## Report Info
Contents - VA PG-18-5 Department of Veterans Affairs CARDIOLOGY SERVICE (210) Master Report Generated: 15 Mar 2022 09:51AM ET

## CARDIOLOGY SERVICE (210)
CARDIOLOGY SERVICE (210) | CARDIOLOGY SERVICE (210) | CARDIOLOGY SERVICE (210) | CARDIOLOGY SERVICE (210) | CARDIOLOGY SERVICE (210)
1 - RECEPTION AREA | 1 - RECEPTION AREA | 1 - RECEPTION AREA | 1 - RECEPTION AREA | 1 - RECEPTION AREA
1 - SB002 - Cardio Svc Waiting, Bldg Sprt | 1 - SB002 - Cardio Svc Waiting, Bldg Sprt | 1 - SB002 - Cardio Svc Waiting, Bldg Sprt | 1 - SB002 - Cardio Svc Waiting, Bldg Sprt | 1 - SB002 - Cardio Svc Waiting, Bldg Sprt
JSN | NAME | QTY | ACQ/INS | DESCRIPTION
A5210 | Bracket, Television, Wall Mounted, w/Adjust Arm | 1 | VV | Wall mounted television bracket with adjustable arm. Consists of movable arm with minimum 120 degree swivel. Designed for holding wall mounted, flat panel television units in patient rooms.
A6046 | Artwork, Decorative, With Frame | 1 | VV | This JSN is to be used for determining and defining location of decorative artwork.
F0206 | Chair, Side, Bariatric, With Arms | 1 | VV | A bariatric side chair with arms for use in a waiting room, lobby or other patient area. Chair will have a padded seat and back and have a capacity of 800 pounds.
F0305 | Chair, Waiting Room, Single | 1 | VV | Single seat waiting room chair with foam padded seat and back. Upholstered with either woven fabric textile or vinyl. Arms and floor glides included.
F2300 | Rack, Magazine, Wall Mounted | 1 | VV | Wall mounted magazine rack with nine (9) magazine holding compartments.
F3200 | Clock, Battery, 12" Diameter | 1 | VV | Clock, 12" diameter. Round surface, easy to read numbers with sweep second hand. Wall mounted unit for use when impractical to install a fully synchronized clock system. Battery operated, (batteries not included).
M0506 | Television, Flat Screen | 1 | VV | Flat screen television with approximately 32'" to 40' diagonal screen size. The TV will have built-in speakers, NTSC tuner, a 16:9 wide screen aspect ratio, a minimum of 1280 x 768 resolution and a remote control.
2 - SC183 - Cardio Svc Reception, Clncl Sprt | 2 - SC183 - Cardio Svc Reception, Clncl Sprt | 2 - SC183 - Cardio Svc Reception, Clncl Sprt | 2 - SC183 - Cardio Svc Reception, Clncl Sprt | 2 - SC183 - Cardio Svc Reception, Clncl Sprt
JSN | NAME | QTY | ACQ/INS | DESCRIPTION
A1015 | Telephone, Desk, Multiple Line | 1 | VV | Telephone, desk, multiple line.
A6105 | Counter, Reception Control, Built-In | 1 | CC | Counter, control, inpatient, built-in. Consists of two 18” wide base cabinets with two drawers and file drawer, two 30” wide pencil drawers and two 18” wide base cabinet with four drawers. The countertop shall be a composition of wood particle core with plastic laminate surface having a hard smooth surface finish, standard thickness of 1” and a 4” butt backsplash/curb. Pricing based on a 30" depth.
F0275 | Chair, Swivel, High Back | 1 | VV | Highback contemporary swivel chair, 41" high X 23" wide X 23" deep with five (5) caster swivel base and arms. Chair may be used at desks or in conference rooms. Back and seat are foam padded and upholstered with either woven textile fabric or vinyl.
F2000 | Basket, Wastepaper, Fire Resistant | 1 | VV | Wastepaper basket, fire resistant, approximately 40 quart capacity. This unit is used to collect and temporarily store small quantities of paper refuse in patient rooms, administrative areas and nursing stations. Size and shape varies depending on the application and manufacturer selected.
M1801 | Computer, Microprocessing, w/Flat Panel Monitor | 1 | VV | Desk top microprocessing computer. The unit shall consist of a central processing mini tower, flat panel monitor, keyboard, mouse and speakers. The system shall have the following minimum characteristics: a 2.8 GHz Pentium processor; 512 MB memory; 80GB hard drive; 32/48x CD-ROMDVD combo; 1.44MB network interface card; video 32 MB NVIDIA; a 18 inch flat panel monitor. The computer is used throughout the facility to input, manipulate and retrieve information.
3 - SC165 - Cardio Svc Patient Check-in Kiosk, Clncl Sprt | 3 - SC165 - Cardio Svc Patient Check-in Kiosk, Clncl Sprt | 3 - SC165 - Cardio Svc Patient Check-in Kiosk, Clncl Sprt | 3 - SC165 - Cardio Svc Patient Check-in Kiosk, Clncl Sprt | 3 - SC165 - Cardio Svc Patient Check-in Kiosk, Clncl Sprt
JSN | NAME | QTY | ACQ/INS | DESCRIPTION
M1890 | Kiosk, Educational, Stand-Up | 1 | VV | A free standing Kiosk providing educational information for patients. The kiosk will, as a minimum, include a computer, an LCD display of approximately 19" with a touch screen, keyboard with track ball, speakers, printer, card reader, bar code scanner and housed in a durable steel enclosure. The unit will contain all necessary software packages to satisfy a wide spectrum of information distribution. Final configuration of kiosk will be determined at time of purchase.
4 - SC170 - Cardio Svc Patient Education Workstation, Clncl Sprt | 4 - SC170 - Cardio Svc Patient Education Workstation, Clncl Sprt | 4 - SC170 - Cardio Svc Patient Education Workstation, Clncl Sprt | 4 - SC170 - Cardio Svc Patient Education Workstation, Clncl Sprt | 4 - SC170 - Cardio Svc Patient Education Workstation, Clncl Sprt
JSN | NAME | QTY | ACQ/INS | DESCRIPTION
A1010 | Telecommunication Outlet | 1 | VV | Telecommunication outlet location.
A1012 | Telephone, Wall Mounted, 1 Line | 1 | VV | Telephone, wall mounted, 1 line.
E0042 | Workcenter, Computer, Free Standing, 48" W | 1 | VV | THIS TYPICAL INCLUDES: 1 Tool Rail 2 Paper Tray 1 Diagonal Tray 1 Freestanding Work Surface 1 Mobile Pedestal, Box/File 1 Adjustable Keyboard Tray
F0280 | Chair, Swivel, Low Back | 1 | VV | Low back contemporary swivel chair, 37" high X 25" wide X 31" deep with a five (5) caster swivel base, arms and foam padded seat and back upholstered with either woven textile fabric or vinyl.
F2000 | Basket, Wastepaper, Fire Resistant | 1 | VV | Wastepaper basket, fire resistant, approximately 40 quart capacity. This unit is used to collect and temporarily store small quantities of paper refuse in patient rooms, administrative areas and nursing stations. Size and shape varies depending on the application and manufacturer selected.
M1801 | Computer, Microprocessing, w/Flat Panel Monitor | 7 | VV | Desk top microprocessing computer. The unit shall consist of a central processing mini tower, flat panel monitor, keyboard, mouse and speakers. The system shall have the following minimum characteristics: a 2.8 GHz Pentium processor; 512 MB memory; 80GB hard drive; 32/48x CD-ROMDVD combo; 1.44MB network interface card; video 32 MB NVIDIA; a 18 inch flat panel monitor. The computer is used throughout the facility to input, manipulate and retrieve information.
M1890 | Kiosk, Educational, Stand-Up | 1 | VV | A free standing Kiosk providing educational information for patients. The kiosk will, as a minimum, include a computer, an LCD display of approximately 19" with a touch screen, keyboard with track ball, speakers, printer, card reader, bar code scanner and housed in a durable steel enclosure. The unit will contain all necessary software packages to satisfy a wide spectrum of information distribution. Final configuration of kiosk will be determined at time of purchase.
5 - SB191 - Cardio Svc Visitor Toilet, Bldg Sprt | 5 - SB191 - Cardio Svc Visitor Toilet, Bldg Sprt | 5 - SB191 - Cardio Svc Visitor Toilet, Bldg Sprt | 5 - SB191 - Cardio Svc Visitor Toilet, Bldg Sprt | 5 - SB191 - Cardio Svc Visitor Toilet, Bldg Sprt
JSN | NAME | QTY | ACQ/INS | DESCRIPTION
A1067 | Mirror, Float Glass, ADA Accessible | 1 | CC | A high quality 1/4" polished float glass mirror with a stainless steel frame. Frame holds mirror in a tilted position for accessibility and compliance with ADA requirements. Mirror has a galvanized steel back secured to frame with concealed screws with integral horizontal hanging brackets. Mirror shall be approximately 18" wide and 36" high. Other sizes are available.
A4995 | Table, Diaper Changing, Wall Mounted | 1 | CC | Wall mounted diaper changing table for use in public restrooms. Unit is a fold down system that folds upward when not in use for minimal intrusion into the room. Changing surface is contoured and has safety belt to insure that an infant will not fall from the table. Table is designed to hold no less than 250 pounds static weight. Closed dimensions are approximately 21" H x 36" W x 5" D. Open dimensions vary according to style. One system's open dimensions are 15 " high, 32" wide and 19" deep.
A5075 | Dispenser, Soap, Disposable | 1 | VV | Disposable soap dispenser. One-handed dispensing operation. Designed to accommodate disposable soap cartridge and valve.
A5082 | Dispenser, Paper Towel, Sensor, Hands Free | 1 | CC | A surface mounted, sensor activated, automatic, roll paper towel dispenser. The unit dispenses a paper towel automatically only when hands are place in position below the dispenser for maximum sanitation and hygiene. May include adjustable settings for sheet length, time delay, and sensor range. Unit is battery operated or with optional AC power adapter.
A5090 | Disposal, Sanitary Napkin, SS, Surface Mounted | 1 | CC | A surface mounted, satin finish stainless steel, sanitary napkin disposal. Disposal features a flip-up cover, secured to the container by a heavy duty stainless steel piano-hinge. Disposal may be secured to wall or toilet partition. For general purpose use in female toilet stalls or rooms and uni-sex toilet rooms.
A5109 | Grab Bar, 1-1/4" Dia., SS, 2 Wall, W/C Accessible | 1 | CC | A 1-1/4" diameter, satin finish stainless steel, peened gripping surface, 2 wall toilet stall/ room, grab bar with concealed mounting flanges. Snap over flanges are provided to conceal mounting screws. A selection of mounting kits and concealed anchor devices are available from the manufacturers for different types of installations. Grab bar shall comply with barrier-free accessibility guidelines for structural strength. For typical water closet applications in toilet stalls and rooms where ADA (American's With Disabilities Act) requirements must be met.
A5145 | Hook, Garment, Double, SS, Surface Mounted | 1 | CC | A surface mounted, satin finish stainless steel, double garment hook. Equipped with a concealed mounting bracket that is secured to a concealed wall plate. For general purpose use throughout the facility to hang various items of apparel.
A5200 | Dispenser, Toilet Tissue, SS, 2-Roll, Surface Mntd | 1 | CC | A concealed surface mounted, double roll, satin finish stainless steel, toilet tissue dispenser. Unit accommodates two standard-core toilet tissue rolls through 5" in diameter. Spindles are chrome plated plastic with a heavy-duty internal spring and turn freely for non-controlled delivery. For general purpose use in restrooms.
F2010 | Basket, Wastepaper, Step-On | 1 | VV | "Step-on" wastepaper basket with inner liner and foot petal activated flip top.
P3200 | Lavatory, Vitreous China, Slab Type w/Sens Op Fauc | 1 | CC | Wall mounted, slab type, vitreous china, lavatory (approximately 7 x 15 x 10 inches) with faucet holes on 4 inch centers; electronic sensor operated, goose neck spout and grid strainer. It shall be suitable for use in clinics, offices and patient care areas.
P9050 | Toilet, Wall Hung, Siphon Jet | 1 | CC | Siphon jet water closet/ toilet. This unit is wall hung with an elongated bowl, top spud flushometer, seat with open front and check hinge, and carrier. Used in restrooms throughout the health care facility.
2 - CARDIOLOGY PATIENT AREA | 2 - CARDIOLOGY PATIENT AREA | 2 - CARDIOLOGY PATIENT AREA | 2 - CARDIOLOGY PATIENT AREA | 2 - CARDIOLOGY PATIENT AREA
1 - CCD01 - EKG Testing Room, Cardio Svc | 1 - CCD01 - EKG Testing Room, Cardio Svc | 1 - CCD01 - EKG Testing Room, Cardio Svc | 1 - CCD01 - EKG Testing Room, Cardio Svc | 1 - CCD01 - EKG Testing Room, Cardio Svc
JSN | NAME | QTY | ACQ/INS | DESCRIPTION
A1010 | Telecommunication Outlet | 2 | VV | Telecommunication outlet location.
A1014 | Telephone, Wall Mounted, 1 Line, With Speaker | 1 | VV | Telephone, wall mounted, 1 line, with speaker.
A1066 | Mirror, Float Glass, With SS Frame | 1 | CC | A high quality 1/4" polished float glass mirror 36X18, framed in a one-piece, bright polished, stainless steel channel frame with 90° mitered corners. All edges of the mirror are protected by absorbing filler strips. Mirror has a galvanized steel back with integral horizontal hanging brackets and wall hanger for concealed mounting. For mounting above single wall mounted lavatories located in toilet areas, Doctors examination offices, etc. May also be used above double lavatories, either wall or countertop mounted, found in restroom areas.
A1132 | Rail, Accessory Mounting, Length As Required | 1 | VC | Horizontal equipment mounting rail with lock mounting devices capable of; supporting up to 75 pounds each, being repositioned, and mounting and dismounting of equipment without the use of tools (special tools may be required to unlock adapter that was previously locked to the rail). The rail must be capable of supporting medical equipment and accessories normally found in exam or patient rooms. The rail system must be capable of mounting and dismounting equipment without leaving or creating new holes in the finished surface of the wall. The rail system utilizes a series of mounting plates and adapters specific to the device being mounted to the rail. The plate and adapter rail mounting kit must be specified to match the equipment being mounted to the equipment rail.
A5075 | Dispenser, Soap, Disposable | 1 | VV | Disposable soap dispenser. One-handed dispensing operation. Designed to accommodate disposable soap cartridge and valve.
A5080 | Dispenser, Paper Towel, SS, Surface Mounted | 1 | CC | A surface mounted, satin finish stainless steel, single-fold, paper towel dispenser. Dispenser features: tumbler lock; front hinged at bottom; and refill indicator slot. Minimum capacity 400 single-fold paper towels. For general purpose use throughout the facility.
A5106 | Waste Disposal Unit, Sharps w/Glove Dispenser | 1 | VV | The unit is designed for the disposal of sharps and complies with OSHA guidelines for the handling of sharps. It shall house a 5 quart container and be capable of being mounted on a wall. It shall have a glove dispenser attached. The unit shall be secured by a locked enclosure.
A5145 | Hook, Garment, Double, SS, Surface Mounted | 1 | CC | A surface mounted, satin finish stainless steel, double garment hook. Equipped with a concealed mounting bracket that is secured to a concealed wall plate. For general purpose use throughout the facility to hang various items of apparel.
A5180 | Track, Cubicle, Surface Mounted, With Curtain | 10 | VV | Surface mounted cubicle track, with curtain. Track constructed of thick extruded aluminum. Equipped with self lubricating carriers, beaded drop chain hooks, and flame resistant curtain. To include removable end caps. Designed to be suspended around patient areas where privacy is needed. Price listed is per foot of the track, curtains to be priced per quote.
E0210 | Worksurface, w/Overhead Cab, Wall Mtd, 48" W | 1 | VV | THIS TYPICAL INCLUDES: 2 Vertical Hanging Strips 1 Lockable Flipper Unit 1 Shelf, Storage/Display 1 Light 1 Cantilevered Work Surface
E0930 | Locker, Supply, 6 Drawers, Mobile, 29"W x 20"D | 1 | VV | THIS TYPICAL INCLUDES: 1 Mobile Supply Locker 2 Tray/Shelf 4 Drawers, 3"H 2 Drawers, 6"H Drawer Organizer Bins
E0948 | Cart, General Storage, Mobile, 42"H x 32"W x 22"D | 1 | VV | THIS TYPICAL INCLUDES: 1 Cart Body, Style-A Narrow, w/Raised Edge Top 2 Drawers, 3" H 4 Drawers, 6" H 1 Accessory Rail, Side Drawer Organizer Bins
F0210 | Chair, Side, Without Arms | 1 | VV | Upholstered side chair approximately 32" high X 19" wide X 23" deep with floor glides. Seat is non-tilting and without arms.
F0280 | Chair, Swivel, Low Back | 1 | VV | Low back contemporary swivel chair, 37" high X 25" wide X 31" deep with a five (5) caster swivel base, arms and foam padded seat and back upholstered with either woven textile fabric or vinyl.
F2017 | Waste Receptacle, 24 GAL | 1 | VV | Rectangular steel waste receptacle with step-on lid and 24 gallon capacity. The receptacle is used to collect and temporarily store small quantities of paper refuse. Can be used in restrooms, patient areas, laboratories, pharmacies, etc.
F3200 | Clock, Battery, 12" Diameter | 1 | VV | Clock, 12" diameter. Round surface, easy to read numbers with sweep second hand. Wall mounted unit for use when impractical to install a fully synchronized clock system. Battery operated, (batteries not included).
M0750 | Flowmeter, Air, Connect w/50 PSI Supply | 1 | VV | Air flowmeter. Unit has a stainless steel needle valve with clear flowtube for connection to 50 PSI air outlet from central pipeline system. Requires the appropriate adapter for connection to the wall outlet and fitting to connect to tubing. Database prices reflect fittings with an attached DISS power outlet. Other outlet and adapter configurations are available.
M0755 | Flowmeter, Oxygen, Low Flow | 1 | VV | Oxygen flowmeter. Consists of a clear crystal flowtube calibrated to 3.5 or 8 LPM depending on manufacturer. For oxygen regulation in hospital settings. Database pricing includes DISS fitting and DISS power outlet and wall adapter. Other fitting and adapter configurations are available.
M0765 | Regulator, Vacuum | 1 | VV | Vacuum pressure regulator for connection to central piped vacuum system. Standard display scale is graduated at least from 0 to 200 mm Hg of vacuum. Displays on specialized regulators may cover other vacuum ranges. Regulator type (continuous, intermittent, continuous/intermittent, surgical, pediatric, thoracic, etc.) as required. To be used in delivery, neonatal, pediatrics or any area where suction is required. Database pricing reflects continuous regulators graduated to 200 mm Hg with a full line vacuum selection switch and DISS configured inlets and outlets.
M1801 | Computer, Microprocessing, w/Flat Panel Monitor | 1 | VV | Desk top microprocessing computer. The unit shall consist of a central processing mini tower, flat panel monitor, keyboard, mouse and speakers. The system shall have the following minimum characteristics: a 2.8 GHz Pentium processor; 512 MB memory; 80GB hard drive; 32/48x CD-ROMDVD combo; 1.44MB network interface card; video 32 MB NVIDIA; a 18 inch flat panel monitor. The computer is used throughout the facility to input, manipulate and retrieve information.
M1825 | Printer, Computer | 1 | VV | High resolution computer printer with a variety of type styles and sheet/envelope feeder trays. Database information reflects network ready, medium duty office style laser printers. Other types of printers (bubble jet, dot matrix, line or plotter) as well as light or heavy use capabilities are available.
M3070 | Hamper, Linen, Mobile, w/Lid | 1 | VV | Mobile linen hamper with hand or foot operated lid. Made of heavy tubular stainless steel with heavy gauge welded steel platform. Holds 25" hamper bags. Mounted on ball bearing casters. For linen transport in hospitals and clinics.
M4100 | Sphygmomanometer, Aneroid, Wall Mounted | 1 | VV | Aneroid sphygmomanometer. Unit is wall mounted and has large graphic dial display for easy reading from all angles. It has a 90 degree (angle) swivel and 10 degree (angle) forward tilt to reduce glare. Unit accuracy is within 1% of reading. Sturdy impact-resistant construction.
M4116 | Monitor, Vital Signs | 1 | VV | Electronic sphygmomanometer. LCD displays non-invasive blood pressure, pulse rate and temperature. Used in hospitals and clinics. Includes an optional mobile stand.
M7710 | Electrocardiograph, 12 Lead, Portable | 1 | VV | Used to detect the electrical signals associated with cardiac activity, diagnose cardiac abnormalities, determine a patients response to drug therapy and reveal trends or changes in heart function. Capable of recording two or more leads simultaneously, recording an entire 12 lead ECG in about 10 seconds. Includes of a 3.5 inch, high density, floppy disk drive for test storage. Portable.
M9025 | Table, Examination/Treatment, With Cabinet | 1 | VV | Table, examination/treatment with cabinet. Cabinet type exam table with three section upholstered top adjustable to a full chair position. Concealed heel stirrups, dual outlets, drawers, and storage space with optional armboard. Unit is designed for general use in examination/treatment rooms.
P3100 | Lavatory, Vitreous China, Slab Type | 1 | CC | Wall mounted, slab type, vitreous china, lavatory (approximate bowl size 7"x15"x10") with: faucet holes on 4" centers; gooseneck spout; wrist blade handles; and grid strainer. It shall be suitable for use in clinics, offices, washrooms or patient care area.
2 - CCD06 - Exam Room, Cardio Svc | 2 - CCD06 - Exam Room, Cardio Svc | 2 - CCD06 - Exam Room, Cardio Svc | 2 - CCD06 - Exam Room, Cardio Svc | 2 - CCD06 - Exam Room, Cardio Svc
JSN | NAME | QTY | ACQ/INS | DESCRIPTION
A1010 | Telecommunication Outlet | 2 | VV | Telecommunication outlet location.
A1015 | Telephone, Desk, Multiple Line | 1 | VV | Telephone, desk, multiple line.
A1132 | Rail, Accessory Mounting, Length As Required | 1 | VC | Horizontal equipment mounting rail with lock mounting devices capable of; supporting up to 75 pounds each, being repositioned, and mounting and dismounting of equipment without the use of tools (special tools may be required to unlock adapter that was previously locked to the rail). The rail must be capable of supporting medical equipment and accessories normally found in exam or patient rooms. The rail system must be capable of mounting and dismounting equipment without leaving or creating new holes in the finished surface of the wall. The rail system utilizes a series of mounting plates and adapters specific to the device being mounted to the rail. The plate and adapter rail mounting kit must be specified to match the equipment being mounted to the equipment rail.
A5075 | Dispenser, Soap, Disposable | 1 | VV | Disposable soap dispenser. One-handed dispensing operation. Designed to accommodate disposable soap cartridge and valve.
A5077 | Dispenser, Hand Sanitizer, Hands-Free | 1 | VV | A touch free wall-mounted hand sanitizer dispenser. For use throughout a healthcare facility. Unit does not include the sanitizing liquid. Units are battery operated.
A5080 | Dispenser, Paper Towel, SS, Surface Mounted | 1 | CC | A surface mounted, satin finish stainless steel, single-fold, paper towel dispenser. Dispenser features: tumbler lock; front hinged at bottom; and refill indicator slot. Minimum capacity 400 single-fold paper towels. For general purpose use throughout the facility.
A5108 | Waste Disposal Unit, Sharps | 1 | VV | A container for collecting and transporting syringes and other sharps for decontamination and disposal. Available in 2 gallon and 8 gallon with locking rotor. Complies with OSHA regulations for handling sharps.
A5145 | Hook, Garment, Double, SS, Surface Mounted | 1 | CC | A surface mounted, satin finish stainless steel, double garment hook. Equipped with a concealed mounting bracket that is secured to a concealed wall plate. For general purpose use throughout the facility to hang various items of apparel.
E0210 | Worksurface, w/Overhead Cab, Wall Mtd, 48" W | 1 | VV | THIS TYPICAL INCLUDES: 2 Vertical Hanging Strips 1 Lockable Flipper Unit 1 Shelf, Storage/Display 1 Light 1 Cantilevered Work Surface
E0948 | Cart, General Storage, Mobile, 42"H x 32"W x 22"D | 1 | VV | THIS TYPICAL INCLUDES: 1 Cart Body, Style-A Narrow, w/Raised Edge Top 2 Drawers, 3" H 4 Drawers, 6" H 1 Accessory Rail, Side Drawer Organizer Bins
F0205 | Chair, Side With Arms | 1 | VV | Upholstered side chair, 32" high X 21" wide X 23" deep with arms, padded seats and padded backs. Seat height is a minimum of 17". Available with or without sled base.
F0275 | Chair, Swivel, High Back | 1 | VV | Highback contemporary swivel chair, 41" high X 23" wide X 23" deep with five (5) caster swivel base and arms. Chair may be used at desks or in conference rooms. Back and seat are foam padded and upholstered with either woven textile fabric or vinyl.
F3200 | Clock, Battery, 12" Diameter | 1 | VV | Clock, 12" diameter. Round surface, easy to read numbers with sweep second hand. Wall mounted unit for use when impractical to install a fully synchronized clock system. Battery operated, (batteries not included).
M1801 | Computer, Microprocessing, w/Flat Panel Monitor | 1 | VV | Desk top microprocessing computer. The unit shall consist of a central processing mini tower, flat panel monitor, keyboard, mouse and speakers. The system shall have the following minimum characteristics: a 2.8 GHz Pentium processor; 512 MB memory; 80GB hard drive; 32/48x CD-ROMDVD combo; 1.44MB network interface card; video 32 MB NVIDIA; a 18 inch flat panel monitor. The computer is used throughout the facility to input, manipulate and retrieve information.
M9025 | Table, Examination/Treatment, With Cabinet | 1 | VV | Table, examination/treatment with cabinet. Cabinet type exam table with three section upholstered top adjustable to a full chair position. Concealed heel stirrups, dual outlets, drawers, and storage space with optional armboard. Unit is designed for general use in examination/treatment rooms.
P3100 | Lavatory, Vitreous China, Slab Type | 1 | CC | Wall mounted, slab type, vitreous china, lavatory (approximate bowl size 7"x15"x10") with: faucet holes on 4" centers; gooseneck spout; wrist blade handles; and grid strainer. It shall be suitable for use in clinics, offices, washrooms or patient care area.
3 - CCD11 - Pacemaker ICD Interrogation Room, Cardio Svc | 3 - CCD11 - Pacemaker ICD Interrogation Room, Cardio Svc | 3 - CCD11 - Pacemaker ICD Interrogation Room, Cardio Svc | 3 - CCD11 - Pacemaker ICD Interrogation Room, Cardio Svc | 3 - CCD11 - Pacemaker ICD Interrogation Room, Cardio Svc
JSN | NAME | QTY | ACQ/INS | DESCRIPTION
A1010 | Telecommunication Outlet | 1 | VV | Telecommunication outlet location.
A1011 | Telephone, Desk, 1 Line | 1 | VV | Telephone, desk, 1 line.
CT030 | Countertop, High Pressure Laminate | 1 | CC | High pressure laminate countertop (composition of wood particle core with plastic laminate surface) having a hard smooth surface finish, standard thickness of 1", and a 4" butt backsplash/curb. Also referred to as a work surface or work top. Available in a wide choice of colors, patterns, and depths. Used in general purpose areas requiring a basic work surface arrangement with limited heat resistance and poor chemical resistance. Pricing based upon a 24" depth.
F0280 | Chair, Swivel, Low Back | 1 | VV | Low back contemporary swivel chair, 37" high X 25" wide X 31" deep with a five (5) caster swivel base, arms and foam padded seat and back upholstered with either woven textile fabric or vinyl.
F2000 | Basket, Wastepaper, Fire Resistant | 2 | VV | Wastepaper basket, fire resistant, approximately 40 quart capacity. This unit is used to collect and temporarily store small quantities of paper refuse in patient rooms, administrative areas and nursing stations. Size and shape varies depending on the application and manufacturer selected.
F3200 | Clock, Battery, 12" Diameter | 1 | VV | Clock, 12" diameter. Round surface, easy to read numbers with sweep second hand. Wall mounted unit for use when impractical to install a fully synchronized clock system. Battery operated, (batteries not included).
M1801 | Computer, Microprocessing, w/Flat Panel Monitor | 1 | VV | Desk top microprocessing computer. The unit shall consist of a central processing mini tower, flat panel monitor, keyboard, mouse and speakers. The system shall have the following minimum characteristics: a 2.8 GHz Pentium processor; 512 MB memory; 80GB hard drive; 32/48x CD-ROMDVD combo; 1.44MB network interface card; video 32 MB NVIDIA; a 18 inch flat panel monitor. The computer is used throughout the facility to input, manipulate and retrieve information.
M1825 | Printer, Computer | 1 | VV | High resolution computer printer with a variety of type styles and sheet/envelope feeder trays. Database information reflects network ready, medium duty office style laser printers. Other types of printers (bubble jet, dot matrix, line or plotter) as well as light or heavy use capabilities are available.
M7765 | Computer Assisted Cardiology Management System. | 1 | VV | Central processor for Computer Assisted Practice of Cardiology (CAPOC). Unit provides analysis of cardiograms from a variety of sources that are transmitted via the phone lines. Received cardiograms are analyzed, a report is formatted, and the report is transmitted back to the originating electrocardiograph unit.
M7770 | Computer, Holter Monitor Analysis System | 1 | VV | Central processor for the analysis of Holter monitor recordings. System permits the high speed downloading of Holter recordings into a central database, automated recording analysis and storage, report generation, listing clinical findings and tracking final reports. System may include a monitor, keyboard, scanner, printer, input port and a disk drive storage device.
4 - CCD16 - Holter Monitor Room, Cardio Svc | 4 - CCD16 - Holter Monitor Room, Cardio Svc | 4 - CCD16 - Holter Monitor Room, Cardio Svc | 4 - CCD16 - Holter Monitor Room, Cardio Svc | 4 - CCD16 - Holter Monitor Room, Cardio Svc
JSN | NAME | QTY | ACQ/INS | DESCRIPTION
A1010 | Telecommunication Outlet | 2 | VV | Telecommunication outlet location.
A1011 | Telephone, Desk, 1 Line | 1 | VV | Telephone, desk, 1 line.
A1132 | Rail, Accessory Mounting, Length As Required | 1 | VC | Horizontal equipment mounting rail with lock mounting devices capable of; supporting up to 75 pounds each, being repositioned, and mounting and dismounting of equipment without the use of tools (special tools may be required to unlock adapter that was previously locked to the rail). The rail must be capable of supporting medical equipment and accessories normally found in exam or patient rooms. The rail system must be capable of mounting and dismounting equipment without leaving or creating new holes in the finished surface of the wall. The rail system utilizes a series of mounting plates and adapters specific to the device being mounted to the rail. The plate and adapter rail mounting kit must be specified to match the equipment being mounted to the equipment rail.
A5075 | Dispenser, Soap, Disposable | 1 | VV | Disposable soap dispenser. One-handed dispensing operation. Designed to accommodate disposable soap cartridge and valve.
A5080 | Dispenser, Paper Towel, SS, Surface Mounted | 1 | CC | A surface mounted, satin finish stainless steel, single-fold, paper towel dispenser. Dispenser features: tumbler lock; front hinged at bottom; and refill indicator slot. Minimum capacity 400 single-fold paper towels. For general purpose use throughout the facility.
A5107 | Dispenser, Glove, Surgical/Examination, Wall Mntd | 1 | VV | Examination three (Small Medium, Large) glove dispenser box for wall mounting. Fabricated of either cold rolled steel with a white baked enamel finish, plastic or acrylic. Hardware not included, Option 3 powder coated steel.
A5108 | Waste Disposal Unit, Sharps | 1 | VV | A container for collecting and transporting syringes and other sharps for decontamination and disposal. Available in 2 gallon and 8 gallon with locking rotor. Complies with OSHA regulations for handling sharps.
A5145 | Hook, Garment, Double, SS, Surface Mounted | 2 | CC | A surface mounted, satin finish stainless steel, double garment hook. Equipped with a concealed mounting bracket that is secured to a concealed wall plate. For general purpose use throughout the facility to hang various items of apparel.
A5180 | Track, Cubicle, Surface Mounted, With Curtain | 10 | VV | Surface mounted cubicle track, with curtain. Track constructed of thick extruded aluminum. Equipped with self lubricating carriers, beaded drop chain hooks, and flame resistant curtain. To include removable end caps. Designed to be suspended around patient areas where privacy is needed. Price listed is per foot of the track, curtains to be priced per quote.
E0210 | Worksurface, w/Overhead Cab, Wall Mtd, 48" W | 1 | VV | THIS TYPICAL INCLUDES: 2 Vertical Hanging Strips 1 Lockable Flipper Unit 1 Shelf, Storage/Display 1 Light 1 Cantilevered Work Surface
E0948 | Cart, General Storage, Mobile, 42"H x 32"W x 22"D | 1 | VV | THIS TYPICAL INCLUDES: 1 Cart Body, Style-A Narrow, w/Raised Edge Top 2 Drawers, 3" H 4 Drawers, 6" H 1 Accessory Rail, Side Drawer Organizer Bins
F0210 | Chair, Side, Without Arms | 1 | VV | Upholstered side chair approximately 32" high X 19" wide X 23" deep with floor glides. Seat is non-tilting and without arms.
F0280 | Chair, Swivel, Low Back | 2 | VV | Low back contemporary swivel chair, 37" high X 25" wide X 31" deep with a five (5) caster swivel base, arms and foam padded seat and back upholstered with either woven textile fabric or vinyl.
F2000 | Basket, Wastepaper, Fire Resistant | 2 | VV | Wastepaper basket, fire resistant, approximately 40 quart capacity. This unit is used to collect and temporarily store small quantities of paper refuse in patient rooms, administrative areas and nursing stations. Size and shape varies depending on the application and manufacturer selected.
F3200 | Clock, Battery, 12" Diameter | 1 | VV | Clock, 12" diameter. Round surface, easy to read numbers with sweep second hand. Wall mounted unit for use when impractical to install a fully synchronized clock system. Battery operated, (batteries not included).
M0750 | Flowmeter, Air, Connect w/50 PSI Supply | 1 | VV | Air flowmeter. Unit has a stainless steel needle valve with clear flowtube for connection to 50 PSI air outlet from central pipeline system. Requires the appropriate adapter for connection to the wall outlet and fitting to connect to tubing. Database prices reflect fittings with an attached DISS power outlet. Other outlet and adapter configurations are available.
M0755 | Flowmeter, Oxygen, Low Flow | 1 | VV | Oxygen flowmeter. Consists of a clear crystal flowtube calibrated to 3.5 or 8 LPM depending on manufacturer. For oxygen regulation in hospital settings. Database pricing includes DISS fitting and DISS power outlet and wall adapter. Other fitting and adapter configurations are available.
M0765 | Regulator, Vacuum | 1 | VV | Vacuum pressure regulator for connection to central piped vacuum system. Standard display scale is graduated at least from 0 to 200 mm Hg of vacuum. Displays on specialized regulators may cover other vacuum ranges. Regulator type (continuous, intermittent, continuous/intermittent, surgical, pediatric, thoracic, etc.) as required. To be used in delivery, neonatal, pediatrics or any area where suction is required. Database pricing reflects continuous regulators graduated to 200 mm Hg with a full line vacuum selection switch and DISS configured inlets and outlets.
M1801 | Computer, Microprocessing, w/Flat Panel Monitor | 1 | VV | Desk top microprocessing computer. The unit shall consist of a central processing mini tower, flat panel monitor, keyboard, mouse and speakers. The system shall have the following minimum characteristics: a 2.8 GHz Pentium processor; 512 MB memory; 80GB hard drive; 32/48x CD-ROMDVD combo; 1.44MB network interface card; video 32 MB NVIDIA; a 18 inch flat panel monitor. The computer is used throughout the facility to input, manipulate and retrieve information.
M1825 | Printer, Computer | 1 | VV | High resolution computer printer with a variety of type styles and sheet/envelope feeder trays. Database information reflects network ready, medium duty office style laser printers. Other types of printers (bubble jet, dot matrix, line or plotter) as well as light or heavy use capabilities are available.
M3070 | Hamper, Linen, Mobile, w/Lid | 1 | VV | Mobile linen hamper with hand or foot operated lid. Made of heavy tubular stainless steel with heavy gauge welded steel platform. Holds 25" hamper bags. Mounted on ball bearing casters. For linen transport in hospitals and clinics.
M4116 | Monitor, Vital Signs | 1 | VV | Electronic sphygmomanometer. LCD displays non-invasive blood pressure, pulse rate and temperature. Used in hospitals and clinics. Includes an optional mobile stand.
M7770 | Computer, Holter Monitor Analysis System | 1 | VV | Central processor for the analysis of Holter monitor recordings. System permits the high speed downloading of Holter recordings into a central database, automated recording analysis and storage, report generation, listing clinical findings and tracking final reports. System may include a monitor, keyboard, scanner, printer, input port and a disk drive storage device.
M9006 | Table, Ultrasound, Mobile, Echocardiology | 1 | VV | Mobile exam table designed for ultrasound and echocardiology examinations. Table has an extra wide top with a 500 lb patient capacity, suitable for bariatric patients. Height range from 23" low to accommodate wheelchair transfers and those with ambulatory difficulties to a high of 39". Table includes motorized height adjustment, Fowler position, Trendelenburg and auto level adjustment.
P3100 | Lavatory, Vitreous China, Slab Type | 1 | CC | Wall mounted, slab type, vitreous china, lavatory (approximate bowl size 7"x15"x10") with: faucet holes on 4" centers; gooseneck spout; wrist blade handles; and grid strainer. It shall be suitable for use in clinics, offices, washrooms or patient care area.
5 - CCD21 - Echocardiograph Room, Cardio Svc | 5 - CCD21 - Echocardiograph Room, Cardio Svc | 5 - CCD21 - Echocardiograph Room, Cardio Svc | 5 - CCD21 - Echocardiograph Room, Cardio Svc | 5 - CCD21 - Echocardiograph Room, Cardio Svc
JSN | NAME | QTY | ACQ/INS | DESCRIPTION
A1010 | Telecommunication Outlet | 2 | VV | Telecommunication outlet location.
A1011 | Telephone, Desk, 1 Line | 1 | VV | Telephone, desk, 1 line.
A1066 | Mirror, Float Glass, With SS Frame | 1 | CC | A high quality 1/4" polished float glass mirror 36X18, framed in a one-piece, bright polished, stainless steel channel frame with 90° mitered corners. All edges of the mirror are protected by absorbing filler strips. Mirror has a galvanized steel back with integral horizontal hanging brackets and wall hanger for concealed mounting. For mounting above single wall mounted lavatories located in toilet areas, Doctors examination offices, etc. May also be used above double lavatories, either wall or countertop mounted, found in restroom areas.
A1132 | Rail, Accessory Mounting, Length As Required | 1 | VC | Horizontal equipment mounting rail with lock mounting devices capable of; supporting up to 75 pounds each, being repositioned, and mounting and dismounting of equipment without the use of tools (special tools may be required to unlock adapter that was previously locked to the rail). The rail must be capable of supporting medical equipment and accessories normally found in exam or patient rooms. The rail system must be capable of mounting and dismounting equipment without leaving or creating new holes in the finished surface of the wall. The rail system utilizes a series of mounting plates and adapters specific to the device being mounted to the rail. The plate and adapter rail mounting kit must be specified to match the equipment being mounted to the equipment rail.
A5075 | Dispenser, Soap, Disposable | 1 | VV | Disposable soap dispenser. One-handed dispensing operation. Designed to accommodate disposable soap cartridge and valve.
A5080 | Dispenser, Paper Towel, SS, Surface Mounted | 1 | CC | A surface mounted, satin finish stainless steel, single-fold, paper towel dispenser. Dispenser features: tumbler lock; front hinged at bottom; and refill indicator slot. Minimum capacity 400 single-fold paper towels. For general purpose use throughout the facility.
A5106 | Waste Disposal Unit, Sharps w/Glove Dispenser | 1 | VV | The unit is designed for the disposal of sharps and complies with OSHA guidelines for the handling of sharps. It shall house a 5 quart container and be capable of being mounted on a wall. It shall have a glove dispenser attached. The unit shall be secured by a locked enclosure.
A5145 | Hook, Garment, Double, SS, Surface Mounted | 1 | CC | A surface mounted, satin finish stainless steel, double garment hook. Equipped with a concealed mounting bracket that is secured to a concealed wall plate. For general purpose use throughout the facility to hang various items of apparel.
A5180 | Track, Cubicle, Surface Mounted, With Curtain | 10 | VV | Surface mounted cubicle track, with curtain. Track constructed of thick extruded aluminum. Equipped with self lubricating carriers, beaded drop chain hooks, and flame resistant curtain. To include removable end caps. Designed to be suspended around patient areas where privacy is needed. Price listed is per foot of the track, curtains to be priced per quote.
E0210 | Worksurface, w/Overhead Cab, Wall Mtd, 48" W | 1 | VV | THIS TYPICAL INCLUDES: 2 Vertical Hanging Strips 1 Lockable Flipper Unit 1 Shelf, Storage/Display 1 Light 1 Cantilevered Work Surface
E0912 | Locker, Supply, Med Surg, Wall Mtd | 1 | VV | Medical/Surgical Supply locker, Wall Mounted, approximately 23"W x 20"D. THIS TYPICAL INCLUDES: 1 Wall Mounted Rail 1 Locked Storage Container 4 Tray/Shelves 5 Drawers, 3"H 2 Drawers, 6"H 2 Tray/Shelf Dividers Drawer Organizer Bins Consider the need for an E0921 to transport the locker from place to place.
E1500 | Rail, MOD, W/MNTD, HX144XD | 1 | VV | Wall mounted rail used for hanging (mounting) lockers, shelves and drawers on a wall.
F0210 | Chair, Side, Without Arms | 1 | VV | Upholstered side chair approximately 32" high X 19" wide X 23" deep with floor glides. Seat is non-tilting and without arms.
F0280 | Chair, Swivel, Low Back | 1 | VV | Low back contemporary swivel chair, 37" high X 25" wide X 31" deep with a five (5) caster swivel base, arms and foam padded seat and back upholstered with either woven textile fabric or vinyl.
F0340 | Stool, Self Adjusting | 1 | VV | Self adjusting stool. Consists of a foam padded upholstered seat with attached foot rest for added comfort. Mounted on swivel casters. Designed for doctor's use during examinations.
F2000 | Basket, Wastepaper, Fire Resistant | 2 | VV | Wastepaper basket, fire resistant, approximately 40 quart capacity. This unit is used to collect and temporarily store small quantities of paper refuse in patient rooms, administrative areas and nursing stations. Size and shape varies depending on the application and manufacturer selected.
F3200 | Clock, Battery, 12" Diameter | 1 | VV | Clock, 12" diameter. Round surface, easy to read numbers with sweep second hand. Wall mounted unit for use when impractical to install a fully synchronized clock system. Battery operated, (batteries not included).
M0750 | Flowmeter, Air, Connect w/50 PSI Supply | 1 | VV | Air flowmeter. Unit has a stainless steel needle valve with clear flowtube for connection to 50 PSI air outlet from central pipeline system. Requires the appropriate adapter for connection to the wall outlet and fitting to connect to tubing. Database prices reflect fittings with an attached DISS power outlet. Other outlet and adapter configurations are available.
M0755 | Flowmeter, Oxygen, Low Flow | 1 | VV | Oxygen flowmeter. Consists of a clear crystal flowtube calibrated to 3.5 or 8 LPM depending on manufacturer. For oxygen regulation in hospital settings. Database pricing includes DISS fitting and DISS power outlet and wall adapter. Other fitting and adapter configurations are available.
M0765 | Regulator, Vacuum | 1 | VV | Vacuum pressure regulator for connection to central piped vacuum system. Standard display scale is graduated at least from 0 to 200 mm Hg of vacuum. Displays on specialized regulators may cover other vacuum ranges. Regulator type (continuous, intermittent, continuous/intermittent, surgical, pediatric, thoracic, etc.) as required. To be used in delivery, neonatal, pediatrics or any area where suction is required. Database pricing reflects continuous regulators graduated to 200 mm Hg with a full line vacuum selection switch and DISS configured inlets and outlets.
M1620 | Holder, Chart, Patient, Wall or Door Mounted | 1 | VV | Wall or door mounted patient chart holder. Constructed of durable plastic or metal. Used for holding patient records. Size as required.
M1801 | Computer, Microprocessing, w/Flat Panel Monitor | 1 | VV | Desk top microprocessing computer. The unit shall consist of a central processing mini tower, flat panel monitor, keyboard, mouse and speakers. The system shall have the following minimum characteristics: a 2.8 GHz Pentium processor; 512 MB memory; 80GB hard drive; 32/48x CD-ROMDVD combo; 1.44MB network interface card; video 32 MB NVIDIA; a 18 inch flat panel monitor. The computer is used throughout the facility to input, manipulate and retrieve information.
M3070 | Hamper, Linen, Mobile, w/Lid | 1 | VV | Mobile linen hamper with hand or foot operated lid. Made of heavy tubular stainless steel with heavy gauge welded steel platform. Holds 25" hamper bags. Mounted on ball bearing casters. For linen transport in hospitals and clinics.
M3072 | Frame, Infectious Waste Bag w/Lid | 1 | VV | Frame for an infectious waste collection bag. Made of heavy tubular stainless steel with heavy gauge welded steel platform. Adjust to hold 18" or 25" trash bags. Mounted on ball bearing casters and includes permanently mounted hinged lid. Provides means of bagging infectious waste at point of waste generation.
M4655 | Stretcher, Mobile, CRS, 9 Position | 1 | VV | Mobile stretcher. All corrosion resistant stainless steel construction. It consists of a tubular frame with side rails, a 9-position hydraulic base with pneumatic fowler adjustment, and a 2" pad. Unit is mounted on 8" conductive casters. Designed for patient transport as well as for minor surgical procedures.
P3100 | Lavatory, Vitreous China, Slab Type | 1 | CC | Wall mounted, slab type, vitreous china, lavatory (approximate bowl size 7"x15"x10") with: faucet holes on 4" centers; gooseneck spout; wrist blade handles; and grid strainer. It shall be suitable for use in clinics, offices, washrooms or patient care area.
X2105 | Scanner, Ultrasound, Cardiac (Echo) | 1 | VV | High definition, diagnostic ultrasound system for Radiology, Cardiology, Vascular, ob-gyn, Perinatology, and Surgical imaging applications. The unit employs curved, phased and linear array imaging technology. The system supports colorflow, pulse, continuous wave imaging modalities. On board software measurement packages available for all imaging applications. The system is DICOM 3.0 compatible, for easy linkage to filmless image management systems and review stations. In addition, a full line of probes and conventional recording devices are available.
6 - CCD26 - Stress Echocardiograph Room, Cardio Svc | 6 - CCD26 - Stress Echocardiograph Room, Cardio Svc | 6 - CCD26 - Stress Echocardiograph Room, Cardio Svc | 6 - CCD26 - Stress Echocardiograph Room, Cardio Svc | 6 - CCD26 - Stress Echocardiograph Room, Cardio Svc
JSN | NAME | QTY | ACQ/INS | DESCRIPTION
A1010 | Telecommunication Outlet | 2 | VV | Telecommunication outlet location.
A1012 | Telephone, Wall Mounted, 1 Line | 1 | VV | Telephone, wall mounted, 1 line.
A5075 | Dispenser, Soap, Disposable | 1 | VV | Disposable soap dispenser. One-handed dispensing operation. Designed to accommodate disposable soap cartridge and valve.
A5080 | Dispenser, Paper Towel, SS, Surface Mounted | 1 | CC | A surface mounted, satin finish stainless steel, single-fold, paper towel dispenser. Dispenser features: tumbler lock; front hinged at bottom; and refill indicator slot. Minimum capacity 400 single-fold paper towels. For general purpose use throughout the facility.
A5106 | Waste Disposal Unit, Sharps w/Glove Dispenser | 1 | VV | The unit is designed for the disposal of sharps and complies with OSHA guidelines for the handling of sharps. It shall house a 5 quart container and be capable of being mounted on a wall. It shall have a glove dispenser attached. The unit shall be secured by a locked enclosure.
A5145 | Hook, Garment, Double, SS, Surface Mounted | 1 | CC | A surface mounted, satin finish stainless steel, double garment hook. Equipped with a concealed mounting bracket that is secured to a concealed wall plate. For general purpose use throughout the facility to hang various items of apparel.
A5180 | Track, Cubicle, Surface Mounted, With Curtain | 1 | VV | Surface mounted cubicle track, with curtain. Track constructed of thick extruded aluminum. Equipped with self lubricating carriers, beaded drop chain hooks, and flame resistant curtain. To include removable end caps. Designed to be suspended around patient areas where privacy is needed. Price listed is per foot of the track, curtains to be priced per quote.
C02Q0 | Cabinet, Sink, U/C/B, 1 Door, 36x24x22 | 1 | CC | Standing height under counter base sink cabinet with a solid right or left-hinged door (appropriate door configuration to be indicated on equipment elevation drawings). Also referred to as a single-door sink cabinet. For general purpose use throughout the facility where a sink is to be used. Coordinate actual clear cabinet dimension with the actual outside dimension of sink that is specified to ensure that they are compatible.
C03J0 | Cabinet, U/C/B, 8 Half Drawers, 36x30x22 | 1 | CC | Standing height under counter base cabinet with eight half width drawers of equal height. Also referred to as a drawer cabinet. For general purpose use throughout the facility.
C04E0 | Cabinet, U/C/B, 1 Shelf, 1 Drawer, 2 DO, 36x36x22 | 1 | CC | Standing height under counter base cabinet with an adjustable shelf and a full width drawer above solid hinged doors. Also referred to as a combination cabinet or a drawer and cupboard cabinet. For general purpose use throughout the facility.
CE030 | Cabinet, W/H, 2 SH, 2 GDO, Sloping Top, 38x30x13 | 1 | CC | Wall hung cabinet with two adjustable shelves, framed-glass hinged doors, and sloping top. Also referred to as a framed-glass hinged double door wall case. For general purpose use throughout the facility.
CS150 | Sink, SS, Single Compartment, 10x19x16 ID | 1 | CC | Single compartment stainless steel sink, drop-in, self-rimming, ledge-type, connected with a drain and provided with a mixing faucet. It shall also be provided with pre-punched fixture holes on 4" center, integral back ledge to accommodate deck-mounted fixtures, brushed/polished interior and top surfaces, and sound deadened. Recommended for use in suspended or U/C/B sink cabinets having a high plastic laminate or Chemsurf laminate countertop/work surface. Coordinate actual outside sink dimensions with the actual clear dimension of cabinet specified to ensure that they are compatible. For general purpose use throughout the facility.
CT030 | Countertop, High Pressure Laminate | 1 | CC | High pressure laminate countertop (composition of wood particle core with plastic laminate surface) having a hard smooth surface finish, standard thickness of 1", and a 4" butt backsplash/curb. Also referred to as a work surface or work top. Available in a wide choice of colors, patterns, and depths. Used in general purpose areas requiring a basic work surface arrangement with limited heat resistance and poor chemical resistance. Pricing based upon a 24" depth.
E0210 | Worksurface, w/Overhead Cab, Wall Mtd, 48" W | 1 | VV | THIS TYPICAL INCLUDES: 2 Vertical Hanging Strips 1 Lockable Flipper Unit 1 Shelf, Storage/Display 1 Light 1 Cantilevered Work Surface
E0954 | Cart, Emergency, Mobile, 66"H x 32"W x 22"D | 1 | VV | THIS TYPICAL INCLUDES: 1 Cart body, style-A narrow, w/raised edge top 1 Accessory rail, side 1 Accessory rail, back 1 Defibrillator tray 1 IV pole 1 Breakaway bar 1 Flip-up shelf 1 Wastebasket 1 Oxygen tank holder 1 Electrical box-4 outlet 1 Cord wrap 4 Drawer, 3"H 3 Drawer, 6"H Drawer organizer bins.
F0205 | Chair, Side With Arms | 1 | VV | Upholstered side chair, 32" high X 21" wide X 23" deep with arms, padded seats and padded backs. Seat height is a minimum of 17". Available with or without sled base.
F0210 | Chair, Side, Without Arms | 1 | VV | Upholstered side chair approximately 32" high X 19" wide X 23" deep with floor glides. Seat is non-tilting and without arms.
F0275 | Chair, Swivel, High Back | 1 | VV | Highback contemporary swivel chair, 41" high X 23" wide X 23" deep with five (5) caster swivel base and arms. Chair may be used at desks or in conference rooms. Back and seat are foam padded and upholstered with either woven textile fabric or vinyl.
F0340 | Stool, Self Adjusting | 1 | VV | Self adjusting stool. Consists of a foam padded upholstered seat with attached foot rest for added comfort. Mounted on swivel casters. Designed for doctor's use during examinations.
F0355 | Footstool, Straight | 1 | VV | Step stool. Used to assist patients getting on and off exam or surgical tables. Fitted with electrically conductive rubber tips.
F2000 | Basket, Wastepaper, Fire Resistant | 1 | VV | Wastepaper basket, fire resistant, approximately 40 quart capacity. This unit is used to collect and temporarily store small quantities of paper refuse in patient rooms, administrative areas and nursing stations. Size and shape varies depending on the application and manufacturer selected.
F3200 | Clock, Battery, 12" Diameter | 1 | VV | Clock, 12" diameter. Round surface, easy to read numbers with sweep second hand. Wall mounted unit for use when impractical to install a fully synchronized clock system. Battery operated, (batteries not included).
M0750 | Flowmeter, Air, Connect w/50 PSI Supply | 1 | VV | Air flowmeter. Unit has a stainless steel needle valve with clear flowtube for connection to 50 PSI air outlet from central pipeline system. Requires the appropriate adapter for connection to the wall outlet and fitting to connect to tubing. Database prices reflect fittings with an attached DISS power outlet. Other outlet and adapter configurations are available.
M0755 | Flowmeter, Oxygen, Low Flow | 1 | VV | Oxygen flowmeter. Consists of a clear crystal flowtube calibrated to 3.5 or 8 LPM depending on manufacturer. For oxygen regulation in hospital settings. Database pricing includes DISS fitting and DISS power outlet and wall adapter. Other fitting and adapter configurations are available.
M0765 | Regulator, Vacuum | 1 | VV | Vacuum pressure regulator for connection to central piped vacuum system. Standard display scale is graduated at least from 0 to 200 mm Hg of vacuum. Displays on specialized regulators may cover other vacuum ranges. Regulator type (continuous, intermittent, continuous/intermittent, surgical, pediatric, thoracic, etc.) as required. To be used in delivery, neonatal, pediatrics or any area where suction is required. Database pricing reflects continuous regulators graduated to 200 mm Hg with a full line vacuum selection switch and DISS configured inlets and outlets.
M1100 | Resuscitator, Bag-Mask, Hand Operated | 1 | VV | Hand operated bag-mask resuscitator. Consists of face mask, non-rebreathing valve, compression bag and tidal bag. Used for resuscitation in life saving situations.
M1801 | Computer, Microprocessing, w/Flat Panel Monitor | 1 | VV | Desk top microprocessing computer. The unit shall consist of a central processing mini tower, flat panel monitor, keyboard, mouse and speakers. The system shall have the following minimum characteristics: a 2.8 GHz Pentium processor; 512 MB memory; 80GB hard drive; 32/48x CD-ROMDVD combo; 1.44MB network interface card; video 32 MB NVIDIA; a 18 inch flat panel monitor. The computer is used throughout the facility to input, manipulate and retrieve information.
M3072 | Frame, Infectious Waste Bag w/Lid | 1 | VV | Frame for an infectious waste collection bag. Made of heavy tubular stainless steel with heavy gauge welded steel platform. Adjust to hold 18" or 25" trash bags. Mounted on ball bearing casters and includes permanently mounted hinged lid. Provides means of bagging infectious waste at point of waste generation.
M3150 | Distribution System, Medication, Automatic | 1 | VV | An automated dispensing system that provides controlled dispensing, inventory and security. Size and cost will vary dependent on number of modules selected.
M4655 | Stretcher, Mobile, CRS, 9 Position | 1 | VV | Mobile stretcher. All corrosion resistant stainless steel construction. It consists of a tubular frame with side rails, a 9-position hydraulic base with pneumatic fowler adjustment, and a 2" pad. Unit is mounted on 8" conductive casters. Designed for patient transport as well as for minor surgical procedures.
M7660 | Defibrillator/Monitor/Recorder, Portable | 1 | VV | Portable defibrillator-monitor-recorder. Integral unit system operable from self-contained rechargeable batteries. ECG may be viewed through paddles or patient cable. Options include external pacing and 12-Lead.
M8125 | Ergometer, Bicycle, Stationary | 1 | VV | Bicycle ergometer. The unit includes an adjustable seat, pedals with toe clips, disc brakes, and tachometer/odometer. The display provides readouts of time, speed and distance. The unit features steel construction for durability and reliability. The ergometer is used in progressive rehabilitation or physical training programs.
M8185 | System, Stress Exercise, w/Treadmill | 1 | VV | Stress exercise system with treadmill and respiratory/metabolic assessment. The system includes an ECG amplifier, chart recorder, display, console, treadmill and modules for respiratory/metabolic assessment. Used to determine patient's functional capacity, predict and diagnose cardiopulmonary and vascular diseases and for rehabilitation of patients recovering from leg injuries or other type of illness. Some vendors require a NEMA 5-20R non-locking receptacle for their treadmills.
7 - CCD31 - Stress Testing Treadmill Room, Cardio Svc | 7 - CCD31 - Stress Testing Treadmill Room, Cardio Svc | 7 - CCD31 - Stress Testing Treadmill Room, Cardio Svc | 7 - CCD31 - Stress Testing Treadmill Room, Cardio Svc | 7 - CCD31 - Stress Testing Treadmill Room, Cardio Svc
JSN | NAME | QTY | ACQ/INS | DESCRIPTION
A1010 | Telecommunication Outlet | 2 | VV | Telecommunication outlet location.
A1011 | Telephone, Desk, 1 Line | 1 | VV | Telephone, desk, 1 line.
A1066 | Mirror, Float Glass, With SS Frame | 1 | CC | A high quality 1/4" polished float glass mirror 36X18, framed in a one-piece, bright polished, stainless steel channel frame with 90° mitered corners. All edges of the mirror are protected by absorbing filler strips. Mirror has a galvanized steel back with integral horizontal hanging brackets and wall hanger for concealed mounting. For mounting above single wall mounted lavatories located in toilet areas, Doctors examination offices, etc. May also be used above double lavatories, either wall or countertop mounted, found in restroom areas.
A5075 | Dispenser, Soap, Disposable | 1 | VV | Disposable soap dispenser. One-handed dispensing operation. Designed to accommodate disposable soap cartridge and valve.
A5080 | Dispenser, Paper Towel, SS, Surface Mounted | 1 | CC | A surface mounted, satin finish stainless steel, single-fold, paper towel dispenser. Dispenser features: tumbler lock; front hinged at bottom; and refill indicator slot. Minimum capacity 400 single-fold paper towels. For general purpose use throughout the facility.
A5106 | Waste Disposal Unit, Sharps w/Glove Dispenser | 1 | VV | The unit is designed for the disposal of sharps and complies with OSHA guidelines for the handling of sharps. It shall house a 5 quart container and be capable of being mounted on a wall. It shall have a glove dispenser attached. The unit shall be secured by a locked enclosure.
A5145 | Hook, Garment, Double, SS, Surface Mounted | 1 | CC | A surface mounted, satin finish stainless steel, double garment hook. Equipped with a concealed mounting bracket that is secured to a concealed wall plate. For general purpose use throughout the facility to hang various items of apparel.
A5180 | Track, Cubicle, Surface Mounted, With Curtain | 8 | VV | Surface mounted cubicle track, with curtain. Track constructed of thick extruded aluminum. Equipped with self lubricating carriers, beaded drop chain hooks, and flame resistant curtain. To include removable end caps. Designed to be suspended around patient areas where privacy is needed. Price listed is per foot of the track, curtains to be priced per quote.
E0210 | Worksurface, w/Overhead Cab, Wall Mtd, 48" W | 1 | VV | THIS TYPICAL INCLUDES: 2 Vertical Hanging Strips 1 Lockable Flipper Unit 1 Shelf, Storage/Display 1 Light 1 Cantilevered Work Surface
E0912 | Locker, Supply, Med Surg, Wall Mtd | 2 | VV | Medical/Surgical Supply locker, Wall Mounted, approximately 23"W x 20"D. THIS TYPICAL INCLUDES: 1 Wall Mounted Rail 1 Locked Storage Container 4 Tray/Shelves 5 Drawers, 3"H 2 Drawers, 6"H 2 Tray/Shelf Dividers Drawer Organizer Bins Consider the need for an E0921 to transport the locker from place to place.
E0954 | Cart, Emergency, Mobile, 66"H x 32"W x 22"D | 1 | VV | THIS TYPICAL INCLUDES: 1 Cart body, style-A narrow, w/raised edge top 1 Accessory rail, side 1 Accessory rail, back 1 Defibrillator tray 1 IV pole 1 Breakaway bar 1 Flip-up shelf 1 Wastebasket 1 Oxygen tank holder 1 Electrical box-4 outlet 1 Cord wrap 4 Drawer, 3"H 3 Drawer, 6"H Drawer organizer bins.
E1500 | Rail, MOD, W/MNTD, HX144XD | 1 | VV | Wall mounted rail used for hanging (mounting) lockers, shelves and drawers on a wall.
F0210 | Chair, Side, Without Arms | 1 | VV | Upholstered side chair approximately 32" high X 19" wide X 23" deep with floor glides. Seat is non-tilting and without arms.
F0280 | Chair, Swivel, Low Back | 1 | VV | Low back contemporary swivel chair, 37" high X 25" wide X 31" deep with a five (5) caster swivel base, arms and foam padded seat and back upholstered with either woven textile fabric or vinyl.
F0340 | Stool, Self Adjusting | 1 | VV | Self adjusting stool. Consists of a foam padded upholstered seat with attached foot rest for added comfort. Mounted on swivel casters. Designed for doctor's use during examinations.
F2000 | Basket, Wastepaper, Fire Resistant | 1 | VV | Wastepaper basket, fire resistant, approximately 40 quart capacity. This unit is used to collect and temporarily store small quantities of paper refuse in patient rooms, administrative areas and nursing stations. Size and shape varies depending on the application and manufacturer selected.
F3200 | Clock, Battery, 12" Diameter | 1 | VV | Clock, 12" diameter. Round surface, easy to read numbers with sweep second hand. Wall mounted unit for use when impractical to install a fully synchronized clock system. Battery operated, (batteries not included).
M0750 | Flowmeter, Air, Connect w/50 PSI Supply | 1 | VV | Air flowmeter. Unit has a stainless steel needle valve with clear flowtube for connection to 50 PSI air outlet from central pipeline system. Requires the appropriate adapter for connection to the wall outlet and fitting to connect to tubing. Database prices reflect fittings with an attached DISS power outlet. Other outlet and adapter configurations are available.
M0755 | Flowmeter, Oxygen, Low Flow | 1 | VV | Oxygen flowmeter. Consists of a clear crystal flowtube calibrated to 3.5 or 8 LPM depending on manufacturer. For oxygen regulation in hospital settings. Database pricing includes DISS fitting and DISS power outlet and wall adapter. Other fitting and adapter configurations are available.
M0765 | Regulator, Vacuum | 2 | VV | Vacuum pressure regulator for connection to central piped vacuum system. Standard display scale is graduated at least from 0 to 200 mm Hg of vacuum. Displays on specialized regulators may cover other vacuum ranges. Regulator type (continuous, intermittent, continuous/intermittent, surgical, pediatric, thoracic, etc.) as required. To be used in delivery, neonatal, pediatrics or any area where suction is required. Database pricing reflects continuous regulators graduated to 200 mm Hg with a full line vacuum selection switch and DISS configured inlets and outlets.
M1801 | Computer, Microprocessing, w/Flat Panel Monitor | 1 | VV | Desk top microprocessing computer. The unit shall consist of a central processing mini tower, flat panel monitor, keyboard, mouse and speakers. The system shall have the following minimum characteristics: a 2.8 GHz Pentium processor; 512 MB memory; 80GB hard drive; 32/48x CD-ROMDVD combo; 1.44MB network interface card; video 32 MB NVIDIA; a 18 inch flat panel monitor. The computer is used throughout the facility to input, manipulate and retrieve information.
M1825 | Printer, Computer | 1 | VV | High resolution computer printer with a variety of type styles and sheet/envelope feeder trays. Database information reflects network ready, medium duty office style laser printers. Other types of printers (bubble jet, dot matrix, line or plotter) as well as light or heavy use capabilities are available.
M3070 | Hamper, Linen, Mobile, w/Lid | 1 | VV | Mobile linen hamper with hand or foot operated lid. Made of heavy tubular stainless steel with heavy gauge welded steel platform. Holds 25" hamper bags. Mounted on ball bearing casters. For linen transport in hospitals and clinics.
M3072 | Frame, Infectious Waste Bag w/Lid | 1 | VV | Frame for an infectious waste collection bag. Made of heavy tubular stainless steel with heavy gauge welded steel platform. Adjust to hold 18" or 25" trash bags. Mounted on ball bearing casters and includes permanently mounted hinged lid. Provides means of bagging infectious waste at point of waste generation.
M4116 | Monitor, Vital Signs | 1 | VV | Electronic sphygmomanometer. LCD displays non-invasive blood pressure, pulse rate and temperature. Used in hospitals and clinics. Includes an optional mobile stand.
M4255 | Stand, IV, Adjustable | 1 | VV | Adjustable IV stand with 4-hook arrangement. Stand has stainless steel construction with heavy weight base. It adjusts from 66 inches to 100 inches and is mounted on conductive rubber, ball bearing, swivel casters. Stand is used for administering intravenous solutions.
M4655 | Stretcher, Mobile, CRS, 9 Position | 1 | VV | Mobile stretcher. All corrosion resistant stainless steel construction. It consists of a tubular frame with side rails, a 9-position hydraulic base with pneumatic fowler adjustment, and a 2" pad. Unit is mounted on 8" conductive casters. Designed for patient transport as well as for minor surgical procedures.
M7660 | Defibrillator/Monitor/Recorder, Portable | 1 | VV | Portable defibrillator-monitor-recorder. Integral unit system operable from self-contained rechargeable batteries. ECG may be viewed through paddles or patient cable. Options include external pacing and 12-Lead.
M7710 | Electrocardiograph, 12 Lead, Portable | 1 | VV | Used to detect the electrical signals associated with cardiac activity, diagnose cardiac abnormalities, determine a patients response to drug therapy and reveal trends or changes in heart function. Capable of recording two or more leads simultaneously, recording an entire 12 lead ECG in about 10 seconds. Includes of a 3.5 inch, high density, floppy disk drive for test storage. Portable.
M8133 | Ergometer, Upper Body | 1 | VV | Ergometer for measuring upper body exertion during an exercise regimen. The unit consists of a seat and a hand crank mechanism at shoulder height. The unit is used for physical rehabilitation protocols and stress testing. The unit quantifiably measures the effort exerted by the patient.
M8185 | System, Stress Exercise, w/Treadmill | 1 | VV | Stress exercise system with treadmill and respiratory/metabolic assessment. The system includes an ECG amplifier, chart recorder, display, console, treadmill and modules for respiratory/metabolic assessment. Used to determine patient's functional capacity, predict and diagnose cardiopulmonary and vascular diseases and for rehabilitation of patients recovering from leg injuries or other type of illness. Some vendors require a NEMA 5-20R non-locking receptacle for their treadmills.
P3100 | Lavatory, Vitreous China, Slab Type | 1 | CC | Wall mounted, slab type, vitreous china, lavatory (approximate bowl size 7"x15"x10") with: faucet holes on 4" centers; gooseneck spout; wrist blade handles; and grid strainer. It shall be suitable for use in clinics, offices, washrooms or patient care area.
8 - CCD36 - Tilt Table Testing Room, Cardio Svc | 8 - CCD36 - Tilt Table Testing Room, Cardio Svc | 8 - CCD36 - Tilt Table Testing Room, Cardio Svc | 8 - CCD36 - Tilt Table Testing Room, Cardio Svc | 8 - CCD36 - Tilt Table Testing Room, Cardio Svc
JSN | NAME | QTY | ACQ/INS | DESCRIPTION
A1010 | Telecommunication Outlet | 1 | VV | Telecommunication outlet location.
A1012 | Telephone, Wall Mounted, 1 Line | 1 | VV | Telephone, wall mounted, 1 line.
A1066 | Mirror, Float Glass, With SS Frame | 1 | CC | A high quality 1/4" polished float glass mirror 36X18, framed in a one-piece, bright polished, stainless steel channel frame with 90° mitered corners. All edges of the mirror are protected by absorbing filler strips. Mirror has a galvanized steel back with integral horizontal hanging brackets and wall hanger for concealed mounting. For mounting above single wall mounted lavatories located in toilet areas, Doctors examination offices, etc. May also be used above double lavatories, either wall or countertop mounted, found in restroom areas.
A1132 | Rail, Accessory Mounting, Length As Required | 1 | VC | Horizontal equipment mounting rail with lock mounting devices capable of; supporting up to 75 pounds each, being repositioned, and mounting and dismounting of equipment without the use of tools (special tools may be required to unlock adapter that was previously locked to the rail). The rail must be capable of supporting medical equipment and accessories normally found in exam or patient rooms. The rail system must be capable of mounting and dismounting equipment without leaving or creating new holes in the finished surface of the wall. The rail system utilizes a series of mounting plates and adapters specific to the device being mounted to the rail. The plate and adapter rail mounting kit must be specified to match the equipment being mounted to the equipment rail.
A5075 | Dispenser, Soap, Disposable | 1 | VV | Disposable soap dispenser. One-handed dispensing operation. Designed to accommodate disposable soap cartridge and valve.
A5080 | Dispenser, Paper Towel, SS, Surface Mounted | 1 | CC | A surface mounted, satin finish stainless steel, single-fold, paper towel dispenser. Dispenser features: tumbler lock; front hinged at bottom; and refill indicator slot. Minimum capacity 400 single-fold paper towels. For general purpose use throughout the facility.
A5106 | Waste Disposal Unit, Sharps w/Glove Dispenser | 1 | VV | The unit is designed for the disposal of sharps and complies with OSHA guidelines for the handling of sharps. It shall house a 5 quart container and be capable of being mounted on a wall. It shall have a glove dispenser attached. The unit shall be secured by a locked enclosure.
A5145 | Hook, Garment, Double, SS, Surface Mounted | 1 | CC | A surface mounted, satin finish stainless steel, double garment hook. Equipped with a concealed mounting bracket that is secured to a concealed wall plate. For general purpose use throughout the facility to hang various items of apparel.
E0222 | Worksurface, Computer, O/H Cab, Wall Mtd, 48" W | 1 | VV | THIS TYPICAL INCLUDES: 2 Vertical Hanging Strips 1 Lockable Flipper Unit 1 Shelf, Storage/Display 1 Light 1 Tack board 1 Cantilevered Work Surface 1 Adjustable Keyboard Tray 1 CPU Holder
E0948 | Cart, General Storage, Mobile, 42"H x 32"W x 22"D | 1 | VV | THIS TYPICAL INCLUDES: 1 Cart Body, Style-A Narrow, w/Raised Edge Top 2 Drawers, 3" H 4 Drawers, 6" H 1 Accessory Rail, Side Drawer Organizer Bins
F0205 | Chair, Side With Arms | 1 | VV | Upholstered side chair, 32" high X 21" wide X 23" deep with arms, padded seats and padded backs. Seat height is a minimum of 17". Available with or without sled base.
F0300 | Chair, Task, Swivel, With Arms | 1 | VV | Task chair, approximately 34" H X 26" W X 22" D with adjustable arms and a five caster adjustable swivel base. Seat and back are foam padded and upholstered in woven fabric or vinyl.
F2000 | Basket, Wastepaper, Fire Resistant | 1 | VV | Wastepaper basket, fire resistant, approximately 40 quart capacity. This unit is used to collect and temporarily store small quantities of paper refuse in patient rooms, administrative areas and nursing stations. Size and shape varies depending on the application and manufacturer selected.
F3200 | Clock, Battery, 12" Diameter | 1 | VV | Clock, 12" diameter. Round surface, easy to read numbers with sweep second hand. Wall mounted unit for use when impractical to install a fully synchronized clock system. Battery operated, (batteries not included).
M0750 | Flowmeter, Air, Connect w/50 PSI Supply | 1 | VV | Air flowmeter. Unit has a stainless steel needle valve with clear flowtube for connection to 50 PSI air outlet from central pipeline system. Requires the appropriate adapter for connection to the wall outlet and fitting to connect to tubing. Database prices reflect fittings with an attached DISS power outlet. Other outlet and adapter configurations are available.
M0755 | Flowmeter, Oxygen, Low Flow | 1 | VV | Oxygen flowmeter. Consists of a clear crystal flowtube calibrated to 3.5 or 8 LPM depending on manufacturer. For oxygen regulation in hospital settings. Database pricing includes DISS fitting and DISS power outlet and wall adapter. Other fitting and adapter configurations are available.
M0765 | Regulator, Vacuum | 1 | VV | Vacuum pressure regulator for connection to central piped vacuum system. Standard display scale is graduated at least from 0 to 200 mm Hg of vacuum. Displays on specialized regulators may cover other vacuum ranges. Regulator type (continuous, intermittent, continuous/intermittent, surgical, pediatric, thoracic, etc.) as required. To be used in delivery, neonatal, pediatrics or any area where suction is required. Database pricing reflects continuous regulators graduated to 200 mm Hg with a full line vacuum selection switch and DISS configured inlets and outlets.
M1801 | Computer, Microprocessing, w/Flat Panel Monitor | 1 | VV | Desk top microprocessing computer. The unit shall consist of a central processing mini tower, flat panel monitor, keyboard, mouse and speakers. The system shall have the following minimum characteristics: a 2.8 GHz Pentium processor; 512 MB memory; 80GB hard drive; 32/48x CD-ROMDVD combo; 1.44MB network interface card; video 32 MB NVIDIA; a 18 inch flat panel monitor. The computer is used throughout the facility to input, manipulate and retrieve information.
M3150 | Distribution System, Medication, Automatic | 1 | VV | An automated dispensing system that provides controlled dispensing, inventory and security. Size and cost will vary dependent on number of modules selected.
M4116 | Monitor, Vital Signs | 1 | VV | Electronic sphygmomanometer. LCD displays non-invasive blood pressure, pulse rate and temperature. Used in hospitals and clinics. Includes an optional mobile stand.
M4255 | Stand, IV, Adjustable | 1 | VV | Adjustable IV stand with 4-hook arrangement. Stand has stainless steel construction with heavy weight base. It adjusts from 66 inches to 100 inches and is mounted on conductive rubber, ball bearing, swivel casters. Stand is used for administering intravenous solutions.
M7845 | Monitor, Physiological, Bedside, 4 Channel | 1 | VV | 4 channel bedside physiological monitor. The unit consist of a four-channel non-fade monochrome display monitor, an alarm system and printer-recording capabilities. The monitor has color coded controls and automatic calibration. The unit displays up to four waveforms simultaneously. The parameters to be monitored are user selectable. The monitor may be connected to a central monitoring station. The unit monitors patients in most acute care areas, step-down units, procedure rooms and emergency rooms.
M9066 | Table, Examination, Treatment, Electro/Hydraulic | 1 | VV | Electro-hydraulic examination treatment table. Unit consists of a stainless steel base with an Electro-hydraulic system with foot controls. It includes vacuum formed vinyl contoured top, padded arm rest, adjustable knee rest, stainless steel drainage pan and built-in paper roll retainer/cutter. Designed for general use in treatment rooms for minor surgical procedures.
P3100 | Lavatory, Vitreous China, Slab Type | 1 | CC | Wall mounted, slab type, vitreous china, lavatory (approximate bowl size 7"x15"x10") with: faucet holes on 4" centers; gooseneck spout; wrist blade handles; and grid strainer. It shall be suitable for use in clinics, offices, washrooms or patient care area.
9 - SC271 - Cardio Svc Consult Room, Clncl Sprt | 9 - SC271 - Cardio Svc Consult Room, Clncl Sprt | 9 - SC271 - Cardio Svc Consult Room, Clncl Sprt | 9 - SC271 - Cardio Svc Consult Room, Clncl Sprt | 9 - SC271 - Cardio Svc Consult Room, Clncl Sprt
JSN | NAME | QTY | ACQ/INS | DESCRIPTION
A1010 | Telecommunication Outlet | 2 | VV | Telecommunication outlet location.
A1012 | Telephone, Wall Mounted, 1 Line | 1 | VV | Telephone, wall mounted, 1 line.
A5145 | Hook, Garment, Double, SS, Surface Mounted | 1 | CC | A surface mounted, satin finish stainless steel, double garment hook. Equipped with a concealed mounting bracket that is secured to a concealed wall plate. For general purpose use throughout the facility to hang various items of apparel.
F0115 | Bookcase, Open, 5 Shelf | 1 | VV | Freestanding open shelf bookcase, approximately 82" high X 37" wide X 18" deep with 5 (five) adjustable shelves. Unit can be separate or part of a system with available add-on shelving.
F0205 | Chair, Side With Arms | 3 | VV | Upholstered side chair, 32" high X 21" wide X 23" deep with arms, padded seats and padded backs. Seat height is a minimum of 17". Available with or without sled base.
F0750 | Table, Office, (size as required) | 1 | VV | Office table, sized as required. May be used as either a four (4) to six (6) person conference table or as an extra work surface area.
F2000 | Basket, Wastepaper, Fire Resistant | 1 | VV | Wastepaper basket, fire resistant, approximately 40 quart capacity. This unit is used to collect and temporarily store small quantities of paper refuse in patient rooms, administrative areas and nursing stations. Size and shape varies depending on the application and manufacturer selected.
F3200 | Clock, Battery, 12" Diameter | 1 | VV | Clock, 12" diameter. Round surface, easy to read numbers with sweep second hand. Wall mounted unit for use when impractical to install a fully synchronized clock system. Battery operated, (batteries not included).
M0506 | Television, Flat Screen | 1 | VV | Flat screen television with approximately 32'" to 40' diagonal screen size. The TV will have built-in speakers, NTSC tuner, a 16:9 wide screen aspect ratio, a minimum of 1280 x 768 resolution and a remote control.
M1802 | Work Station, Computer, Retractable, Wall Mounted | 1 | VV | A wall mounted retractable work station. Work station is used as a computer station in treatment rooms, exam rooms and areas where physical space in limited.
12 - SB201 - Cardio Svc Patient Toilet, Bldg Sprt | 12 - SB201 - Cardio Svc Patient Toilet, Bldg Sprt | 12 - SB201 - Cardio Svc Patient Toilet, Bldg Sprt | 12 - SB201 - Cardio Svc Patient Toilet, Bldg Sprt | 12 - SB201 - Cardio Svc Patient Toilet, Bldg Sprt
JSN | NAME | QTY | ACQ/INS | DESCRIPTION
A1067 | Mirror, Float Glass, ADA Accessible | 1 | CC | A high quality 1/4" polished float glass mirror with a stainless steel frame. Frame holds mirror in a tilted position for accessibility and compliance with ADA requirements. Mirror has a galvanized steel back secured to frame with concealed screws with integral horizontal hanging brackets. Mirror shall be approximately 18" wide and 36" high. Other sizes are available.
A5075 | Dispenser, Soap, Disposable | 1 | VV | Disposable soap dispenser. One-handed dispensing operation. Designed to accommodate disposable soap cartridge and valve.
A5082 | Dispenser, Paper Towel, Sensor, Hands Free | 1 | CC | A surface mounted, sensor activated, automatic, roll paper towel dispenser. The unit dispenses a paper towel automatically only when hands are place in position below the dispenser for maximum sanitation and hygiene. May include adjustable settings for sheet length, time delay, and sensor range. Unit is battery operated or with optional AC power adapter.
A5090 | Disposal, Sanitary Napkin, SS, Surface Mounted | 1 | CC | A surface mounted, satin finish stainless steel, sanitary napkin disposal. Disposal features a flip-up cover, secured to the container by a heavy duty stainless steel piano-hinge. Disposal may be secured to wall or toilet partition. For general purpose use in female toilet stalls or rooms and uni-sex toilet rooms.
A5109 | Grab Bar, 1-1/4" Dia., SS, 2 Wall, W/C Accessible | 1 | CC | A 1-1/4" diameter, satin finish stainless steel, peened gripping surface, 2 wall toilet stall/ room, grab bar with concealed mounting flanges. Snap over flanges are provided to conceal mounting screws. A selection of mounting kits and concealed anchor devices are available from the manufacturers for different types of installations. Grab bar shall comply with barrier-free accessibility guidelines for structural strength. For typical water closet applications in toilet stalls and rooms where ADA (American's With Disabilities Act) requirements must be met.
A5145 | Hook, Garment, Double, SS, Surface Mounted | 1 | CC | A surface mounted, satin finish stainless steel, double garment hook. Equipped with a concealed mounting bracket that is secured to a concealed wall plate. For general purpose use throughout the facility to hang various items of apparel.
A5200 | Dispenser, Toilet Tissue, SS, 2-Roll, Surface Mntd | 1 | CC | A concealed surface mounted, double roll, satin finish stainless steel, toilet tissue dispenser. Unit accommodates two standard-core toilet tissue rolls through 5" in diameter. Spindles are chrome plated plastic with a heavy-duty internal spring and turn freely for non-controlled delivery. For general purpose use in restrooms.
F2010 | Basket, Wastepaper, Step-On | 1 | VV | "Step-on" wastepaper basket with inner liner and foot petal activated flip top.
P3000 | Lavatory, Vitreous China, Straight Back | 1 | CC | Wall mounted, vitreous china lavatory (approximate bowl size 7"x15"x10") with: straight-front apron, straight or contoured back; faucet holes on 4" centers; gooseneck spout; wrist blade handles; and grid strainer. It shall be suitable for use in clinics, offices, washrooms or patient care areas.
P9050 | Toilet, Wall Hung, Siphon Jet | 1 | CC | Siphon jet water closet/ toilet. This unit is wall hung with an elongated bowl, top spud flushometer, seat with open front and check hinge, and carrier. Used in restrooms throughout the health care facility.
3 - CARDIOLOGY SUPPORT AREA | 3 - CARDIOLOGY SUPPORT AREA | 3 - CARDIOLOGY SUPPORT AREA | 3 - CARDIOLOGY SUPPORT AREA | 3 - CARDIOLOGY SUPPORT AREA
1 - SB737 - Cardio Svc Clean Utility Room, Lgstcs Svc | 1 - SB737 - Cardio Svc Clean Utility Room, Lgstcs Svc | 1 - SB737 - Cardio Svc Clean Utility Room, Lgstcs Svc | 1 - SB737 - Cardio Svc Clean Utility Room, Lgstcs Svc | 1 - SB737 - Cardio Svc Clean Utility Room, Lgstcs Svc
JSN | NAME | QTY | ACQ/INS | DESCRIPTION
E0906 | Locker, Supply, General, Wall Mtd, 23"W x 20"D | 1 | VV | THIS TYPICAL INCLUDES: 1 Wall Mounted Rail 1 Locked Storage Container 2 Tray/Shelves 1 Drawer, 3"H 3 Drawers, 6"H 2 Drawers, 9"H 1 Tray/Shelf Divider Drawer Organizer Bins Consider the need for an E0921 to transport the locker from place to place.
E0912 | Locker, Supply, Med Surg, Wall Mtd | 1 | VV | Medical/Surgical Supply locker, Wall Mounted, approximately 23"W x 20"D. THIS TYPICAL INCLUDES: 1 Wall Mounted Rail 1 Locked Storage Container 4 Tray/Shelves 5 Drawers, 3"H 2 Drawers, 6"H 2 Tray/Shelf Dividers Drawer Organizer Bins Consider the need for an E0921 to transport the locker from place to place.
E1500 | Rail, MOD, W/MNTD, HX144XD | 1 | VV | Wall mounted rail used for hanging (mounting) lockers, shelves and drawers on a wall.
F2000 | Basket, Wastepaper, Fire Resistant | 1 | VV | Wastepaper basket, fire resistant, approximately 40 quart capacity. This unit is used to collect and temporarily store small quantities of paper refuse in patient rooms, administrative areas and nursing stations. Size and shape varies depending on the application and manufacturer selected.
2 - SB743 - Cardio Svc Soiled Utility Room, Lgstcs Svc | 2 - SB743 - Cardio Svc Soiled Utility Room, Lgstcs Svc | 2 - SB743 - Cardio Svc Soiled Utility Room, Lgstcs Svc | 2 - SB743 - Cardio Svc Soiled Utility Room, Lgstcs Svc | 2 - SB743 - Cardio Svc Soiled Utility Room, Lgstcs Svc
JSN | NAME | QTY | ACQ/INS | DESCRIPTION
A1012 | Telephone, Wall Mounted, 1 Line | 1 | VV | Telephone, wall mounted, 1 line.
A5075 | Dispenser, Soap, Disposable | 1 | VV | Disposable soap dispenser. One-handed dispensing operation. Designed to accommodate disposable soap cartridge and valve.
A5077 | Dispenser, Hand Sanitizer, Hands-Free | 1 | VV | A touch free wall-mounted hand sanitizer dispenser. For use throughout a healthcare facility. Unit does not include the sanitizing liquid. Units are battery operated.
A5080 | Dispenser, Paper Towel, SS, Surface Mounted | 1 | CC | A surface mounted, satin finish stainless steel, single-fold, paper towel dispenser. Dispenser features: tumbler lock; front hinged at bottom; and refill indicator slot. Minimum capacity 400 single-fold paper towels. For general purpose use throughout the facility.
A5106 | Waste Disposal Unit, Sharps w/Glove Dispenser | 1 | VV | The unit is designed for the disposal of sharps and complies with OSHA guidelines for the handling of sharps. It shall house a 5 quart container and be capable of being mounted on a wall. It shall have a glove dispenser attached. The unit shall be secured by a locked enclosure.
C04F0 | Cabinet, U/C/B, 1 Shelf, 2 Half DR, 2 DO, 36x36x22 | 1 | CC | Standing height under counter base cabinet with an adjustable shelf and two half width drawers above solid hinged doors. Also referred to as a combination cabinet or a drawer and cupboard cabinet. For general purpose use throughout the facility.
C05P0 | Cabinet, Sink, U/C/B, 2 Door, 36x48x22 | 1 | CC | Standing height under counter base sink cabinet with solid hinged doors. Also referred to as a double-door sink cabinet. For general purpose use throughout the facility where a sink is to be used. Coordinate actual clear cabinet dimension with the actual outside dimension of sink that is specified to ensure that they are compatible.
CS200 | Sink, SS, Single Compartment, 12x28x16 ID | 1 | CC | Single compartment stainless steel sink, drop-in, self-rimming, ledge-type, connected with a drain and provided with a mixing faucet. It shall also be provided with pre-punched fixture holes on 4" center, integral back ledge to accommodate deck-mounted fixtures, brushed/polished interior and top surfaces, and sound deadened. Recommended for use in suspended or U/C/B sink cabinets having a high plastic laminate or Chemsurf laminate countertop/work surface. Coordinate actual outside sink dimensions with the actual clear dimension of cabinet specified to ensure that they are compatible. For general purpose use throughout the facility.
CT050 | Countertop, Stainless Steel | 1 | CC | Stainless steel countertop (composition of heavy-gauge Type No. 304 stainless steel) having a smooth satin finish and integral 4" backsplash/curb. Also referred to as a corrosion-resistant steel work surface or work top. Available in various depths. Used in areas where excellent ease of cleaning, abrasion resistance, bacteria resistance, impact resistance, load capacity and moisture resistance, are of concern. Pricing based upon a 24" depth.
F2020 | Can, Trash, 44 Gallon | 1 | VV | Forty four (44) gallon trash can, 32" high X 24" diameter, with lid. Used to collect and transport refuse from a point of origin to point of disposal (example: from soiled utility or a nursing unit to the trash compactor at housekeeping).
P2000 | Eyewash, Wall Mounted, Hands-Free | 1 | CC | Wall mounted emergency eye wash station. The flow of water from the unit is activated by hand. Upon initiation of water flow the unit will operate hands free to provide streams of water to clear foreign particles or dilute caustic liquids from the eyes in emergency situations. Used in laboratories and areas of the hospital where employees are subject to foreign bodies or liquid material to the eyes.
P2450 | Valve, Mixing, Thermostatic | 1 | CC | Thermostatic mixing valve with washout hose. Used with portable whirlpool equipment. Thermostatic valve is used to maintain temperature between 70 and 110 degree Fahrenheit, with a flow rate of 20 gallons a minute. The washout hose assembly is used to wash out tanks after treatment. Used in physical therapy department to provide comfortable water temperature for patient treatments.
P3100 | Lavatory, Vitreous China, Slab Type | 1 | CC | Wall mounted, slab type, vitreous china, lavatory (approximate bowl size 7"x15"x10") with: faucet holes on 4" centers; gooseneck spout; wrist blade handles; and grid strainer. It shall be suitable for use in clinics, offices, washrooms or patient care area.
3 - CCD56 - Cardio Svc Event / Holter Monitor Workroom, Cardio Svc | 3 - CCD56 - Cardio Svc Event / Holter Monitor Workroom, Cardio Svc | 3 - CCD56 - Cardio Svc Event / Holter Monitor Workroom, Cardio Svc | 3 - CCD56 - Cardio Svc Event / Holter Monitor Workroom, Cardio Svc | 3 - CCD56 - Cardio Svc Event / Holter Monitor Workroom, Cardio Svc
JSN | NAME | QTY | ACQ/INS | DESCRIPTION
A1010 | Telecommunication Outlet | 2 | VV | Telecommunication outlet location.
A1011 | Telephone, Desk, 1 Line | 1 | VV | Telephone, desk, 1 line.
A1132 | Rail, Accessory Mounting, Length As Required | 1 | VC | Horizontal equipment mounting rail with lock mounting devices capable of; supporting up to 75 pounds each, being repositioned, and mounting and dismounting of equipment without the use of tools (special tools may be required to unlock adapter that was previously locked to the rail). The rail must be capable of supporting medical equipment and accessories normally found in exam or patient rooms. The rail system must be capable of mounting and dismounting equipment without leaving or creating new holes in the finished surface of the wall. The rail system utilizes a series of mounting plates and adapters specific to the device being mounted to the rail. The plate and adapter rail mounting kit must be specified to match the equipment being mounted to the equipment rail.
A5075 | Dispenser, Soap, Disposable | 1 | VV | Disposable soap dispenser. One-handed dispensing operation. Designed to accommodate disposable soap cartridge and valve.
A5080 | Dispenser, Paper Towel, SS, Surface Mounted | 1 | CC | A surface mounted, satin finish stainless steel, single-fold, paper towel dispenser. Dispenser features: tumbler lock; front hinged at bottom; and refill indicator slot. Minimum capacity 400 single-fold paper towels. For general purpose use throughout the facility.
A5107 | Dispenser, Glove, Surgical/Examination, Wall Mntd | 1 | VV | Examination three (Small Medium, Large) glove dispenser box for wall mounting. Fabricated of either cold rolled steel with a white baked enamel finish, plastic or acrylic. Hardware not included, Option 3 powder coated steel.
A5108 | Waste Disposal Unit, Sharps | 1 | VV | A container for collecting and transporting syringes and other sharps for decontamination and disposal. Available in 2 gallon and 8 gallon with locking rotor. Complies with OSHA regulations for handling sharps.
A5145 | Hook, Garment, Double, SS, Surface Mounted | 2 | CC | A surface mounted, satin finish stainless steel, double garment hook. Equipped with a concealed mounting bracket that is secured to a concealed wall plate. For general purpose use throughout the facility to hang various items of apparel.
A5180 | Track, Cubicle, Surface Mounted, With Curtain | 10 | VV | Surface mounted cubicle track, with curtain. Track constructed of thick extruded aluminum. Equipped with self lubricating carriers, beaded drop chain hooks, and flame resistant curtain. To include removable end caps. Designed to be suspended around patient areas where privacy is needed. Price listed is per foot of the track, curtains to be priced per quote.
E0210 | Worksurface, w/Overhead Cab, Wall Mtd, 48" W | 1 | VV | THIS TYPICAL INCLUDES: 2 Vertical Hanging Strips 1 Lockable Flipper Unit 1 Shelf, Storage/Display 1 Light 1 Cantilevered Work Surface
E0948 | Cart, General Storage, Mobile, 42"H x 32"W x 22"D | 1 | VV | THIS TYPICAL INCLUDES: 1 Cart Body, Style-A Narrow, w/Raised Edge Top 2 Drawers, 3" H 4 Drawers, 6" H 1 Accessory Rail, Side Drawer Organizer Bins
F0210 | Chair, Side, Without Arms | 1 | VV | Upholstered side chair approximately 32" high X 19" wide X 23" deep with floor glides. Seat is non-tilting and without arms.
F0280 | Chair, Swivel, Low Back | 2 | VV | Low back contemporary swivel chair, 37" high X 25" wide X 31" deep with a five (5) caster swivel base, arms and foam padded seat and back upholstered with either woven textile fabric or vinyl.
F2000 | Basket, Wastepaper, Fire Resistant | 2 | VV | Wastepaper basket, fire resistant, approximately 40 quart capacity. This unit is used to collect and temporarily store small quantities of paper refuse in patient rooms, administrative areas and nursing stations. Size and shape varies depending on the application and manufacturer selected.
F3200 | Clock, Battery, 12" Diameter | 1 | VV | Clock, 12" diameter. Round surface, easy to read numbers with sweep second hand. Wall mounted unit for use when impractical to install a fully synchronized clock system. Battery operated, (batteries not included).
M0750 | Flowmeter, Air, Connect w/50 PSI Supply | 1 | VV | Air flowmeter. Unit has a stainless steel needle valve with clear flowtube for connection to 50 PSI air outlet from central pipeline system. Requires the appropriate adapter for connection to the wall outlet and fitting to connect to tubing. Database prices reflect fittings with an attached DISS power outlet. Other outlet and adapter configurations are available.
M0755 | Flowmeter, Oxygen, Low Flow | 1 | VV | Oxygen flowmeter. Consists of a clear crystal flowtube calibrated to 3.5 or 8 LPM depending on manufacturer. For oxygen regulation in hospital settings. Database pricing includes DISS fitting and DISS power outlet and wall adapter. Other fitting and adapter configurations are available.
M0765 | Regulator, Vacuum | 1 | VV | Vacuum pressure regulator for connection to central piped vacuum system. Standard display scale is graduated at least from 0 to 200 mm Hg of vacuum. Displays on specialized regulators may cover other vacuum ranges. Regulator type (continuous, intermittent, continuous/intermittent, surgical, pediatric, thoracic, etc.) as required. To be used in delivery, neonatal, pediatrics or any area where suction is required. Database pricing reflects continuous regulators graduated to 200 mm Hg with a full line vacuum selection switch and DISS configured inlets and outlets.
M1801 | Computer, Microprocessing, w/Flat Panel Monitor | 1 | VV | Desk top microprocessing computer. The unit shall consist of a central processing mini tower, flat panel monitor, keyboard, mouse and speakers. The system shall have the following minimum characteristics: a 2.8 GHz Pentium processor; 512 MB memory; 80GB hard drive; 32/48x CD-ROMDVD combo; 1.44MB network interface card; video 32 MB NVIDIA; a 18 inch flat panel monitor. The computer is used throughout the facility to input, manipulate and retrieve information.
M1825 | Printer, Computer | 1 | VV | High resolution computer printer with a variety of type styles and sheet/envelope feeder trays. Database information reflects network ready, medium duty office style laser printers. Other types of printers (bubble jet, dot matrix, line or plotter) as well as light or heavy use capabilities are available.
M3070 | Hamper, Linen, Mobile, w/Lid | 1 | VV | Mobile linen hamper with hand or foot operated lid. Made of heavy tubular stainless steel with heavy gauge welded steel platform. Holds 25" hamper bags. Mounted on ball bearing casters. For linen transport in hospitals and clinics.
M4116 | Monitor, Vital Signs | 1 | VV | Electronic sphygmomanometer. LCD displays non-invasive blood pressure, pulse rate and temperature. Used in hospitals and clinics. Includes an optional mobile stand.
M7770 | Computer, Holter Monitor Analysis System | 1 | VV | Central processor for the analysis of Holter monitor recordings. System permits the high speed downloading of Holter recordings into a central database, automated recording analysis and storage, report generation, listing clinical findings and tracking final reports. System may include a monitor, keyboard, scanner, printer, input port and a disk drive storage device.
M9006 | Table, Ultrasound, Mobile, Echocardiology | 1 | VV | Mobile exam table designed for ultrasound and echocardiology examinations. Table has an extra wide top with a 500 lb patient capacity, suitable for bariatric patients. Height range from 23" low to accommodate wheelchair transfers and those with ambulatory difficulties to a high of 39". Table includes motorized height adjustment, Fowler position, Trendelenburg and auto level adjustment.
P3100 | Lavatory, Vitreous China, Slab Type | 1 | CC | Wall mounted, slab type, vitreous china, lavatory (approximate bowl size 7"x15"x10") with: faucet holes on 4" centers; gooseneck spout; wrist blade handles; and grid strainer. It shall be suitable for use in clinics, offices, washrooms or patient care area.
4 - CCD61 - Storage Room, Cardio Svc | 4 - CCD61 - Storage Room, Cardio Svc | 4 - CCD61 - Storage Room, Cardio Svc | 4 - CCD61 - Storage Room, Cardio Svc | 4 - CCD61 - Storage Room, Cardio Svc
JSN | NAME | QTY | ACQ/INS | DESCRIPTION
A1010 | Telecommunication Outlet | 1 | VV | Telecommunication outlet location.
A1014 | Telephone, Wall Mounted, 1 Line, With Speaker | 1 | VV | Telephone, wall mounted, 1 line, with speaker.
M2055 | Shelving, Storage, Wire, CRS, w/Adjustable Shelves | 4 | VV | Stationary, wire, shelving unit. Unit has fully adjustable shelves constructed of stainless steel. For use in general purpose storage areas. Shelving is provided in various sizes and configurations. Price provided is for a unit approximately 74"H x 18"D x 48"W with four shelves.
5 - CCD71 - ICD Equipment Storage Room, Cardio Svc | 5 - CCD71 - ICD Equipment Storage Room, Cardio Svc | 5 - CCD71 - ICD Equipment Storage Room, Cardio Svc | 5 - CCD71 - ICD Equipment Storage Room, Cardio Svc | 5 - CCD71 - ICD Equipment Storage Room, Cardio Svc
JSN | NAME | QTY | ACQ/INS | DESCRIPTION
M2055 | Shelving, Storage, Wire, CRS, w/Adjustable Shelves | 1 | VV | Stationary, wire, shelving unit. Unit has fully adjustable shelves constructed of stainless steel. For use in general purpose storage areas. Shelving is provided in various sizes and configurations. Price provided is for a unit approximately 74"H x 18"D x 48"W with four shelves.
6 - CCD81 - Equipment Storage Room, Cardio Svc | 6 - CCD81 - Equipment Storage Room, Cardio Svc | 6 - CCD81 - Equipment Storage Room, Cardio Svc | 6 - CCD81 - Equipment Storage Room, Cardio Svc | 6 - CCD81 - Equipment Storage Room, Cardio Svc
JSN | NAME | QTY | ACQ/INS | DESCRIPTION
M2055 | Shelving, Storage, Wire, CRS, w/Adjustable Shelves | 1 | VV | Stationary, wire, shelving unit. Unit has fully adjustable shelves constructed of stainless steel. For use in general purpose storage areas. Shelving is provided in various sizes and configurations. Price provided is for a unit approximately 74"H x 18"D x 48"W with four shelves.
7 - SC052 - Cardio Svc Crash Cart Alcove, Clncl Sprt | 7 - SC052 - Cardio Svc Crash Cart Alcove, Clncl Sprt | 7 - SC052 - Cardio Svc Crash Cart Alcove, Clncl Sprt | 7 - SC052 - Cardio Svc Crash Cart Alcove, Clncl Sprt | 7 - SC052 - Cardio Svc Crash Cart Alcove, Clncl Sprt
JSN | NAME | QTY | ACQ/INS | DESCRIPTION
E0954 | Cart, Emergency, Mobile, 66"H x 32"W x 22"D | 1 | VV | THIS TYPICAL INCLUDES: 1 Cart body, style-A narrow, w/raised edge top 1 Accessory rail, side 1 Accessory rail, back 1 Defibrillator tray 1 IV pole 1 Breakaway bar 1 Flip-up shelf 1 Wastebasket 1 Oxygen tank holder 1 Electrical box-4 outlet 1 Cord wrap 4 Drawer, 3"H 3 Drawer, 6"H Drawer organizer bins.
M1100 | Resuscitator, Bag-Mask, Hand Operated | 1 | VV | Hand operated bag-mask resuscitator. Consists of face mask, non-rebreathing valve, compression bag and tidal bag. Used for resuscitation in life saving situations.
M7660 | Defibrillator/Monitor/Recorder, Portable | 1 | VV | Portable defibrillator-monitor-recorder. Integral unit system operable from self-contained rechargeable batteries. ECG may be viewed through paddles or patient cable. Options include external pacing and 12-Lead.
M8769 | Aspirator, Resuscitation, Portable w/ Battery | 1 | VV | High-vacuum and high-flow AC/DC powered suction unit for use on emergency resuscitation carts and for general suction use. Light weight, compact design, fully enclosed water resistant unit with an average run time of 60 minutes. Includes variable suction range up to 580 mmHg and 1200 CC collection canister.
8 - SB252 - Cardio Svc Wheelchair / Stretcher Alcove, Bldg Sprt | 8 - SB252 - Cardio Svc Wheelchair / Stretcher Alcove, Bldg Sprt | 8 - SB252 - Cardio Svc Wheelchair / Stretcher Alcove, Bldg Sprt | 8 - SB252 - Cardio Svc Wheelchair / Stretcher Alcove, Bldg Sprt | 8 - SB252 - Cardio Svc Wheelchair / Stretcher Alcove, Bldg Sprt
JSN | NAME | QTY | ACQ/INS | DESCRIPTION
M4655 | Stretcher, Mobile, CRS, 9 Position | 1 | VV | Mobile stretcher. All corrosion resistant stainless steel construction. It consists of a tubular frame with side rails, a 9-position hydraulic base with pneumatic fowler adjustment, and a 2" pad. Unit is mounted on 8" conductive casters. Designed for patient transport as well as for minor surgical procedures.
M4705 | Wheelchair, Patient Transport, Folding | 1 | VV | Folding patient transport wheelchair. Constructed of chrome plated steel with detachable armrest and footrests. Unit has heavy duty front casters with sealed radial high-precision ball bearing assembly. Unit is used for patient transport.
M4710 | Wheelchair, Patient, Bariatric, Transport, Folding | 1 | VV | Folding bariatric patient transport wheelchair with a capacity of at least 500 lbs. Constructed with a heavy duty steel frame and double cross brace, with detachable armrest and swing away footrests. Unit has heavy duty front casters and rear wheels with precision wheel bearings in front and rear assembly. Unit is used for patient movement.
9 - SB244 - Cardio Svc Housekeeping Aides Closet (HAC), Bldg Sprt | 9 - SB244 - Cardio Svc Housekeeping Aides Closet (HAC), Bldg Sprt | 9 - SB244 - Cardio Svc Housekeeping Aides Closet (HAC), Bldg Sprt | 9 - SB244 - Cardio Svc Housekeeping Aides Closet (HAC), Bldg Sprt | 9 - SB244 - Cardio Svc Housekeeping Aides Closet (HAC), Bldg Sprt
JSN | NAME | QTY | ACQ/INS | DESCRIPTION
A5075 | Dispenser, Soap, Disposable | 1 | VV | Disposable soap dispenser. One-handed dispensing operation. Designed to accommodate disposable soap cartridge and valve.
A5080 | Dispenser, Paper Towel, SS, Surface Mounted | 1 | CC | A surface mounted, satin finish stainless steel, single-fold, paper towel dispenser. Dispenser features: tumbler lock; front hinged at bottom; and refill indicator slot. Minimum capacity 400 single-fold paper towels. For general purpose use throughout the facility.
A5107 | Dispenser, Glove, Surgical/Examination, Wall Mntd | 1 | VV | Examination three (Small Medium, Large) glove dispenser box for wall mounting. Fabricated of either cold rolled steel with a white baked enamel finish, plastic or acrylic. Hardware not included, Option 3 powder coated steel.
A5135 | Shelf, Utility W/ Mop/Broom Holders, SS, Surf Mntd | 1 | CC | A surface mounted, satin finish stainless steel, utility shelf with a maximum of 6 mop/broom holders and 5 rag hooks. Utility shelf features: 8" deep shelf; mounting brackets welded to shelf; spring activated rubber cam holders; and drying rod. Unit is available in various widths 30" (minimum, 3 holders and 2 hooks) to 48" (maximum, 6 holders and 5 hooks). For use in janitor closets. Pricing based on a 36" width.
F0500 | Cart, Janitor's | 1 | VV | Janitors cart, 38" high X 66" wide X 20" deep with 25 gallon heavy duty collection bag. Accommodations for locking vault and janitorial support items (broom, dust pan, chemicals, mop and mop bucket; not included).
F0505 | Bucket, Mop, With Wringer, 26 Quart | 1 | VV | Mobile mop bucket / wringer combination, approximately 35" H x 17" W x 22" D with four 2" casters. Total capacity is 26 quarts. Unit used for general hard surface floor maintenance.
P2000 | Eyewash, Wall Mounted, Hands-Free | 1 | CC | Wall mounted emergency eye wash station. The flow of water from the unit is activated by hand. Upon initiation of water flow the unit will operate hands free to provide streams of water to clear foreign particles or dilute caustic liquids from the eyes in emergency situations. Used in laboratories and areas of the hospital where employees are subject to foreign bodies or liquid material to the eyes.
P2451 | Valve, Mixing, Thermostatic, Eyewash | 1 | CC | Emergency tempering valve thermostatically mixes hot and cold water to provide a safe fluid supply for a single emergency eye/face wash with a flow rate of 10 gpm (38.8L)
P4700 | Sink, Mop, Molded Stone | 1 | CC | Mop service sink approximately 10"H x 36"W x 24"D. Also called a mop service basin and a mop receptor. Unit is made of molded stone and is a one piece item. It shall include a service faucet hose, hose bracket and mop hanger. Used in utility rooms for cleaning mops and floor cleaning equipment.
4 - STAFF AND ADMINISTRATIVE AREA | 4 - STAFF AND ADMINISTRATIVE AREA | 4 - STAFF AND ADMINISTRATIVE AREA | 4 - STAFF AND ADMINISTRATIVE AREA | 4 - STAFF AND ADMINISTRATIVE AREA
1 - SS204 - Cardio Svc Cardiovascular Service Chief Office, Stff Sprt | 1 - SS204 - Cardio Svc Cardiovascular Service Chief Office, Stff Sprt | 1 - SS204 - Cardio Svc Cardiovascular Service Chief Office, Stff Sprt | 1 - SS204 - Cardio Svc Cardiovascular Service Chief Office, Stff Sprt | 1 - SS204 - Cardio Svc Cardiovascular Service Chief Office, Stff Sprt
JSN | NAME | QTY | ACQ/INS | DESCRIPTION
A1010 | Telecommunication Outlet | 2 | VV | Telecommunication outlet location.
A1015 | Telephone, Desk, Multiple Line | 1 | VV | Telephone, desk, multiple line.
A5145 | Hook, Garment, Double, SS, Surface Mounted | 1 | CC | A surface mounted, satin finish stainless steel, double garment hook. Equipped with a concealed mounting bracket that is secured to a concealed wall plate. For general purpose use throughout the facility to hang various items of apparel.
E0078 | Workstation, L-Shaped w/Peninsula, Free Std, 78x72 | 1 | VV | This section will provide a whole work station typical to quickly plan work areas in clinical or administrative spaces. There will be a price decrease if typical work stations are used with vertical hanging strips instead of panels. THIS TYPICAL INCLUDES: 4 standard solid panels; 2 panel connectors, 2-way corner; 1 panel-to-panel connector; 2 finished end hardware; 1 cantilevered work surface; 1 peninsula work surface; 2 lockable flipper units; 2 shelf, storage/display; 2 lights; 1 tack board, 48"W; 1 tool rail, 30"W; 1 paper tray; 1 diagonal tray; 1 adjustable keyboard tray; 1 mobile pedestal, box/file.
F0110 | Bookcase, 3 Shelf | 1 | VV | Freestanding open metal shelf book case, approximately 60" high X 36" wide X 18" deep with three (3) adjustable shelves and four (4) non-marking floor glides.
F0205 | Chair, Side With Arms | 2 | VV | Upholstered side chair, 32" high X 21" wide X 23" deep with arms, padded seats and padded backs. Seat height is a minimum of 17". Available with or without sled base.
F0275 | Chair, Swivel, High Back | 1 | VV | Highback contemporary swivel chair, 41" high X 23" wide X 23" deep with five (5) caster swivel base and arms. Chair may be used at desks or in conference rooms. Back and seat are foam padded and upholstered with either woven textile fabric or vinyl.
F0420 | Cabinet, Filing, Lateral, Half Height | 1 | VV | Half height two (2) or three (3) drawer lateral filing cabinet, 28" high X 42" wide X 18" deep with recessed handles, locking device and drawer label holders. Drawers are adaptable to either letter or legal size materials.
F2000 | Basket, Wastepaper, Fire Resistant | 1 | VV | Wastepaper basket, fire resistant, approximately 40 quart capacity. This unit is used to collect and temporarily store small quantities of paper refuse in patient rooms, administrative areas and nursing stations. Size and shape varies depending on the application and manufacturer selected.
F3200 | Clock, Battery, 12" Diameter | 1 | VV | Clock, 12" diameter. Round surface, easy to read numbers with sweep second hand. Wall mounted unit for use when impractical to install a fully synchronized clock system. Battery operated, (batteries not included).
M1801 | Computer, Microprocessing, w/Flat Panel Monitor | 1 | VV | Desk top microprocessing computer. The unit shall consist of a central processing mini tower, flat panel monitor, keyboard, mouse and speakers. The system shall have the following minimum characteristics: a 2.8 GHz Pentium processor; 512 MB memory; 80GB hard drive; 32/48x CD-ROMDVD combo; 1.44MB network interface card; video 32 MB NVIDIA; a 18 inch flat panel monitor. The computer is used throughout the facility to input, manipulate and retrieve information.
2 - SB003 - Cardio Svc Service Chief Visitor Waiting, Bldg Sprt | 2 - SB003 - Cardio Svc Service Chief Visitor Waiting, Bldg Sprt | 2 - SB003 - Cardio Svc Service Chief Visitor Waiting, Bldg Sprt | 2 - SB003 - Cardio Svc Service Chief Visitor Waiting, Bldg Sprt | 2 - SB003 - Cardio Svc Service Chief Visitor Waiting, Bldg Sprt
JSN | NAME | QTY | ACQ/INS | DESCRIPTION
A5077 | Dispenser, Hand Sanitizer, Hands-Free | 1 | VV | A touch free wall-mounted hand sanitizer dispenser. For use throughout a healthcare facility. Unit does not include the sanitizing liquid. Units are battery operated.
A6046 | Artwork, Decorative, With Frame | 1 | VV | This JSN is to be used for determining and defining location of decorative artwork.
F0206 | Chair, Side, Bariatric, With Arms | 1 | VV | A bariatric side chair with arms for use in a waiting room, lobby or other patient area. Chair will have a padded seat and back and have a capacity of 800 pounds.
F0305 | Chair, Waiting Room, Single | 1 | VV | Single seat waiting room chair with foam padded seat and back. Upholstered with either woven fabric textile or vinyl. Arms and floor glides included.
F2000 | Basket, Wastepaper, Fire Resistant | 1 | VV | Wastepaper basket, fire resistant, approximately 40 quart capacity. This unit is used to collect and temporarily store small quantities of paper refuse in patient rooms, administrative areas and nursing stations. Size and shape varies depending on the application and manufacturer selected.
F2300 | Rack, Magazine, Wall Mounted | 1 | VV | Wall mounted magazine rack with nine (9) magazine holding compartments.
F3200 | Clock, Battery, 12" Diameter | 1 | VV | Clock, 12" diameter. Round surface, easy to read numbers with sweep second hand. Wall mounted unit for use when impractical to install a fully synchronized clock system. Battery operated, (batteries not included).
3 - SS218 - Cardio Svc Administration Support Workstation, Stff Sprt | 3 - SS218 - Cardio Svc Administration Support Workstation, Stff Sprt | 3 - SS218 - Cardio Svc Administration Support Workstation, Stff Sprt | 3 - SS218 - Cardio Svc Administration Support Workstation, Stff Sprt | 3 - SS218 - Cardio Svc Administration Support Workstation, Stff Sprt
JSN | NAME | QTY | ACQ/INS | DESCRIPTION
A1010 | Telecommunication Outlet | 2 | VV | Telecommunication outlet location.
A1015 | Telephone, Desk, Multiple Line | 1 | VV | Telephone, desk, multiple line.
E0123 | Workstation, Straight, Free Standing, 72" W | 1 | VV | This JSN will provide a whole work station typical to quickly plan work in areas in clinical or administrative spaces. There will be a price decrease if typical work stations are used with vertical hanging strips instead of panels. THIS TYPICAL INCLUDES: 4 Standard Solid Panels 2 Panel Connectors, 2-Way Corner 1 Panel-to-Panel Connector 2 Finished End Hardware 1 Cantilevered, Work Surface 2 Lockable Flipper Units 2 Shelf, Storage/Displays 2 Lights 1 Tack board 1 Tool Rail 1 Paper Tray 1 Diagonal Tray 1 Adjustable Keyboard Tray 1 Mobile Pedestal, Box/File
F0275 | Chair, Swivel, High Back | 1 | VV | Highback contemporary swivel chair, 41" high X 23" wide X 23" deep with five (5) caster swivel base and arms. Chair may be used at desks or in conference rooms. Back and seat are foam padded and upholstered with either woven textile fabric or vinyl.
F0420 | Cabinet, Filing, Lateral, Half Height | 1 | VV | Half height two (2) or three (3) drawer lateral filing cabinet, 28" high X 42" wide X 18" deep with recessed handles, locking device and drawer label holders. Drawers are adaptable to either letter or legal size materials.
F2000 | Basket, Wastepaper, Fire Resistant | 1 | VV | Wastepaper basket, fire resistant, approximately 40 quart capacity. This unit is used to collect and temporarily store small quantities of paper refuse in patient rooms, administrative areas and nursing stations. Size and shape varies depending on the application and manufacturer selected.
M1801 | Computer, Microprocessing, w/Flat Panel Monitor | 1 | VV | Desk top microprocessing computer. The unit shall consist of a central processing mini tower, flat panel monitor, keyboard, mouse and speakers. The system shall have the following minimum characteristics: a 2.8 GHz Pentium processor; 512 MB memory; 80GB hard drive; 32/48x CD-ROMDVD combo; 1.44MB network interface card; video 32 MB NVIDIA; a 18 inch flat panel monitor. The computer is used throughout the facility to input, manipulate and retrieve information.
4 - SS218 - Cardio Svc Physician Workstation, Stff Sprt | 4 - SS218 - Cardio Svc Physician Workstation, Stff Sprt | 4 - SS218 - Cardio Svc Physician Workstation, Stff Sprt | 4 - SS218 - Cardio Svc Physician Workstation, Stff Sprt | 4 - SS218 - Cardio Svc Physician Workstation, Stff Sprt
JSN | NAME | QTY | ACQ/INS | DESCRIPTION
A1010 | Telecommunication Outlet | 2 | VV | Telecommunication outlet location.
A1015 | Telephone, Desk, Multiple Line | 1 | VV | Telephone, desk, multiple line.
E0123 | Workstation, Straight, Free Standing, 72" W | 1 | VV | This JSN will provide a whole work station typical to quickly plan work in areas in clinical or administrative spaces. There will be a price decrease if typical work stations are used with vertical hanging strips instead of panels. THIS TYPICAL INCLUDES: 4 Standard Solid Panels 2 Panel Connectors, 2-Way Corner 1 Panel-to-Panel Connector 2 Finished End Hardware 1 Cantilevered, Work Surface 2 Lockable Flipper Units 2 Shelf, Storage/Displays 2 Lights 1 Tack board 1 Tool Rail 1 Paper Tray 1 Diagonal Tray 1 Adjustable Keyboard Tray 1 Mobile Pedestal, Box/File
F0275 | Chair, Swivel, High Back | 1 | VV | Highback contemporary swivel chair, 41" high X 23" wide X 23" deep with five (5) caster swivel base and arms. Chair may be used at desks or in conference rooms. Back and seat are foam padded and upholstered with either woven textile fabric or vinyl.
F0420 | Cabinet, Filing, Lateral, Half Height | 1 | VV | Half height two (2) or three (3) drawer lateral filing cabinet, 28" high X 42" wide X 18" deep with recessed handles, locking device and drawer label holders. Drawers are adaptable to either letter or legal size materials.
F2000 | Basket, Wastepaper, Fire Resistant | 1 | VV | Wastepaper basket, fire resistant, approximately 40 quart capacity. This unit is used to collect and temporarily store small quantities of paper refuse in patient rooms, administrative areas and nursing stations. Size and shape varies depending on the application and manufacturer selected.
M1801 | Computer, Microprocessing, w/Flat Panel Monitor | 1 | VV | Desk top microprocessing computer. The unit shall consist of a central processing mini tower, flat panel monitor, keyboard, mouse and speakers. The system shall have the following minimum characteristics: a 2.8 GHz Pentium processor; 512 MB memory; 80GB hard drive; 32/48x CD-ROMDVD combo; 1.44MB network interface card; video 32 MB NVIDIA; a 18 inch flat panel monitor. The computer is used throughout the facility to input, manipulate and retrieve information.
5 - SS204 - Cardio Svc Nurse Manager Office, Stff Sprt | 5 - SS204 - Cardio Svc Nurse Manager Office, Stff Sprt | 5 - SS204 - Cardio Svc Nurse Manager Office, Stff Sprt | 5 - SS204 - Cardio Svc Nurse Manager Office, Stff Sprt | 5 - SS204 - Cardio Svc Nurse Manager Office, Stff Sprt
JSN | NAME | QTY | ACQ/INS | DESCRIPTION
A1010 | Telecommunication Outlet | 2 | VV | Telecommunication outlet location.
A1015 | Telephone, Desk, Multiple Line | 1 | VV | Telephone, desk, multiple line.
A5145 | Hook, Garment, Double, SS, Surface Mounted | 1 | CC | A surface mounted, satin finish stainless steel, double garment hook. Equipped with a concealed mounting bracket that is secured to a concealed wall plate. For general purpose use throughout the facility to hang various items of apparel.
E0078 | Workstation, L-Shaped w/Peninsula, Free Std, 78x72 | 1 | VV | This section will provide a whole work station typical to quickly plan work areas in clinical or administrative spaces. There will be a price decrease if typical work stations are used with vertical hanging strips instead of panels. THIS TYPICAL INCLUDES: 4 standard solid panels; 2 panel connectors, 2-way corner; 1 panel-to-panel connector; 2 finished end hardware; 1 cantilevered work surface; 1 peninsula work surface; 2 lockable flipper units; 2 shelf, storage/display; 2 lights; 1 tack board, 48"W; 1 tool rail, 30"W; 1 paper tray; 1 diagonal tray; 1 adjustable keyboard tray; 1 mobile pedestal, box/file.
F0110 | Bookcase, 3 Shelf | 1 | VV | Freestanding open metal shelf book case, approximately 60" high X 36" wide X 18" deep with three (3) adjustable shelves and four (4) non-marking floor glides.
F0205 | Chair, Side With Arms | 2 | VV | Upholstered side chair, 32" high X 21" wide X 23" deep with arms, padded seats and padded backs. Seat height is a minimum of 17". Available with or without sled base.
F0275 | Chair, Swivel, High Back | 1 | VV | Highback contemporary swivel chair, 41" high X 23" wide X 23" deep with five (5) caster swivel base and arms. Chair may be used at desks or in conference rooms. Back and seat are foam padded and upholstered with either woven textile fabric or vinyl.
F0420 | Cabinet, Filing, Lateral, Half Height | 1 | VV | Half height two (2) or three (3) drawer lateral filing cabinet, 28" high X 42" wide X 18" deep with recessed handles, locking device and drawer label holders. Drawers are adaptable to either letter or legal size materials.
F2000 | Basket, Wastepaper, Fire Resistant | 1 | VV | Wastepaper basket, fire resistant, approximately 40 quart capacity. This unit is used to collect and temporarily store small quantities of paper refuse in patient rooms, administrative areas and nursing stations. Size and shape varies depending on the application and manufacturer selected.
F3200 | Clock, Battery, 12" Diameter | 1 | VV | Clock, 12" diameter. Round surface, easy to read numbers with sweep second hand. Wall mounted unit for use when impractical to install a fully synchronized clock system. Battery operated, (batteries not included).
M1801 | Computer, Microprocessing, w/Flat Panel Monitor | 1 | VV | Desk top microprocessing computer. The unit shall consist of a central processing mini tower, flat panel monitor, keyboard, mouse and speakers. The system shall have the following minimum characteristics: a 2.8 GHz Pentium processor; 512 MB memory; 80GB hard drive; 32/48x CD-ROMDVD combo; 1.44MB network interface card; video 32 MB NVIDIA; a 18 inch flat panel monitor. The computer is used throughout the facility to input, manipulate and retrieve information.
6 - SS218 - Cardio Svc Nurse Practitioner Workstation, Stff Sprt | 6 - SS218 - Cardio Svc Nurse Practitioner Workstation, Stff Sprt | 6 - SS218 - Cardio Svc Nurse Practitioner Workstation, Stff Sprt | 6 - SS218 - Cardio Svc Nurse Practitioner Workstation, Stff Sprt | 6 - SS218 - Cardio Svc Nurse Practitioner Workstation, Stff Sprt
JSN | NAME | QTY | ACQ/INS | DESCRIPTION
A1010 | Telecommunication Outlet | 2 | VV | Telecommunication outlet location.
A1015 | Telephone, Desk, Multiple Line | 1 | VV | Telephone, desk, multiple line.
E0123 | Workstation, Straight, Free Standing, 72" W | 1 | VV | This JSN will provide a whole work station typical to quickly plan work in areas in clinical or administrative spaces. There will be a price decrease if typical work stations are used with vertical hanging strips instead of panels. THIS TYPICAL INCLUDES: 4 Standard Solid Panels 2 Panel Connectors, 2-Way Corner 1 Panel-to-Panel Connector 2 Finished End Hardware 1 Cantilevered, Work Surface 2 Lockable Flipper Units 2 Shelf, Storage/Displays 2 Lights 1 Tack board 1 Tool Rail 1 Paper Tray 1 Diagonal Tray 1 Adjustable Keyboard Tray 1 Mobile Pedestal, Box/File
F0275 | Chair, Swivel, High Back | 1 | VV | Highback contemporary swivel chair, 41" high X 23" wide X 23" deep with five (5) caster swivel base and arms. Chair may be used at desks or in conference rooms. Back and seat are foam padded and upholstered with either woven textile fabric or vinyl.
F0420 | Cabinet, Filing, Lateral, Half Height | 1 | VV | Half height two (2) or three (3) drawer lateral filing cabinet, 28" high X 42" wide X 18" deep with recessed handles, locking device and drawer label holders. Drawers are adaptable to either letter or legal size materials.
F2000 | Basket, Wastepaper, Fire Resistant | 1 | VV | Wastepaper basket, fire resistant, approximately 40 quart capacity. This unit is used to collect and temporarily store small quantities of paper refuse in patient rooms, administrative areas and nursing stations. Size and shape varies depending on the application and manufacturer selected.
M1801 | Computer, Microprocessing, w/Flat Panel Monitor | 1 | VV | Desk top microprocessing computer. The unit shall consist of a central processing mini tower, flat panel monitor, keyboard, mouse and speakers. The system shall have the following minimum characteristics: a 2.8 GHz Pentium processor; 512 MB memory; 80GB hard drive; 32/48x CD-ROMDVD combo; 1.44MB network interface card; video 32 MB NVIDIA; a 18 inch flat panel monitor. The computer is used throughout the facility to input, manipulate and retrieve information.
7 - SS218 - Cardio Svc Nurse Workstation, Stff Sprt | 7 - SS218 - Cardio Svc Nurse Workstation, Stff Sprt | 7 - SS218 - Cardio Svc Nurse Workstation, Stff Sprt | 7 - SS218 - Cardio Svc Nurse Workstation, Stff Sprt | 7 - SS218 - Cardio Svc Nurse Workstation, Stff Sprt
JSN | NAME | QTY | ACQ/INS | DESCRIPTION
A1010 | Telecommunication Outlet | 2 | VV | Telecommunication outlet location.
A1015 | Telephone, Desk, Multiple Line | 1 | VV | Telephone, desk, multiple line.
E0123 | Workstation, Straight, Free Standing, 72" W | 1 | VV | This JSN will provide a whole work station typical to quickly plan work in areas in clinical or administrative spaces. There will be a price decrease if typical work stations are used with vertical hanging strips instead of panels. THIS TYPICAL INCLUDES: 4 Standard Solid Panels 2 Panel Connectors, 2-Way Corner 1 Panel-to-Panel Connector 2 Finished End Hardware 1 Cantilevered, Work Surface 2 Lockable Flipper Units 2 Shelf, Storage/Displays 2 Lights 1 Tack board 1 Tool Rail 1 Paper Tray 1 Diagonal Tray 1 Adjustable Keyboard Tray 1 Mobile Pedestal, Box/File
F0275 | Chair, Swivel, High Back | 1 | VV | Highback contemporary swivel chair, 41" high X 23" wide X 23" deep with five (5) caster swivel base and arms. Chair may be used at desks or in conference rooms. Back and seat are foam padded and upholstered with either woven textile fabric or vinyl.
F0420 | Cabinet, Filing, Lateral, Half Height | 1 | VV | Half height two (2) or three (3) drawer lateral filing cabinet, 28" high X 42" wide X 18" deep with recessed handles, locking device and drawer label holders. Drawers are adaptable to either letter or legal size materials.
F2000 | Basket, Wastepaper, Fire Resistant | 1 | VV | Wastepaper basket, fire resistant, approximately 40 quart capacity. This unit is used to collect and temporarily store small quantities of paper refuse in patient rooms, administrative areas and nursing stations. Size and shape varies depending on the application and manufacturer selected.
M1801 | Computer, Microprocessing, w/Flat Panel Monitor | 1 | VV | Desk top microprocessing computer. The unit shall consist of a central processing mini tower, flat panel monitor, keyboard, mouse and speakers. The system shall have the following minimum characteristics: a 2.8 GHz Pentium processor; 512 MB memory; 80GB hard drive; 32/48x CD-ROMDVD combo; 1.44MB network interface card; video 32 MB NVIDIA; a 18 inch flat panel monitor. The computer is used throughout the facility to input, manipulate and retrieve information.
8 - SS218 - Cardio Svc Technician Workstation, Stff Sprt | 8 - SS218 - Cardio Svc Technician Workstation, Stff Sprt | 8 - SS218 - Cardio Svc Technician Workstation, Stff Sprt | 8 - SS218 - Cardio Svc Technician Workstation, Stff Sprt | 8 - SS218 - Cardio Svc Technician Workstation, Stff Sprt
JSN | NAME | QTY | ACQ/INS | DESCRIPTION
A1010 | Telecommunication Outlet | 2 | VV | Telecommunication outlet location.
A1015 | Telephone, Desk, Multiple Line | 1 | VV | Telephone, desk, multiple line.
E0123 | Workstation, Straight, Free Standing, 72" W | 1 | VV | This JSN will provide a whole work station typical to quickly plan work in areas in clinical or administrative spaces. There will be a price decrease if typical work stations are used with vertical hanging strips instead of panels. THIS TYPICAL INCLUDES: 4 Standard Solid Panels 2 Panel Connectors, 2-Way Corner 1 Panel-to-Panel Connector 2 Finished End Hardware 1 Cantilevered, Work Surface 2 Lockable Flipper Units 2 Shelf, Storage/Displays 2 Lights 1 Tack board 1 Tool Rail 1 Paper Tray 1 Diagonal Tray 1 Adjustable Keyboard Tray 1 Mobile Pedestal, Box/File
F0275 | Chair, Swivel, High Back | 1 | VV | Highback contemporary swivel chair, 41" high X 23" wide X 23" deep with five (5) caster swivel base and arms. Chair may be used at desks or in conference rooms. Back and seat are foam padded and upholstered with either woven textile fabric or vinyl.
F0420 | Cabinet, Filing, Lateral, Half Height | 1 | VV | Half height two (2) or three (3) drawer lateral filing cabinet, 28" high X 42" wide X 18" deep with recessed handles, locking device and drawer label holders. Drawers are adaptable to either letter or legal size materials.
F2000 | Basket, Wastepaper, Fire Resistant | 1 | VV | Wastepaper basket, fire resistant, approximately 40 quart capacity. This unit is used to collect and temporarily store small quantities of paper refuse in patient rooms, administrative areas and nursing stations. Size and shape varies depending on the application and manufacturer selected.
M1801 | Computer, Microprocessing, w/Flat Panel Monitor | 1 | VV | Desk top microprocessing computer. The unit shall consist of a central processing mini tower, flat panel monitor, keyboard, mouse and speakers. The system shall have the following minimum characteristics: a 2.8 GHz Pentium processor; 512 MB memory; 80GB hard drive; 32/48x CD-ROMDVD combo; 1.44MB network interface card; video 32 MB NVIDIA; a 18 inch flat panel monitor. The computer is used throughout the facility to input, manipulate and retrieve information.
9 - SS218 - Cardio Svc Administration Workstation, Stff Sprt | 9 - SS218 - Cardio Svc Administration Workstation, Stff Sprt | 9 - SS218 - Cardio Svc Administration Workstation, Stff Sprt | 9 - SS218 - Cardio Svc Administration Workstation, Stff Sprt | 9 - SS218 - Cardio Svc Administration Workstation, Stff Sprt
JSN | NAME | QTY | ACQ/INS | DESCRIPTION
A1010 | Telecommunication Outlet | 2 | VV | Telecommunication outlet location.
A1015 | Telephone, Desk, Multiple Line | 1 | VV | Telephone, desk, multiple line.
E0123 | Workstation, Straight, Free Standing, 72" W | 1 | VV | This JSN will provide a whole work station typical to quickly plan work in areas in clinical or administrative spaces. There will be a price decrease if typical work stations are used with vertical hanging strips instead of panels. THIS TYPICAL INCLUDES: 4 Standard Solid Panels 2 Panel Connectors, 2-Way Corner 1 Panel-to-Panel Connector 2 Finished End Hardware 1 Cantilevered, Work Surface 2 Lockable Flipper Units 2 Shelf, Storage/Displays 2 Lights 1 Tack board 1 Tool Rail 1 Paper Tray 1 Diagonal Tray 1 Adjustable Keyboard Tray 1 Mobile Pedestal, Box/File
F0275 | Chair, Swivel, High Back | 1 | VV | Highback contemporary swivel chair, 41" high X 23" wide X 23" deep with five (5) caster swivel base and arms. Chair may be used at desks or in conference rooms. Back and seat are foam padded and upholstered with either woven textile fabric or vinyl.
F0420 | Cabinet, Filing, Lateral, Half Height | 1 | VV | Half height two (2) or three (3) drawer lateral filing cabinet, 28" high X 42" wide X 18" deep with recessed handles, locking device and drawer label holders. Drawers are adaptable to either letter or legal size materials.
F2000 | Basket, Wastepaper, Fire Resistant | 1 | VV | Wastepaper basket, fire resistant, approximately 40 quart capacity. This unit is used to collect and temporarily store small quantities of paper refuse in patient rooms, administrative areas and nursing stations. Size and shape varies depending on the application and manufacturer selected.
M1801 | Computer, Microprocessing, w/Flat Panel Monitor | 1 | VV | Desk top microprocessing computer. The unit shall consist of a central processing mini tower, flat panel monitor, keyboard, mouse and speakers. The system shall have the following minimum characteristics: a 2.8 GHz Pentium processor; 512 MB memory; 80GB hard drive; 32/48x CD-ROMDVD combo; 1.44MB network interface card; video 32 MB NVIDIA; a 18 inch flat panel monitor. The computer is used throughout the facility to input, manipulate and retrieve information.
10 - SS101 - Cardio Svc Staff Conference Room, Educ Svc | 10 - SS101 - Cardio Svc Staff Conference Room, Educ Svc | 10 - SS101 - Cardio Svc Staff Conference Room, Educ Svc | 10 - SS101 - Cardio Svc Staff Conference Room, Educ Svc | 10 - SS101 - Cardio Svc Staff Conference Room, Educ Svc
JSN | NAME | QTY | ACQ/INS | DESCRIPTION
A1010 | Telecommunication Outlet | 1 | VV | Telecommunication outlet location.
A5212 | Bracket, Television, Wall-Mounted, Tilt/Angle | 1 | VV | A wall mounted, tilt/angled TV bracket for 37" to 80" TVs. Mount will be a universal and VESA compliant unit with a load capacity of up to 130 lbs.
A5220 | Bracket, Television, Wall Backing | 1 | CC | Wall mounted television bracket backing which provides additional support and strength for the installation of the television bracket. Option available for interior or exterior plate and sized for 12” 16” or 24” stud spacing.
A6046 | Artwork, Decorative, With Frame | 1 | VV | This JSN is to be used for determining and defining location of decorative artwork.
F0220 | Chair, Conference | 10 | VV | Conference chair designed to complement the executive furniture package selected. Foam rubber cushioned seats and backs covered with either woven fabric or vinyl. Base with 5 (five) swivel casters.
F0765 | Table, Folding / Nesting | 2 | VV | Folding table intended for a variety of uses. Designed with a flip top that allows tables to store nested to minimize needed storage space. Available in multiple laminate finish colors/patterns, bases, surface shapes (description and pricing based on a rectangle shape) and edge finish, . Available with leveling glides or casters (2 locking, 2 non-locking).
F2000 | Basket, Wastepaper, Fire Resistant | 1 | VV | Wastepaper basket, fire resistant, approximately 40 quart capacity. This unit is used to collect and temporarily store small quantities of paper refuse in patient rooms, administrative areas and nursing stations. Size and shape varies depending on the application and manufacturer selected.
F3200 | Clock, Battery, 12" Diameter | 1 | VV | Clock, 12" diameter. Round surface, easy to read numbers with sweep second hand. Wall mounted unit for use when impractical to install a fully synchronized clock system. Battery operated, (batteries not included).
M0512 | Television, HDTV, Large Screen, 60" | 1 | VV | A high definition (HDTV) multimedia, slim design, 60"W to 65"W color television. The TV will have a 16.9 wide screen aspect ratio with full HD 1080p resolution and HDMI connections. TV may be LED, Plasma or LCD. TV will include a stand.
11 - SS272 - Cardio Svc Copy / Supply Room, Stff Sprt | 11 - SS272 - Cardio Svc Copy / Supply Room, Stff Sprt | 11 - SS272 - Cardio Svc Copy / Supply Room, Stff Sprt | 11 - SS272 - Cardio Svc Copy / Supply Room, Stff Sprt | 11 - SS272 - Cardio Svc Copy / Supply Room, Stff Sprt
JSN | NAME | QTY | ACQ/INS | DESCRIPTION
A1010 | Telecommunication Outlet | 2 | VV | Telecommunication outlet location.
A1012 | Telephone, Wall Mounted, 1 Line | 1 | VV | Telephone, wall mounted, 1 line.
F0465 | Cabinet, Storage, 2 Door, 5 Shelf | 1 | VV | Storage cabinet, 78" high X 48" wide X 24" deep with two (2) doors and five (5) adjustable shelves.
F0775 | Table, Work, 2 Drawer | 1 | VV | Work table approximately 32" high X 72" wide X 30" deep with two drawers and a hard wood top.
F2000 | Basket, Wastepaper, Fire Resistant | 1 | VV | Wastepaper basket, fire resistant, approximately 40 quart capacity. This unit is used to collect and temporarily store small quantities of paper refuse in patient rooms, administrative areas and nursing stations. Size and shape varies depending on the application and manufacturer selected.
F2550 | Shredder, Paper Heavy Duty | 1 | VV | Shredder shall be able to process a minimum of 25 sheets of paper per pass at a minimum rate of 20 feet per minute. The unit shall have a 16 inch throat to accept paper. Paper shall be shredded into 1/4 inch strips.
M1810 | Copier, Floor Standing, Digital | 1 | VV | Floor standing copier. Unit features automatic paper size selection, automatic document feeder and sorter. The system also has zoom capabilities and automatic two-sided copying. For use where medium volume reproduction is required in the range of 30 to 40 copies per minute.
M1835 | Printer, Color Laser, Large | 1 | VV | Color laser printer designed for high volume use and network capable. The printer shall be capable of printing a minimum of 25 pages per minute (ppm) of black print and 20 ppm color print. Resolution shall be no less than 600 X 600 dpi. It shall be capable of printing on multiple media types (plain, inkjet, photo paper and transparencies) and be capable of accepting media sizes of 3 X 5 to 8.5 X 14 inches. The printer is used in multi-user network offices.
12 - SB191 - Cardio Svc Staff Toilet, Bldg Sprt | 12 - SB191 - Cardio Svc Staff Toilet, Bldg Sprt | 12 - SB191 - Cardio Svc Staff Toilet, Bldg Sprt | 12 - SB191 - Cardio Svc Staff Toilet, Bldg Sprt | 12 - SB191 - Cardio Svc Staff Toilet, Bldg Sprt
JSN | NAME | QTY | ACQ/INS | DESCRIPTION
A1067 | Mirror, Float Glass, ADA Accessible | 1 | CC | A high quality 1/4" polished float glass mirror with a stainless steel frame. Frame holds mirror in a tilted position for accessibility and compliance with ADA requirements. Mirror has a galvanized steel back secured to frame with concealed screws with integral horizontal hanging brackets. Mirror shall be approximately 18" wide and 36" high. Other sizes are available.
A4995 | Table, Diaper Changing, Wall Mounted | 1 | CC | Wall mounted diaper changing table for use in public restrooms. Unit is a fold down system that folds upward when not in use for minimal intrusion into the room. Changing surface is contoured and has safety belt to insure that an infant will not fall from the table. Table is designed to hold no less than 250 pounds static weight. Closed dimensions are approximately 21" H x 36" W x 5" D. Open dimensions vary according to style. One system's open dimensions are 15 " high, 32" wide and 19" deep.
A5075 | Dispenser, Soap, Disposable | 1 | VV | Disposable soap dispenser. One-handed dispensing operation. Designed to accommodate disposable soap cartridge and valve.
A5082 | Dispenser, Paper Towel, Sensor, Hands Free | 1 | CC | A surface mounted, sensor activated, automatic, roll paper towel dispenser. The unit dispenses a paper towel automatically only when hands are place in position below the dispenser for maximum sanitation and hygiene. May include adjustable settings for sheet length, time delay, and sensor range. Unit is battery operated or with optional AC power adapter.
A5090 | Disposal, Sanitary Napkin, SS, Surface Mounted | 1 | CC | A surface mounted, satin finish stainless steel, sanitary napkin disposal. Disposal features a flip-up cover, secured to the container by a heavy duty stainless steel piano-hinge. Disposal may be secured to wall or toilet partition. For general purpose use in female toilet stalls or rooms and uni-sex toilet rooms.
A5109 | Grab Bar, 1-1/4" Dia., SS, 2 Wall, W/C Accessible | 1 | CC | A 1-1/4" diameter, satin finish stainless steel, peened gripping surface, 2 wall toilet stall/ room, grab bar with concealed mounting flanges. Snap over flanges are provided to conceal mounting screws. A selection of mounting kits and concealed anchor devices are available from the manufacturers for different types of installations. Grab bar shall comply with barrier-free accessibility guidelines for structural strength. For typical water closet applications in toilet stalls and rooms where ADA (American's With Disabilities Act) requirements must be met.
A5145 | Hook, Garment, Double, SS, Surface Mounted | 1 | CC | A surface mounted, satin finish stainless steel, double garment hook. Equipped with a concealed mounting bracket that is secured to a concealed wall plate. For general purpose use throughout the facility to hang various items of apparel.
A5200 | Dispenser, Toilet Tissue, SS, 2-Roll, Surface Mntd | 1 | CC | A concealed surface mounted, double roll, satin finish stainless steel, toilet tissue dispenser. Unit accommodates two standard-core toilet tissue rolls through 5" in diameter. Spindles are chrome plated plastic with a heavy-duty internal spring and turn freely for non-controlled delivery. For general purpose use in restrooms.
F2010 | Basket, Wastepaper, Step-On | 1 | VV | "Step-on" wastepaper basket with inner liner and foot petal activated flip top.
P3200 | Lavatory, Vitreous China, Slab Type w/Sens Op Fauc | 1 | CC | Wall mounted, slab type, vitreous china, lavatory (approximately 7 x 15 x 10 inches) with faucet holes on 4 inch centers; electronic sensor operated, goose neck spout and grid strainer. It shall be suitable for use in clinics, offices and patient care areas.
P9050 | Toilet, Wall Hung, Siphon Jet | 1 | CC | Siphon jet water closet/ toilet. This unit is wall hung with an elongated bowl, top spud flushometer, seat with open front and check hinge, and carrier. Used in restrooms throughout the health care facility.
5 - EDUCATION AREA | 5 - EDUCATION AREA | 5 - EDUCATION AREA | 5 - EDUCATION AREA | 5 - EDUCATION AREA
1 - SS204 - Cardio Svc Residency Director Office, Stff Sprt | 1 - SS204 - Cardio Svc Residency Director Office, Stff Sprt | 1 - SS204 - Cardio Svc Residency Director Office, Stff Sprt | 1 - SS204 - Cardio Svc Residency Director Office, Stff Sprt | 1 - SS204 - Cardio Svc Residency Director Office, Stff Sprt
JSN | NAME | QTY | ACQ/INS | DESCRIPTION
A1010 | Telecommunication Outlet | 2 | VV | Telecommunication outlet location.
A1015 | Telephone, Desk, Multiple Line | 1 | VV | Telephone, desk, multiple line.
A5145 | Hook, Garment, Double, SS, Surface Mounted | 1 | CC | A surface mounted, satin finish stainless steel, double garment hook. Equipped with a concealed mounting bracket that is secured to a concealed wall plate. For general purpose use throughout the facility to hang various items of apparel.
E0078 | Workstation, L-Shaped w/Peninsula, Free Std, 78x72 | 1 | VV | This section will provide a whole work station typical to quickly plan work areas in clinical or administrative spaces. There will be a price decrease if typical work stations are used with vertical hanging strips instead of panels. THIS TYPICAL INCLUDES: 4 standard solid panels; 2 panel connectors, 2-way corner; 1 panel-to-panel connector; 2 finished end hardware; 1 cantilevered work surface; 1 peninsula work surface; 2 lockable flipper units; 2 shelf, storage/display; 2 lights; 1 tack board, 48"W; 1 tool rail, 30"W; 1 paper tray; 1 diagonal tray; 1 adjustable keyboard tray; 1 mobile pedestal, box/file.
F0110 | Bookcase, 3 Shelf | 1 | VV | Freestanding open metal shelf book case, approximately 60" high X 36" wide X 18" deep with three (3) adjustable shelves and four (4) non-marking floor glides.
F0205 | Chair, Side With Arms | 2 | VV | Upholstered side chair, 32" high X 21" wide X 23" deep with arms, padded seats and padded backs. Seat height is a minimum of 17". Available with or without sled base.
F0275 | Chair, Swivel, High Back | 1 | VV | Highback contemporary swivel chair, 41" high X 23" wide X 23" deep with five (5) caster swivel base and arms. Chair may be used at desks or in conference rooms. Back and seat are foam padded and upholstered with either woven textile fabric or vinyl.
F0420 | Cabinet, Filing, Lateral, Half Height | 1 | VV | Half height two (2) or three (3) drawer lateral filing cabinet, 28" high X 42" wide X 18" deep with recessed handles, locking device and drawer label holders. Drawers are adaptable to either letter or legal size materials.
F2000 | Basket, Wastepaper, Fire Resistant | 1 | VV | Wastepaper basket, fire resistant, approximately 40 quart capacity. This unit is used to collect and temporarily store small quantities of paper refuse in patient rooms, administrative areas and nursing stations. Size and shape varies depending on the application and manufacturer selected.
F3200 | Clock, Battery, 12" Diameter | 1 | VV | Clock, 12" diameter. Round surface, easy to read numbers with sweep second hand. Wall mounted unit for use when impractical to install a fully synchronized clock system. Battery operated, (batteries not included).
M1801 | Computer, Microprocessing, w/Flat Panel Monitor | 1 | VV | Desk top microprocessing computer. The unit shall consist of a central processing mini tower, flat panel monitor, keyboard, mouse and speakers. The system shall have the following minimum characteristics: a 2.8 GHz Pentium processor; 512 MB memory; 80GB hard drive; 32/48x CD-ROMDVD combo; 1.44MB network interface card; video 32 MB NVIDIA; a 18 inch flat panel monitor. The computer is used throughout the facility to input, manipulate and retrieve information.
2 - SS217 - Cardio Svc Intern / Fellow Workstation, Stff Sprt | 2 - SS217 - Cardio Svc Intern / Fellow Workstation, Stff Sprt | 2 - SS217 - Cardio Svc Intern / Fellow Workstation, Stff Sprt | 2 - SS217 - Cardio Svc Intern / Fellow Workstation, Stff Sprt | 2 - SS217 - Cardio Svc Intern / Fellow Workstation, Stff Sprt
JSN | NAME | QTY | ACQ/INS | DESCRIPTION
A1010 | Telecommunication Outlet | 1 | VV | Telecommunication outlet location.
A1015 | Telephone, Desk, Multiple Line | 1 | VV | Telephone, desk, multiple line.
E0123 | Workstation, Straight, Free Standing, 72" W | 1 | VV | This JSN will provide a whole work station typical to quickly plan work in areas in clinical or administrative spaces. There will be a price decrease if typical work stations are used with vertical hanging strips instead of panels. THIS TYPICAL INCLUDES: 4 Standard Solid Panels 2 Panel Connectors, 2-Way Corner 1 Panel-to-Panel Connector 2 Finished End Hardware 1 Cantilevered, Work Surface 2 Lockable Flipper Units 2 Shelf, Storage/Displays 2 Lights 1 Tack board 1 Tool Rail 1 Paper Tray 1 Diagonal Tray 1 Adjustable Keyboard Tray 1 Mobile Pedestal, Box/File
F0275 | Chair, Swivel, High Back | 1 | VV | Highback contemporary swivel chair, 41" high X 23" wide X 23" deep with five (5) caster swivel base and arms. Chair may be used at desks or in conference rooms. Back and seat are foam padded and upholstered with either woven textile fabric or vinyl.
F0420 | Cabinet, Filing, Lateral, Half Height | 1 | VV | Half height two (2) or three (3) drawer lateral filing cabinet, 28" high X 42" wide X 18" deep with recessed handles, locking device and drawer label holders. Drawers are adaptable to either letter or legal size materials.
F2000 | Basket, Wastepaper, Fire Resistant | 1 | VV | Wastepaper basket, fire resistant, approximately 40 quart capacity. This unit is used to collect and temporarily store small quantities of paper refuse in patient rooms, administrative areas and nursing stations. Size and shape varies depending on the application and manufacturer selected.
M1801 | Computer, Microprocessing, w/Flat Panel Monitor | 1 | VV | Desk top microprocessing computer. The unit shall consist of a central processing mini tower, flat panel monitor, keyboard, mouse and speakers. The system shall have the following minimum characteristics: a 2.8 GHz Pentium processor; 512 MB memory; 80GB hard drive; 32/48x CD-ROMDVD combo; 1.44MB network interface card; video 32 MB NVIDIA; a 18 inch flat panel monitor. The computer is used throughout the facility to input, manipulate and retrieve information.
3 - SS101 - Cardio Svc Resident Conference Room, Educ Svc | 3 - SS101 - Cardio Svc Resident Conference Room, Educ Svc | 3 - SS101 - Cardio Svc Resident Conference Room, Educ Svc | 3 - SS101 - Cardio Svc Resident Conference Room, Educ Svc | 3 - SS101 - Cardio Svc Resident Conference Room, Educ Svc
JSN | NAME | QTY | ACQ/INS | DESCRIPTION
A1010 | Telecommunication Outlet | 1 | VV | Telecommunication outlet location.
A5212 | Bracket, Television, Wall-Mounted, Tilt/Angle | 1 | VV | A wall mounted, tilt/angled TV bracket for 37" to 80" TVs. Mount will be a universal and VESA compliant unit with a load capacity of up to 130 lbs.
A5220 | Bracket, Television, Wall Backing | 1 | CC | Wall mounted television bracket backing which provides additional support and strength for the installation of the television bracket. Option available for interior or exterior plate and sized for 12” 16” or 24” stud spacing.
A6046 | Artwork, Decorative, With Frame | 1 | VV | This JSN is to be used for determining and defining location of decorative artwork.
F0220 | Chair, Conference | 10 | VV | Conference chair designed to complement the executive furniture package selected. Foam rubber cushioned seats and backs covered with either woven fabric or vinyl. Base with 5 (five) swivel casters.
F0765 | Table, Folding / Nesting | 2 | VV | Folding table intended for a variety of uses. Designed with a flip top that allows tables to store nested to minimize needed storage space. Available in multiple laminate finish colors/patterns, bases, surface shapes (description and pricing based on a rectangle shape) and edge finish, . Available with leveling glides or casters (2 locking, 2 non-locking).
F2000 | Basket, Wastepaper, Fire Resistant | 1 | VV | Wastepaper basket, fire resistant, approximately 40 quart capacity. This unit is used to collect and temporarily store small quantities of paper refuse in patient rooms, administrative areas and nursing stations. Size and shape varies depending on the application and manufacturer selected.
F3200 | Clock, Battery, 12" Diameter | 1 | VV | Clock, 12" diameter. Round surface, easy to read numbers with sweep second hand. Wall mounted unit for use when impractical to install a fully synchronized clock system. Battery operated, (batteries not included).
M0512 | Television, HDTV, Large Screen, 60" | 1 | VV | A high definition (HDTV) multimedia, slim design, 60"W to 65"W color television. The TV will have a 16.9 wide screen aspect ratio with full HD 1080p resolution and HDMI connections. TV may be LED, Plasma or LCD. TV will include a stand.