## Report Info
Contents - VA PG-18-5 Department of Veterans Affairs WOMEN VETERANS CLINICAL SERVICE (WVCS) (FOR MODELS 2 AND 3) (258) Workshop Report Generated: 15 Mar 2022 10:51AM ET

## WOMEN VETERANS CLINICAL SERVICE
WOMEN VETERANS CLINICAL SERVICE (WVCS) (FOR MODELS 2 AND 3) (258) | WOMEN VETERANS CLINICAL SERVICE (WVCS) (FOR MODELS 2 AND 3) (258) | WOMEN VETERANS CLINICAL SERVICE (WVCS) (FOR MODELS 2 AND 3) (258) | WOMEN VETERANS CLINICAL SERVICE (WVCS) (FOR MODELS 2 AND 3) (258) | WOMEN VETERANS CLINICAL SERVICE (WVCS) (FOR MODELS 2 AND 3) (258)
1 - RECEPTION AREA | 1 - RECEPTION AREA | 1 - RECEPTION AREA | 1 - RECEPTION AREA | 1 - RECEPTION AREA
1 - SB003 - Wm Vet Svc Waiting, Bldg Sprt | 1 - SB003 - Wm Vet Svc Waiting, Bldg Sprt | 1 - SB003 - Wm Vet Svc Waiting, Bldg Sprt | 1 - SB003 - Wm Vet Svc Waiting, Bldg Sprt | 1 - SB003 - Wm Vet Svc Waiting, Bldg Sprt
JSN | NAME | QTY | ACQ/INS | DESCRIPTION
A5077 | Dispenser, Hand Sanitizer, Hands-Free | 1 | VV | A touch free wall-mounted hand sanitizer dispenser. For use throughout a healthcare facility. Unit does not include the sanitizing liquid. Units are battery operated.
A6046 | Artwork, Decorative, With Frame | 1 | VV | This JSN is to be used for determining and defining location of decorative artwork.
F0206 | Chair, Side, Bariatric, With Arms | 1 | VV | A bariatric side chair with arms for use in a waiting room, lobby or other patient area. Chair will have a padded seat and back and have a capacity of 800 pounds.
F0305 | Chair, Waiting Room, Single | 1 | VV | Single seat waiting room chair with foam padded seat and back. Upholstered with either woven fabric textile or vinyl. Arms and floor glides included.
F2000 | Basket, Wastepaper, Fire Resistant | 1 | VV | Wastepaper basket, fire resistant, approximately 40 quart capacity. This unit is used to collect and temporarily store small quantities of paper refuse in patient rooms, administrative areas and nursing stations. Size and shape varies depending on the application and manufacturer selected.
F2300 | Rack, Magazine, Wall Mounted | 1 | VV | Wall mounted magazine rack with nine (9) magazine holding compartments.
F3200 | Clock, Battery, 12" Diameter | 1 | VV | Clock, 12" diameter. Round surface, easy to read numbers with sweep second hand. Wall mounted unit for use when impractical to install a fully synchronized clock system. Battery operated, (batteries not included).
2 - SB051 - Wm Vet Svc Family Waiting, Bldg Sprt | 2 - SB051 - Wm Vet Svc Family Waiting, Bldg Sprt | 2 - SB051 - Wm Vet Svc Family Waiting, Bldg Sprt | 2 - SB051 - Wm Vet Svc Family Waiting, Bldg Sprt | 2 - SB051 - Wm Vet Svc Family Waiting, Bldg Sprt
JSN | NAME | QTY | ACQ/INS | DESCRIPTION
A5077 | Dispenser, Hand Sanitizer, Hands-Free | 1 | VV | A touch free wall-mounted hand sanitizer dispenser. For use throughout a healthcare facility. Unit does not include the sanitizing liquid. Units are battery operated.
F0250 | Chair, Arm, Lounge Type | 1 | VV | Lounge chair approximately 33" high X 28" wide X 29" deep, with arms and floor glides. Chair completely padded and upholstered in either woven textile fabric or vinyl.
F0375 | Sofa, Upholstered | 1 | VV | Executive sofa with woven fabric textile or vinyl upholstery, foam padded arms, steel spring and foam rubber backs and seats, and floor glides.
F2000 | Basket, Wastepaper, Fire Resistant | 2 | VV | Wastepaper basket, fire resistant, approximately 40 quart capacity. This unit is used to collect and temporarily store small quantities of paper refuse in patient rooms, administrative areas and nursing stations. Size and shape varies depending on the application and manufacturer selected.
F3200 | Clock, Battery, 12" Diameter | 1 | VV | Clock, 12" diameter. Round surface, easy to read numbers with sweep second hand. Wall mounted unit for use when impractical to install a fully synchronized clock system. Battery operated, (batteries not included).
3 - SC183 - Wm Vet Svc Reception, Clncl Sprt | 3 - SC183 - Wm Vet Svc Reception, Clncl Sprt | 3 - SC183 - Wm Vet Svc Reception, Clncl Sprt | 3 - SC183 - Wm Vet Svc Reception, Clncl Sprt | 3 - SC183 - Wm Vet Svc Reception, Clncl Sprt
JSN | NAME | QTY | ACQ/INS | DESCRIPTION
A1015 | Telephone, Desk, Multiple Line | 1 | VV | Telephone, desk, multiple line.
A6105 | Counter, Reception Control, Built-In | 1 | CC | Counter, control, inpatient, built-in. Consists of two 18” wide base cabinets with two drawers and file drawer, two 30” wide pencil drawers and two 18” wide base cabinet with four drawers. The countertop shall be a composition of wood particle core with plastic laminate surface having a hard smooth surface finish, standard thickness of 1” and a 4” butt backsplash/curb. Pricing based on a 30" depth.
F0275 | Chair, Swivel, High Back | 1 | VV | Highback contemporary swivel chair, 41" high X 23" wide X 23" deep with five (5) caster swivel base and arms. Chair may be used at desks or in conference rooms. Back and seat are foam padded and upholstered with either woven textile fabric or vinyl.
F2000 | Basket, Wastepaper, Fire Resistant | 1 | VV | Wastepaper basket, fire resistant, approximately 40 quart capacity. This unit is used to collect and temporarily store small quantities of paper refuse in patient rooms, administrative areas and nursing stations. Size and shape varies depending on the application and manufacturer selected.
M1801 | Computer, Microprocessing, w/Flat Panel Monitor | 1 | VV | Desk top microprocessing computer. The unit shall consist of a central processing mini tower, flat panel monitor, keyboard, mouse and speakers. The system shall have the following minimum characteristics: a 2.8 GHz Pentium processor; 512 MB memory; 80GB hard drive; 32/48x CD-ROMDVD combo; 1.44MB network interface card; video 32 MB NVIDIA; a 18 inch flat panel monitor. The computer is used throughout the facility to input, manipulate and retrieve information.
4 - SS268 - Wm Vet Svc Copy / Supply Alcove, Stff Sprt | 4 - SS268 - Wm Vet Svc Copy / Supply Alcove, Stff Sprt | 4 - SS268 - Wm Vet Svc Copy / Supply Alcove, Stff Sprt | 4 - SS268 - Wm Vet Svc Copy / Supply Alcove, Stff Sprt | 4 - SS268 - Wm Vet Svc Copy / Supply Alcove, Stff Sprt
JSN | NAME | QTY | ACQ/INS | DESCRIPTION
A1011 | Telephone, Desk, 1 Line | 1 | VV | Telephone, desk, 1 line.
C04F0 | Cabinet, U/C/B, 1 Shelf, 2 Half DR, 2 DO, 36x36x22 | 1 | CC | Standing height under counter base cabinet with an adjustable shelf and two half width drawers above solid hinged doors. Also referred to as a combination cabinet or a drawer and cupboard cabinet. For general purpose use throughout the facility.
CT020 | Countertop, Solid Surface | 1 | CC | A solid, nonporous countertop with a smooth seamless appearance. Easy to clean and maintain and with proper cleaning does not support the growth of mold. An acrylic-based solid surface product. Standard thickness of 1", and a 4" butt backsplash/curb. Also referred to as a work surface or work top. Available in a choice of colors and depths. Used in lab and other hospital areas requiring optimum physical and chemical resisting properties.
F2000 | Basket, Wastepaper, Fire Resistant | 1 | VV | Wastepaper basket, fire resistant, approximately 40 quart capacity. This unit is used to collect and temporarily store small quantities of paper refuse in patient rooms, administrative areas and nursing stations. Size and shape varies depending on the application and manufacturer selected.
F2550 | Shredder, Paper Heavy Duty | 1 | VV | Shredder shall be able to process a minimum of 25 sheets of paper per pass at a minimum rate of 20 feet per minute. The unit shall have a 16 inch throat to accept paper. Paper shall be shredded into 1/4 inch strips.
M1810 | Copier, Floor Standing, Digital | 1 | VV | Floor standing copier. Unit features automatic paper size selection, automatic document feeder and sorter. The system also has zoom capabilities and automatic two-sided copying. For use where medium volume reproduction is required in the range of 30 to 40 copies per minute.
5 - SC271 - Wm Vet Svc Interview / Consult Room, Clncl Sprt | 5 - SC271 - Wm Vet Svc Interview / Consult Room, Clncl Sprt | 5 - SC271 - Wm Vet Svc Interview / Consult Room, Clncl Sprt | 5 - SC271 - Wm Vet Svc Interview / Consult Room, Clncl Sprt | 5 - SC271 - Wm Vet Svc Interview / Consult Room, Clncl Sprt
JSN | NAME | QTY | ACQ/INS | DESCRIPTION
A1010 | Telecommunication Outlet | 2 | VV | Telecommunication outlet location.
A1012 | Telephone, Wall Mounted, 1 Line | 1 | VV | Telephone, wall mounted, 1 line.
A5145 | Hook, Garment, Double, SS, Surface Mounted | 1 | CC | A surface mounted, satin finish stainless steel, double garment hook. Equipped with a concealed mounting bracket that is secured to a concealed wall plate. For general purpose use throughout the facility to hang various items of apparel.
F0115 | Bookcase, Open, 5 Shelf | 1 | VV | Freestanding open shelf bookcase, approximately 82" high X 37" wide X 18" deep with 5 (five) adjustable shelves. Unit can be separate or part of a system with available add-on shelving.
F0205 | Chair, Side With Arms | 3 | VV | Upholstered side chair, 32" high X 21" wide X 23" deep with arms, padded seats and padded backs. Seat height is a minimum of 17". Available with or without sled base.
F0750 | Table, Office, (size as required) | 1 | VV | Office table, sized as required. May be used as either a four (4) to six (6) person conference table or as an extra work surface area.
F2000 | Basket, Wastepaper, Fire Resistant | 1 | VV | Wastepaper basket, fire resistant, approximately 40 quart capacity. This unit is used to collect and temporarily store small quantities of paper refuse in patient rooms, administrative areas and nursing stations. Size and shape varies depending on the application and manufacturer selected.
F3200 | Clock, Battery, 12" Diameter | 1 | VV | Clock, 12" diameter. Round surface, easy to read numbers with sweep second hand. Wall mounted unit for use when impractical to install a fully synchronized clock system. Battery operated, (batteries not included).
M0506 | Television, Flat Screen | 1 | VV | Flat screen television with approximately 32'" to 40' diagonal screen size. The TV will have built-in speakers, NTSC tuner, a 16:9 wide screen aspect ratio, a minimum of 1280 x 768 resolution and a remote control.
M1802 | Work Station, Computer, Retractable, Wall Mounted | 1 | VV | A wall mounted retractable work station. Work station is used as a computer station in treatment rooms, exam rooms and areas where physical space in limited.
6 - SB136 - Wm Vet Svc Family Toilet, Bldg Sprt | 6 - SB136 - Wm Vet Svc Family Toilet, Bldg Sprt | 6 - SB136 - Wm Vet Svc Family Toilet, Bldg Sprt | 6 - SB136 - Wm Vet Svc Family Toilet, Bldg Sprt | 6 - SB136 - Wm Vet Svc Family Toilet, Bldg Sprt
JSN | NAME | QTY | ACQ/INS | DESCRIPTION
A1067 | Mirror, Float Glass, ADA Accessible | 1 | CC | A high quality 1/4" polished float glass mirror with a stainless steel frame. Frame holds mirror in a tilted position for accessibility and compliance with ADA requirements. Mirror has a galvanized steel back secured to frame with concealed screws with integral horizontal hanging brackets. Mirror shall be approximately 18" wide and 36" high. Other sizes are available.
A4995 | Table, Diaper Changing, Wall Mounted | 1 | CC | Wall mounted diaper changing table for use in public restrooms. Unit is a fold down system that folds upward when not in use for minimal intrusion into the room. Changing surface is contoured and has safety belt to insure that an infant will not fall from the table. Table is designed to hold no less than 250 pounds static weight. Closed dimensions are approximately 21" H x 36" W x 5" D. Open dimensions vary according to style. One system's open dimensions are 15 " high, 32" wide and 19" deep.
A5075 | Dispenser, Soap, Disposable | 1 | VV | Disposable soap dispenser. One-handed dispensing operation. Designed to accommodate disposable soap cartridge and valve.
A5082 | Dispenser, Paper Towel, Sensor, Hands Free | 1 | CC | A surface mounted, sensor activated, automatic, roll paper towel dispenser. The unit dispenses a paper towel automatically only when hands are place in position below the dispenser for maximum sanitation and hygiene. May include adjustable settings for sheet length, time delay, and sensor range. Unit is battery operated or with optional AC power adapter.
A5090 | Disposal, Sanitary Napkin, SS, Surface Mounted | 1 | CC | A surface mounted, satin finish stainless steel, sanitary napkin disposal. Disposal features a flip-up cover, secured to the container by a heavy duty stainless steel piano-hinge. Disposal may be secured to wall or toilet partition. For general purpose use in female toilet stalls or rooms and uni-sex toilet rooms.
A5109 | Grab Bar, 1-1/4" Dia., SS, 2 Wall, W/C Accessible | 1 | CC | A 1-1/4" diameter, satin finish stainless steel, peened gripping surface, 2 wall toilet stall/ room, grab bar with concealed mounting flanges. Snap over flanges are provided to conceal mounting screws. A selection of mounting kits and concealed anchor devices are available from the manufacturers for different types of installations. Grab bar shall comply with barrier-free accessibility guidelines for structural strength. For typical water closet applications in toilet stalls and rooms where ADA (American's With Disabilities Act) requirements must be met.
A5145 | Hook, Garment, Double, SS, Surface Mounted | 1 | CC | A surface mounted, satin finish stainless steel, double garment hook. Equipped with a concealed mounting bracket that is secured to a concealed wall plate. For general purpose use throughout the facility to hang various items of apparel.
A5200 | Dispenser, Toilet Tissue, SS, 2-Roll, Surface Mntd | 1 | CC | A concealed surface mounted, double roll, satin finish stainless steel, toilet tissue dispenser. Unit accommodates two standard-core toilet tissue rolls through 5" in diameter. Spindles are chrome plated plastic with a heavy-duty internal spring and turn freely for non-controlled delivery. For general purpose use in restrooms.
CT025 | Countertop, Solid Surface with Sink Combination | 1 | CC | A solid, nonporous countertop approximately 36"W x 22"D with a undercounter sink combination. The countertop is an acrylic-based solid surface product with a standard thickness of 1", and a 4" butt backsplash/curb. Surfaces will be easy to clean and maintain. Also referred to as a work surface or work top with sink. Available in a choice of colors, depths and sink shapes. Used for various applications in patient rooms, restrooms and throughout the facility. Usually a part of a casework interior design program. Unit does not include the drain and faucet.
F2015 | Basket, Wastepaper, Metal/Plastic,2 Swinging Doors | 1 | VV | Metal receptacle for soiled / used towels or waste. Equipped with a removable tapered top with two independently operating self-closing, spring hinged doors. Used in public facilities for the collection and temporary storage of refuse.
P9050 | Toilet, Wall Hung, Siphon Jet | 1 | CC | Siphon jet water closet/ toilet. This unit is wall hung with an elongated bowl, top spud flushometer, seat with open front and check hinge, and carrier. Used in restrooms throughout the health care facility.
7 - SB191 - Wm Vet Svc Visitor Toilet, Bldg Sprt | 7 - SB191 - Wm Vet Svc Visitor Toilet, Bldg Sprt | 7 - SB191 - Wm Vet Svc Visitor Toilet, Bldg Sprt | 7 - SB191 - Wm Vet Svc Visitor Toilet, Bldg Sprt | 7 - SB191 - Wm Vet Svc Visitor Toilet, Bldg Sprt
JSN | NAME | QTY | ACQ/INS | DESCRIPTION
A1067 | Mirror, Float Glass, ADA Accessible | 1 | CC | A high quality 1/4" polished float glass mirror with a stainless steel frame. Frame holds mirror in a tilted position for accessibility and compliance with ADA requirements. Mirror has a galvanized steel back secured to frame with concealed screws with integral horizontal hanging brackets. Mirror shall be approximately 18" wide and 36" high. Other sizes are available.
A4995 | Table, Diaper Changing, Wall Mounted | 1 | CC | Wall mounted diaper changing table for use in public restrooms. Unit is a fold down system that folds upward when not in use for minimal intrusion into the room. Changing surface is contoured and has safety belt to insure that an infant will not fall from the table. Table is designed to hold no less than 250 pounds static weight. Closed dimensions are approximately 21" H x 36" W x 5" D. Open dimensions vary according to style. One system's open dimensions are 15 " high, 32" wide and 19" deep.
A5075 | Dispenser, Soap, Disposable | 1 | VV | Disposable soap dispenser. One-handed dispensing operation. Designed to accommodate disposable soap cartridge and valve.
A5082 | Dispenser, Paper Towel, Sensor, Hands Free | 1 | CC | A surface mounted, sensor activated, automatic, roll paper towel dispenser. The unit dispenses a paper towel automatically only when hands are place in position below the dispenser for maximum sanitation and hygiene. May include adjustable settings for sheet length, time delay, and sensor range. Unit is battery operated or with optional AC power adapter.
A5090 | Disposal, Sanitary Napkin, SS, Surface Mounted | 1 | CC | A surface mounted, satin finish stainless steel, sanitary napkin disposal. Disposal features a flip-up cover, secured to the container by a heavy duty stainless steel piano-hinge. Disposal may be secured to wall or toilet partition. For general purpose use in female toilet stalls or rooms and uni-sex toilet rooms.
A5109 | Grab Bar, 1-1/4" Dia., SS, 2 Wall, W/C Accessible | 1 | CC | A 1-1/4" diameter, satin finish stainless steel, peened gripping surface, 2 wall toilet stall/ room, grab bar with concealed mounting flanges. Snap over flanges are provided to conceal mounting screws. A selection of mounting kits and concealed anchor devices are available from the manufacturers for different types of installations. Grab bar shall comply with barrier-free accessibility guidelines for structural strength. For typical water closet applications in toilet stalls and rooms where ADA (American's With Disabilities Act) requirements must be met.
A5145 | Hook, Garment, Double, SS, Surface Mounted | 1 | CC | A surface mounted, satin finish stainless steel, double garment hook. Equipped with a concealed mounting bracket that is secured to a concealed wall plate. For general purpose use throughout the facility to hang various items of apparel.
A5200 | Dispenser, Toilet Tissue, SS, 2-Roll, Surface Mntd | 1 | CC | A concealed surface mounted, double roll, satin finish stainless steel, toilet tissue dispenser. Unit accommodates two standard-core toilet tissue rolls through 5" in diameter. Spindles are chrome plated plastic with a heavy-duty internal spring and turn freely for non-controlled delivery. For general purpose use in restrooms.
F2010 | Basket, Wastepaper, Step-On | 1 | VV | "Step-on" wastepaper basket with inner liner and foot petal activated flip top.
P3200 | Lavatory, Vitreous China, Slab Type w/Sens Op Fauc | 1 | CC | Wall mounted, slab type, vitreous china, lavatory (approximately 7 x 15 x 10 inches) with faucet holes on 4 inch centers; electronic sensor operated, goose neck spout and grid strainer. It shall be suitable for use in clinics, offices and patient care areas.
P9050 | Toilet, Wall Hung, Siphon Jet | 1 | CC | Siphon jet water closet/ toilet. This unit is wall hung with an elongated bowl, top spud flushometer, seat with open front and check hinge, and carrier. Used in restrooms throughout the health care facility.
8 - SV381 - Wm Vet Svc Refreshment Center Alcove, F&N Svc | 8 - SV381 - Wm Vet Svc Refreshment Center Alcove, F&N Svc | 8 - SV381 - Wm Vet Svc Refreshment Center Alcove, F&N Svc | 8 - SV381 - Wm Vet Svc Refreshment Center Alcove, F&N Svc | 8 - SV381 - Wm Vet Svc Refreshment Center Alcove, F&N Svc
JSN | NAME | QTY | ACQ/INS | DESCRIPTION
A5075 | Dispenser, Soap, Disposable | 1 | VV | Disposable soap dispenser. One-handed dispensing operation. Designed to accommodate disposable soap cartridge and valve.
A5080 | Dispenser, Paper Towel, SS, Surface Mounted | 1 | CC | A surface mounted, satin finish stainless steel, single-fold, paper towel dispenser. Dispenser features: tumbler lock; front hinged at bottom; and refill indicator slot. Minimum capacity 400 single-fold paper towels. For general purpose use throughout the facility.
C02D0 | Cabinet, U/C/B, 4 Drawer, 36x24x22 | 1 | CC | Standing height under counter base cabinet with four full width drawers of equal height. Also referred to as a drawer cabinet. For general purpose use throughout the facility.
C02Q0 | Cabinet, Sink, U/C/B, 1 Door, 36x24x22 | 1 | CC | Standing height under counter base sink cabinet with a solid right or left-hinged door (appropriate door configuration to be indicated on equipment elevation drawings). Also referred to as a single-door sink cabinet. For general purpose use throughout the facility where a sink is to be used. Coordinate actual clear cabinet dimension with the actual outside dimension of sink that is specified to ensure that they are compatible.
CB020 | Cabinet, W/H, 2 Shelf, 1 DO, Sloping Top, 38x24x13 | 1 | CC | Wall hung cabinet with two adjustable shelves, solid right or left-hinged door (appropriate door hinge configuration to be indicated on equipment elevation drawings), and sloping top. Also referred to as a solid hinged single door case. For general purpose use throughout the facility.
CS010 | Sink, SS, Single Compartment, 7.5x12x12 ID | 1 | CC | Single compartment stainless steel sink, drop-in, self-rimming, ledge-type, connected with a drain and provided with a mixing faucet. It shall also be provided with pre-punched fixture holes on 4" center, integral back ledge to accommodate deck-mounted fixtures, brushed/polished interior and top surfaces, and sound deadened. Recommended for use in suspended or U/C/B sink cabinets having a high plastic laminate or Chemsurf laminate countertop/work surface. For general purpose use throughout the facility.
CT030 | Countertop, High Pressure Laminate | 1 | CC | High pressure laminate countertop (composition of wood particle core with plastic laminate surface) having a hard smooth surface finish, standard thickness of 1", and a 4" butt backsplash/curb. Also referred to as a work surface or work top. Available in a wide choice of colors, patterns, and depths. Used in general purpose areas requiring a basic work surface arrangement with limited heat resistance and poor chemical resistance. Pricing based upon a 24" depth.
F2000 | Basket, Wastepaper, Fire Resistant | 1 | VV | Wastepaper basket, fire resistant, approximately 40 quart capacity. This unit is used to collect and temporarily store small quantities of paper refuse in patient rooms, administrative areas and nursing stations. Size and shape varies depending on the application and manufacturer selected.
F3025 | Board, Bulletin, Wood Framed | 1 | VV | Bulletin board approximately 36"W x 24"H. Wood framed 1/2" cork posting panel with moisture proof backing. Units are factory assembled and have keyhole hangers for easy installation.
K1552 | Brewer, Coffee, Auto, Elect, 3 Burner, Front/Back | 1 | VV | Space saving front to back automatic coffee maker. This unit includes a heating tank, connection for a cold water supply, decanter service with three burners, funnel and a water flow controller. The unit is used for semi-automatic coffee brewing in cafeterias and commercial institutions. The unit automatically shuts off the water flow when enough has passed through to fill the pot. The unit is normally provided plumbed with a hot water faucet to the side for making other hot drinks (tea, cider, cocoa, etc.). The database height dimension does not include the clearance for coffee decanters warming on the upper burners.
9 - SC165 - Wm Vet Svc Patient Check-in Kiosk, Clncl Sprt | 9 - SC165 - Wm Vet Svc Patient Check-in Kiosk, Clncl Sprt | 9 - SC165 - Wm Vet Svc Patient Check-in Kiosk, Clncl Sprt | 9 - SC165 - Wm Vet Svc Patient Check-in Kiosk, Clncl Sprt | 9 - SC165 - Wm Vet Svc Patient Check-in Kiosk, Clncl Sprt
JSN | NAME | QTY | ACQ/INS | DESCRIPTION
M1890 | Kiosk, Educational, Stand-Up | 1 | VV | A free standing Kiosk providing educational information for patients. The kiosk will, as a minimum, include a computer, an LCD display of approximately 19" with a touch screen, keyboard with track ball, speakers, printer, card reader, bar code scanner and housed in a durable steel enclosure. The unit will contain all necessary software packages to satisfy a wide spectrum of information distribution. Final configuration of kiosk will be determined at time of purchase.
10 - SC172 - Wm Vet Svc Patient Education Workstation, Clncl Sprt | 10 - SC172 - Wm Vet Svc Patient Education Workstation, Clncl Sprt | 10 - SC172 - Wm Vet Svc Patient Education Workstation, Clncl Sprt | 10 - SC172 - Wm Vet Svc Patient Education Workstation, Clncl Sprt | 10 - SC172 - Wm Vet Svc Patient Education Workstation, Clncl Sprt
JSN | NAME | QTY | ACQ/INS | DESCRIPTION
A1010 | Telecommunication Outlet | 1 | VV | Telecommunication outlet location.
A6046 | Artwork, Decorative, With Frame | 1 | VV | This JSN is to be used for determining and defining location of decorative artwork.
E0042 | Workcenter, Computer, Free Standing, 48" W | 1 | VV | THIS TYPICAL INCLUDES: 1 Tool Rail 2 Paper Tray 1 Diagonal Tray 1 Freestanding Work Surface 1 Mobile Pedestal, Box/File 1 Adjustable Keyboard Tray
F0280 | Chair, Swivel, Low Back | 1 | VV | Low back contemporary swivel chair, 37" high X 25" wide X 31" deep with a five (5) caster swivel base, arms and foam padded seat and back upholstered with either woven textile fabric or vinyl.
F2000 | Basket, Wastepaper, Fire Resistant | 1 | VV | Wastepaper basket, fire resistant, approximately 40 quart capacity. This unit is used to collect and temporarily store small quantities of paper refuse in patient rooms, administrative areas and nursing stations. Size and shape varies depending on the application and manufacturer selected.
F3200 | Clock, Battery, 12" Diameter | 1 | VV | Clock, 12" diameter. Round surface, easy to read numbers with sweep second hand. Wall mounted unit for use when impractical to install a fully synchronized clock system. Battery operated, (batteries not included).
M1801 | Computer, Microprocessing, w/Flat Panel Monitor | 1 | VV | Desk top microprocessing computer. The unit shall consist of a central processing mini tower, flat panel monitor, keyboard, mouse and speakers. The system shall have the following minimum characteristics: a 2.8 GHz Pentium processor; 512 MB memory; 80GB hard drive; 32/48x CD-ROMDVD combo; 1.44MB network interface card; video 32 MB NVIDIA; a 18 inch flat panel monitor. The computer is used throughout the facility to input, manipulate and retrieve information.
M1825 | Printer, Computer | 1 | VV | High resolution computer printer with a variety of type styles and sheet/envelope feeder trays. Database information reflects network ready, medium duty office style laser printers. Other types of printers (bubble jet, dot matrix, line or plotter) as well as light or heavy use capabilities are available.
11 - CWV11 - Lactation Room, Wm Vet Svc | 11 - CWV11 - Lactation Room, Wm Vet Svc | 11 - CWV11 - Lactation Room, Wm Vet Svc | 11 - CWV11 - Lactation Room, Wm Vet Svc | 11 - CWV11 - Lactation Room, Wm Vet Svc
JSN | NAME | QTY | ACQ/INS | DESCRIPTION
A1080 | Mirror, Posture, Wall Mounted | 1 | CC | Wall mounted posture mirror. Consists of a 1/4" plate glass in a sturdy corrosion resistant frame with water proof back. For educational and therapy programs.
A4995 | Table, Diaper Changing, Wall Mounted | 1 | CC | Wall mounted diaper changing table for use in public restrooms. Unit is a fold down system that folds upward when not in use for minimal intrusion into the room. Changing surface is contoured and has safety belt to insure that an infant will not fall from the table. Table is designed to hold no less than 250 pounds static weight. Closed dimensions are approximately 21" H x 36" W x 5" D. Open dimensions vary according to style. One system's open dimensions are 15 " high, 32" wide and 19" deep.
A5075 | Dispenser, Soap, Disposable | 1 | VV | Disposable soap dispenser. One-handed dispensing operation. Designed to accommodate disposable soap cartridge and valve.
A5077 | Dispenser, Hand Sanitizer, Hands-Free | 1 | VV | A touch free wall-mounted hand sanitizer dispenser. For use throughout a healthcare facility. Unit does not include the sanitizing liquid. Units are battery operated.
A5082 | Dispenser, Paper Towel, Sensor, Hands Free | 1 | CC | A surface mounted, sensor activated, automatic, roll paper towel dispenser. The unit dispenses a paper towel automatically only when hands are place in position below the dispenser for maximum sanitation and hygiene. May include adjustable settings for sheet length, time delay, and sensor range. Unit is battery operated or with optional AC power adapter.
A5145 | Hook, Garment, Double, SS, Surface Mounted | 1 | CC | A surface mounted, satin finish stainless steel, double garment hook. Equipped with a concealed mounting bracket that is secured to a concealed wall plate. For general purpose use throughout the facility to hang various items of apparel.
C0035 | Rail, Apron, 4x24x1 | 2 | CC | Apron rail. Also referred to as an apron front, apron panel, or knee space rail. Used to close in front knee space area and/or provide work surface support between two base cabinets or a base cabinet and wall. Apron rails should be ordered in pairs to provide both front and rear work surface support.
C02D0 | Cabinet, U/C/B, 4 Drawer, 36x24x22 | 1 | CC | Standing height under counter base cabinet with four full width drawers of equal height. Also referred to as a drawer cabinet. For general purpose use throughout the facility.
CS040 | Sink, SS, Single Compartment, 7.5x14x14 ID | 1 | CC | Single compartment stainless steel sink, drop-in, self-rimming, ledge-type, connected with a drain and provided with a mixing faucet. It shall also be provided with pre-punched fixture holes on 4" center, integral back ledge to accommodate deck-mounted fixtures, brushed/polished interior and top surfaces, and sound deadened. Recommended for use in suspended or U/C/B sink cabinets having a high plastic laminate or Chemsurf laminate countertop/work surface. Coordinate actual outside sink dimensions with the actual clear dimension of cabinet specified to ensure that they are compatible. For general purpose use throughout the facility.
CT020 | Countertop, Solid Surface | 6 | CC | A solid, nonporous countertop with a smooth seamless appearance. Easy to clean and maintain and with proper cleaning does not support the growth of mold. An acrylic-based solid surface product. Standard thickness of 1", and a 4" butt backsplash/curb. Also referred to as a work surface or work top. Available in a choice of colors and depths. Used in lab and other hospital areas requiring optimum physical and chemical resisting properties.
F0255 | Chair, Easy | 1 | VV | Easy chair approximately 35" high X 28" wide X 32" deep with arms and floor glides. Arms, back and seat are foam padded and upholstered in woven textile fabric or vinyl.
F0740 | Table, Occasional, Lamp | 1 | VV | Occasional lamp table (end table) approximately 20" high X 27" wide X 27" deep with choice of finishes (wood, oak veneer, or high pressure laminate).
F2010 | Basket, Wastepaper, Step-On | 1 | VV | "Step-on" wastepaper basket with inner liner and foot petal activated flip top.
R6200 | Refrigerator, U/C or F/S, 5 Cu Ft | 1 | VV | Utility refrigerator approximately 35" H x 24" W x 26" D. The unit has a two tray ice cube cooling system. The refrigerator fits standard architectural dimensions for undercounter installation. The unit is perfect for use in nurses' station, wards, and laboratories, pharmacies or wherever space is limited.
12 - SB159 - Wm Vet Svc Lactation Room Toilet, Bldg Sprt | 12 - SB159 - Wm Vet Svc Lactation Room Toilet, Bldg Sprt | 12 - SB159 - Wm Vet Svc Lactation Room Toilet, Bldg Sprt | 12 - SB159 - Wm Vet Svc Lactation Room Toilet, Bldg Sprt | 12 - SB159 - Wm Vet Svc Lactation Room Toilet, Bldg Sprt
JSN | NAME | QTY | ACQ/INS | DESCRIPTION
A1067 | Mirror, Float Glass, ADA Accessible | 2 | CC | A high quality 1/4" polished float glass mirror with a stainless steel frame. Frame holds mirror in a tilted position for accessibility and compliance with ADA requirements. Mirror has a galvanized steel back secured to frame with concealed screws with integral horizontal hanging brackets. Mirror shall be approximately 18" wide and 36" high. Other sizes are available.
A4995 | Table, Diaper Changing, Wall Mounted | 1 | CC | Wall mounted diaper changing table for use in public restrooms. Unit is a fold down system that folds upward when not in use for minimal intrusion into the room. Changing surface is contoured and has safety belt to insure that an infant will not fall from the table. Table is designed to hold no less than 250 pounds static weight. Closed dimensions are approximately 21" H x 36" W x 5" D. Open dimensions vary according to style. One system's open dimensions are 15 " high, 32" wide and 19" deep.
A5075 | Dispenser, Soap, Disposable | 2 | VV | Disposable soap dispenser. One-handed dispensing operation. Designed to accommodate disposable soap cartridge and valve.
A5082 | Dispenser, Paper Towel, Sensor, Hands Free | 2 | CC | A surface mounted, sensor activated, automatic, roll paper towel dispenser. The unit dispenses a paper towel automatically only when hands are place in position below the dispenser for maximum sanitation and hygiene. May include adjustable settings for sheet length, time delay, and sensor range. Unit is battery operated or with optional AC power adapter.
A5090 | Disposal, Sanitary Napkin, SS, Surface Mounted | 3 | CC | A surface mounted, satin finish stainless steel, sanitary napkin disposal. Disposal features a flip-up cover, secured to the container by a heavy duty stainless steel piano-hinge. Disposal may be secured to wall or toilet partition. For general purpose use in female toilet stalls or rooms and uni-sex toilet rooms.
A5109 | Grab Bar, 1-1/4" Dia., SS, 2 Wall, W/C Accessible | 1 | CC | A 1-1/4" diameter, satin finish stainless steel, peened gripping surface, 2 wall toilet stall/ room, grab bar with concealed mounting flanges. Snap over flanges are provided to conceal mounting screws. A selection of mounting kits and concealed anchor devices are available from the manufacturers for different types of installations. Grab bar shall comply with barrier-free accessibility guidelines for structural strength. For typical water closet applications in toilet stalls and rooms where ADA (American's With Disabilities Act) requirements must be met.
A5110 | Grab Bar, 1-1/4" Dia., SS, 2 Wall, Shower Use | 1 | CC | A 1-1/4" diameter, satin finish stainless steel, peened gripping surface, 2 wall shower, grab bar with concealed mounting flanges. Snap over flanges are provided to conceal mounting screws. A selection of mounting kits and concealed anchor devices are available from the manufacturers for different types of installations. Grab bar shall comply with barrier-free accessibility guidelines for structural strength. For typical applications in shower stalls where ADA (American's With Disabilities Act) requirements must be met.
A5200 | Dispenser, Toilet Tissue, SS, 2-Roll, Surface Mntd | 3 | CC | A concealed surface mounted, double roll, satin finish stainless steel, toilet tissue dispenser. Unit accommodates two standard-core toilet tissue rolls through 5" in diameter. Spindles are chrome plated plastic with a heavy-duty internal spring and turn freely for non-controlled delivery. For general purpose use in restrooms.
C0041 | Rail, Apron, 4x60x1 | 2 | CC | Apron rail. Also referred to as an apron front, apron panel, or knee space rail. Used to close in front knee space area and/or provide work surface support between two base cabinets or a base cabinet and wall. Apron rails should be ordered in pairs to provide both front and rear work surface support.
CT020 | Countertop, Solid Surface | 5 | CC | A solid, nonporous countertop with a smooth seamless appearance. Easy to clean and maintain and with proper cleaning does not support the growth of mold. An acrylic-based solid surface product. Standard thickness of 1", and a 4" butt backsplash/curb. Also referred to as a work surface or work top. Available in a choice of colors and depths. Used in lab and other hospital areas requiring optimum physical and chemical resisting properties.
F2015 | Basket, Wastepaper, Metal/Plastic,2 Swinging Doors | 1 | VV | Metal receptacle for soiled / used towels or waste. Equipped with a removable tapered top with two independently operating self-closing, spring hinged doors. Used in public facilities for the collection and temporary storage of refuse.
P3070 | Lavatory, Vitreous China, Under or Counter Top Mtd | 2 | CC | An undercounter or countertop mounted vitreous china lavatory (approximate bowl size 6"x17"x14") with gooseneck spout, wrist blade handles, and grid drain. Counter top mounted lavatory to be self rimming with mounting kit provided. Undercounter lavatory to have unglazed rim with a mounting kit also provided. For general purpose use in vanity tops in public, patient and staff toilet rooms.
P9050 | Toilet, Wall Hung, Siphon Jet | 3 | CC | Siphon jet water closet/ toilet. This unit is wall hung with an elongated bowl, top spud flushometer, seat with open front and check hinge, and carrier. Used in restrooms throughout the health care facility.
2 - PATIENT AREA | 2 - PATIENT AREA | 2 - PATIENT AREA | 2 - PATIENT AREA | 2 - PATIENT AREA
1 - CWV16 - Multipurpose Exam Room, Wm Vet Svc | 1 - CWV16 - Multipurpose Exam Room, Wm Vet Svc | 1 - CWV16 - Multipurpose Exam Room, Wm Vet Svc | 1 - CWV16 - Multipurpose Exam Room, Wm Vet Svc | 1 - CWV16 - Multipurpose Exam Room, Wm Vet Svc
JSN | NAME | QTY | ACQ/INS | DESCRIPTION
A1010 | Telecommunication Outlet | 1 | VV | Telecommunication outlet location.
A1012 | Telephone, Wall Mounted, 1 Line | 1 | VV | Telephone, wall mounted, 1 line.
A1132 | Rail, Accessory Mounting, Length As Required | 1 | VC | Horizontal equipment mounting rail with lock mounting devices capable of; supporting up to 75 pounds each, being repositioned, and mounting and dismounting of equipment without the use of tools (special tools may be required to unlock adapter that was previously locked to the rail). The rail must be capable of supporting medical equipment and accessories normally found in exam or patient rooms. The rail system must be capable of mounting and dismounting equipment without leaving or creating new holes in the finished surface of the wall. The rail system utilizes a series of mounting plates and adapters specific to the device being mounted to the rail. The plate and adapter rail mounting kit must be specified to match the equipment being mounted to the equipment rail.
A5075 | Dispenser, Soap, Disposable | 1 | VV | Disposable soap dispenser. One-handed dispensing operation. Designed to accommodate disposable soap cartridge and valve.
A5080 | Dispenser, Paper Towel, SS, Surface Mounted | 1 | CC | A surface mounted, satin finish stainless steel, single-fold, paper towel dispenser. Dispenser features: tumbler lock; front hinged at bottom; and refill indicator slot. Minimum capacity 400 single-fold paper towels. For general purpose use throughout the facility.
A5107 | Dispenser, Glove, Surgical/Examination, Wall Mntd | 1 | VV | Examination three (Small Medium, Large) glove dispenser box for wall mounting. Fabricated of either cold rolled steel with a white baked enamel finish, plastic or acrylic. Hardware not included, Option 3 powder coated steel.
A5108 | Waste Disposal Unit, Sharps | 1 | VV | A container for collecting and transporting syringes and other sharps for decontamination and disposal. Available in 2 gallon and 8 gallon with locking rotor. Complies with OSHA regulations for handling sharps.
A5145 | Hook, Garment, Double, SS, Surface Mounted | 2 | CC | A surface mounted, satin finish stainless steel, double garment hook. Equipped with a concealed mounting bracket that is secured to a concealed wall plate. For general purpose use throughout the facility to hang various items of apparel.
A5180 | Track, Cubicle, Surface Mounted, With Curtain | 12 | VV | Surface mounted cubicle track, with curtain. Track constructed of thick extruded aluminum. Equipped with self lubricating carriers, beaded drop chain hooks, and flame resistant curtain. To include removable end caps. Designed to be suspended around patient areas where privacy is needed. Price listed is per foot of the track, curtains to be priced per quote.
C04Q0 | Cabinet, ADA Sink, Wall-Mounted | 1 | CC | Wall mounted sink support cabinet for drop-in sink with vertical fascia and angled ADA profile, also referred to as ADA sink cabinet. Removable front panel to permit access to plumbing. Medium density M-3 particle board core construction faced with high pressure vertical grade decorative plastic laminate on exposed surfaces and melamine on semi-exposed and concealed surfaces; plastic laminate edge banding. Includes all attaching hardware including support rail.
CD040 | Cabinet, W/H, 2 Shelf, 2 DO, Sloping Top, 38x36x13 | 1 | CC | Wall hung cabinet with two adjustable shelves, solid hinged doors, and sloping top. Also referred to as a solid hinged double door wall case. For general purpose use throughout the facility.
CS010 | Sink, SS, Single Compartment, 7.5x12x12 ID | 1 | CC | Single compartment stainless steel sink, drop-in, self-rimming, ledge-type, connected with a drain and provided with a mixing faucet. It shall also be provided with pre-punched fixture holes on 4" center, integral back ledge to accommodate deck-mounted fixtures, brushed/polished interior and top surfaces, and sound deadened. Recommended for use in suspended or U/C/B sink cabinets having a high plastic laminate or Chemsurf laminate countertop/work surface. For general purpose use throughout the facility.
CT020 | Countertop, Solid Surface | 1 | CC | A solid, nonporous countertop with a smooth seamless appearance. Easy to clean and maintain and with proper cleaning does not support the growth of mold. An acrylic-based solid surface product. Standard thickness of 1", and a 4" butt backsplash/curb. Also referred to as a work surface or work top. Available in a choice of colors and depths. Used in lab and other hospital areas requiring optimum physical and chemical resisting properties.
E0948 | Cart, General Storage, Mobile, 42"H x 32"W x 22"D | 1 | VV | THIS TYPICAL INCLUDES: 1 Cart Body, Style-A Narrow, w/Raised Edge Top 2 Drawers, 3" H 4 Drawers, 6" H 1 Accessory Rail, Side Drawer Organizer Bins
F0205 | Chair, Side With Arms | 1 | VV | Upholstered side chair, 32" high X 21" wide X 23" deep with arms, padded seats and padded backs. Seat height is a minimum of 17". Available with or without sled base.
F0340 | Stool, Self Adjusting | 1 | VV | Self adjusting stool. Consists of a foam padded upholstered seat with attached foot rest for added comfort. Mounted on swivel casters. Designed for doctor's use during examinations.
F2010 | Basket, Wastepaper, Step-On | 1 | VV | "Step-on" wastepaper basket with inner liner and foot petal activated flip top.
F2310 | Rack, Pamphlet, Wall Mounted | 1 | VV | Wall mounted pamphlet rack up to 12 (twelve) pamphlet holding pockets. Unit is used to store and display educational pamphlets.
F3025 | Board, Bulletin, Wood Framed | 1 | VV | Bulletin board approximately 36"W x 24"H. Wood framed 1/2" cork posting panel with moisture proof backing. Units are factory assembled and have keyhole hangers for easy installation.
F3200 | Clock, Battery, 12" Diameter | 1 | VV | Clock, 12" diameter. Round surface, easy to read numbers with sweep second hand. Wall mounted unit for use when impractical to install a fully synchronized clock system. Battery operated, (batteries not included).
M1801 | Computer, Microprocessing, w/Flat Panel Monitor | 1 | VV | Desk top microprocessing computer. The unit shall consist of a central processing mini tower, flat panel monitor, keyboard, mouse and speakers. The system shall have the following minimum characteristics: a 2.8 GHz Pentium processor; 512 MB memory; 80GB hard drive; 32/48x CD-ROMDVD combo; 1.44MB network interface card; video 32 MB NVIDIA; a 18 inch flat panel monitor. The computer is used throughout the facility to input, manipulate and retrieve information.
M1802 | Work Station, Computer, Retractable, Wall Mounted | 1 | VV | A wall mounted retractable work station. Work station is used as a computer station in treatment rooms, exam rooms and areas where physical space in limited.
M3072 | Frame, Infectious Waste Bag w/Lid | 1 | VV | Frame for an infectious waste collection bag. Made of heavy tubular stainless steel with heavy gauge welded steel platform. Adjust to hold 18" or 25" trash bags. Mounted on ball bearing casters and includes permanently mounted hinged lid. Provides means of bagging infectious waste at point of waste generation.
M4100 | Sphygmomanometer, Aneroid, Wall Mounted | 1 | VV | Aneroid sphygmomanometer. Unit is wall mounted and has large graphic dial display for easy reading from all angles. It has a 90 degree (angle) swivel and 10 degree (angle) forward tilt to reduce glare. Unit accuracy is within 1% of reading. Sturdy impact-resistant construction.
M4116 | Monitor, Vital Signs | 1 | VV | Electronic sphygmomanometer. LCD displays non-invasive blood pressure, pulse rate and temperature. Used in hospitals and clinics. Includes an optional mobile stand.
M4200 | Otoscope/Ophthalmoscope, Wall Mounted | 1 | VV | Wall mounted otoscope and ophthalmoscope. Includes 6 foot line cord and plug and accepts and includes two handles. Contains head turn-on/turn-off, built-in speculum tray and 8 foot coiled cords. Unit is designed for use in patient exam rooms.
M7401 | Light, Exam, Mobile, Spotlight, Mobile Stand | 1 | VV | The exam light shall be a mobile floor unit. The light will be a halogen bulb or LED that can produce a continuous and homogeneous spot of light adjustable from 5 to 9 inches in diameter from a set distance. The light intensity shall be a minimum of 750 foot-candles at a distance of 16 inches and have a color temperature of 3,200 degrees Kelvin. The unit will consist of an arm or sleeve of approximately 45 inches in length to allow for easy arm rotation and arm movement up and down. The unit shall be mounted on a caster base for easy movement.,
M9025 | Table, Examination/Treatment, With Cabinet | 1 | VV | Table, examination/treatment with cabinet. Cabinet type exam table with three section upholstered top adjustable to a full chair position. Concealed heel stirrups, dual outlets, drawers, and storage space with optional armboard. Unit is designed for general use in examination/treatment rooms.
2 - CWV21 - Gynecology Exam Room, Wm Vet Svc | 2 - CWV21 - Gynecology Exam Room, Wm Vet Svc | 2 - CWV21 - Gynecology Exam Room, Wm Vet Svc | 2 - CWV21 - Gynecology Exam Room, Wm Vet Svc | 2 - CWV21 - Gynecology Exam Room, Wm Vet Svc
JSN | NAME | QTY | ACQ/INS | DESCRIPTION
A1010 | Telecommunication Outlet | 1 | VV | Telecommunication outlet location.
A1012 | Telephone, Wall Mounted, 1 Line | 1 | VV | Telephone, wall mounted, 1 line.
A1132 | Rail, Accessory Mounting, Length As Required | 1 | VC | Horizontal equipment mounting rail with lock mounting devices capable of; supporting up to 75 pounds each, being repositioned, and mounting and dismounting of equipment without the use of tools (special tools may be required to unlock adapter that was previously locked to the rail). The rail must be capable of supporting medical equipment and accessories normally found in exam or patient rooms. The rail system must be capable of mounting and dismounting equipment without leaving or creating new holes in the finished surface of the wall. The rail system utilizes a series of mounting plates and adapters specific to the device being mounted to the rail. The plate and adapter rail mounting kit must be specified to match the equipment being mounted to the equipment rail.
A5075 | Dispenser, Soap, Disposable | 1 | VV | Disposable soap dispenser. One-handed dispensing operation. Designed to accommodate disposable soap cartridge and valve.
A5080 | Dispenser, Paper Towel, SS, Surface Mounted | 1 | CC | A surface mounted, satin finish stainless steel, single-fold, paper towel dispenser. Dispenser features: tumbler lock; front hinged at bottom; and refill indicator slot. Minimum capacity 400 single-fold paper towels. For general purpose use throughout the facility.
A5107 | Dispenser, Glove, Surgical/Examination, Wall Mntd | 1 | VV | Examination three (Small Medium, Large) glove dispenser box for wall mounting. Fabricated of either cold rolled steel with a white baked enamel finish, plastic or acrylic. Hardware not included, Option 3 powder coated steel.
A5108 | Waste Disposal Unit, Sharps | 1 | VV | A container for collecting and transporting syringes and other sharps for decontamination and disposal. Available in 2 gallon and 8 gallon with locking rotor. Complies with OSHA regulations for handling sharps.
A5145 | Hook, Garment, Double, SS, Surface Mounted | 2 | CC | A surface mounted, satin finish stainless steel, double garment hook. Equipped with a concealed mounting bracket that is secured to a concealed wall plate. For general purpose use throughout the facility to hang various items of apparel.
A5180 | Track, Cubicle, Surface Mounted, With Curtain | 12 | VV | Surface mounted cubicle track, with curtain. Track constructed of thick extruded aluminum. Equipped with self lubricating carriers, beaded drop chain hooks, and flame resistant curtain. To include removable end caps. Designed to be suspended around patient areas where privacy is needed. Price listed is per foot of the track, curtains to be priced per quote.
C04Q0 | Cabinet, ADA Sink, Wall-Mounted | 1 | CC | Wall mounted sink support cabinet for drop-in sink with vertical fascia and angled ADA profile, also referred to as ADA sink cabinet. Removable front panel to permit access to plumbing. Medium density M-3 particle board core construction faced with high pressure vertical grade decorative plastic laminate on exposed surfaces and melamine on semi-exposed and concealed surfaces; plastic laminate edge banding. Includes all attaching hardware including support rail.
CD040 | Cabinet, W/H, 2 Shelf, 2 DO, Sloping Top, 38x36x13 | 1 | CC | Wall hung cabinet with two adjustable shelves, solid hinged doors, and sloping top. Also referred to as a solid hinged double door wall case. For general purpose use throughout the facility.
CS010 | Sink, SS, Single Compartment, 7.5x12x12 ID | 1 | CC | Single compartment stainless steel sink, drop-in, self-rimming, ledge-type, connected with a drain and provided with a mixing faucet. It shall also be provided with pre-punched fixture holes on 4" center, integral back ledge to accommodate deck-mounted fixtures, brushed/polished interior and top surfaces, and sound deadened. Recommended for use in suspended or U/C/B sink cabinets having a high plastic laminate or Chemsurf laminate countertop/work surface. For general purpose use throughout the facility.
CT020 | Countertop, Solid Surface | 1 | CC | A solid, nonporous countertop with a smooth seamless appearance. Easy to clean and maintain and with proper cleaning does not support the growth of mold. An acrylic-based solid surface product. Standard thickness of 1", and a 4" butt backsplash/curb. Also referred to as a work surface or work top. Available in a choice of colors and depths. Used in lab and other hospital areas requiring optimum physical and chemical resisting properties.
E0948 | Cart, General Storage, Mobile, 42"H x 32"W x 22"D | 1 | VV | THIS TYPICAL INCLUDES: 1 Cart Body, Style-A Narrow, w/Raised Edge Top 2 Drawers, 3" H 4 Drawers, 6" H 1 Accessory Rail, Side Drawer Organizer Bins
F0205 | Chair, Side With Arms | 1 | VV | Upholstered side chair, 32" high X 21" wide X 23" deep with arms, padded seats and padded backs. Seat height is a minimum of 17". Available with or without sled base.
F0340 | Stool, Self Adjusting | 1 | VV | Self adjusting stool. Consists of a foam padded upholstered seat with attached foot rest for added comfort. Mounted on swivel casters. Designed for doctor's use during examinations.
F2010 | Basket, Wastepaper, Step-On | 1 | VV | "Step-on" wastepaper basket with inner liner and foot petal activated flip top.
F2310 | Rack, Pamphlet, Wall Mounted | 1 | VV | Wall mounted pamphlet rack up to 12 (twelve) pamphlet holding pockets. Unit is used to store and display educational pamphlets.
F3025 | Board, Bulletin, Wood Framed | 1 | VV | Bulletin board approximately 36"W x 24"H. Wood framed 1/2" cork posting panel with moisture proof backing. Units are factory assembled and have keyhole hangers for easy installation.
F3200 | Clock, Battery, 12" Diameter | 1 | VV | Clock, 12" diameter. Round surface, easy to read numbers with sweep second hand. Wall mounted unit for use when impractical to install a fully synchronized clock system. Battery operated, (batteries not included).
M1801 | Computer, Microprocessing, w/Flat Panel Monitor | 1 | VV | Desk top microprocessing computer. The unit shall consist of a central processing mini tower, flat panel monitor, keyboard, mouse and speakers. The system shall have the following minimum characteristics: a 2.8 GHz Pentium processor; 512 MB memory; 80GB hard drive; 32/48x CD-ROMDVD combo; 1.44MB network interface card; video 32 MB NVIDIA; a 18 inch flat panel monitor. The computer is used throughout the facility to input, manipulate and retrieve information.
M1802 | Work Station, Computer, Retractable, Wall Mounted | 1 | VV | A wall mounted retractable work station. Work station is used as a computer station in treatment rooms, exam rooms and areas where physical space in limited.
M3072 | Frame, Infectious Waste Bag w/Lid | 1 | VV | Frame for an infectious waste collection bag. Made of heavy tubular stainless steel with heavy gauge welded steel platform. Adjust to hold 18" or 25" trash bags. Mounted on ball bearing casters and includes permanently mounted hinged lid. Provides means of bagging infectious waste at point of waste generation.
M4100 | Sphygmomanometer, Aneroid, Wall Mounted | 1 | VV | Aneroid sphygmomanometer. Unit is wall mounted and has large graphic dial display for easy reading from all angles. It has a 90 degree (angle) swivel and 10 degree (angle) forward tilt to reduce glare. Unit accuracy is within 1% of reading. Sturdy impact-resistant construction.
M4116 | Monitor, Vital Signs | 1 | VV | Electronic sphygmomanometer. LCD displays non-invasive blood pressure, pulse rate and temperature. Used in hospitals and clinics. Includes an optional mobile stand.
M4200 | Otoscope/Ophthalmoscope, Wall Mounted | 1 | VV | Wall mounted otoscope and ophthalmoscope. Includes 6 foot line cord and plug and accepts and includes two handles. Contains head turn-on/turn-off, built-in speculum tray and 8 foot coiled cords. Unit is designed for use in patient exam rooms.
M7401 | Light, Exam, Mobile, Spotlight, Mobile Stand | 1 | VV | The exam light shall be a mobile floor unit. The light will be a halogen bulb or LED that can produce a continuous and homogeneous spot of light adjustable from 5 to 9 inches in diameter from a set distance. The light intensity shall be a minimum of 750 foot-candles at a distance of 16 inches and have a color temperature of 3,200 degrees Kelvin. The unit will consist of an arm or sleeve of approximately 45 inches in length to allow for easy arm rotation and arm movement up and down. The unit shall be mounted on a caster base for easy movement.,
M9025 | Table, Examination/Treatment, With Cabinet | 1 | VV | Table, examination/treatment with cabinet. Cabinet type exam table with three section upholstered top adjustable to a full chair position. Concealed heel stirrups, dual outlets, drawers, and storage space with optional armboard. Unit is designed for general use in examination/treatment rooms.
3 - CWV26 - Cancer Screening Exam Room, Wm Vet Svc | 3 - CWV26 - Cancer Screening Exam Room, Wm Vet Svc | 3 - CWV26 - Cancer Screening Exam Room, Wm Vet Svc | 3 - CWV26 - Cancer Screening Exam Room, Wm Vet Svc | 3 - CWV26 - Cancer Screening Exam Room, Wm Vet Svc
JSN | NAME | QTY | ACQ/INS | DESCRIPTION
A1010 | Telecommunication Outlet | 1 | VV | Telecommunication outlet location.
A1012 | Telephone, Wall Mounted, 1 Line | 1 | VV | Telephone, wall mounted, 1 line.
A1132 | Rail, Accessory Mounting, Length As Required | 1 | VC | Horizontal equipment mounting rail with lock mounting devices capable of; supporting up to 75 pounds each, being repositioned, and mounting and dismounting of equipment without the use of tools (special tools may be required to unlock adapter that was previously locked to the rail). The rail must be capable of supporting medical equipment and accessories normally found in exam or patient rooms. The rail system must be capable of mounting and dismounting equipment without leaving or creating new holes in the finished surface of the wall. The rail system utilizes a series of mounting plates and adapters specific to the device being mounted to the rail. The plate and adapter rail mounting kit must be specified to match the equipment being mounted to the equipment rail.
A5075 | Dispenser, Soap, Disposable | 1 | VV | Disposable soap dispenser. One-handed dispensing operation. Designed to accommodate disposable soap cartridge and valve.
A5080 | Dispenser, Paper Towel, SS, Surface Mounted | 1 | CC | A surface mounted, satin finish stainless steel, single-fold, paper towel dispenser. Dispenser features: tumbler lock; front hinged at bottom; and refill indicator slot. Minimum capacity 400 single-fold paper towels. For general purpose use throughout the facility.
A5107 | Dispenser, Glove, Surgical/Examination, Wall Mntd | 1 | VV | Examination three (Small Medium, Large) glove dispenser box for wall mounting. Fabricated of either cold rolled steel with a white baked enamel finish, plastic or acrylic. Hardware not included, Option 3 powder coated steel.
A5108 | Waste Disposal Unit, Sharps | 1 | VV | A container for collecting and transporting syringes and other sharps for decontamination and disposal. Available in 2 gallon and 8 gallon with locking rotor. Complies with OSHA regulations for handling sharps.
A5145 | Hook, Garment, Double, SS, Surface Mounted | 2 | CC | A surface mounted, satin finish stainless steel, double garment hook. Equipped with a concealed mounting bracket that is secured to a concealed wall plate. For general purpose use throughout the facility to hang various items of apparel.
A5180 | Track, Cubicle, Surface Mounted, With Curtain | 12 | VV | Surface mounted cubicle track, with curtain. Track constructed of thick extruded aluminum. Equipped with self lubricating carriers, beaded drop chain hooks, and flame resistant curtain. To include removable end caps. Designed to be suspended around patient areas where privacy is needed. Price listed is per foot of the track, curtains to be priced per quote.
C04Q0 | Cabinet, ADA Sink, Wall-Mounted | 1 | CC | Wall mounted sink support cabinet for drop-in sink with vertical fascia and angled ADA profile, also referred to as ADA sink cabinet. Removable front panel to permit access to plumbing. Medium density M-3 particle board core construction faced with high pressure vertical grade decorative plastic laminate on exposed surfaces and melamine on semi-exposed and concealed surfaces; plastic laminate edge banding. Includes all attaching hardware including support rail.
CD040 | Cabinet, W/H, 2 Shelf, 2 DO, Sloping Top, 38x36x13 | 1 | CC | Wall hung cabinet with two adjustable shelves, solid hinged doors, and sloping top. Also referred to as a solid hinged double door wall case. For general purpose use throughout the facility.
CS010 | Sink, SS, Single Compartment, 7.5x12x12 ID | 1 | CC | Single compartment stainless steel sink, drop-in, self-rimming, ledge-type, connected with a drain and provided with a mixing faucet. It shall also be provided with pre-punched fixture holes on 4" center, integral back ledge to accommodate deck-mounted fixtures, brushed/polished interior and top surfaces, and sound deadened. Recommended for use in suspended or U/C/B sink cabinets having a high plastic laminate or Chemsurf laminate countertop/work surface. For general purpose use throughout the facility.
CT020 | Countertop, Solid Surface | 1 | CC | A solid, nonporous countertop with a smooth seamless appearance. Easy to clean and maintain and with proper cleaning does not support the growth of mold. An acrylic-based solid surface product. Standard thickness of 1", and a 4" butt backsplash/curb. Also referred to as a work surface or work top. Available in a choice of colors and depths. Used in lab and other hospital areas requiring optimum physical and chemical resisting properties.
E0948 | Cart, General Storage, Mobile, 42"H x 32"W x 22"D | 1 | VV | THIS TYPICAL INCLUDES: 1 Cart Body, Style-A Narrow, w/Raised Edge Top 2 Drawers, 3" H 4 Drawers, 6" H 1 Accessory Rail, Side Drawer Organizer Bins
F0205 | Chair, Side With Arms | 1 | VV | Upholstered side chair, 32" high X 21" wide X 23" deep with arms, padded seats and padded backs. Seat height is a minimum of 17". Available with or without sled base.
F0340 | Stool, Self Adjusting | 1 | VV | Self adjusting stool. Consists of a foam padded upholstered seat with attached foot rest for added comfort. Mounted on swivel casters. Designed for doctor's use during examinations.
F2010 | Basket, Wastepaper, Step-On | 1 | VV | "Step-on" wastepaper basket with inner liner and foot petal activated flip top.
F2310 | Rack, Pamphlet, Wall Mounted | 1 | VV | Wall mounted pamphlet rack up to 12 (twelve) pamphlet holding pockets. Unit is used to store and display educational pamphlets.
F3025 | Board, Bulletin, Wood Framed | 1 | VV | Bulletin board approximately 36"W x 24"H. Wood framed 1/2" cork posting panel with moisture proof backing. Units are factory assembled and have keyhole hangers for easy installation.
F3200 | Clock, Battery, 12" Diameter | 1 | VV | Clock, 12" diameter. Round surface, easy to read numbers with sweep second hand. Wall mounted unit for use when impractical to install a fully synchronized clock system. Battery operated, (batteries not included).
M1801 | Computer, Microprocessing, w/Flat Panel Monitor | 1 | VV | Desk top microprocessing computer. The unit shall consist of a central processing mini tower, flat panel monitor, keyboard, mouse and speakers. The system shall have the following minimum characteristics: a 2.8 GHz Pentium processor; 512 MB memory; 80GB hard drive; 32/48x CD-ROMDVD combo; 1.44MB network interface card; video 32 MB NVIDIA; a 18 inch flat panel monitor. The computer is used throughout the facility to input, manipulate and retrieve information.
M1802 | Work Station, Computer, Retractable, Wall Mounted | 1 | VV | A wall mounted retractable work station. Work station is used as a computer station in treatment rooms, exam rooms and areas where physical space in limited.
M3072 | Frame, Infectious Waste Bag w/Lid | 1 | VV | Frame for an infectious waste collection bag. Made of heavy tubular stainless steel with heavy gauge welded steel platform. Adjust to hold 18" or 25" trash bags. Mounted on ball bearing casters and includes permanently mounted hinged lid. Provides means of bagging infectious waste at point of waste generation.
M4100 | Sphygmomanometer, Aneroid, Wall Mounted | 1 | VV | Aneroid sphygmomanometer. Unit is wall mounted and has large graphic dial display for easy reading from all angles. It has a 90 degree (angle) swivel and 10 degree (angle) forward tilt to reduce glare. Unit accuracy is within 1% of reading. Sturdy impact-resistant construction.
M4116 | Monitor, Vital Signs | 1 | VV | Electronic sphygmomanometer. LCD displays non-invasive blood pressure, pulse rate and temperature. Used in hospitals and clinics. Includes an optional mobile stand.
M4200 | Otoscope/Ophthalmoscope, Wall Mounted | 1 | VV | Wall mounted otoscope and ophthalmoscope. Includes 6 foot line cord and plug and accepts and includes two handles. Contains head turn-on/turn-off, built-in speculum tray and 8 foot coiled cords. Unit is designed for use in patient exam rooms.
M7401 | Light, Exam, Mobile, Spotlight, Mobile Stand | 1 | VV | The exam light shall be a mobile floor unit. The light will be a halogen bulb or LED that can produce a continuous and homogeneous spot of light adjustable from 5 to 9 inches in diameter from a set distance. The light intensity shall be a minimum of 750 foot-candles at a distance of 16 inches and have a color temperature of 3,200 degrees Kelvin. The unit will consist of an arm or sleeve of approximately 45 inches in length to allow for easy arm rotation and arm movement up and down. The unit shall be mounted on a caster base for easy movement.,
M9025 | Table, Examination/Treatment, With Cabinet | 1 | VV | Table, examination/treatment with cabinet. Cabinet type exam table with three section upholstered top adjustable to a full chair position. Concealed heel stirrups, dual outlets, drawers, and storage space with optional armboard. Unit is designed for general use in examination/treatment rooms.
4 - CWV31 - Breast Clinic Exam Room, Wm Vet Svc | 4 - CWV31 - Breast Clinic Exam Room, Wm Vet Svc | 4 - CWV31 - Breast Clinic Exam Room, Wm Vet Svc | 4 - CWV31 - Breast Clinic Exam Room, Wm Vet Svc | 4 - CWV31 - Breast Clinic Exam Room, Wm Vet Svc
JSN | NAME | QTY | ACQ/INS | DESCRIPTION
A1010 | Telecommunication Outlet | 1 | VV | Telecommunication outlet location.
A1011 | Telephone, Desk, 1 Line | 1 | VV | Telephone, desk, 1 line.
A5075 | Dispenser, Soap, Disposable | 1 | VV | Disposable soap dispenser. One-handed dispensing operation. Designed to accommodate disposable soap cartridge and valve.
A5080 | Dispenser, Paper Towel, SS, Surface Mounted | 1 | CC | A surface mounted, satin finish stainless steel, single-fold, paper towel dispenser. Dispenser features: tumbler lock; front hinged at bottom; and refill indicator slot. Minimum capacity 400 single-fold paper towels. For general purpose use throughout the facility.
A5107 | Dispenser, Glove, Surgical/Examination, Wall Mntd | 1 | VV | Examination three (Small Medium, Large) glove dispenser box for wall mounting. Fabricated of either cold rolled steel with a white baked enamel finish, plastic or acrylic. Hardware not included, Option 3 powder coated steel.
A5145 | Hook, Garment, Double, SS, Surface Mounted | 1 | CC | A surface mounted, satin finish stainless steel, double garment hook. Equipped with a concealed mounting bracket that is secured to a concealed wall plate. For general purpose use throughout the facility to hang various items of apparel.
F0205 | Chair, Side With Arms | 1 | VV | Upholstered side chair, 32" high X 21" wide X 23" deep with arms, padded seats and padded backs. Seat height is a minimum of 17". Available with or without sled base.
F0280 | Chair, Swivel, Low Back | 1 | VV | Low back contemporary swivel chair, 37" high X 25" wide X 31" deep with a five (5) caster swivel base, arms and foam padded seat and back upholstered with either woven textile fabric or vinyl.
F0640 | Desk, Single Pedestal | 1 | VV | Single pedestal flat top desk, 30" high X 66" wide X 30" deep with right or left hand pedestal, one (1) box drawer, one (1) file drawer, modesty panel and floor glides.
F2000 | Basket, Wastepaper, Fire Resistant | 1 | VV | Wastepaper basket, fire resistant, approximately 40 quart capacity. This unit is used to collect and temporarily store small quantities of paper refuse in patient rooms, administrative areas and nursing stations. Size and shape varies depending on the application and manufacturer selected.
F3200 | Clock, Battery, 12" Diameter | 1 | VV | Clock, 12" diameter. Round surface, easy to read numbers with sweep second hand. Wall mounted unit for use when impractical to install a fully synchronized clock system. Battery operated, (batteries not included).
M1801 | Computer, Microprocessing, w/Flat Panel Monitor | 1 | VV | Desk top microprocessing computer. The unit shall consist of a central processing mini tower, flat panel monitor, keyboard, mouse and speakers. The system shall have the following minimum characteristics: a 2.8 GHz Pentium processor; 512 MB memory; 80GB hard drive; 32/48x CD-ROMDVD combo; 1.44MB network interface card; video 32 MB NVIDIA; a 18 inch flat panel monitor. The computer is used throughout the facility to input, manipulate and retrieve information.
M9005 | Table, Ultrasound, Mobile, General Purpose | 1 | VV | A general purpose table dedicated to ultrasound procedures including OB/GYN. Table has an open frame design to allow sonographers to get close to the patient. Table height is adjustable from approximately 23" to 39". Table includes side rails and arm board.
P3100 | Lavatory, Vitreous China, Slab Type | 1 | CC | Wall mounted, slab type, vitreous china, lavatory (approximate bowl size 7"x15"x10") with: faucet holes on 4" centers; gooseneck spout; wrist blade handles; and grid strainer. It shall be suitable for use in clinics, offices, washrooms or patient care area.
X2100 | Scanner, Ultrasound, General Purpose | 1 | VV | High definition, diagnostic ultrasound system for Radiology, Cardiology, Vascular, ob-gyn, Perinatology, and Surgical imaging applications. The unit employs curved, phased and linear array imaging technology. The system supports colorflow, pulse and continuous wave imaging modalities. On board software measurement packages available for all imaging applications. The system is DICOM 3.0 compatible, for easy linkage to filmless image management systems and review stations. In addition, a full line of probes and conventional recording devices are available.
5 - SB159 - Wm Vet Svc Patient Toilet, Bldg Sprt | 5 - SB159 - Wm Vet Svc Patient Toilet, Bldg Sprt | 5 - SB159 - Wm Vet Svc Patient Toilet, Bldg Sprt | 5 - SB159 - Wm Vet Svc Patient Toilet, Bldg Sprt | 5 - SB159 - Wm Vet Svc Patient Toilet, Bldg Sprt
JSN | NAME | QTY | ACQ/INS | DESCRIPTION
A1067 | Mirror, Float Glass, ADA Accessible | 2 | CC | A high quality 1/4" polished float glass mirror with a stainless steel frame. Frame holds mirror in a tilted position for accessibility and compliance with ADA requirements. Mirror has a galvanized steel back secured to frame with concealed screws with integral horizontal hanging brackets. Mirror shall be approximately 18" wide and 36" high. Other sizes are available.
A4995 | Table, Diaper Changing, Wall Mounted | 1 | CC | Wall mounted diaper changing table for use in public restrooms. Unit is a fold down system that folds upward when not in use for minimal intrusion into the room. Changing surface is contoured and has safety belt to insure that an infant will not fall from the table. Table is designed to hold no less than 250 pounds static weight. Closed dimensions are approximately 21" H x 36" W x 5" D. Open dimensions vary according to style. One system's open dimensions are 15 " high, 32" wide and 19" deep.
A5075 | Dispenser, Soap, Disposable | 2 | VV | Disposable soap dispenser. One-handed dispensing operation. Designed to accommodate disposable soap cartridge and valve.
A5082 | Dispenser, Paper Towel, Sensor, Hands Free | 2 | CC | A surface mounted, sensor activated, automatic, roll paper towel dispenser. The unit dispenses a paper towel automatically only when hands are place in position below the dispenser for maximum sanitation and hygiene. May include adjustable settings for sheet length, time delay, and sensor range. Unit is battery operated or with optional AC power adapter.
A5090 | Disposal, Sanitary Napkin, SS, Surface Mounted | 3 | CC | A surface mounted, satin finish stainless steel, sanitary napkin disposal. Disposal features a flip-up cover, secured to the container by a heavy duty stainless steel piano-hinge. Disposal may be secured to wall or toilet partition. For general purpose use in female toilet stalls or rooms and uni-sex toilet rooms.
A5109 | Grab Bar, 1-1/4" Dia., SS, 2 Wall, W/C Accessible | 1 | CC | A 1-1/4" diameter, satin finish stainless steel, peened gripping surface, 2 wall toilet stall/ room, grab bar with concealed mounting flanges. Snap over flanges are provided to conceal mounting screws. A selection of mounting kits and concealed anchor devices are available from the manufacturers for different types of installations. Grab bar shall comply with barrier-free accessibility guidelines for structural strength. For typical water closet applications in toilet stalls and rooms where ADA (American's With Disabilities Act) requirements must be met.
A5110 | Grab Bar, 1-1/4" Dia., SS, 2 Wall, Shower Use | 1 | CC | A 1-1/4" diameter, satin finish stainless steel, peened gripping surface, 2 wall shower, grab bar with concealed mounting flanges. Snap over flanges are provided to conceal mounting screws. A selection of mounting kits and concealed anchor devices are available from the manufacturers for different types of installations. Grab bar shall comply with barrier-free accessibility guidelines for structural strength. For typical applications in shower stalls where ADA (American's With Disabilities Act) requirements must be met.
A5200 | Dispenser, Toilet Tissue, SS, 2-Roll, Surface Mntd | 3 | CC | A concealed surface mounted, double roll, satin finish stainless steel, toilet tissue dispenser. Unit accommodates two standard-core toilet tissue rolls through 5" in diameter. Spindles are chrome plated plastic with a heavy-duty internal spring and turn freely for non-controlled delivery. For general purpose use in restrooms.
C0041 | Rail, Apron, 4x60x1 | 2 | CC | Apron rail. Also referred to as an apron front, apron panel, or knee space rail. Used to close in front knee space area and/or provide work surface support between two base cabinets or a base cabinet and wall. Apron rails should be ordered in pairs to provide both front and rear work surface support.
CT020 | Countertop, Solid Surface | 5 | CC | A solid, nonporous countertop with a smooth seamless appearance. Easy to clean and maintain and with proper cleaning does not support the growth of mold. An acrylic-based solid surface product. Standard thickness of 1", and a 4" butt backsplash/curb. Also referred to as a work surface or work top. Available in a choice of colors and depths. Used in lab and other hospital areas requiring optimum physical and chemical resisting properties.
F2015 | Basket, Wastepaper, Metal/Plastic,2 Swinging Doors | 1 | VV | Metal receptacle for soiled / used towels or waste. Equipped with a removable tapered top with two independently operating self-closing, spring hinged doors. Used in public facilities for the collection and temporary storage of refuse.
P3070 | Lavatory, Vitreous China, Under or Counter Top Mtd | 2 | CC | An undercounter or countertop mounted vitreous china lavatory (approximate bowl size 6"x17"x14") with gooseneck spout, wrist blade handles, and grid drain. Counter top mounted lavatory to be self rimming with mounting kit provided. Undercounter lavatory to have unglazed rim with a mounting kit also provided. For general purpose use in vanity tops in public, patient and staff toilet rooms.
P9050 | Toilet, Wall Hung, Siphon Jet | 3 | CC | Siphon jet water closet/ toilet. This unit is wall hung with an elongated bowl, top spud flushometer, seat with open front and check hinge, and carrier. Used in restrooms throughout the health care facility.
6 - CWV36 - Gynecology Procedure Room, Wm Vet Svc | 6 - CWV36 - Gynecology Procedure Room, Wm Vet Svc | 6 - CWV36 - Gynecology Procedure Room, Wm Vet Svc | 6 - CWV36 - Gynecology Procedure Room, Wm Vet Svc | 6 - CWV36 - Gynecology Procedure Room, Wm Vet Svc
JSN | NAME | QTY | ACQ/INS | DESCRIPTION
_0079 | Oximeter, Pulse | 1 | VV | Pulse oximeter for continuous surveillance of patient pulse and oxygen saturation rates. Instrument features LED display, audio and visual alarms, automatic calibration and battery operation in case of power failure. Other applications include sleep studies, exercise testing and monitoring certain patients in the home (e.g. infants or patients requiring respiratory therapy).
A1010 | Telecommunication Outlet | 2 | VV | Telecommunication outlet location.
A1014 | Telephone, Wall Mounted, 1 Line, With Speaker | 1 | VV | Telephone, wall mounted, 1 line, with speaker.
A1132 | Rail, Accessory Mounting, Length As Required | 1 | VC | Horizontal equipment mounting rail with lock mounting devices capable of; supporting up to 75 pounds each, being repositioned, and mounting and dismounting of equipment without the use of tools (special tools may be required to unlock adapter that was previously locked to the rail). The rail must be capable of supporting medical equipment and accessories normally found in exam or patient rooms. The rail system must be capable of mounting and dismounting equipment without leaving or creating new holes in the finished surface of the wall. The rail system utilizes a series of mounting plates and adapters specific to the device being mounted to the rail. The plate and adapter rail mounting kit must be specified to match the equipment being mounted to the equipment rail.
A5075 | Dispenser, Soap, Disposable | 1 | VV | Disposable soap dispenser. One-handed dispensing operation. Designed to accommodate disposable soap cartridge and valve.
A5080 | Dispenser, Paper Towel, SS, Surface Mounted | 1 | CC | A surface mounted, satin finish stainless steel, single-fold, paper towel dispenser. Dispenser features: tumbler lock; front hinged at bottom; and refill indicator slot. Minimum capacity 400 single-fold paper towels. For general purpose use throughout the facility.
A5106 | Waste Disposal Unit, Sharps w/Glove Dispenser | 1 | VV | The unit is designed for the disposal of sharps and complies with OSHA guidelines for the handling of sharps. It shall house a 5 quart container and be capable of being mounted on a wall. It shall have a glove dispenser attached. The unit shall be secured by a locked enclosure.
A5145 | Hook, Garment, Double, SS, Surface Mounted | 1 | CC | A surface mounted, satin finish stainless steel, double garment hook. Equipped with a concealed mounting bracket that is secured to a concealed wall plate. For general purpose use throughout the facility to hang various items of apparel.
A5180 | Track, Cubicle, Surface Mounted, With Curtain | 14 | VV | Surface mounted cubicle track, with curtain. Track constructed of thick extruded aluminum. Equipped with self lubricating carriers, beaded drop chain hooks, and flame resistant curtain. To include removable end caps. Designed to be suspended around patient areas where privacy is needed. Price listed is per foot of the track, curtains to be priced per quote.
C03F0 | Cabinet, U/C/B, 1 Shelf, 2 Half DR, 2 DO, 36x30x22 | 2 | CC | Standing height under counter base cabinet with an adjustable shelf and two half width drawers above solid hinged doors. Also referred to as a combination cabinet or a drawer and cupboard cabinet. For general purpose use throughout the facility.
C03P0 | Cabinet, Sink, U/C/B, 2 Door, 30" W | 1 | CC | Standing height under counter base sink cabinet. 36" H x 30" W x 22" D with two solid hinged doors. Also referred to as a double-door sink cabinet. For general purpose use throughout the facility where a sink is to be used. Coordinate actual clear cabinet dimension with the actual outside dimension of sink that is specified to ensure that they are compatible.
CE030 | Cabinet, W/H, 2 SH, 2 GDO, Sloping Top, 38x30x13 | 2 | CC | Wall hung cabinet with two adjustable shelves, framed-glass hinged doors, and sloping top. Also referred to as a framed-glass hinged double door wall case. For general purpose use throughout the facility.
CS150 | Sink, SS, Single Compartment, 10x19x16 ID | 1 | CC | Single compartment stainless steel sink, drop-in, self-rimming, ledge-type, connected with a drain and provided with a mixing faucet. It shall also be provided with pre-punched fixture holes on 4" center, integral back ledge to accommodate deck-mounted fixtures, brushed/polished interior and top surfaces, and sound deadened. Recommended for use in suspended or U/C/B sink cabinets having a high plastic laminate or Chemsurf laminate countertop/work surface. Coordinate actual outside sink dimensions with the actual clear dimension of cabinet specified to ensure that they are compatible. For general purpose use throughout the facility.
CT030 | Countertop, High Pressure Laminate | 7 | CC | High pressure laminate countertop (composition of wood particle core with plastic laminate surface) having a hard smooth surface finish, standard thickness of 1", and a 4" butt backsplash/curb. Also referred to as a work surface or work top. Available in a wide choice of colors, patterns, and depths. Used in general purpose areas requiring a basic work surface arrangement with limited heat resistance and poor chemical resistance. Pricing based upon a 24" depth.
E0915 | Locker, Supply, Medication, Wall Mtd, 23"W x 20"D | 1 | VV | THIS TYPICAL INCLUDES: 1 Wall Mounted Rail 1 Locked Storage Container 2 Tray/Shelves 1 Locked Drawer w/Locked Lid, 6"H 5 Drawers, 3"H 3 Drawers, 6"H 2 Tray/Shelves Divider Drawer Organizer Bins Consider the need for an E0921 to transport the locker from place to place.
E0954 | Cart, Emergency, Mobile, 66"H x 32"W x 22"D | 1 | VV | THIS TYPICAL INCLUDES: 1 Cart body, style-A narrow, w/raised edge top 1 Accessory rail, side 1 Accessory rail, back 1 Defibrillator tray 1 IV pole 1 Breakaway bar 1 Flip-up shelf 1 Wastebasket 1 Oxygen tank holder 1 Electrical box-4 outlet 1 Cord wrap 4 Drawer, 3"H 3 Drawer, 6"H Drawer organizer bins.
E1500 | Rail, MOD, W/MNTD, HX144XD | 1 | VV | Wall mounted rail used for hanging (mounting) lockers, shelves and drawers on a wall.
F0210 | Chair, Side, Without Arms | 1 | VV | Upholstered side chair approximately 32" high X 19" wide X 23" deep with floor glides. Seat is non-tilting and without arms.
F0340 | Stool, Self Adjusting | 1 | VV | Self adjusting stool. Consists of a foam padded upholstered seat with attached foot rest for added comfort. Mounted on swivel casters. Designed for doctor's use during examinations.
F2000 | Basket, Wastepaper, Fire Resistant | 1 | VV | Wastepaper basket, fire resistant, approximately 40 quart capacity. This unit is used to collect and temporarily store small quantities of paper refuse in patient rooms, administrative areas and nursing stations. Size and shape varies depending on the application and manufacturer selected.
F3200 | Clock, Battery, 12" Diameter | 1 | VV | Clock, 12" diameter. Round surface, easy to read numbers with sweep second hand. Wall mounted unit for use when impractical to install a fully synchronized clock system. Battery operated, (batteries not included).
M0750 | Flowmeter, Air, Connect w/50 PSI Supply | 1 | VV | Air flowmeter. Unit has a stainless steel needle valve with clear flowtube for connection to 50 PSI air outlet from central pipeline system. Requires the appropriate adapter for connection to the wall outlet and fitting to connect to tubing. Database prices reflect fittings with an attached DISS power outlet. Other outlet and adapter configurations are available.
M0755 | Flowmeter, Oxygen, Low Flow | 1 | VV | Oxygen flowmeter. Consists of a clear crystal flowtube calibrated to 3.5 or 8 LPM depending on manufacturer. For oxygen regulation in hospital settings. Database pricing includes DISS fitting and DISS power outlet and wall adapter. Other fitting and adapter configurations are available.
M0765 | Regulator, Vacuum | 1 | VV | Vacuum pressure regulator for connection to central piped vacuum system. Standard display scale is graduated at least from 0 to 200 mm Hg of vacuum. Displays on specialized regulators may cover other vacuum ranges. Regulator type (continuous, intermittent, continuous/intermittent, surgical, pediatric, thoracic, etc.) as required. To be used in delivery, neonatal, pediatrics or any area where suction is required. Database pricing reflects continuous regulators graduated to 200 mm Hg with a full line vacuum selection switch and DISS configured inlets and outlets.
M1100 | Resuscitator, Bag-Mask, Hand Operated | 1 | VV | Hand operated bag-mask resuscitator. Consists of face mask, non-rebreathing valve, compression bag and tidal bag. Used for resuscitation in life saving situations.
M1110 | Resuscitator, Bag-Mask, Hand Op, Infant | 1 | VV | Hand operated bag-mask resuscitator. Consists of an infant face mask, non-rebreathing, pressure limiting safety valve, compression bag, tidal bag, oxygen reservoir bag and manometer connection and wall bracket. Cleaning and decontamination methods include disinfecting, pasteurization, boiling and steam autoclaving. Used for resuscitation of infants in life saving situations.
M1620 | Holder, Chart, Patient, Wall or Door Mounted | 1 | VV | Wall or door mounted patient chart holder. Constructed of durable plastic or metal. Used for holding patient records. Size as required.
M1801 | Computer, Microprocessing, w/Flat Panel Monitor | 1 | VV | Desk top microprocessing computer. The unit shall consist of a central processing mini tower, flat panel monitor, keyboard, mouse and speakers. The system shall have the following minimum characteristics: a 2.8 GHz Pentium processor; 512 MB memory; 80GB hard drive; 32/48x CD-ROMDVD combo; 1.44MB network interface card; video 32 MB NVIDIA; a 18 inch flat panel monitor. The computer is used throughout the facility to input, manipulate and retrieve information.
M1802 | Work Station, Computer, Retractable, Wall Mounted | 1 | VV | A wall mounted retractable work station. Work station is used as a computer station in treatment rooms, exam rooms and areas where physical space in limited.
M3070 | Hamper, Linen, Mobile, w/Lid | 1 | VV | Mobile linen hamper with hand or foot operated lid. Made of heavy tubular stainless steel with heavy gauge welded steel platform. Holds 25" hamper bags. Mounted on ball bearing casters. For linen transport in hospitals and clinics.
M3072 | Frame, Infectious Waste Bag w/Lid | 1 | VV | Frame for an infectious waste collection bag. Made of heavy tubular stainless steel with heavy gauge welded steel platform. Adjust to hold 18" or 25" trash bags. Mounted on ball bearing casters and includes permanently mounted hinged lid. Provides means of bagging infectious waste at point of waste generation.
M4100 | Sphygmomanometer, Aneroid, Wall Mounted | 1 | VV | Aneroid sphygmomanometer. Unit is wall mounted and has large graphic dial display for easy reading from all angles. It has a 90 degree (angle) swivel and 10 degree (angle) forward tilt to reduce glare. Unit accuracy is within 1% of reading. Sturdy impact-resistant construction.
M4116 | Monitor, Vital Signs | 1 | VV | Electronic sphygmomanometer. LCD displays non-invasive blood pressure, pulse rate and temperature. Used in hospitals and clinics. Includes an optional mobile stand.
M4200 | Otoscope/Ophthalmoscope, Wall Mounted | 1 | VV | Wall mounted otoscope and ophthalmoscope. Includes 6 foot line cord and plug and accepts and includes two handles. Contains head turn-on/turn-off, built-in speculum tray and 8 foot coiled cords. Unit is designed for use in patient exam rooms.
M4255 | Stand, IV, Adjustable | 1 | VV | Adjustable IV stand with 4-hook arrangement. Stand has stainless steel construction with heavy weight base. It adjusts from 66 inches to 100 inches and is mounted on conductive rubber, ball bearing, swivel casters. Stand is used for administering intravenous solutions.
M4266 | Pump, Volumetric, Infusion, Multiple Line | 1 | VV | Volumetric infusion pump. Pump is self-regulating with automatic sensor and adjustable rate. Equipped with visual and audible alarms and up to 10 hour capacity battery. For the administration of a wide variety of therapeutic agents where precise control is required. Unit provides individual control to IV lines simultaneously.
M7405 | Light, Exam, Ceiling Mounted | 1 | CC | Ceiling exam light. Consists of a lightheaded reflector supported by a ceiling mounted radial arm assembly that provides a wide range of positioning capabilities. Halogen bulbs and an intensity control provide cool, color corrected light. The minimum ceiling height in most cases is 8'-0"; refer to each manufacturer's specific installation requirements. Physical dimensions refer to the retracted light; one length of the dual swing arm around the center mount in width and depth and the combined height of the lamp head and folded arms. Unit may also have a center mount detachable and sterilizable control handle. For use in minor procedure or examination room applications.
M7660 | Defibrillator/Monitor/Recorder, Portable | 1 | VV | Portable defibrillator-monitor-recorder. Integral unit system operable from self-contained rechargeable batteries. ECG may be viewed through paddles or patient cable. Options include external pacing and 12-Lead.
M7710 | Electrocardiograph, 12 Lead, Portable | 1 | VV | Used to detect the electrical signals associated with cardiac activity, diagnose cardiac abnormalities, determine a patients response to drug therapy and reveal trends or changes in heart function. Capable of recording two or more leads simultaneously, recording an entire 12 lead ECG in about 10 seconds. Includes of a 3.5 inch, high density, floppy disk drive for test storage. Portable.
M7905 | Oximeter, Pulse | 1 | VV | Pulse oximeter for continuous surveillance of patient pulse and oxygen saturation rates. Instrument features LED display, audio and visual alarms, automatic calibration and battery operation in case of power failure. Other applications include sleep studies, exercise testing and monitoring certain patients in the home (e.g. infants or patients requiring respiratory therapy).
M8770 | Aspirator/Pressure Unit, General Purpose | 1 | VV | General purpose suction/pressure apparatus. Double stainless steel console unit with a 1/8 HP motor, stand-mounted. Stands include 2 1/2" casters with chemical resistant top. Pumps suction capacity: 22 LPM. Unit includes collection bottle, bacteria filter and suction regulating valve. Used for oral/nasal, tracheal suctioning and other emergency purposes.
M8810 | Stand, Mayo | 1 | VV | Adjustable instrument table. Table is corrosion resistant stainless steel construction and is mounted on two casters with two skid rails. It has telescopic upright adjusts from 39 inches to 60 inches with automatic locking device, and removable 13"x19" instrument tray. Designed for use in operating and procedure rooms.
M9066 | Table, Examination, Treatment, Electro/Hydraulic | 1 | VV | Electro-hydraulic examination treatment table. Unit consists of a stainless steel base with an Electro-hydraulic system with foot controls. It includes vacuum formed vinyl contoured top, padded arm rest, adjustable knee rest, stainless steel drainage pan and built-in paper roll retainer/cutter. Designed for general use in treatment rooms for minor surgical procedures.
X3990 | Illuminator, Film, 4 Panels, Wall Mounted | 1 | VV | Film illuminator, 4 panels, wall mounted. This unit is designed for simple on the wall installation. It has a front-mounted switch for independent control of fluorescent lamps. The unit is used to review and analyze radiography film in hospitals and X-ray clinics.
7 - SB159 - Wm Vet Svc Gynecology Patient Toilet, Bldg Sprt | 7 - SB159 - Wm Vet Svc Gynecology Patient Toilet, Bldg Sprt | 7 - SB159 - Wm Vet Svc Gynecology Patient Toilet, Bldg Sprt | 7 - SB159 - Wm Vet Svc Gynecology Patient Toilet, Bldg Sprt | 7 - SB159 - Wm Vet Svc Gynecology Patient Toilet, Bldg Sprt
JSN | NAME | QTY | ACQ/INS | DESCRIPTION
A1067 | Mirror, Float Glass, ADA Accessible | 2 | CC | A high quality 1/4" polished float glass mirror with a stainless steel frame. Frame holds mirror in a tilted position for accessibility and compliance with ADA requirements. Mirror has a galvanized steel back secured to frame with concealed screws with integral horizontal hanging brackets. Mirror shall be approximately 18" wide and 36" high. Other sizes are available.
A4995 | Table, Diaper Changing, Wall Mounted | 1 | CC | Wall mounted diaper changing table for use in public restrooms. Unit is a fold down system that folds upward when not in use for minimal intrusion into the room. Changing surface is contoured and has safety belt to insure that an infant will not fall from the table. Table is designed to hold no less than 250 pounds static weight. Closed dimensions are approximately 21" H x 36" W x 5" D. Open dimensions vary according to style. One system's open dimensions are 15 " high, 32" wide and 19" deep.
A5075 | Dispenser, Soap, Disposable | 2 | VV | Disposable soap dispenser. One-handed dispensing operation. Designed to accommodate disposable soap cartridge and valve.
A5082 | Dispenser, Paper Towel, Sensor, Hands Free | 2 | CC | A surface mounted, sensor activated, automatic, roll paper towel dispenser. The unit dispenses a paper towel automatically only when hands are place in position below the dispenser for maximum sanitation and hygiene. May include adjustable settings for sheet length, time delay, and sensor range. Unit is battery operated or with optional AC power adapter.
A5090 | Disposal, Sanitary Napkin, SS, Surface Mounted | 3 | CC | A surface mounted, satin finish stainless steel, sanitary napkin disposal. Disposal features a flip-up cover, secured to the container by a heavy duty stainless steel piano-hinge. Disposal may be secured to wall or toilet partition. For general purpose use in female toilet stalls or rooms and uni-sex toilet rooms.
A5109 | Grab Bar, 1-1/4" Dia., SS, 2 Wall, W/C Accessible | 1 | CC | A 1-1/4" diameter, satin finish stainless steel, peened gripping surface, 2 wall toilet stall/ room, grab bar with concealed mounting flanges. Snap over flanges are provided to conceal mounting screws. A selection of mounting kits and concealed anchor devices are available from the manufacturers for different types of installations. Grab bar shall comply with barrier-free accessibility guidelines for structural strength. For typical water closet applications in toilet stalls and rooms where ADA (American's With Disabilities Act) requirements must be met.
A5110 | Grab Bar, 1-1/4" Dia., SS, 2 Wall, Shower Use | 1 | CC | A 1-1/4" diameter, satin finish stainless steel, peened gripping surface, 2 wall shower, grab bar with concealed mounting flanges. Snap over flanges are provided to conceal mounting screws. A selection of mounting kits and concealed anchor devices are available from the manufacturers for different types of installations. Grab bar shall comply with barrier-free accessibility guidelines for structural strength. For typical applications in shower stalls where ADA (American's With Disabilities Act) requirements must be met.
A5200 | Dispenser, Toilet Tissue, SS, 2-Roll, Surface Mntd | 3 | CC | A concealed surface mounted, double roll, satin finish stainless steel, toilet tissue dispenser. Unit accommodates two standard-core toilet tissue rolls through 5" in diameter. Spindles are chrome plated plastic with a heavy-duty internal spring and turn freely for non-controlled delivery. For general purpose use in restrooms.
C0041 | Rail, Apron, 4x60x1 | 2 | CC | Apron rail. Also referred to as an apron front, apron panel, or knee space rail. Used to close in front knee space area and/or provide work surface support between two base cabinets or a base cabinet and wall. Apron rails should be ordered in pairs to provide both front and rear work surface support.
CT020 | Countertop, Solid Surface | 5 | CC | A solid, nonporous countertop with a smooth seamless appearance. Easy to clean and maintain and with proper cleaning does not support the growth of mold. An acrylic-based solid surface product. Standard thickness of 1", and a 4" butt backsplash/curb. Also referred to as a work surface or work top. Available in a choice of colors and depths. Used in lab and other hospital areas requiring optimum physical and chemical resisting properties.
F2015 | Basket, Wastepaper, Metal/Plastic,2 Swinging Doors | 1 | VV | Metal receptacle for soiled / used towels or waste. Equipped with a removable tapered top with two independently operating self-closing, spring hinged doors. Used in public facilities for the collection and temporary storage of refuse.
P3070 | Lavatory, Vitreous China, Under or Counter Top Mtd | 2 | CC | An undercounter or countertop mounted vitreous china lavatory (approximate bowl size 6"x17"x14") with gooseneck spout, wrist blade handles, and grid drain. Counter top mounted lavatory to be self rimming with mounting kit provided. Undercounter lavatory to have unglazed rim with a mounting kit also provided. For general purpose use in vanity tops in public, patient and staff toilet rooms.
P9050 | Toilet, Wall Hung, Siphon Jet | 3 | CC | Siphon jet water closet/ toilet. This unit is wall hung with an elongated bowl, top spud flushometer, seat with open front and check hinge, and carrier. Used in restrooms throughout the health care facility.
8 - CWV41 - Urology-Gynecology Procedure Room, Wm Vet Svc | 8 - CWV41 - Urology-Gynecology Procedure Room, Wm Vet Svc | 8 - CWV41 - Urology-Gynecology Procedure Room, Wm Vet Svc | 8 - CWV41 - Urology-Gynecology Procedure Room, Wm Vet Svc | 8 - CWV41 - Urology-Gynecology Procedure Room, Wm Vet Svc
JSN | NAME | QTY | ACQ/INS | DESCRIPTION
A1010 | Telecommunication Outlet | 2 | VV | Telecommunication outlet location.
A1011 | Telephone, Desk, 1 Line | 1 | VV | Telephone, desk, 1 line.
A1132 | Rail, Accessory Mounting, Length As Required | 1 | VC | Horizontal equipment mounting rail with lock mounting devices capable of; supporting up to 75 pounds each, being repositioned, and mounting and dismounting of equipment without the use of tools (special tools may be required to unlock adapter that was previously locked to the rail). The rail must be capable of supporting medical equipment and accessories normally found in exam or patient rooms. The rail system must be capable of mounting and dismounting equipment without leaving or creating new holes in the finished surface of the wall. The rail system utilizes a series of mounting plates and adapters specific to the device being mounted to the rail. The plate and adapter rail mounting kit must be specified to match the equipment being mounted to the equipment rail.
A1200 | Lift System, Overhead, Patient Room | 1 | VC | An overhead rail system specifically designed for patient lifting and movement for a single bed patient room. The system will consist of recessed or ceiling mounted primary and secondary rails, lift motor with rolling carriage, patient harness or seat, and a hand controller or control box with charger. System will facilitate lifting and movement of patient to and from bed to gurney, chair or other requirement. Minimum lift capability is 550 pounds. Custom design of track layout by manufacturer is essential to meet individual facility requirements.
A5075 | Dispenser, Soap, Disposable | 1 | VV | Disposable soap dispenser. One-handed dispensing operation. Designed to accommodate disposable soap cartridge and valve.
A5080 | Dispenser, Paper Towel, SS, Surface Mounted | 1 | CC | A surface mounted, satin finish stainless steel, single-fold, paper towel dispenser. Dispenser features: tumbler lock; front hinged at bottom; and refill indicator slot. Minimum capacity 400 single-fold paper towels. For general purpose use throughout the facility.
A5107 | Dispenser, Glove, Surgical/Examination, Wall Mntd | 1 | VV | Examination three (Small Medium, Large) glove dispenser box for wall mounting. Fabricated of either cold rolled steel with a white baked enamel finish, plastic or acrylic. Hardware not included, Option 3 powder coated steel.
A5108 | Waste Disposal Unit, Sharps | 1 | VV | A container for collecting and transporting syringes and other sharps for decontamination and disposal. Available in 2 gallon and 8 gallon with locking rotor. Complies with OSHA regulations for handling sharps.
A5145 | Hook, Garment, Double, SS, Surface Mounted | 1 | CC | A surface mounted, satin finish stainless steel, double garment hook. Equipped with a concealed mounting bracket that is secured to a concealed wall plate. For general purpose use throughout the facility to hang various items of apparel.
A5180 | Track, Cubicle, Surface Mounted, With Curtain | 14 | VV | Surface mounted cubicle track, with curtain. Track constructed of thick extruded aluminum. Equipped with self lubricating carriers, beaded drop chain hooks, and flame resistant curtain. To include removable end caps. Designed to be suspended around patient areas where privacy is needed. Price listed is per foot of the track, curtains to be priced per quote.
C02Q0 | Cabinet, Sink, U/C/B, 1 Door, 36x24x22 | 1 | CC | Standing height under counter base sink cabinet with a solid right or left-hinged door (appropriate door configuration to be indicated on equipment elevation drawings). Also referred to as a single-door sink cabinet. For general purpose use throughout the facility where a sink is to be used. Coordinate actual clear cabinet dimension with the actual outside dimension of sink that is specified to ensure that they are compatible.
CD040 | Cabinet, W/H, 2 Shelf, 2 DO, Sloping Top, 38x36x13 | 1 | CC | Wall hung cabinet with two adjustable shelves, solid hinged doors, and sloping top. Also referred to as a solid hinged double door wall case. For general purpose use throughout the facility.
CS010 | Sink, SS, Single Compartment, 7.5x12x12 ID | 1 | CC | Single compartment stainless steel sink, drop-in, self-rimming, ledge-type, connected with a drain and provided with a mixing faucet. It shall also be provided with pre-punched fixture holes on 4" center, integral back ledge to accommodate deck-mounted fixtures, brushed/polished interior and top surfaces, and sound deadened. Recommended for use in suspended or U/C/B sink cabinets having a high plastic laminate or Chemsurf laminate countertop/work surface. For general purpose use throughout the facility.
CT020 | Countertop, Solid Surface | 1 | CC | A solid, nonporous countertop with a smooth seamless appearance. Easy to clean and maintain and with proper cleaning does not support the growth of mold. An acrylic-based solid surface product. Standard thickness of 1", and a 4" butt backsplash/curb. Also referred to as a work surface or work top. Available in a choice of colors and depths. Used in lab and other hospital areas requiring optimum physical and chemical resisting properties.
E0948 | Cart, General Storage, Mobile, 42"H x 32"W x 22"D | 1 | VV | THIS TYPICAL INCLUDES: 1 Cart Body, Style-A Narrow, w/Raised Edge Top 2 Drawers, 3" H 4 Drawers, 6" H 1 Accessory Rail, Side Drawer Organizer Bins
F0205 | Chair, Side With Arms | 1 | VV | Upholstered side chair, 32" high X 21" wide X 23" deep with arms, padded seats and padded backs. Seat height is a minimum of 17". Available with or without sled base.
F0340 | Stool, Self Adjusting | 1 | VV | Self adjusting stool. Consists of a foam padded upholstered seat with attached foot rest for added comfort. Mounted on swivel casters. Designed for doctor's use during examinations.
F2000 | Basket, Wastepaper, Fire Resistant | 1 | VV | Wastepaper basket, fire resistant, approximately 40 quart capacity. This unit is used to collect and temporarily store small quantities of paper refuse in patient rooms, administrative areas and nursing stations. Size and shape varies depending on the application and manufacturer selected.
F3200 | Clock, Battery, 12" Diameter | 1 | VV | Clock, 12" diameter. Round surface, easy to read numbers with sweep second hand. Wall mounted unit for use when impractical to install a fully synchronized clock system. Battery operated, (batteries not included).
M0750 | Flowmeter, Air, Connect w/50 PSI Supply | 1 | VV | Air flowmeter. Unit has a stainless steel needle valve with clear flowtube for connection to 50 PSI air outlet from central pipeline system. Requires the appropriate adapter for connection to the wall outlet and fitting to connect to tubing. Database prices reflect fittings with an attached DISS power outlet. Other outlet and adapter configurations are available.
M0755 | Flowmeter, Oxygen, Low Flow | 1 | VV | Oxygen flowmeter. Consists of a clear crystal flowtube calibrated to 3.5 or 8 LPM depending on manufacturer. For oxygen regulation in hospital settings. Database pricing includes DISS fitting and DISS power outlet and wall adapter. Other fitting and adapter configurations are available.
M0765 | Regulator, Vacuum | 2 | VV | Vacuum pressure regulator for connection to central piped vacuum system. Standard display scale is graduated at least from 0 to 200 mm Hg of vacuum. Displays on specialized regulators may cover other vacuum ranges. Regulator type (continuous, intermittent, continuous/intermittent, surgical, pediatric, thoracic, etc.) as required. To be used in delivery, neonatal, pediatrics or any area where suction is required. Database pricing reflects continuous regulators graduated to 200 mm Hg with a full line vacuum selection switch and DISS configured inlets and outlets.
M1801 | Computer, Microprocessing, w/Flat Panel Monitor | 1 | VV | Desk top microprocessing computer. The unit shall consist of a central processing mini tower, flat panel monitor, keyboard, mouse and speakers. The system shall have the following minimum characteristics: a 2.8 GHz Pentium processor; 512 MB memory; 80GB hard drive; 32/48x CD-ROMDVD combo; 1.44MB network interface card; video 32 MB NVIDIA; a 18 inch flat panel monitor. The computer is used throughout the facility to input, manipulate and retrieve information.
M1802 | Work Station, Computer, Retractable, Wall Mounted | 1 | VV | A wall mounted retractable work station. Work station is used as a computer station in treatment rooms, exam rooms and areas where physical space in limited.
M3070 | Hamper, Linen, Mobile, w/Lid | 1 | VV | Mobile linen hamper with hand or foot operated lid. Made of heavy tubular stainless steel with heavy gauge welded steel platform. Holds 25" hamper bags. Mounted on ball bearing casters. For linen transport in hospitals and clinics.
M3072 | Frame, Infectious Waste Bag w/Lid | 1 | VV | Frame for an infectious waste collection bag. Made of heavy tubular stainless steel with heavy gauge welded steel platform. Adjust to hold 18" or 25" trash bags. Mounted on ball bearing casters and includes permanently mounted hinged lid. Provides means of bagging infectious waste at point of waste generation.
M4100 | Sphygmomanometer, Aneroid, Wall Mounted | 1 | VV | Aneroid sphygmomanometer. Unit is wall mounted and has large graphic dial display for easy reading from all angles. It has a 90 degree (angle) swivel and 10 degree (angle) forward tilt to reduce glare. Unit accuracy is within 1% of reading. Sturdy impact-resistant construction.
M4116 | Monitor, Vital Signs | 1 | VV | Electronic sphygmomanometer. LCD displays non-invasive blood pressure, pulse rate and temperature. Used in hospitals and clinics. Includes an optional mobile stand.
M4200 | Otoscope/Ophthalmoscope, Wall Mounted | 1 | VV | Wall mounted otoscope and ophthalmoscope. Includes 6 foot line cord and plug and accepts and includes two handles. Contains head turn-on/turn-off, built-in speculum tray and 8 foot coiled cords. Unit is designed for use in patient exam rooms.
M4255 | Stand, IV, Adjustable | 1 | VV | Adjustable IV stand with 4-hook arrangement. Stand has stainless steel construction with heavy weight base. It adjusts from 66 inches to 100 inches and is mounted on conductive rubber, ball bearing, swivel casters. Stand is used for administering intravenous solutions.
M7401 | Light, Exam, Mobile, Spotlight, Mobile Stand | 1 | VV | The exam light shall be a mobile floor unit. The light will be a halogen bulb or LED that can produce a continuous and homogeneous spot of light adjustable from 5 to 9 inches in diameter from a set distance. The light intensity shall be a minimum of 750 foot-candles at a distance of 16 inches and have a color temperature of 3,200 degrees Kelvin. The unit will consist of an arm or sleeve of approximately 45 inches in length to allow for easy arm rotation and arm movement up and down. The unit shall be mounted on a caster base for easy movement.,
M7405 | Light, Exam, Ceiling Mounted | 1 | CC | Ceiling exam light. Consists of a lightheaded reflector supported by a ceiling mounted radial arm assembly that provides a wide range of positioning capabilities. Halogen bulbs and an intensity control provide cool, color corrected light. The minimum ceiling height in most cases is 8'-0"; refer to each manufacturer's specific installation requirements. Physical dimensions refer to the retracted light; one length of the dual swing arm around the center mount in width and depth and the combined height of the lamp head and folded arms. Unit may also have a center mount detachable and sterilizable control handle. For use in minor procedure or examination room applications.
M7625 | Colposcope System, Mobile, w/Accessories | 1 | VV | Colposcope with light source and accessories. Unit is mounted on a rolling floor stand and is compatible with laser therapeutic equipment used in obstetric and gynecologic procedures. Configuration options include magnification powers, positioning of the light source, laser micromanipulators, still photograph or video recording of procedures, optics for a second physician's observation and ceiling or wall mounting.
M8810 | Stand, Mayo | 1 | VV | Adjustable instrument table. Table is corrosion resistant stainless steel construction and is mounted on two casters with two skid rails. It has telescopic upright adjusts from 39 inches to 60 inches with automatic locking device, and removable 13"x19" instrument tray. Designed for use in operating and procedure rooms.
M9100 | Table, Procedure, Urological | 1 | VV | Manual or electric tilt urological table. The unit consists of a heavy duty metal base and an upholstered patient cushion. The unit includes a screened stainless steel basin which drains into a reservoir, adjustable Bierhoff crutches, steel storage drawer(s), pullout leg rests and an adjustable foot section. The unit is equipped with foot controls for height and positioning adjustments. The table is designed for use during urological procedures, treatment, examinations and minor surgery.
9 - SB159 - Wm Vet Svc Urology-Gynecology Patient Toilet, Bldg Sprt | 9 - SB159 - Wm Vet Svc Urology-Gynecology Patient Toilet, Bldg Sprt | 9 - SB159 - Wm Vet Svc Urology-Gynecology Patient Toilet, Bldg Sprt | 9 - SB159 - Wm Vet Svc Urology-Gynecology Patient Toilet, Bldg Sprt | 9 - SB159 - Wm Vet Svc Urology-Gynecology Patient Toilet, Bldg Sprt
JSN | NAME | QTY | ACQ/INS | DESCRIPTION
A1067 | Mirror, Float Glass, ADA Accessible | 2 | CC | A high quality 1/4" polished float glass mirror with a stainless steel frame. Frame holds mirror in a tilted position for accessibility and compliance with ADA requirements. Mirror has a galvanized steel back secured to frame with concealed screws with integral horizontal hanging brackets. Mirror shall be approximately 18" wide and 36" high. Other sizes are available.
A4995 | Table, Diaper Changing, Wall Mounted | 1 | CC | Wall mounted diaper changing table for use in public restrooms. Unit is a fold down system that folds upward when not in use for minimal intrusion into the room. Changing surface is contoured and has safety belt to insure that an infant will not fall from the table. Table is designed to hold no less than 250 pounds static weight. Closed dimensions are approximately 21" H x 36" W x 5" D. Open dimensions vary according to style. One system's open dimensions are 15 " high, 32" wide and 19" deep.
A5075 | Dispenser, Soap, Disposable | 2 | VV | Disposable soap dispenser. One-handed dispensing operation. Designed to accommodate disposable soap cartridge and valve.
A5082 | Dispenser, Paper Towel, Sensor, Hands Free | 2 | CC | A surface mounted, sensor activated, automatic, roll paper towel dispenser. The unit dispenses a paper towel automatically only when hands are place in position below the dispenser for maximum sanitation and hygiene. May include adjustable settings for sheet length, time delay, and sensor range. Unit is battery operated or with optional AC power adapter.
A5090 | Disposal, Sanitary Napkin, SS, Surface Mounted | 3 | CC | A surface mounted, satin finish stainless steel, sanitary napkin disposal. Disposal features a flip-up cover, secured to the container by a heavy duty stainless steel piano-hinge. Disposal may be secured to wall or toilet partition. For general purpose use in female toilet stalls or rooms and uni-sex toilet rooms.
A5109 | Grab Bar, 1-1/4" Dia., SS, 2 Wall, W/C Accessible | 1 | CC | A 1-1/4" diameter, satin finish stainless steel, peened gripping surface, 2 wall toilet stall/ room, grab bar with concealed mounting flanges. Snap over flanges are provided to conceal mounting screws. A selection of mounting kits and concealed anchor devices are available from the manufacturers for different types of installations. Grab bar shall comply with barrier-free accessibility guidelines for structural strength. For typical water closet applications in toilet stalls and rooms where ADA (American's With Disabilities Act) requirements must be met.
A5110 | Grab Bar, 1-1/4" Dia., SS, 2 Wall, Shower Use | 1 | CC | A 1-1/4" diameter, satin finish stainless steel, peened gripping surface, 2 wall shower, grab bar with concealed mounting flanges. Snap over flanges are provided to conceal mounting screws. A selection of mounting kits and concealed anchor devices are available from the manufacturers for different types of installations. Grab bar shall comply with barrier-free accessibility guidelines for structural strength. For typical applications in shower stalls where ADA (American's With Disabilities Act) requirements must be met.
A5200 | Dispenser, Toilet Tissue, SS, 2-Roll, Surface Mntd | 3 | CC | A concealed surface mounted, double roll, satin finish stainless steel, toilet tissue dispenser. Unit accommodates two standard-core toilet tissue rolls through 5" in diameter. Spindles are chrome plated plastic with a heavy-duty internal spring and turn freely for non-controlled delivery. For general purpose use in restrooms.
C0041 | Rail, Apron, 4x60x1 | 2 | CC | Apron rail. Also referred to as an apron front, apron panel, or knee space rail. Used to close in front knee space area and/or provide work surface support between two base cabinets or a base cabinet and wall. Apron rails should be ordered in pairs to provide both front and rear work surface support.
CT020 | Countertop, Solid Surface | 5 | CC | A solid, nonporous countertop with a smooth seamless appearance. Easy to clean and maintain and with proper cleaning does not support the growth of mold. An acrylic-based solid surface product. Standard thickness of 1", and a 4" butt backsplash/curb. Also referred to as a work surface or work top. Available in a choice of colors and depths. Used in lab and other hospital areas requiring optimum physical and chemical resisting properties.
F2015 | Basket, Wastepaper, Metal/Plastic,2 Swinging Doors | 1 | VV | Metal receptacle for soiled / used towels or waste. Equipped with a removable tapered top with two independently operating self-closing, spring hinged doors. Used in public facilities for the collection and temporary storage of refuse.
P3070 | Lavatory, Vitreous China, Under or Counter Top Mtd | 2 | CC | An undercounter or countertop mounted vitreous china lavatory (approximate bowl size 6"x17"x14") with gooseneck spout, wrist blade handles, and grid drain. Counter top mounted lavatory to be self rimming with mounting kit provided. Undercounter lavatory to have unglazed rim with a mounting kit also provided. For general purpose use in vanity tops in public, patient and staff toilet rooms.
P9050 | Toilet, Wall Hung, Siphon Jet | 3 | CC | Siphon jet water closet/ toilet. This unit is wall hung with an elongated bowl, top spud flushometer, seat with open front and check hinge, and carrier. Used in restrooms throughout the health care facility.
10 - CWV46 - Alternative Therapy Procedure Room, Wm Vet Svc | 10 - CWV46 - Alternative Therapy Procedure Room, Wm Vet Svc | 10 - CWV46 - Alternative Therapy Procedure Room, Wm Vet Svc | 10 - CWV46 - Alternative Therapy Procedure Room, Wm Vet Svc | 10 - CWV46 - Alternative Therapy Procedure Room, Wm Vet Svc
JSN | NAME | QTY | ACQ/INS | DESCRIPTION
A1010 | Telecommunication Outlet | 2 | VV | Telecommunication outlet location.
A1011 | Telephone, Desk, 1 Line | 1 | VV | Telephone, desk, 1 line.
A1132 | Rail, Accessory Mounting, Length As Required | 1 | VC | Horizontal equipment mounting rail with lock mounting devices capable of; supporting up to 75 pounds each, being repositioned, and mounting and dismounting of equipment without the use of tools (special tools may be required to unlock adapter that was previously locked to the rail). The rail must be capable of supporting medical equipment and accessories normally found in exam or patient rooms. The rail system must be capable of mounting and dismounting equipment without leaving or creating new holes in the finished surface of the wall. The rail system utilizes a series of mounting plates and adapters specific to the device being mounted to the rail. The plate and adapter rail mounting kit must be specified to match the equipment being mounted to the equipment rail.
A1200 | Lift System, Overhead, Patient Room | 1 | VC | An overhead rail system specifically designed for patient lifting and movement for a single bed patient room. The system will consist of recessed or ceiling mounted primary and secondary rails, lift motor with rolling carriage, patient harness or seat, and a hand controller or control box with charger. System will facilitate lifting and movement of patient to and from bed to gurney, chair or other requirement. Minimum lift capability is 550 pounds. Custom design of track layout by manufacturer is essential to meet individual facility requirements.
A5075 | Dispenser, Soap, Disposable | 1 | VV | Disposable soap dispenser. One-handed dispensing operation. Designed to accommodate disposable soap cartridge and valve.
A5080 | Dispenser, Paper Towel, SS, Surface Mounted | 1 | CC | A surface mounted, satin finish stainless steel, single-fold, paper towel dispenser. Dispenser features: tumbler lock; front hinged at bottom; and refill indicator slot. Minimum capacity 400 single-fold paper towels. For general purpose use throughout the facility.
A5107 | Dispenser, Glove, Surgical/Examination, Wall Mntd | 1 | VV | Examination three (Small Medium, Large) glove dispenser box for wall mounting. Fabricated of either cold rolled steel with a white baked enamel finish, plastic or acrylic. Hardware not included, Option 3 powder coated steel.
A5108 | Waste Disposal Unit, Sharps | 1 | VV | A container for collecting and transporting syringes and other sharps for decontamination and disposal. Available in 2 gallon and 8 gallon with locking rotor. Complies with OSHA regulations for handling sharps.
A5145 | Hook, Garment, Double, SS, Surface Mounted | 1 | CC | A surface mounted, satin finish stainless steel, double garment hook. Equipped with a concealed mounting bracket that is secured to a concealed wall plate. For general purpose use throughout the facility to hang various items of apparel.
A5180 | Track, Cubicle, Surface Mounted, With Curtain | 14 | VV | Surface mounted cubicle track, with curtain. Track constructed of thick extruded aluminum. Equipped with self lubricating carriers, beaded drop chain hooks, and flame resistant curtain. To include removable end caps. Designed to be suspended around patient areas where privacy is needed. Price listed is per foot of the track, curtains to be priced per quote.
C02Q0 | Cabinet, Sink, U/C/B, 1 Door, 36x24x22 | 1 | CC | Standing height under counter base sink cabinet with a solid right or left-hinged door (appropriate door configuration to be indicated on equipment elevation drawings). Also referred to as a single-door sink cabinet. For general purpose use throughout the facility where a sink is to be used. Coordinate actual clear cabinet dimension with the actual outside dimension of sink that is specified to ensure that they are compatible.
CD040 | Cabinet, W/H, 2 Shelf, 2 DO, Sloping Top, 38x36x13 | 1 | CC | Wall hung cabinet with two adjustable shelves, solid hinged doors, and sloping top. Also referred to as a solid hinged double door wall case. For general purpose use throughout the facility.
CS010 | Sink, SS, Single Compartment, 7.5x12x12 ID | 1 | CC | Single compartment stainless steel sink, drop-in, self-rimming, ledge-type, connected with a drain and provided with a mixing faucet. It shall also be provided with pre-punched fixture holes on 4" center, integral back ledge to accommodate deck-mounted fixtures, brushed/polished interior and top surfaces, and sound deadened. Recommended for use in suspended or U/C/B sink cabinets having a high plastic laminate or Chemsurf laminate countertop/work surface. For general purpose use throughout the facility.
CT020 | Countertop, Solid Surface | 1 | CC | A solid, nonporous countertop with a smooth seamless appearance. Easy to clean and maintain and with proper cleaning does not support the growth of mold. An acrylic-based solid surface product. Standard thickness of 1", and a 4" butt backsplash/curb. Also referred to as a work surface or work top. Available in a choice of colors and depths. Used in lab and other hospital areas requiring optimum physical and chemical resisting properties.
E0948 | Cart, General Storage, Mobile, 42"H x 32"W x 22"D | 1 | VV | THIS TYPICAL INCLUDES: 1 Cart Body, Style-A Narrow, w/Raised Edge Top 2 Drawers, 3" H 4 Drawers, 6" H 1 Accessory Rail, Side Drawer Organizer Bins
F0205 | Chair, Side With Arms | 1 | VV | Upholstered side chair, 32" high X 21" wide X 23" deep with arms, padded seats and padded backs. Seat height is a minimum of 17". Available with or without sled base.
F0340 | Stool, Self Adjusting | 1 | VV | Self adjusting stool. Consists of a foam padded upholstered seat with attached foot rest for added comfort. Mounted on swivel casters. Designed for doctor's use during examinations.
F2000 | Basket, Wastepaper, Fire Resistant | 1 | VV | Wastepaper basket, fire resistant, approximately 40 quart capacity. This unit is used to collect and temporarily store small quantities of paper refuse in patient rooms, administrative areas and nursing stations. Size and shape varies depending on the application and manufacturer selected.
F3200 | Clock, Battery, 12" Diameter | 1 | VV | Clock, 12" diameter. Round surface, easy to read numbers with sweep second hand. Wall mounted unit for use when impractical to install a fully synchronized clock system. Battery operated, (batteries not included).
M0750 | Flowmeter, Air, Connect w/50 PSI Supply | 1 | VV | Air flowmeter. Unit has a stainless steel needle valve with clear flowtube for connection to 50 PSI air outlet from central pipeline system. Requires the appropriate adapter for connection to the wall outlet and fitting to connect to tubing. Database prices reflect fittings with an attached DISS power outlet. Other outlet and adapter configurations are available.
M0755 | Flowmeter, Oxygen, Low Flow | 1 | VV | Oxygen flowmeter. Consists of a clear crystal flowtube calibrated to 3.5 or 8 LPM depending on manufacturer. For oxygen regulation in hospital settings. Database pricing includes DISS fitting and DISS power outlet and wall adapter. Other fitting and adapter configurations are available.
M0765 | Regulator, Vacuum | 2 | VV | Vacuum pressure regulator for connection to central piped vacuum system. Standard display scale is graduated at least from 0 to 200 mm Hg of vacuum. Displays on specialized regulators may cover other vacuum ranges. Regulator type (continuous, intermittent, continuous/intermittent, surgical, pediatric, thoracic, etc.) as required. To be used in delivery, neonatal, pediatrics or any area where suction is required. Database pricing reflects continuous regulators graduated to 200 mm Hg with a full line vacuum selection switch and DISS configured inlets and outlets.
M1801 | Computer, Microprocessing, w/Flat Panel Monitor | 1 | VV | Desk top microprocessing computer. The unit shall consist of a central processing mini tower, flat panel monitor, keyboard, mouse and speakers. The system shall have the following minimum characteristics: a 2.8 GHz Pentium processor; 512 MB memory; 80GB hard drive; 32/48x CD-ROMDVD combo; 1.44MB network interface card; video 32 MB NVIDIA; a 18 inch flat panel monitor. The computer is used throughout the facility to input, manipulate and retrieve information.
M1802 | Work Station, Computer, Retractable, Wall Mounted | 1 | VV | A wall mounted retractable work station. Work station is used as a computer station in treatment rooms, exam rooms and areas where physical space in limited.
M3070 | Hamper, Linen, Mobile, w/Lid | 1 | VV | Mobile linen hamper with hand or foot operated lid. Made of heavy tubular stainless steel with heavy gauge welded steel platform. Holds 25" hamper bags. Mounted on ball bearing casters. For linen transport in hospitals and clinics.
M3072 | Frame, Infectious Waste Bag w/Lid | 1 | VV | Frame for an infectious waste collection bag. Made of heavy tubular stainless steel with heavy gauge welded steel platform. Adjust to hold 18" or 25" trash bags. Mounted on ball bearing casters and includes permanently mounted hinged lid. Provides means of bagging infectious waste at point of waste generation.
M4100 | Sphygmomanometer, Aneroid, Wall Mounted | 1 | VV | Aneroid sphygmomanometer. Unit is wall mounted and has large graphic dial display for easy reading from all angles. It has a 90 degree (angle) swivel and 10 degree (angle) forward tilt to reduce glare. Unit accuracy is within 1% of reading. Sturdy impact-resistant construction.
M4116 | Monitor, Vital Signs | 1 | VV | Electronic sphygmomanometer. LCD displays non-invasive blood pressure, pulse rate and temperature. Used in hospitals and clinics. Includes an optional mobile stand.
M4200 | Otoscope/Ophthalmoscope, Wall Mounted | 1 | VV | Wall mounted otoscope and ophthalmoscope. Includes 6 foot line cord and plug and accepts and includes two handles. Contains head turn-on/turn-off, built-in speculum tray and 8 foot coiled cords. Unit is designed for use in patient exam rooms.
M4255 | Stand, IV, Adjustable | 1 | VV | Adjustable IV stand with 4-hook arrangement. Stand has stainless steel construction with heavy weight base. It adjusts from 66 inches to 100 inches and is mounted on conductive rubber, ball bearing, swivel casters. Stand is used for administering intravenous solutions.
M7401 | Light, Exam, Mobile, Spotlight, Mobile Stand | 1 | VV | The exam light shall be a mobile floor unit. The light will be a halogen bulb or LED that can produce a continuous and homogeneous spot of light adjustable from 5 to 9 inches in diameter from a set distance. The light intensity shall be a minimum of 750 foot-candles at a distance of 16 inches and have a color temperature of 3,200 degrees Kelvin. The unit will consist of an arm or sleeve of approximately 45 inches in length to allow for easy arm rotation and arm movement up and down. The unit shall be mounted on a caster base for easy movement.,
M7405 | Light, Exam, Ceiling Mounted | 1 | CC | Ceiling exam light. Consists of a lightheaded reflector supported by a ceiling mounted radial arm assembly that provides a wide range of positioning capabilities. Halogen bulbs and an intensity control provide cool, color corrected light. The minimum ceiling height in most cases is 8'-0"; refer to each manufacturer's specific installation requirements. Physical dimensions refer to the retracted light; one length of the dual swing arm around the center mount in width and depth and the combined height of the lamp head and folded arms. Unit may also have a center mount detachable and sterilizable control handle. For use in minor procedure or examination room applications.
M8810 | Stand, Mayo | 1 | VV | Adjustable instrument table. Table is corrosion resistant stainless steel construction and is mounted on two casters with two skid rails. It has telescopic upright adjusts from 39 inches to 60 inches with automatic locking device, and removable 13"x19" instrument tray. Designed for use in operating and procedure rooms.
M9025 | Table, Examination/Treatment, With Cabinet | 1 | VV | Table, examination/treatment with cabinet. Cabinet type exam table with three section upholstered top adjustable to a full chair position. Concealed heel stirrups, dual outlets, drawers, and storage space with optional armboard. Unit is designed for general use in examination/treatment rooms.
11 - CWV51 - Shared Medical Appointment Room, Wm Vet Svc | 11 - CWV51 - Shared Medical Appointment Room, Wm Vet Svc | 11 - CWV51 - Shared Medical Appointment Room, Wm Vet Svc | 11 - CWV51 - Shared Medical Appointment Room, Wm Vet Svc | 11 - CWV51 - Shared Medical Appointment Room, Wm Vet Svc
JSN | NAME | QTY | ACQ/INS | DESCRIPTION
A1010 | Telecommunication Outlet | 2 | VV | Telecommunication outlet location.
A5212 | Bracket, Television, Wall-Mounted, Tilt/Angle | 1 | VV | A wall mounted, tilt/angled TV bracket for 37" to 80" TVs. Mount will be a universal and VESA compliant unit with a load capacity of up to 130 lbs.
A5220 | Bracket, Television, Wall Backing | 1 | CC | Wall mounted television bracket backing which provides additional support and strength for the installation of the television bracket. Option available for interior or exterior plate and sized for 12” 16” or 24” stud spacing.
E0945 | Cart, Computer, Mobile | 2 | VV | A mobile computer cart for use throughout the facility. The cart dimensions will be approximately 45" H x 30" W x 22" D with casters. May include drawers and miscellaneous other accessories that will be determined at time of purchase. This Typical may include: 1 Cart Body, w/Computer Support, Style-A Narrow, w/Raised Edge Top 1 Flip-Up Shelf 1 Sharps Container Holder 1 Wastebasket 1 Chart Holder 2 Drawers, 3"H 2 Drawers, 6"H 3 Accessory Rail, Side Drawer Organizer Bins
F0295 | Chair, Stacking | 16 | VV | Stacking chair, approximately 34" H X 21" W X 24" D. May be stacked up to 20 high depending upon the model selected. These chairs are intended primarily as overflow capacity for conference rooms.
F0435 | Cabinet, Storage, Multi Media | 1 | VV | Multi media storage cabinet, approximately 60" high X 36" wide X 14" deep. For the storage of various types of audio or video cassettes, DVDs, CDs, and other media material.
F0860 | Table, Mobile | 4 | VV | Mobile table. The unit provides mobile or isolated freestanding work surface. Characteristics and components include 3-1/2 inch casters and attached drawer bearers. Unit is used for general work applications, primarily in dry areas.
F2010 | Basket, Wastepaper, Step-On | 1 | VV | "Step-on" wastepaper basket with inner liner and foot petal activated flip top.
F3060 | Whiteboard, Projection Screen Combination | 1 | VV | Whiteboard and projection screen combination approximately 48" H x 72" W. Magnetic surface with matte finish for projection. Hard board stabilizer with aluminum foil back. For use with water color pens.
M0506 | Television, Flat Screen | 1 | VV | Flat screen television with approximately 32'" to 40' diagonal screen size. The TV will have built-in speakers, NTSC tuner, a 16:9 wide screen aspect ratio, a minimum of 1280 x 768 resolution and a remote control.
M1801 | Computer, Microprocessing, w/Flat Panel Monitor | 2 | VV | Desk top microprocessing computer. The unit shall consist of a central processing mini tower, flat panel monitor, keyboard, mouse and speakers. The system shall have the following minimum characteristics: a 2.8 GHz Pentium processor; 512 MB memory; 80GB hard drive; 32/48x CD-ROMDVD combo; 1.44MB network interface card; video 32 MB NVIDIA; a 18 inch flat panel monitor. The computer is used throughout the facility to input, manipulate and retrieve information.
12 - SC249 - Wm Vet Svc Telehealth Room, Clncl Sprt | 12 - SC249 - Wm Vet Svc Telehealth Room, Clncl Sprt | 12 - SC249 - Wm Vet Svc Telehealth Room, Clncl Sprt | 12 - SC249 - Wm Vet Svc Telehealth Room, Clncl Sprt | 12 - SC249 - Wm Vet Svc Telehealth Room, Clncl Sprt
JSN | NAME | QTY | ACQ/INS | DESCRIPTION
A1012 | Telephone, Wall Mounted, 1 Line | 1 | VV | Telephone, wall mounted, 1 line.
A1132 | Rail, Accessory Mounting, Length As Required | 1 | VC | Horizontal equipment mounting rail with lock mounting devices capable of; supporting up to 75 pounds each, being repositioned, and mounting and dismounting of equipment without the use of tools (special tools may be required to unlock adapter that was previously locked to the rail). The rail must be capable of supporting medical equipment and accessories normally found in exam or patient rooms. The rail system must be capable of mounting and dismounting equipment without leaving or creating new holes in the finished surface of the wall. The rail system utilizes a series of mounting plates and adapters specific to the device being mounted to the rail. The plate and adapter rail mounting kit must be specified to match the equipment being mounted to the equipment rail.
A5075 | Dispenser, Soap, Disposable | 1 | VV | Disposable soap dispenser. One-handed dispensing operation. Designed to accommodate disposable soap cartridge and valve.
A5077 | Dispenser, Hand Sanitizer, Hands-Free | 1 | VV | A touch free wall-mounted hand sanitizer dispenser. For use throughout a healthcare facility. Unit does not include the sanitizing liquid. Units are battery operated.
A5080 | Dispenser, Paper Towel, SS, Surface Mounted | 1 | CC | A surface mounted, satin finish stainless steel, single-fold, paper towel dispenser. Dispenser features: tumbler lock; front hinged at bottom; and refill indicator slot. Minimum capacity 400 single-fold paper towels. For general purpose use throughout the facility.
A5107 | Dispenser, Glove, Surgical/Examination, Wall Mntd | 1 | VV | Examination three (Small Medium, Large) glove dispenser box for wall mounting. Fabricated of either cold rolled steel with a white baked enamel finish, plastic or acrylic. Hardware not included, Option 3 powder coated steel.
A5108 | Waste Disposal Unit, Sharps | 1 | VV | A container for collecting and transporting syringes and other sharps for decontamination and disposal. Available in 2 gallon and 8 gallon with locking rotor. Complies with OSHA regulations for handling sharps.
A5145 | Hook, Garment, Double, SS, Surface Mounted | 1 | CC | A surface mounted, satin finish stainless steel, double garment hook. Equipped with a concealed mounting bracket that is secured to a concealed wall plate. For general purpose use throughout the facility to hang various items of apparel.
A5180 | Track, Cubicle, Surface Mounted, With Curtain | 9 | VV | Surface mounted cubicle track, with curtain. Track constructed of thick extruded aluminum. Equipped with self lubricating carriers, beaded drop chain hooks, and flame resistant curtain. To include removable end caps. Designed to be suspended around patient areas where privacy is needed. Price listed is per foot of the track, curtains to be priced per quote.
C02Q0 | Cabinet, Sink, U/C/B, 1 Door, 36x24x22 | 1 | CC | Standing height under counter base sink cabinet with a solid right or left-hinged door (appropriate door configuration to be indicated on equipment elevation drawings). Also referred to as a single-door sink cabinet. For general purpose use throughout the facility where a sink is to be used. Coordinate actual clear cabinet dimension with the actual outside dimension of sink that is specified to ensure that they are compatible.
CD040 | Cabinet, W/H, 2 Shelf, 2 DO, Sloping Top, 38x36x13 | 1 | CC | Wall hung cabinet with two adjustable shelves, solid hinged doors, and sloping top. Also referred to as a solid hinged double door wall case. For general purpose use throughout the facility.
CS010 | Sink, SS, Single Compartment, 7.5x12x12 ID | 1 | CC | Single compartment stainless steel sink, drop-in, self-rimming, ledge-type, connected with a drain and provided with a mixing faucet. It shall also be provided with pre-punched fixture holes on 4" center, integral back ledge to accommodate deck-mounted fixtures, brushed/polished interior and top surfaces, and sound deadened. Recommended for use in suspended or U/C/B sink cabinets having a high plastic laminate or Chemsurf laminate countertop/work surface. For general purpose use throughout the facility.
CT020 | Countertop, Solid Surface | 1 | CC | A solid, nonporous countertop with a smooth seamless appearance. Easy to clean and maintain and with proper cleaning does not support the growth of mold. An acrylic-based solid surface product. Standard thickness of 1", and a 4" butt backsplash/curb. Also referred to as a work surface or work top. Available in a choice of colors and depths. Used in lab and other hospital areas requiring optimum physical and chemical resisting properties.
E0948 | Cart, General Storage, Mobile, 42"H x 32"W x 22"D | 1 | VV | THIS TYPICAL INCLUDES: 1 Cart Body, Style-A Narrow, w/Raised Edge Top 2 Drawers, 3" H 4 Drawers, 6" H 1 Accessory Rail, Side Drawer Organizer Bins
F0205 | Chair, Side With Arms | 1 | VV | Upholstered side chair, 32" high X 21" wide X 23" deep with arms, padded seats and padded backs. Seat height is a minimum of 17". Available with or without sled base.
F0340 | Stool, Self Adjusting | 1 | VV | Self adjusting stool. Consists of a foam padded upholstered seat with attached foot rest for added comfort. Mounted on swivel casters. Designed for doctor's use during examinations.
F2000 | Basket, Wastepaper, Fire Resistant | 1 | VV | Wastepaper basket, fire resistant, approximately 40 quart capacity. This unit is used to collect and temporarily store small quantities of paper refuse in patient rooms, administrative areas and nursing stations. Size and shape varies depending on the application and manufacturer selected.
F3025 | Board, Bulletin, Wood Framed | 1 | VV | Bulletin board approximately 36"W x 24"H. Wood framed 1/2" cork posting panel with moisture proof backing. Units are factory assembled and have keyhole hangers for easy installation.
F3200 | Clock, Battery, 12" Diameter | 1 | VV | Clock, 12" diameter. Round surface, easy to read numbers with sweep second hand. Wall mounted unit for use when impractical to install a fully synchronized clock system. Battery operated, (batteries not included).
M0506 | Television, Flat Screen | 1 | VV | Flat screen television with approximately 32'" to 40' diagonal screen size. The TV will have built-in speakers, NTSC tuner, a 16:9 wide screen aspect ratio, a minimum of 1280 x 768 resolution and a remote control.
M1801 | Computer, Microprocessing, w/Flat Panel Monitor | 1 | VV | Desk top microprocessing computer. The unit shall consist of a central processing mini tower, flat panel monitor, keyboard, mouse and speakers. The system shall have the following minimum characteristics: a 2.8 GHz Pentium processor; 512 MB memory; 80GB hard drive; 32/48x CD-ROMDVD combo; 1.44MB network interface card; video 32 MB NVIDIA; a 18 inch flat panel monitor. The computer is used throughout the facility to input, manipulate and retrieve information.
M1803 | Workstation, Computer, Wall Mounted, Adjustable | 1 | VV | A wall mounted computer workstation with height adjustable monitor and keyboard arms. Keyboard and monitor can be stored within 8" to 10" of wall. Fingertip adjustability for keyboard and monitor enable frequent position changes. Unit contains an integrated cable management system to hide wires. A separate wall-mounted CPU holder is included.
M4100 | Sphygmomanometer, Aneroid, Wall Mounted | 1 | VV | Aneroid sphygmomanometer. Unit is wall mounted and has large graphic dial display for easy reading from all angles. It has a 90 degree (angle) swivel and 10 degree (angle) forward tilt to reduce glare. Unit accuracy is within 1% of reading. Sturdy impact-resistant construction.
M4200 | Otoscope/Ophthalmoscope, Wall Mounted | 1 | VV | Wall mounted otoscope and ophthalmoscope. Includes 6 foot line cord and plug and accepts and includes two handles. Contains head turn-on/turn-off, built-in speculum tray and 8 foot coiled cords. Unit is designed for use in patient exam rooms.
M6050 | Retinal Imaging System, Fluoroscein/Indocyanine | 1 | VV | Digital camera system for conducting fluorescing and indocyanine green studies of the choroid of the retina. The infrared sensitive camera has interchangeable barrier and exciter filters for the different dyes. The camera transmits images to a high resolution computer system and monitors for viewing, analysis, enhancement, manipulation, recording and color printing. Database reflects pricing and physical characteristics for the entire system with its required computer.
M7401 | Light, Exam, Mobile, Spotlight, Mobile Stand | 1 | VV | The exam light shall be a mobile floor unit. The light will be a halogen bulb or LED that can produce a continuous and homogeneous spot of light adjustable from 5 to 9 inches in diameter from a set distance. The light intensity shall be a minimum of 750 foot-candles at a distance of 16 inches and have a color temperature of 3,200 degrees Kelvin. The unit will consist of an arm or sleeve of approximately 45 inches in length to allow for easy arm rotation and arm movement up and down. The unit shall be mounted on a caster base for easy movement.,
M9025 | Table, Examination/Treatment, With Cabinet | 1 | VV | Table, examination/treatment with cabinet. Cabinet type exam table with three section upholstered top adjustable to a full chair position. Concealed heel stirrups, dual outlets, drawers, and storage space with optional armboard. Unit is designed for general use in examination/treatment rooms.
3 - IMAGING WOMEN HEALTH CENTER (WHC) (MODEL 3 ONLY) PATIENT AREA | 3 - IMAGING WOMEN HEALTH CENTER (WHC) (MODEL 3 ONLY) PATIENT AREA | 3 - IMAGING WOMEN HEALTH CENTER (WHC) (MODEL 3 ONLY) PATIENT AREA | 3 - IMAGING WOMEN HEALTH CENTER (WHC) (MODEL 3 ONLY) PATIENT AREA | 3 - IMAGING WOMEN HEALTH CENTER (WHC) (MODEL 3 ONLY) PATIENT AREA
1 - CI067 - Wm Vet Svc Breast Imaging ABUS Scanning Room, Imgng Svcs | 1 - CI067 - Wm Vet Svc Breast Imaging ABUS Scanning Room, Imgng Svcs | 1 - CI067 - Wm Vet Svc Breast Imaging ABUS Scanning Room, Imgng Svcs | 1 - CI067 - Wm Vet Svc Breast Imaging ABUS Scanning Room, Imgng Svcs | 1 - CI067 - Wm Vet Svc Breast Imaging ABUS Scanning Room, Imgng Svcs
JSN | NAME | QTY | ACQ/INS | DESCRIPTION
A1010 | Telecommunication Outlet | 4 | VV | Telecommunication outlet location.
A1011 | Telephone, Desk, 1 Line | 1 | VV | Telephone, desk, 1 line.
A1132 | Rail, Accessory Mounting, Length As Required | 1 | VC | Horizontal equipment mounting rail with lock mounting devices capable of; supporting up to 75 pounds each, being repositioned, and mounting and dismounting of equipment without the use of tools (special tools may be required to unlock adapter that was previously locked to the rail). The rail must be capable of supporting medical equipment and accessories normally found in exam or patient rooms. The rail system must be capable of mounting and dismounting equipment without leaving or creating new holes in the finished surface of the wall. The rail system utilizes a series of mounting plates and adapters specific to the device being mounted to the rail. The plate and adapter rail mounting kit must be specified to match the equipment being mounted to the equipment rail.
A1200 | Lift System, Overhead, Patient Room | 1 | VC | An overhead rail system specifically designed for patient lifting and movement for a single bed patient room. The system will consist of recessed or ceiling mounted primary and secondary rails, lift motor with rolling carriage, patient harness or seat, and a hand controller or control box with charger. System will facilitate lifting and movement of patient to and from bed to gurney, chair or other requirement. Minimum lift capability is 550 pounds. Custom design of track layout by manufacturer is essential to meet individual facility requirements.
A5075 | Dispenser, Soap, Disposable | 1 | VV | Disposable soap dispenser. One-handed dispensing operation. Designed to accommodate disposable soap cartridge and valve.
A5077 | Dispenser, Hand Sanitizer, Hands-Free | 1 | VV | A touch free wall-mounted hand sanitizer dispenser. For use throughout a healthcare facility. Unit does not include the sanitizing liquid. Units are battery operated.
A5080 | Dispenser, Paper Towel, SS, Surface Mounted | 1 | CC | A surface mounted, satin finish stainless steel, single-fold, paper towel dispenser. Dispenser features: tumbler lock; front hinged at bottom; and refill indicator slot. Minimum capacity 400 single-fold paper towels. For general purpose use throughout the facility.
A5107 | Dispenser, Glove, Surgical/Examination, Wall Mntd | 1 | VV | Examination three (Small Medium, Large) glove dispenser box for wall mounting. Fabricated of either cold rolled steel with a white baked enamel finish, plastic or acrylic. Hardware not included, Option 3 powder coated steel.
A5108 | Waste Disposal Unit, Sharps | 1 | VV | A container for collecting and transporting syringes and other sharps for decontamination and disposal. Available in 2 gallon and 8 gallon with locking rotor. Complies with OSHA regulations for handling sharps.
A5145 | Hook, Garment, Double, SS, Surface Mounted | 3 | CC | A surface mounted, satin finish stainless steel, double garment hook. Equipped with a concealed mounting bracket that is secured to a concealed wall plate. For general purpose use throughout the facility to hang various items of apparel.
A5180 | Track, Cubicle, Surface Mounted, With Curtain | 1 | VV | Surface mounted cubicle track, with curtain. Track constructed of thick extruded aluminum. Equipped with self lubricating carriers, beaded drop chain hooks, and flame resistant curtain. To include removable end caps. Designed to be suspended around patient areas where privacy is needed. Price listed is per foot of the track, curtains to be priced per quote.
A6046 | Artwork, Decorative, With Frame | 1 | VV | This JSN is to be used for determining and defining location of decorative artwork.
C03G0 | Cabinet, U/C/B, 2 Shelf, 2 Door, 36x30x22 | 1 | CC | Standing height under counter base cabinet with two adjustable shelves and two solid hinged doors. Also referred to as a cupboard cabinet. For general purpose use throughout the facility.
C04Q0 | Cabinet, ADA Sink, Wall-Mounted | 1 | CC | Wall mounted sink support cabinet for drop-in sink with vertical fascia and angled ADA profile, also referred to as ADA sink cabinet. Removable front panel to permit access to plumbing. Medium density M-3 particle board core construction faced with high pressure vertical grade decorative plastic laminate on exposed surfaces and melamine on semi-exposed and concealed surfaces; plastic laminate edge banding. Includes all attaching hardware including support rail.
CD030 | Cabinet, W/H, 2 Shelf, 2 DO, Sloping Top, 38x30x13 | 1 | CC | Wall hung steel cabinet with two adjustable shelves, solid hinged doors, and sloping top. Also referred to as a solid hinged double door wall case. For general purpose use throughout the facility.
CR020 | Cabinet, F/S, 5 Shelf, 1 DO, Sloping Top, 92x24x13 | 1 | CC | Floor standing storage cabinet with five adjustable shelves, a solid right or left-hinged door (appropriate door hinge configuration to be indicated on equipment elevation drawings), and sloping top. Also referred to as a tall case or a tall cabinet. For general purpose storage use throughout the facility.
CS070 | Sink, SS, Single Compartment, 7.5x16x16 ID | 1 | CC | Single compartment stainless steel sink, drop-in, self-rimming, ledge-type, connected with a drain and provided with a mixing faucet. It shall also be provided with pre-punched fixture holes on 4" center, integral back ledge to accommodate deck-mounted fixtures, brushed/polished interior and top surfaces, and sound deadened. Recommended for use in suspended or U/C/B sink cabinets having a high plastic laminate or Chemsurf laminate countertop/work surface. Coordinate actual outside sink dimensions with the actual clear dimension of cabinet specified to ensure that they are compatible. For general purpose use throughout the facility.
CT020 | Countertop, Solid Surface | 1 | CC | A solid, nonporous countertop with a smooth seamless appearance. Easy to clean and maintain and with proper cleaning does not support the growth of mold. An acrylic-based solid surface product. Standard thickness of 1", and a 4" butt backsplash/curb. Also referred to as a work surface or work top. Available in a choice of colors and depths. Used in lab and other hospital areas requiring optimum physical and chemical resisting properties.
E0042 | Workcenter, Computer, Free Standing, 48" W | 2 | VV | THIS TYPICAL INCLUDES: 1 Tool Rail 2 Paper Tray 1 Diagonal Tray 1 Freestanding Work Surface 1 Mobile Pedestal, Box/File 1 Adjustable Keyboard Tray
F0205 | Chair, Side With Arms | 1 | VV | Upholstered side chair, 32" high X 21" wide X 23" deep with arms, padded seats and padded backs. Seat height is a minimum of 17". Available with or without sled base.
F0280 | Chair, Swivel, Low Back | 1 | VV | Low back contemporary swivel chair, 37" high X 25" wide X 31" deep with a five (5) caster swivel base, arms and foam padded seat and back upholstered with either woven textile fabric or vinyl.
F0340 | Stool, Self Adjusting | 1 | VV | Self adjusting stool. Consists of a foam padded upholstered seat with attached foot rest for added comfort. Mounted on swivel casters. Designed for doctor's use during examinations.
F0350 | Stool, Step, Retractable Caster | 1 | VV | Step stool, approximately 18" high X 16" diameter with three retractable casters, skid proof rings and ribbed treads.
F2000 | Basket, Wastepaper, Fire Resistant | 1 | VV | Wastepaper basket, fire resistant, approximately 40 quart capacity. This unit is used to collect and temporarily store small quantities of paper refuse in patient rooms, administrative areas and nursing stations. Size and shape varies depending on the application and manufacturer selected.
F2700 | Reader, Bar Code, Hand Held, With Interface | 1 | VV | Hand held laser bar code reader with computer interface. Used for automated inventory, using bar code stickers / labels. Convenience outlet required at point of use.
F3065 | Whiteboard/Bulletin Board, Combination | 1 | VV | A combination whiteboard and bulletin board, half LCS and half cork. Available with either aluminum or wood frame. It can be used in patient rooms or in any appropriate space in the facility.
F3200 | Clock, Battery, 12" Diameter | 1 | VV | Clock, 12" diameter. Round surface, easy to read numbers with sweep second hand. Wall mounted unit for use when impractical to install a fully synchronized clock system. Battery operated, (batteries not included).
M0755 | Flowmeter, Oxygen, Low Flow | 2 | VV | Oxygen flowmeter. Consists of a clear crystal flowtube calibrated to 3.5 or 8 LPM depending on manufacturer. For oxygen regulation in hospital settings. Database pricing includes DISS fitting and DISS power outlet and wall adapter. Other fitting and adapter configurations are available.
M0765 | Regulator, Vacuum | 2 | VV | Vacuum pressure regulator for connection to central piped vacuum system. Standard display scale is graduated at least from 0 to 200 mm Hg of vacuum. Displays on specialized regulators may cover other vacuum ranges. Regulator type (continuous, intermittent, continuous/intermittent, surgical, pediatric, thoracic, etc.) as required. To be used in delivery, neonatal, pediatrics or any area where suction is required. Database pricing reflects continuous regulators graduated to 200 mm Hg with a full line vacuum selection switch and DISS configured inlets and outlets.
M1800 | Monitor, Computer | 1 | VV | A high definition LED computer monitor with minimum 1920 x 1080 resolution, 4ms response time, 25 inch class display size, compatible with desk or arm mounted. Monitor is VESA compatible and Energy Star compliant.
M1801 | Computer, Microprocessing, w/Flat Panel Monitor | 1 | VV | Desk top microprocessing computer. The unit shall consist of a central processing mini tower, flat panel monitor, keyboard, mouse and speakers. The system shall have the following minimum characteristics: a 2.8 GHz Pentium processor; 512 MB memory; 80GB hard drive; 32/48x CD-ROMDVD combo; 1.44MB network interface card; video 32 MB NVIDIA; a 18 inch flat panel monitor. The computer is used throughout the facility to input, manipulate and retrieve information.
M3070 | Hamper, Linen, Mobile, w/Lid | 1 | VV | Mobile linen hamper with hand or foot operated lid. Made of heavy tubular stainless steel with heavy gauge welded steel platform. Holds 25" hamper bags. Mounted on ball bearing casters. For linen transport in hospitals and clinics.
M4040 | Scale, Weighing, 300 Pound Capacity | 1 | VV | Person weighing scale with 300 pound capacity. Unit consists of a rugged base frame of 3/32" thick steel with a non-slip surface and a speedometer dial with ultra sensitive registering mechanisms. Scale is designed for medical use.
P1965 | Eyewash, Eye/Face, Sink Mounted, Hands-free | 1 | CC | A sink mounted eyewash station. The unit is designed for emergency eye and face rinsing from soft flow dual spray-heads. The Flow must be activated by the single momentary action and remain on until terminated.
X2120 | Scanner, Bone Density, Full Body | 1 | VV | Full body scanner used to determine bone mineral density measurements and vertebral assessment associated with osteoporotic fracture risk.
X3145 | Screen, X-Ray, Protective, Mobile | 1 | VV | Mobile X-ray protective screen/barrier. The X-ray barrier provides optically-clear visibility while shielding medical personnel from scatter radiation. Its large clear Pb lead-plastic or acrylic window offers 0.5 mm lead-equivalent protection to the user's head and upper body. The unit is used for effective radiation protection of department personnel during vascular or other procedures. This unit can fit any application with its mobility. Adjustable screens are also available.
X4112 | Console, PACS, Remote View, w/Two 2MP Monitors | 1 | VV | Two monitor remote viewing station for picture archiving and retrieval (PACS) system. This station is for use by providers inside or outside of radiology to review images. Station includes local image storage, image manipulation, and simultaneous display of multiple images on two 1200 x 1600 image display monitors. Images are stored on a resident hard disk and roll off the disk as more recent images are sent to the station. Provider may request images from the PACS. Unit must be connected to the PACS by LAN for image and result receipt. This station is for use in areas like radiologist's offices and the E.R. where a more comprehensive system is required. Console must be DICOM compliant. Input may be by keyboard, mouse, trackball or voice activated commands.
2 - CI068 - Wm Vet Svc ABUS Automated Supply Dispenser Unit (ASDU) Alcove, Imgng Svcs | 2 - CI068 - Wm Vet Svc ABUS Automated Supply Dispenser Unit (ASDU) Alcove, Imgng Svcs | 2 - CI068 - Wm Vet Svc ABUS Automated Supply Dispenser Unit (ASDU) Alcove, Imgng Svcs | 2 - CI068 - Wm Vet Svc ABUS Automated Supply Dispenser Unit (ASDU) Alcove, Imgng Svcs | 2 - CI068 - Wm Vet Svc ABUS Automated Supply Dispenser Unit (ASDU) Alcove, Imgng Svcs
JSN | NAME | QTY | ACQ/INS | DESCRIPTION
A1010 | Telecommunication Outlet | 2 | VV | Telecommunication outlet location.
M3155 | Cabinet, Inventory Management System | 1 | VV | Asset tracking of high-value consumables using RTLS. The system is customizable utilizing an assortment of cabinet options and, RTLS software. Combined with the RTLS software it creates a smart supply system with the ability to maintain an accurate view of inventory levels, usage, and status of high-value medical devices.
3 - CI056 - Wm Vet Svc Class 2 Standing Breast Imaging Room, Imgng Svcs | 3 - CI056 - Wm Vet Svc Class 2 Standing Breast Imaging Room, Imgng Svcs | 3 - CI056 - Wm Vet Svc Class 2 Standing Breast Imaging Room, Imgng Svcs | 3 - CI056 - Wm Vet Svc Class 2 Standing Breast Imaging Room, Imgng Svcs | 3 - CI056 - Wm Vet Svc Class 2 Standing Breast Imaging Room, Imgng Svcs
JSN | NAME | QTY | ACQ/INS | DESCRIPTION
A1010 | Telecommunication Outlet | 3 | VV | Telecommunication outlet location.
A1014 | Telephone, Wall Mounted, 1 Line, With Speaker | 1 | VV | Telephone, wall mounted, 1 line, with speaker.
A5075 | Dispenser, Soap, Disposable | 1 | VV | Disposable soap dispenser. One-handed dispensing operation. Designed to accommodate disposable soap cartridge and valve.
A5077 | Dispenser, Hand Sanitizer, Hands-Free | 1 | VV | A touch free wall-mounted hand sanitizer dispenser. For use throughout a healthcare facility. Unit does not include the sanitizing liquid. Units are battery operated.
A5080 | Dispenser, Paper Towel, SS, Surface Mounted | 1 | CC | A surface mounted, satin finish stainless steel, single-fold, paper towel dispenser. Dispenser features: tumbler lock; front hinged at bottom; and refill indicator slot. Minimum capacity 400 single-fold paper towels. For general purpose use throughout the facility.
A5107 | Dispenser, Glove, Surgical/Examination, Wall Mntd | 1 | VV | Examination three (Small Medium, Large) glove dispenser box for wall mounting. Fabricated of either cold rolled steel with a white baked enamel finish, plastic or acrylic. Hardware not included, Option 3 powder coated steel.
A5108 | Waste Disposal Unit, Sharps | 1 | VV | A container for collecting and transporting syringes and other sharps for decontamination and disposal. Available in 2 gallon and 8 gallon with locking rotor. Complies with OSHA regulations for handling sharps.
A5145 | Hook, Garment, Double, SS, Surface Mounted | 1 | CC | A surface mounted, satin finish stainless steel, double garment hook. Equipped with a concealed mounting bracket that is secured to a concealed wall plate. For general purpose use throughout the facility to hang various items of apparel.
A5180 | Track, Cubicle, Surface Mounted, With Curtain | 1 | VV | Surface mounted cubicle track, with curtain. Track constructed of thick extruded aluminum. Equipped with self lubricating carriers, beaded drop chain hooks, and flame resistant curtain. To include removable end caps. Designed to be suspended around patient areas where privacy is needed. Price listed is per foot of the track, curtains to be priced per quote.
A6046 | Artwork, Decorative, With Frame | 1 | VV | This JSN is to be used for determining and defining location of decorative artwork.
C03G0 | Cabinet, U/C/B, 2 Shelf, 2 Door, 36x30x22 | 1 | CC | Standing height under counter base cabinet with two adjustable shelves and two solid hinged doors. Also referred to as a cupboard cabinet. For general purpose use throughout the facility.
C04Q0 | Cabinet, ADA Sink, Wall-Mounted | 1 | CC | Wall mounted sink support cabinet for drop-in sink with vertical fascia and angled ADA profile, also referred to as ADA sink cabinet. Removable front panel to permit access to plumbing. Medium density M-3 particle board core construction faced with high pressure vertical grade decorative plastic laminate on exposed surfaces and melamine on semi-exposed and concealed surfaces; plastic laminate edge banding. Includes all attaching hardware including support rail.
CD030 | Cabinet, W/H, 2 Shelf, 2 DO, Sloping Top, 38x30x13 | 1 | CC | Wall hung steel cabinet with two adjustable shelves, solid hinged doors, and sloping top. Also referred to as a solid hinged double door wall case. For general purpose use throughout the facility.
CS070 | Sink, SS, Single Compartment, 7.5x16x16 ID | 1 | CC | Single compartment stainless steel sink, drop-in, self-rimming, ledge-type, connected with a drain and provided with a mixing faucet. It shall also be provided with pre-punched fixture holes on 4" center, integral back ledge to accommodate deck-mounted fixtures, brushed/polished interior and top surfaces, and sound deadened. Recommended for use in suspended or U/C/B sink cabinets having a high plastic laminate or Chemsurf laminate countertop/work surface. Coordinate actual outside sink dimensions with the actual clear dimension of cabinet specified to ensure that they are compatible. For general purpose use throughout the facility.
CT020 | Countertop, Solid Surface | 1 | CC | A solid, nonporous countertop with a smooth seamless appearance. Easy to clean and maintain and with proper cleaning does not support the growth of mold. An acrylic-based solid surface product. Standard thickness of 1", and a 4" butt backsplash/curb. Also referred to as a work surface or work top. Available in a choice of colors and depths. Used in lab and other hospital areas requiring optimum physical and chemical resisting properties.
E0930 | Locker, Supply, 6 Drawers, Mobile, 29"W x 20"D | 1 | VV | THIS TYPICAL INCLUDES: 1 Mobile Supply Locker 2 Tray/Shelf 4 Drawers, 3"H 2 Drawers, 6"H Drawer Organizer Bins
E0948 | Cart, General Storage, Mobile, 42"H x 32"W x 22"D | 1 | VV | THIS TYPICAL INCLUDES: 1 Cart Body, Style-A Narrow, w/Raised Edge Top 2 Drawers, 3" H 4 Drawers, 6" H 1 Accessory Rail, Side Drawer Organizer Bins
F0275 | Chair, Swivel, High Back | 1 | VV | Highback contemporary swivel chair, 41" high X 23" wide X 23" deep with five (5) caster swivel base and arms. Chair may be used at desks or in conference rooms. Back and seat are foam padded and upholstered with either woven textile fabric or vinyl.
F0340 | Stool, Self Adjusting | 1 | VV | Self adjusting stool. Consists of a foam padded upholstered seat with attached foot rest for added comfort. Mounted on swivel casters. Designed for doctor's use during examinations.
F0360 | Footstool, Straight w/Handle | 1 | VV | A footstool used to assist patients getting on and off exam or surgical tables. Fitted with a handrail for added security and balance of the patient.
F2010 | Basket, Wastepaper, Step-On | 1 | VV | "Step-on" wastepaper basket with inner liner and foot petal activated flip top.
F2700 | Reader, Bar Code, Hand Held, With Interface | 1 | VV | Hand held laser bar code reader with computer interface. Used for automated inventory, using bar code stickers / labels. Convenience outlet required at point of use.
F3200 | Clock, Battery, 12" Diameter | 1 | VV | Clock, 12" diameter. Round surface, easy to read numbers with sweep second hand. Wall mounted unit for use when impractical to install a fully synchronized clock system. Battery operated, (batteries not included).
M0750 | Flowmeter, Air, Connect w/50 PSI Supply | 2 | VV | Air flowmeter. Unit has a stainless steel needle valve with clear flowtube for connection to 50 PSI air outlet from central pipeline system. Requires the appropriate adapter for connection to the wall outlet and fitting to connect to tubing. Database prices reflect fittings with an attached DISS power outlet. Other outlet and adapter configurations are available.
M0755 | Flowmeter, Oxygen, Low Flow | 2 | VV | Oxygen flowmeter. Consists of a clear crystal flowtube calibrated to 3.5 or 8 LPM depending on manufacturer. For oxygen regulation in hospital settings. Database pricing includes DISS fitting and DISS power outlet and wall adapter. Other fitting and adapter configurations are available.
M0765 | Regulator, Vacuum | 2 | VV | Vacuum pressure regulator for connection to central piped vacuum system. Standard display scale is graduated at least from 0 to 200 mm Hg of vacuum. Displays on specialized regulators may cover other vacuum ranges. Regulator type (continuous, intermittent, continuous/intermittent, surgical, pediatric, thoracic, etc.) as required. To be used in delivery, neonatal, pediatrics or any area where suction is required. Database pricing reflects continuous regulators graduated to 200 mm Hg with a full line vacuum selection switch and DISS configured inlets and outlets.
M1801 | Computer, Microprocessing, w/Flat Panel Monitor | 1 | VV | Desk top microprocessing computer. The unit shall consist of a central processing mini tower, flat panel monitor, keyboard, mouse and speakers. The system shall have the following minimum characteristics: a 2.8 GHz Pentium processor; 512 MB memory; 80GB hard drive; 32/48x CD-ROMDVD combo; 1.44MB network interface card; video 32 MB NVIDIA; a 18 inch flat panel monitor. The computer is used throughout the facility to input, manipulate and retrieve information.
M1802 | Work Station, Computer, Retractable, Wall Mounted | 1 | VV | A wall mounted retractable work station. Work station is used as a computer station in treatment rooms, exam rooms and areas where physical space in limited.
M3070 | Hamper, Linen, Mobile, w/Lid | 1 | VV | Mobile linen hamper with hand or foot operated lid. Made of heavy tubular stainless steel with heavy gauge welded steel platform. Holds 25" hamper bags. Mounted on ball bearing casters. For linen transport in hospitals and clinics.
M3072 | Frame, Infectious Waste Bag w/Lid | 1 | VV | Frame for an infectious waste collection bag. Made of heavy tubular stainless steel with heavy gauge welded steel platform. Adjust to hold 18" or 25" trash bags. Mounted on ball bearing casters and includes permanently mounted hinged lid. Provides means of bagging infectious waste at point of waste generation.
M7401 | Light, Exam, Mobile, Spotlight, Mobile Stand | 1 | VV | The exam light shall be a mobile floor unit. The light will be a halogen bulb or LED that can produce a continuous and homogeneous spot of light adjustable from 5 to 9 inches in diameter from a set distance. The light intensity shall be a minimum of 750 foot-candles at a distance of 16 inches and have a color temperature of 3,200 degrees Kelvin. The unit will consist of an arm or sleeve of approximately 45 inches in length to allow for easy arm rotation and arm movement up and down. The unit shall be mounted on a caster base for easy movement.,
M8810 | Stand, Mayo | 1 | VV | Adjustable instrument table. Table is corrosion resistant stainless steel construction and is mounted on two casters with two skid rails. It has telescopic upright adjusts from 39 inches to 60 inches with automatic locking device, and removable 13"x19" instrument tray. Designed for use in operating and procedure rooms.
M8830 | Table, Instrument/Dressing, Mobile | 1 | VV | Mobile instrument/dressing table, approximately 34" H x 20" W x 16" D Corrosion resistant stainless steel mobile table with sound-deadening shelf and drawer. Unit is mounted on 2" casters. Designed for all purpose use in the hospital or clinic.
P1965 | Eyewash, Eye/Face, Sink Mounted, Hands-free | 1 | CC | A sink mounted eyewash station. The unit is designed for emergency eye and face rinsing from soft flow dual spray-heads. The Flow must be activated by the single momentary action and remain on until terminated.
X5430 | Radiographic Unit, Mammography, Digital | 1 | VC | This is a full-field digital mammography system for screening and diagnostic procedures for standing, seated or recumbent patients. The system is a computer controlled, menu-driven unit for exclusive use in mammography examination procedures. System shall provide superior imaging, maximum patient comfort and enhanced operating efficiency. Shall have stereotactic biopsy capability if this option is selected.
4 - CI057 - Wm Vet Svc Class 2 Standing Breast Imaging System Component Alcove, Imgng Svcs | 4 - CI057 - Wm Vet Svc Class 2 Standing Breast Imaging System Component Alcove, Imgng Svcs | 4 - CI057 - Wm Vet Svc Class 2 Standing Breast Imaging System Component Alcove, Imgng Svcs | 4 - CI057 - Wm Vet Svc Class 2 Standing Breast Imaging System Component Alcove, Imgng Svcs | 4 - CI057 - Wm Vet Svc Class 2 Standing Breast Imaging System Component Alcove, Imgng Svcs
JSN | NAME | QTY | ACQ/INS | DESCRIPTION
A1010 | Telecommunication Outlet | 7 | VV | Telecommunication outlet location.
A1012 | Telephone, Wall Mounted, 1 Line | 1 | VV | Telephone, wall mounted, 1 line.
5 - CI058 - Wm Vet Svc Class 2 Standing Breast Imaging Automated Supply Dispenser Unit (ASDU) Alcove, Imgng Svcs | 5 - CI058 - Wm Vet Svc Class 2 Standing Breast Imaging Automated Supply Dispenser Unit (ASDU) Alcove, Imgng Svcs | 5 - CI058 - Wm Vet Svc Class 2 Standing Breast Imaging Automated Supply Dispenser Unit (ASDU) Alcove, Imgng Svcs | 5 - CI058 - Wm Vet Svc Class 2 Standing Breast Imaging Automated Supply Dispenser Unit (ASDU) Alcove, Imgng Svcs | 5 - CI058 - Wm Vet Svc Class 2 Standing Breast Imaging Automated Supply Dispenser Unit (ASDU) Alcove, Imgng Svcs
JSN | NAME | QTY | ACQ/INS | DESCRIPTION
A1010 | Telecommunication Outlet | 2 | VV | Telecommunication outlet location.
M3155 | Cabinet, Inventory Management System | 1 | VV | Asset tracking of high-value consumables using RTLS. The system is customizable utilizing an assortment of cabinet options and, RTLS software. Combined with the RTLS software it creates a smart supply system with the ability to maintain an accurate view of inventory levels, usage, and status of high-value medical devices.
6 - CI053 - Wm Vet Svc Class 2 Prone Breast Imaging Room, Imgng Svcs | 6 - CI053 - Wm Vet Svc Class 2 Prone Breast Imaging Room, Imgng Svcs | 6 - CI053 - Wm Vet Svc Class 2 Prone Breast Imaging Room, Imgng Svcs | 6 - CI053 - Wm Vet Svc Class 2 Prone Breast Imaging Room, Imgng Svcs | 6 - CI053 - Wm Vet Svc Class 2 Prone Breast Imaging Room, Imgng Svcs
JSN | NAME | QTY | ACQ/INS | DESCRIPTION
A1010 | Telecommunication Outlet | 7 | VV | Telecommunication outlet location.
A1012 | Telephone, Wall Mounted, 1 Line | 1 | VV | Telephone, wall mounted, 1 line.
A1200 | Lift System, Overhead, Patient Room | 1 | VC | An overhead rail system specifically designed for patient lifting and movement for a single bed patient room. The system will consist of recessed or ceiling mounted primary and secondary rails, lift motor with rolling carriage, patient harness or seat, and a hand controller or control box with charger. System will facilitate lifting and movement of patient to and from bed to gurney, chair or other requirement. Minimum lift capability is 550 pounds. Custom design of track layout by manufacturer is essential to meet individual facility requirements.
A5075 | Dispenser, Soap, Disposable | 1 | VV | Disposable soap dispenser. One-handed dispensing operation. Designed to accommodate disposable soap cartridge and valve.
A5077 | Dispenser, Hand Sanitizer, Hands-Free | 1 | VV | A touch free wall-mounted hand sanitizer dispenser. For use throughout a healthcare facility. Unit does not include the sanitizing liquid. Units are battery operated.
A5080 | Dispenser, Paper Towel, SS, Surface Mounted | 1 | CC | A surface mounted, satin finish stainless steel, single-fold, paper towel dispenser. Dispenser features: tumbler lock; front hinged at bottom; and refill indicator slot. Minimum capacity 400 single-fold paper towels. For general purpose use throughout the facility.
A5106 | Waste Disposal Unit, Sharps w/Glove Dispenser | 1 | VV | The unit is designed for the disposal of sharps and complies with OSHA guidelines for the handling of sharps. It shall house a 5 quart container and be capable of being mounted on a wall. It shall have a glove dispenser attached. The unit shall be secured by a locked enclosure.
A5145 | Hook, Garment, Double, SS, Surface Mounted | 1 | CC | A surface mounted, satin finish stainless steel, double garment hook. Equipped with a concealed mounting bracket that is secured to a concealed wall plate. For general purpose use throughout the facility to hang various items of apparel.
A5180 | Track, Cubicle, Surface Mounted, With Curtain | 1 | VV | Surface mounted cubicle track, with curtain. Track constructed of thick extruded aluminum. Equipped with self lubricating carriers, beaded drop chain hooks, and flame resistant curtain. To include removable end caps. Designed to be suspended around patient areas where privacy is needed. Price listed is per foot of the track, curtains to be priced per quote.
A6046 | Artwork, Decorative, With Frame | 1 | VV | This JSN is to be used for determining and defining location of decorative artwork.
C03G0 | Cabinet, U/C/B, 2 Shelf, 2 Door, 36x30x22 | 2 | CC | Standing height under counter base cabinet with two adjustable shelves and two solid hinged doors. Also referred to as a cupboard cabinet. For general purpose use throughout the facility.
C04Q0 | Cabinet, ADA Sink, Wall-Mounted | 1 | CC | Wall mounted sink support cabinet for drop-in sink with vertical fascia and angled ADA profile, also referred to as ADA sink cabinet. Removable front panel to permit access to plumbing. Medium density M-3 particle board core construction faced with high pressure vertical grade decorative plastic laminate on exposed surfaces and melamine on semi-exposed and concealed surfaces; plastic laminate edge banding. Includes all attaching hardware including support rail.
CD030 | Cabinet, W/H, 2 Shelf, 2 DO, Sloping Top, 38x30x13 | 2 | CC | Wall hung steel cabinet with two adjustable shelves, solid hinged doors, and sloping top. Also referred to as a solid hinged double door wall case. For general purpose use throughout the facility.
CS070 | Sink, SS, Single Compartment, 7.5x16x16 ID | 1 | CC | Single compartment stainless steel sink, drop-in, self-rimming, ledge-type, connected with a drain and provided with a mixing faucet. It shall also be provided with pre-punched fixture holes on 4" center, integral back ledge to accommodate deck-mounted fixtures, brushed/polished interior and top surfaces, and sound deadened. Recommended for use in suspended or U/C/B sink cabinets having a high plastic laminate or Chemsurf laminate countertop/work surface. Coordinate actual outside sink dimensions with the actual clear dimension of cabinet specified to ensure that they are compatible. For general purpose use throughout the facility.
CT020 | Countertop, Solid Surface | 1 | CC | A solid, nonporous countertop with a smooth seamless appearance. Easy to clean and maintain and with proper cleaning does not support the growth of mold. An acrylic-based solid surface product. Standard thickness of 1", and a 4" butt backsplash/curb. Also referred to as a work surface or work top. Available in a choice of colors and depths. Used in lab and other hospital areas requiring optimum physical and chemical resisting properties.
E0042 | Workcenter, Computer, Free Standing, 48" W | 1 | VV | THIS TYPICAL INCLUDES: 1 Tool Rail 2 Paper Tray 1 Diagonal Tray 1 Freestanding Work Surface 1 Mobile Pedestal, Box/File 1 Adjustable Keyboard Tray
E0930 | Locker, Supply, 6 Drawers, Mobile, 29"W x 20"D | 1 | VV | THIS TYPICAL INCLUDES: 1 Mobile Supply Locker 2 Tray/Shelf 4 Drawers, 3"H 2 Drawers, 6"H Drawer Organizer Bins
F0205 | Chair, Side With Arms | 1 | VV | Upholstered side chair, 32" high X 21" wide X 23" deep with arms, padded seats and padded backs. Seat height is a minimum of 17". Available with or without sled base.
F0280 | Chair, Swivel, Low Back | 1 | VV | Low back contemporary swivel chair, 37" high X 25" wide X 31" deep with a five (5) caster swivel base, arms and foam padded seat and back upholstered with either woven textile fabric or vinyl.
F0340 | Stool, Self Adjusting | 1 | VV | Self adjusting stool. Consists of a foam padded upholstered seat with attached foot rest for added comfort. Mounted on swivel casters. Designed for doctor's use during examinations.
F0360 | Footstool, Straight w/Handle | 1 | VV | A footstool used to assist patients getting on and off exam or surgical tables. Fitted with a handrail for added security and balance of the patient.
F2000 | Basket, Wastepaper, Fire Resistant | 1 | VV | Wastepaper basket, fire resistant, approximately 40 quart capacity. This unit is used to collect and temporarily store small quantities of paper refuse in patient rooms, administrative areas and nursing stations. Size and shape varies depending on the application and manufacturer selected.
F2700 | Reader, Bar Code, Hand Held, With Interface | 1 | VV | Hand held laser bar code reader with computer interface. Used for automated inventory, using bar code stickers / labels. Convenience outlet required at point of use.
F3200 | Clock, Battery, 12" Diameter | 1 | VV | Clock, 12" diameter. Round surface, easy to read numbers with sweep second hand. Wall mounted unit for use when impractical to install a fully synchronized clock system. Battery operated, (batteries not included).
M0750 | Flowmeter, Air, Connect w/50 PSI Supply | 2 | VV | Air flowmeter. Unit has a stainless steel needle valve with clear flowtube for connection to 50 PSI air outlet from central pipeline system. Requires the appropriate adapter for connection to the wall outlet and fitting to connect to tubing. Database prices reflect fittings with an attached DISS power outlet. Other outlet and adapter configurations are available.
M0755 | Flowmeter, Oxygen, Low Flow | 2 | VV | Oxygen flowmeter. Consists of a clear crystal flowtube calibrated to 3.5 or 8 LPM depending on manufacturer. For oxygen regulation in hospital settings. Database pricing includes DISS fitting and DISS power outlet and wall adapter. Other fitting and adapter configurations are available.
M0765 | Regulator, Vacuum | 2 | VV | Vacuum pressure regulator for connection to central piped vacuum system. Standard display scale is graduated at least from 0 to 200 mm Hg of vacuum. Displays on specialized regulators may cover other vacuum ranges. Regulator type (continuous, intermittent, continuous/intermittent, surgical, pediatric, thoracic, etc.) as required. To be used in delivery, neonatal, pediatrics or any area where suction is required. Database pricing reflects continuous regulators graduated to 200 mm Hg with a full line vacuum selection switch and DISS configured inlets and outlets.
M1801 | Computer, Microprocessing, w/Flat Panel Monitor | 1 | VV | Desk top microprocessing computer. The unit shall consist of a central processing mini tower, flat panel monitor, keyboard, mouse and speakers. The system shall have the following minimum characteristics: a 2.8 GHz Pentium processor; 512 MB memory; 80GB hard drive; 32/48x CD-ROMDVD combo; 1.44MB network interface card; video 32 MB NVIDIA; a 18 inch flat panel monitor. The computer is used throughout the facility to input, manipulate and retrieve information.
M3072 | Frame, Infectious Waste Bag w/Lid | 1 | VV | Frame for an infectious waste collection bag. Made of heavy tubular stainless steel with heavy gauge welded steel platform. Adjust to hold 18" or 25" trash bags. Mounted on ball bearing casters and includes permanently mounted hinged lid. Provides means of bagging infectious waste at point of waste generation.
M4645 | Patient Transfer Device | 1 | VV | A patient transfer board designed to make lateral patient transfers safer for staff and be more comfortable for the patients. The board uses a smooth, low friction and static free surface to eliminate the need for metal rollers. The board has a soft foam core that makes them lightweight for ease of use and storage. The long board device also enables the transfer of a patient in the seated or Fowler position. The boards come in three sizes with the long board being foldable. The dimensions and price are for the long wide board.
M7420 | Light, Exam, Mobile | 1 | VV | Mobile examination light mounted on a floor stand with casters. Unit features colored corrected light, an air-cooled shade and a balanced floating arm. Unit may also have a center mount detachable and sterilizable control handle. Designed for examination, treatment, and emergency areas where cool, color-corrected light is needed.
M8810 | Stand, Mayo | 1 | VV | Adjustable instrument table. Table is corrosion resistant stainless steel construction and is mounted on two casters with two skid rails. It has telescopic upright adjusts from 39 inches to 60 inches with automatic locking device, and removable 13"x19" instrument tray. Designed for use in operating and procedure rooms.
M8830 | Table, Instrument/Dressing, Mobile | 1 | VV | Mobile instrument/dressing table, approximately 34" H x 20" W x 16" D Corrosion resistant stainless steel mobile table with sound-deadening shelf and drawer. Unit is mounted on 2" casters. Designed for all purpose use in the hospital or clinic.
P1965 | Eyewash, Eye/Face, Sink Mounted, Hands-free | 1 | CC | A sink mounted eyewash station. The unit is designed for emergency eye and face rinsing from soft flow dual spray-heads. The Flow must be activated by the single momentary action and remain on until terminated.
X3150 | Rack, Apron/Gloves, Wall Mounted | 1 | CC | Apron and gloves rack. This is a wall unit which holds aprons and gloves. The body is heavy gauge steel finish in gray or green baked enamel, glove and apron holding arms are aluminum. The unit's convenient on wall storage will prolong the useful life of your protection aprons by helping prevent damage to internal components.
X5430 | Radiographic Unit, Mammography, Digital | 1 | VC | This is a full-field digital mammography system for screening and diagnostic procedures for standing, seated or recumbent patients. The system is a computer controlled, menu-driven unit for exclusive use in mammography examination procedures. System shall provide superior imaging, maximum patient comfort and enhanced operating efficiency. Shall have stereotactic biopsy capability if this option is selected.
X5435 | Breast Biopsy System, Stereotactic | 1 | VC | System used for performing breast biopsies using x-ray and computer imaging. System consists of a biopsy unit with needle guides and an integral computer for communicating lesion coordinates. These systems include stand-alone units as well as units that mount onto an existing mammographic radiographic unit.
7 - CI054 - Wm Vet Svc Class 2 Prone Breast Imaging Automated Supply Dispenser Unit (ASDU) Alcove, Imgng Svcs | 7 - CI054 - Wm Vet Svc Class 2 Prone Breast Imaging Automated Supply Dispenser Unit (ASDU) Alcove, Imgng Svcs | 7 - CI054 - Wm Vet Svc Class 2 Prone Breast Imaging Automated Supply Dispenser Unit (ASDU) Alcove, Imgng Svcs | 7 - CI054 - Wm Vet Svc Class 2 Prone Breast Imaging Automated Supply Dispenser Unit (ASDU) Alcove, Imgng Svcs | 7 - CI054 - Wm Vet Svc Class 2 Prone Breast Imaging Automated Supply Dispenser Unit (ASDU) Alcove, Imgng Svcs
JSN | NAME | QTY | ACQ/INS | DESCRIPTION
A1010 | Telecommunication Outlet | 2 | VV | Telecommunication outlet location.
M3155 | Cabinet, Inventory Management System | 1 | VV | Asset tracking of high-value consumables using RTLS. The system is customizable utilizing an assortment of cabinet options and, RTLS software. Combined with the RTLS software it creates a smart supply system with the ability to maintain an accurate view of inventory levels, usage, and status of high-value medical devices.
9 - SC152 - Wm Vet Svc Nurse Station, Clncl Sprt | 9 - SC152 - Wm Vet Svc Nurse Station, Clncl Sprt | 9 - SC152 - Wm Vet Svc Nurse Station, Clncl Sprt | 9 - SC152 - Wm Vet Svc Nurse Station, Clncl Sprt | 9 - SC152 - Wm Vet Svc Nurse Station, Clncl Sprt
JSN | NAME | QTY | ACQ/INS | DESCRIPTION
A1010 | Telecommunication Outlet | 4 | VV | Telecommunication outlet location.
A1015 | Telephone, Desk, Multiple Line | 2 | VV | Telephone, desk, multiple line.
E0418 | Nurse Station, Medium, Free Standing | 1 | VV | Nurse station typicals have non-powered steel frames with a pre-installed metal junction box for user defined electrical solutions. Data modules and low voltage cabling can be routed freely within the frame. Electrical and/or data devices are not provided with the nurse station. Panel inserts are available in fabric, painted metal, tackable, acoustical, paper management, rail, glass, open and electrical/data accessible styles. Typicals include panel inserts for both sides of the steel frame. All electrical connections must be made by an electrical contractor. THIS TYPICAL INCLUDES: 5 steel frames, 70"H x 24"W; 1 steel frame, 70"H x 48"W; 2 steel frames, 38"W x 48"W; 4 steel frames, 38"H x 24"W; 1 steel frame w/low access, 38"H x 48"W; 2 frame connectors, 3-way corner, 70"H; 1 frame connector, 2-way corner, 38"H; 2 frame connectors, 135 degree, 2-way, 38"H; 9 finished end hardware; 6 frame-to-frame connectors; 3 cantilevered work surface, 48"W; 2 cantilevered, work surface, 72"W; 1 cantilevered low access work surface, 135 degree, 48"W; 2 pedestal box/box/files; 2 panel inserts, painted metal, 8"H x 24"W; 50 panel inserts, painted metal, 16"H x 24"W; 10 panel inserts, painted metal, 16"H x 48"W; 2 panel inserts, painted metal, 20"H x 48"W : 2 panel inserts, tackable, 16"H x 24"W; 2 panel inserts, paper mgmt., 8"H x 48"W; 1 countertop w/light support assembly, 16"D x 14'-0"L; 18 paper tray, 10"W; 2 chart shelf, pass-thru, 24"W; 2 chart shelf, pass-thru, 48"W.
F0280 | Chair, Swivel, Low Back | 4 | VV | Low back contemporary swivel chair, 37" high X 25" wide X 31" deep with a five (5) caster swivel base, arms and foam padded seat and back upholstered with either woven textile fabric or vinyl.
F2000 | Basket, Wastepaper, Fire Resistant | 2 | VV | Wastepaper basket, fire resistant, approximately 40 quart capacity. This unit is used to collect and temporarily store small quantities of paper refuse in patient rooms, administrative areas and nursing stations. Size and shape varies depending on the application and manufacturer selected.
F3050 | Whiteboard, Dry Erase | 1 | VV | Whiteboard unit, approximately 36" H x 48" W consisting of a white porcelain enamel writing surface with an attached chalk tray. Magnetic surface available. Image can be easily removed with a standard chalkboard eraser. For use with water color pens. Unit is ready to hang.
F3200 | Clock, Battery, 12" Diameter | 1 | VV | Clock, 12" diameter. Round surface, easy to read numbers with sweep second hand. Wall mounted unit for use when impractical to install a fully synchronized clock system. Battery operated, (batteries not included).
M1605 | Holder, Chart, 20 Each | 1 | VV | Clinical chart holder cart. 20 chart capacity. 2 side-by-side tiers. May be ordered in various chart capacities. Constructed of heavy metal frames with vinyl laminated surfaces or painted panels. 3" casters with locks. Used to hold patient spring loaded charts.
M1801 | Computer, Microprocessing, w/Flat Panel Monitor | 4 | VV | Desk top microprocessing computer. The unit shall consist of a central processing mini tower, flat panel monitor, keyboard, mouse and speakers. The system shall have the following minimum characteristics: a 2.8 GHz Pentium processor; 512 MB memory; 80GB hard drive; 32/48x CD-ROMDVD combo; 1.44MB network interface card; video 32 MB NVIDIA; a 18 inch flat panel monitor. The computer is used throughout the facility to input, manipulate and retrieve information.
M1820 | Imprinter, Data Record, Electric | 1 | VV | Electric data record imprinter. The device accepts embossed plastic patient cards in either the 50 column or the 80 column format and adjusts automatically for card size and form thickness. Device will provide clear readable impressions with a cycle that is less than 1 second in length. Electro-mechanical design provides for a consistent impression that is independent of operator knowledge or technique. Unit may include a date/time stamp as an accessory.
M1840 | Printer/Copier/Fax Combination | 1 | VV | Multifunctional printer, fax, scanner and copier (PFC) all-in-one machine.
M1855 | Facsimile Machine | 1 | VV | Plain paper facsimile unit used to transmit printed matter or images over standard telephone lines. The unit operates at a modem speed of 33.6 Kbps and automatically recognizes and communicates with a variety of standard facsimile machines. Commonly referred to as "fax" unit.
10 - SB003 - Wm Vet Svc Imaging Patient Waiting, Bldg Sprt | 10 - SB003 - Wm Vet Svc Imaging Patient Waiting, Bldg Sprt | 10 - SB003 - Wm Vet Svc Imaging Patient Waiting, Bldg Sprt | 10 - SB003 - Wm Vet Svc Imaging Patient Waiting, Bldg Sprt | 10 - SB003 - Wm Vet Svc Imaging Patient Waiting, Bldg Sprt
JSN | NAME | QTY | ACQ/INS | DESCRIPTION
A5077 | Dispenser, Hand Sanitizer, Hands-Free | 1 | VV | A touch free wall-mounted hand sanitizer dispenser. For use throughout a healthcare facility. Unit does not include the sanitizing liquid. Units are battery operated.
A6046 | Artwork, Decorative, With Frame | 1 | VV | This JSN is to be used for determining and defining location of decorative artwork.
F0206 | Chair, Side, Bariatric, With Arms | 1 | VV | A bariatric side chair with arms for use in a waiting room, lobby or other patient area. Chair will have a padded seat and back and have a capacity of 800 pounds.
F0305 | Chair, Waiting Room, Single | 1 | VV | Single seat waiting room chair with foam padded seat and back. Upholstered with either woven fabric textile or vinyl. Arms and floor glides included.
F2000 | Basket, Wastepaper, Fire Resistant | 1 | VV | Wastepaper basket, fire resistant, approximately 40 quart capacity. This unit is used to collect and temporarily store small quantities of paper refuse in patient rooms, administrative areas and nursing stations. Size and shape varies depending on the application and manufacturer selected.
F2300 | Rack, Magazine, Wall Mounted | 1 | VV | Wall mounted magazine rack with nine (9) magazine holding compartments.
F3200 | Clock, Battery, 12" Diameter | 1 | VV | Clock, 12" diameter. Round surface, easy to read numbers with sweep second hand. Wall mounted unit for use when impractical to install a fully synchronized clock system. Battery operated, (batteries not included).
11 - SB137 - Wm Vet Svc Imaging Patient Dressing Cubicle, Bldg Sprt | 11 - SB137 - Wm Vet Svc Imaging Patient Dressing Cubicle, Bldg Sprt | 11 - SB137 - Wm Vet Svc Imaging Patient Dressing Cubicle, Bldg Sprt | 11 - SB137 - Wm Vet Svc Imaging Patient Dressing Cubicle, Bldg Sprt | 11 - SB137 - Wm Vet Svc Imaging Patient Dressing Cubicle, Bldg Sprt
JSN | NAME | QTY | ACQ/INS | DESCRIPTION
A1030 | Locker, 2 Person, Over/Under | 1 | VV | Two person locker, double tier, 72Hx12Wx18D. This unit includes hooks for coats and hats. Door equipped with safety guard handles. Designed for storage of coats, hats, and other personal belongings. Other width and depths are available.
A1080 | Mirror, Posture, Wall Mounted | 1 | CC | Wall mounted posture mirror. Consists of a 1/4" plate glass in a sturdy corrosion resistant frame with water proof back. For educational and therapy programs.
A5145 | Hook, Garment, Double, SS, Surface Mounted | 1 | CC | A surface mounted, satin finish stainless steel, double garment hook. Equipped with a concealed mounting bracket that is secured to a concealed wall plate. For general purpose use throughout the facility to hang various items of apparel.
12 - SB201 - Wm Vet Svc Imaging Patient Toilet, Bldg Sprt | 12 - SB201 - Wm Vet Svc Imaging Patient Toilet, Bldg Sprt | 12 - SB201 - Wm Vet Svc Imaging Patient Toilet, Bldg Sprt | 12 - SB201 - Wm Vet Svc Imaging Patient Toilet, Bldg Sprt | 12 - SB201 - Wm Vet Svc Imaging Patient Toilet, Bldg Sprt
JSN | NAME | QTY | ACQ/INS | DESCRIPTION
A1067 | Mirror, Float Glass, ADA Accessible | 1 | CC | A high quality 1/4" polished float glass mirror with a stainless steel frame. Frame holds mirror in a tilted position for accessibility and compliance with ADA requirements. Mirror has a galvanized steel back secured to frame with concealed screws with integral horizontal hanging brackets. Mirror shall be approximately 18" wide and 36" high. Other sizes are available.
A5075 | Dispenser, Soap, Disposable | 1 | VV | Disposable soap dispenser. One-handed dispensing operation. Designed to accommodate disposable soap cartridge and valve.
A5082 | Dispenser, Paper Towel, Sensor, Hands Free | 1 | CC | A surface mounted, sensor activated, automatic, roll paper towel dispenser. The unit dispenses a paper towel automatically only when hands are place in position below the dispenser for maximum sanitation and hygiene. May include adjustable settings for sheet length, time delay, and sensor range. Unit is battery operated or with optional AC power adapter.
A5090 | Disposal, Sanitary Napkin, SS, Surface Mounted | 1 | CC | A surface mounted, satin finish stainless steel, sanitary napkin disposal. Disposal features a flip-up cover, secured to the container by a heavy duty stainless steel piano-hinge. Disposal may be secured to wall or toilet partition. For general purpose use in female toilet stalls or rooms and uni-sex toilet rooms.
A5109 | Grab Bar, 1-1/4" Dia., SS, 2 Wall, W/C Accessible | 1 | CC | A 1-1/4" diameter, satin finish stainless steel, peened gripping surface, 2 wall toilet stall/ room, grab bar with concealed mounting flanges. Snap over flanges are provided to conceal mounting screws. A selection of mounting kits and concealed anchor devices are available from the manufacturers for different types of installations. Grab bar shall comply with barrier-free accessibility guidelines for structural strength. For typical water closet applications in toilet stalls and rooms where ADA (American's With Disabilities Act) requirements must be met.
A5145 | Hook, Garment, Double, SS, Surface Mounted | 1 | CC | A surface mounted, satin finish stainless steel, double garment hook. Equipped with a concealed mounting bracket that is secured to a concealed wall plate. For general purpose use throughout the facility to hang various items of apparel.
A5200 | Dispenser, Toilet Tissue, SS, 2-Roll, Surface Mntd | 1 | CC | A concealed surface mounted, double roll, satin finish stainless steel, toilet tissue dispenser. Unit accommodates two standard-core toilet tissue rolls through 5" in diameter. Spindles are chrome plated plastic with a heavy-duty internal spring and turn freely for non-controlled delivery. For general purpose use in restrooms.
F2010 | Basket, Wastepaper, Step-On | 1 | VV | "Step-on" wastepaper basket with inner liner and foot petal activated flip top.
P3000 | Lavatory, Vitreous China, Straight Back | 1 | CC | Wall mounted, vitreous china lavatory (approximate bowl size 7"x15"x10") with: straight-front apron, straight or contoured back; faucet holes on 4" centers; gooseneck spout; wrist blade handles; and grid strainer. It shall be suitable for use in clinics, offices, washrooms or patient care areas.
P9050 | Toilet, Wall Hung, Siphon Jet | 1 | CC | Siphon jet water closet/ toilet. This unit is wall hung with an elongated bowl, top spud flushometer, seat with open front and check hinge, and carrier. Used in restrooms throughout the health care facility.
14 - CWV81 - Portable Imaging Equipment Storage Room, Wm Vet Svc | 14 - CWV81 - Portable Imaging Equipment Storage Room, Wm Vet Svc | 14 - CWV81 - Portable Imaging Equipment Storage Room, Wm Vet Svc | 14 - CWV81 - Portable Imaging Equipment Storage Room, Wm Vet Svc | 14 - CWV81 - Portable Imaging Equipment Storage Room, Wm Vet Svc
JSN | NAME | QTY | ACQ/INS | DESCRIPTION
M2055 | Shelving, Storage, Wire, CRS, w/Adjustable Shelves | 1 | VV | Stationary, wire, shelving unit. Unit has fully adjustable shelves constructed of stainless steel. For use in general purpose storage areas. Shelving is provided in various sizes and configurations. Price provided is for a unit approximately 74"H x 18"D x 48"W with four shelves.
4 - SUPPORT AREA | 4 - SUPPORT AREA | 4 - SUPPORT AREA | 4 - SUPPORT AREA | 4 - SUPPORT AREA
1 - SC467 - Wm Vet Svc Clean Linen Alcove, EMS | 1 - SC467 - Wm Vet Svc Clean Linen Alcove, EMS | 1 - SC467 - Wm Vet Svc Clean Linen Alcove, EMS | 1 - SC467 - Wm Vet Svc Clean Linen Alcove, EMS | 1 - SC467 - Wm Vet Svc Clean Linen Alcove, EMS
JSN | NAME | QTY | ACQ/INS | DESCRIPTION
F0515 | Cart, Supply, Linen | 1 | VV | Closed linen supply cart. Equipped with four (4) non-marking rubber tire roller bearing casters and heavy duty cover. May be used for the delivery and user storage of clean linen as well as the return of soiled linen.
2 - SB737 - Wm Vet Svc Clean Utility Room, Lgstcs Svc | 2 - SB737 - Wm Vet Svc Clean Utility Room, Lgstcs Svc | 2 - SB737 - Wm Vet Svc Clean Utility Room, Lgstcs Svc | 2 - SB737 - Wm Vet Svc Clean Utility Room, Lgstcs Svc | 2 - SB737 - Wm Vet Svc Clean Utility Room, Lgstcs Svc
JSN | NAME | QTY | ACQ/INS | DESCRIPTION
E0906 | Locker, Supply, General, Wall Mtd, 23"W x 20"D | 1 | VV | THIS TYPICAL INCLUDES: 1 Wall Mounted Rail 1 Locked Storage Container 2 Tray/Shelves 1 Drawer, 3"H 3 Drawers, 6"H 2 Drawers, 9"H 1 Tray/Shelf Divider Drawer Organizer Bins Consider the need for an E0921 to transport the locker from place to place.
E0912 | Locker, Supply, Med Surg, Wall Mtd | 1 | VV | Medical/Surgical Supply locker, Wall Mounted, approximately 23"W x 20"D. THIS TYPICAL INCLUDES: 1 Wall Mounted Rail 1 Locked Storage Container 4 Tray/Shelves 5 Drawers, 3"H 2 Drawers, 6"H 2 Tray/Shelf Dividers Drawer Organizer Bins Consider the need for an E0921 to transport the locker from place to place.
E1500 | Rail, MOD, W/MNTD, HX144XD | 1 | VV | Wall mounted rail used for hanging (mounting) lockers, shelves and drawers on a wall.
F2000 | Basket, Wastepaper, Fire Resistant | 1 | VV | Wastepaper basket, fire resistant, approximately 40 quart capacity. This unit is used to collect and temporarily store small quantities of paper refuse in patient rooms, administrative areas and nursing stations. Size and shape varies depending on the application and manufacturer selected.
3 - SB743 - Wm Vet Svc Soiled Utility Room, Lgstcs Svc | 3 - SB743 - Wm Vet Svc Soiled Utility Room, Lgstcs Svc | 3 - SB743 - Wm Vet Svc Soiled Utility Room, Lgstcs Svc | 3 - SB743 - Wm Vet Svc Soiled Utility Room, Lgstcs Svc | 3 - SB743 - Wm Vet Svc Soiled Utility Room, Lgstcs Svc
JSN | NAME | QTY | ACQ/INS | DESCRIPTION
A1012 | Telephone, Wall Mounted, 1 Line | 1 | VV | Telephone, wall mounted, 1 line.
A5075 | Dispenser, Soap, Disposable | 1 | VV | Disposable soap dispenser. One-handed dispensing operation. Designed to accommodate disposable soap cartridge and valve.
A5077 | Dispenser, Hand Sanitizer, Hands-Free | 1 | VV | A touch free wall-mounted hand sanitizer dispenser. For use throughout a healthcare facility. Unit does not include the sanitizing liquid. Units are battery operated.
A5080 | Dispenser, Paper Towel, SS, Surface Mounted | 1 | CC | A surface mounted, satin finish stainless steel, single-fold, paper towel dispenser. Dispenser features: tumbler lock; front hinged at bottom; and refill indicator slot. Minimum capacity 400 single-fold paper towels. For general purpose use throughout the facility.
A5106 | Waste Disposal Unit, Sharps w/Glove Dispenser | 1 | VV | The unit is designed for the disposal of sharps and complies with OSHA guidelines for the handling of sharps. It shall house a 5 quart container and be capable of being mounted on a wall. It shall have a glove dispenser attached. The unit shall be secured by a locked enclosure.
C04F0 | Cabinet, U/C/B, 1 Shelf, 2 Half DR, 2 DO, 36x36x22 | 1 | CC | Standing height under counter base cabinet with an adjustable shelf and two half width drawers above solid hinged doors. Also referred to as a combination cabinet or a drawer and cupboard cabinet. For general purpose use throughout the facility.
C05P0 | Cabinet, Sink, U/C/B, 2 Door, 36x48x22 | 1 | CC | Standing height under counter base sink cabinet with solid hinged doors. Also referred to as a double-door sink cabinet. For general purpose use throughout the facility where a sink is to be used. Coordinate actual clear cabinet dimension with the actual outside dimension of sink that is specified to ensure that they are compatible.
CS200 | Sink, SS, Single Compartment, 12x28x16 ID | 1 | CC | Single compartment stainless steel sink, drop-in, self-rimming, ledge-type, connected with a drain and provided with a mixing faucet. It shall also be provided with pre-punched fixture holes on 4" center, integral back ledge to accommodate deck-mounted fixtures, brushed/polished interior and top surfaces, and sound deadened. Recommended for use in suspended or U/C/B sink cabinets having a high plastic laminate or Chemsurf laminate countertop/work surface. Coordinate actual outside sink dimensions with the actual clear dimension of cabinet specified to ensure that they are compatible. For general purpose use throughout the facility.
CT050 | Countertop, Stainless Steel | 1 | CC | Stainless steel countertop (composition of heavy-gauge Type No. 304 stainless steel) having a smooth satin finish and integral 4" backsplash/curb. Also referred to as a corrosion-resistant steel work surface or work top. Available in various depths. Used in areas where excellent ease of cleaning, abrasion resistance, bacteria resistance, impact resistance, load capacity and moisture resistance, are of concern. Pricing based upon a 24" depth.
F2020 | Can, Trash, 44 Gallon | 1 | VV | Forty four (44) gallon trash can, 32" high X 24" diameter, with lid. Used to collect and transport refuse from a point of origin to point of disposal (example: from soiled utility or a nursing unit to the trash compactor at housekeeping).
P2000 | Eyewash, Wall Mounted, Hands-Free | 1 | CC | Wall mounted emergency eye wash station. The flow of water from the unit is activated by hand. Upon initiation of water flow the unit will operate hands free to provide streams of water to clear foreign particles or dilute caustic liquids from the eyes in emergency situations. Used in laboratories and areas of the hospital where employees are subject to foreign bodies or liquid material to the eyes.
P2450 | Valve, Mixing, Thermostatic | 1 | CC | Thermostatic mixing valve with washout hose. Used with portable whirlpool equipment. Thermostatic valve is used to maintain temperature between 70 and 110 degree Fahrenheit, with a flow rate of 20 gallons a minute. The washout hose assembly is used to wash out tanks after treatment. Used in physical therapy department to provide comfortable water temperature for patient treatments.
P3100 | Lavatory, Vitreous China, Slab Type | 1 | CC | Wall mounted, slab type, vitreous china, lavatory (approximate bowl size 7"x15"x10") with: faucet holes on 4" centers; gooseneck spout; wrist blade handles; and grid strainer. It shall be suitable for use in clinics, offices, washrooms or patient care area.
4 - CL851 - Wm Vet Svc Satellite Laboratory, Path Svc | 4 - CL851 - Wm Vet Svc Satellite Laboratory, Path Svc | 4 - CL851 - Wm Vet Svc Satellite Laboratory, Path Svc | 4 - CL851 - Wm Vet Svc Satellite Laboratory, Path Svc | 4 - CL851 - Wm Vet Svc Satellite Laboratory, Path Svc
JSN | NAME | QTY | ACQ/INS | DESCRIPTION
A1010 | Telecommunication Outlet | 2 | VV | Telecommunication outlet location.
A1014 | Telephone, Wall Mounted, 1 Line, With Speaker | 1 | VV | Telephone, wall mounted, 1 line, with speaker.
A5075 | Dispenser, Soap, Disposable | 2 | VV | Disposable soap dispenser. One-handed dispensing operation. Designed to accommodate disposable soap cartridge and valve.
A5077 | Dispenser, Hand Sanitizer, Hands-Free | 1 | VV | A touch free wall-mounted hand sanitizer dispenser. For use throughout a healthcare facility. Unit does not include the sanitizing liquid. Units are battery operated.
A5080 | Dispenser, Paper Towel, SS, Surface Mounted | 2 | CC | A surface mounted, satin finish stainless steel, single-fold, paper towel dispenser. Dispenser features: tumbler lock; front hinged at bottom; and refill indicator slot. Minimum capacity 400 single-fold paper towels. For general purpose use throughout the facility.
A5106 | Waste Disposal Unit, Sharps w/Glove Dispenser | 1 | VV | The unit is designed for the disposal of sharps and complies with OSHA guidelines for the handling of sharps. It shall house a 5 quart container and be capable of being mounted on a wall. It shall have a glove dispenser attached. The unit shall be secured by a locked enclosure.
A5145 | Hook, Garment, Double, SS, Surface Mounted | 1 | CC | A surface mounted, satin finish stainless steel, double garment hook. Equipped with a concealed mounting bracket that is secured to a concealed wall plate. For general purpose use throughout the facility to hang various items of apparel.
CT020 | Countertop, Solid Surface | 1 | CC | A solid, nonporous countertop with a smooth seamless appearance. Easy to clean and maintain and with proper cleaning does not support the growth of mold. An acrylic-based solid surface product. Standard thickness of 1", and a 4" butt backsplash/curb. Also referred to as a work surface or work top. Available in a choice of colors and depths. Used in lab and other hospital areas requiring optimum physical and chemical resisting properties.
E0573 | Workstation, Shipping/Receiving Lab, Minimal | 1 | VV | THIS TYPICAL INCLUDES: 1 Equipment Rail, System-Mt, 48"W 2 Clinical Panel, 80"H x 30"W 1 Module, 80"H x 24W, w/ 7-1/4inch utility chase, w/ service shelf 2 Module, 80"H x 48W , w/ 7-1/4inch utility chase, w/ service shelf 1 Vertical Chase Cover 2 Service Shelf 48W 2 Light 48W 2 Cantilevered Work Surface 30D x 48W 2 Lockable Flipper Unit, 48W 2 Adjustable Keyboard Tray 1 Sink Base Cabinet, Dbl. Door, Backsplash, w/Corian Top, 30D x 48W 1 Swing-Away Eyewash 1 SS Sink 19D x 33D 1 Gooseneck Mixing Faucet ASSY. With Wristbands 1 Strainer and Tailpiece 1 Coat Hook Drawer Organizer Bins * Connecting hardware required to complete installation.
F0230 | Chair, Drafting, Rotary | 1 | VV | Drafting chair approximately 47" high X 20" wide X 20" deep with rotary stool and a 5 (five) star base with casters. Padded seat and back. Foot ring adjusts with chair.
F2010 | Basket, Wastepaper, Step-On | 1 | VV | "Step-on" wastepaper basket with inner liner and foot petal activated flip top.
F3200 | Clock, Battery, 12" Diameter | 1 | VV | Clock, 12" diameter. Round surface, easy to read numbers with sweep second hand. Wall mounted unit for use when impractical to install a fully synchronized clock system. Battery operated, (batteries not included).
L0100 | Microscope, Binocular | 1 | VV | Binocular microscope. Equipped with plan achromatic objectives to suit work in brightfield, phase contrast, darkfield, photomicrography, dual viewing and projection screen. Microscope has a high light intensity, 100 watt halogen lamp, for constant color temperature and illumination, a three step variable transformer, focusable aspheric abbe condenser system; heat absorbing glass; centerable field diaphragm; two built-in filter turrets permitting a combination of selective light balancing and color compensating filters. Other components/features include a swing-in condenser, 4X objective, quadruple nosepiece, 10X wide field eyepieces and a graduated stage. Other observation tubes can be added. It is used in laboratories for cell counting and other observation techniques.
L0220 | Analyzer, Hemoglobin, Portable, Hand Held | 1 | VV | A portable, hand held analyzer for testing hemoglobin. The analyzer will achieve precision and accuracy comparable to a central laboratory. The unit will be battery operated.
L0990 | Analyzer, Urine, Basic | 1 | VV | Basic urine analysis system. Automated system provides 8 chemistries. Unit requires only power connection. This unit is a benchtop instrument.
L1185 | Analyzer, Glucose | 1 | VV | Discrete glucose analyzer. Characteristics include sample volume of 10 microliters, measurement principle of the oxygen rate method, throughput of 67 samples per hour and a glucose value displayed in mg/dl. This is a self contained system with automatic fill and drain cycles. Used for glucose analysis of serum plasma or saliva samples.
L1400 | Centrifuge, Microhematocrit, 24 Tube | 1 | VV | Microhematocrit centrifuge. Characteristics/components include speed up to 13000 RPM, a flat head to accommodate 24 capillary tubes, electronic automatic timer that times from 2-15 minutes, built-in precise hematocrit scale and a removable carrying tray. Used for determination of hematocrits.
L1502 | Centrifuge, Tabletop | 1 | VV | Tabletop laboratory centrifuge. This unit has a variable speed range of 1500 to 13000 RPM in part dependent on rotor assembly used. It includes a no brake option allowing rotor to spin to a gradual stop as well as the capability to enter combinations of time and RPM into the memory, and a door lock safety system. Heads accommodate a wide variety of tubes and can accommodate up to at least 76 tubes. Used in laboratories to prepare samples for further analysis.
L2000 | Purification System, Water | 1 | VV | Water Purification System (also referred to as a water-polishing unit) that is capable of producing not less than 24 liters of water per hour, free of ionic contamination and with reduced Total Organic Compounds (TOC) not to exceed 6 parts per billion and water resistivity up to 18.3 megohm-cm from a clean (tap) water source. Purified water to be used for HPLC or GC/MS applications and TOC analysis. System must utilize operator replaceable cartridges and UV light source to obtain the specified purity. System must be fully automatic and switch to a standby mode during periods of reduced use. Design must incorporate a resistivity indicator and a final bacterial 0.22 micrometer filter.
L2335 | Cabinet, Bio Safety, Class II/B2, F/S, 4ft | 1 | CC | Class II, Type B2, bio safety cabinet. This is a freestanding vertical laminar flow unit. It includes two HEPA filters, one supply and one exhaust zero-probed. The intake velocity averages 105 fpm. It includes an audible alarm to notify the operator of an unsafe window position, an audio-visual alarm to monitor exhaust pressure, type 304 stainless steel construction with side walls slotted for high velocity air return, an exterior of 16 gauge or heavier steel, two grounded key petcocks and a duplex receptacle for grounded plugs. Used for low to moderate risk biological agents treated with toxic chemicals and radio-nucleotides. 4 foot model presented, other sizes are available.
M1801 | Computer, Microprocessing, w/Flat Panel Monitor | 1 | VV | Desk top microprocessing computer. The unit shall consist of a central processing mini tower, flat panel monitor, keyboard, mouse and speakers. The system shall have the following minimum characteristics: a 2.8 GHz Pentium processor; 512 MB memory; 80GB hard drive; 32/48x CD-ROMDVD combo; 1.44MB network interface card; video 32 MB NVIDIA; a 18 inch flat panel monitor. The computer is used throughout the facility to input, manipulate and retrieve information.
M1840 | Printer/Copier/Fax Combination | 1 | VV | Multifunctional printer, fax, scanner and copier (PFC) all-in-one machine.
M3073 | Container, Biohazard Waste, Step-on, Fire Safe | 1 | VV | A biohazard waste container with a step-on lid. The container will have a capacity of approximately 12 gallons and be made of a fire safe material.
P1965 | Eyewash, Eye/Face, Sink Mounted, Hands-free | 1 | CC | A sink mounted eyewash station. The unit is designed for emergency eye and face rinsing from soft flow dual spray-heads. The Flow must be activated by the single momentary action and remain on until terminated.
P2451 | Valve, Mixing, Thermostatic, Eyewash | 1 | CC | Emergency tempering valve thermostatically mixes hot and cold water to provide a safe fluid supply for a single emergency eye/face wash with a flow rate of 10 gpm (38.8L)
P3200 | Lavatory, Vitreous China, Slab Type w/Sens Op Fauc | 1 | CC | Wall mounted, slab type, vitreous china, lavatory (approximately 7 x 15 x 10 inches) with faucet holes on 4 inch centers; electronic sensor operated, goose neck spout and grid strainer. It shall be suitable for use in clinics, offices and patient care areas.
R6200 | Refrigerator, U/C or F/S, 5 Cu Ft | 1 | VV | Utility refrigerator approximately 35" H x 24" W x 26" D. The unit has a two tray ice cube cooling system. The refrigerator fits standard architectural dimensions for undercounter installation. The unit is perfect for use in nurses' station, wards, and laboratories, pharmacies or wherever space is limited.
5 - SV583 - Wm Vet Svc Medication Room, Phrm Svc | 5 - SV583 - Wm Vet Svc Medication Room, Phrm Svc | 5 - SV583 - Wm Vet Svc Medication Room, Phrm Svc | 5 - SV583 - Wm Vet Svc Medication Room, Phrm Svc | 5 - SV583 - Wm Vet Svc Medication Room, Phrm Svc
JSN | NAME | QTY | ACQ/INS | DESCRIPTION
A1010 | Telecommunication Outlet | 2 | VV | Telecommunication outlet location.
A1014 | Telephone, Wall Mounted, 1 Line, With Speaker | 1 | VV | Telephone, wall mounted, 1 line, with speaker.
A5075 | Dispenser, Soap, Disposable | 1 | VV | Disposable soap dispenser. One-handed dispensing operation. Designed to accommodate disposable soap cartridge and valve.
A5077 | Dispenser, Hand Sanitizer, Hands-Free | 1 | VV | A touch free wall-mounted hand sanitizer dispenser. For use throughout a healthcare facility. Unit does not include the sanitizing liquid. Units are battery operated.
A5082 | Dispenser, Paper Towel, Sensor, Hands Free | 1 | CC | A surface mounted, sensor activated, automatic, roll paper towel dispenser. The unit dispenses a paper towel automatically only when hands are place in position below the dispenser for maximum sanitation and hygiene. May include adjustable settings for sheet length, time delay, and sensor range. Unit is battery operated or with optional AC power adapter.
A5107 | Dispenser, Glove, Surgical/Examination, Wall Mntd | 1 | VV | Examination three (Small Medium, Large) glove dispenser box for wall mounting. Fabricated of either cold rolled steel with a white baked enamel finish, plastic or acrylic. Hardware not included, Option 3 powder coated steel.
A5108 | Waste Disposal Unit, Sharps | 1 | VV | A container for collecting and transporting syringes and other sharps for decontamination and disposal. Available in 2 gallon and 8 gallon with locking rotor. Complies with OSHA regulations for handling sharps.
A5145 | Hook, Garment, Double, SS, Surface Mounted | 1 | CC | A surface mounted, satin finish stainless steel, double garment hook. Equipped with a concealed mounting bracket that is secured to a concealed wall plate. For general purpose use throughout the facility to hang various items of apparel.
C03G0 | Cabinet, U/C/B, 2 Shelf, 2 Door, 36x30x22 | 1 | CC | Standing height under counter base cabinet with two adjustable shelves and two solid hinged doors. Also referred to as a cupboard cabinet. For general purpose use throughout the facility.
C04Q0 | Cabinet, ADA Sink, Wall-Mounted | 1 | CC | Wall mounted sink support cabinet for drop-in sink with vertical fascia and angled ADA profile, also referred to as ADA sink cabinet. Removable front panel to permit access to plumbing. Medium density M-3 particle board core construction faced with high pressure vertical grade decorative plastic laminate on exposed surfaces and melamine on semi-exposed and concealed surfaces; plastic laminate edge banding. Includes all attaching hardware including support rail.
CD030 | Cabinet, W/H, 2 Shelf, 2 DO, Sloping Top, 38x30x13 | 2 | CC | Wall hung steel cabinet with two adjustable shelves, solid hinged doors, and sloping top. Also referred to as a solid hinged double door wall case. For general purpose use throughout the facility.
CS070 | Sink, SS, Single Compartment, 7.5x16x16 ID | 1 | CC | Single compartment stainless steel sink, drop-in, self-rimming, ledge-type, connected with a drain and provided with a mixing faucet. It shall also be provided with pre-punched fixture holes on 4" center, integral back ledge to accommodate deck-mounted fixtures, brushed/polished interior and top surfaces, and sound deadened. Recommended for use in suspended or U/C/B sink cabinets having a high plastic laminate or Chemsurf laminate countertop/work surface. Coordinate actual outside sink dimensions with the actual clear dimension of cabinet specified to ensure that they are compatible. For general purpose use throughout the facility.
CT020 | Countertop, Solid Surface | 1 | CC | A solid, nonporous countertop with a smooth seamless appearance. Easy to clean and maintain and with proper cleaning does not support the growth of mold. An acrylic-based solid surface product. Standard thickness of 1", and a 4" butt backsplash/curb. Also referred to as a work surface or work top. Available in a choice of colors and depths. Used in lab and other hospital areas requiring optimum physical and chemical resisting properties.
E0945 | Cart, Computer, Mobile | 1 | VV | A mobile computer cart for use throughout the facility. The cart dimensions will be approximately 45" H x 30" W x 22" D with casters. May include drawers and miscellaneous other accessories that will be determined at time of purchase. This Typical may include: 1 Cart Body, w/Computer Support, Style-A Narrow, w/Raised Edge Top 1 Flip-Up Shelf 1 Sharps Container Holder 1 Wastebasket 1 Chart Holder 2 Drawers, 3"H 2 Drawers, 6"H 3 Accessory Rail, Side Drawer Organizer Bins
F2010 | Basket, Wastepaper, Step-On | 1 | VV | "Step-on" wastepaper basket with inner liner and foot petal activated flip top.
F3050 | Whiteboard, Dry Erase | 1 | VV | Whiteboard unit, approximately 36" H x 48" W consisting of a white porcelain enamel writing surface with an attached chalk tray. Magnetic surface available. Image can be easily removed with a standard chalkboard eraser. For use with water color pens. Unit is ready to hang.
F3200 | Clock, Battery, 12" Diameter | 1 | VV | Clock, 12" diameter. Round surface, easy to read numbers with sweep second hand. Wall mounted unit for use when impractical to install a fully synchronized clock system. Battery operated, (batteries not included).
M1801 | Computer, Microprocessing, w/Flat Panel Monitor | 1 | VV | Desk top microprocessing computer. The unit shall consist of a central processing mini tower, flat panel monitor, keyboard, mouse and speakers. The system shall have the following minimum characteristics: a 2.8 GHz Pentium processor; 512 MB memory; 80GB hard drive; 32/48x CD-ROMDVD combo; 1.44MB network interface card; video 32 MB NVIDIA; a 18 inch flat panel monitor. The computer is used throughout the facility to input, manipulate and retrieve information.
M3150 | Distribution System, Medication, Automatic | 1 | VV | An automated dispensing system that provides controlled dispensing, inventory and security. Size and cost will vary dependent on number of modules selected.
P1965 | Eyewash, Eye/Face, Sink Mounted, Hands-free | 1 | CC | A sink mounted eyewash station. The unit is designed for emergency eye and face rinsing from soft flow dual spray-heads. The Flow must be activated by the single momentary action and remain on until terminated.
R6200 | Refrigerator, U/C or F/S, 5 Cu Ft | 1 | VV | Utility refrigerator approximately 35" H x 24" W x 26" D. The unit has a two tray ice cube cooling system. The refrigerator fits standard architectural dimensions for undercounter installation. The unit is perfect for use in nurses' station, wards, and laboratories, pharmacies or wherever space is limited.
6 - CWV61 - Equipment Storage Room, Wm Vet Svc | 6 - CWV61 - Equipment Storage Room, Wm Vet Svc | 6 - CWV61 - Equipment Storage Room, Wm Vet Svc | 6 - CWV61 - Equipment Storage Room, Wm Vet Svc | 6 - CWV61 - Equipment Storage Room, Wm Vet Svc
JSN | NAME | QTY | ACQ/INS | DESCRIPTION
M2055 | Shelving, Storage, Wire, CRS, w/Adjustable Shelves | 1 | VV | Stationary, wire, shelving unit. Unit has fully adjustable shelves constructed of stainless steel. For use in general purpose storage areas. Shelving is provided in various sizes and configurations. Price provided is for a unit approximately 74"H x 18"D x 48"W with four shelves.
7 - SB258 - Wm Vet Svc Wheelchair / Stretcher / Lift Alcove, Bldg Sprt | 7 - SB258 - Wm Vet Svc Wheelchair / Stretcher / Lift Alcove, Bldg Sprt | 7 - SB258 - Wm Vet Svc Wheelchair / Stretcher / Lift Alcove, Bldg Sprt | 7 - SB258 - Wm Vet Svc Wheelchair / Stretcher / Lift Alcove, Bldg Sprt | 7 - SB258 - Wm Vet Svc Wheelchair / Stretcher / Lift Alcove, Bldg Sprt
JSN | NAME | QTY | ACQ/INS | DESCRIPTION
M4705 | Wheelchair, Patient Transport, Folding | 1 | VV | Folding patient transport wheelchair. Constructed of chrome plated steel with detachable armrest and footrests. Unit has heavy duty front casters with sealed radial high-precision ball bearing assembly. Unit is used for patient transport.
M4710 | Wheelchair, Patient, Bariatric, Transport, Folding | 1 | VV | Folding bariatric patient transport wheelchair with a capacity of at least 500 lbs. Constructed with a heavy duty steel frame and double cross brace, with detachable armrest and swing away footrests. Unit has heavy duty front casters and rear wheels with precision wheel bearings in front and rear assembly. Unit is used for patient movement.
8 - SB244 - Wm Vet Svc Housekeeping Aides Closet (HAC), Bldg Sprt | 8 - SB244 - Wm Vet Svc Housekeeping Aides Closet (HAC), Bldg Sprt | 8 - SB244 - Wm Vet Svc Housekeeping Aides Closet (HAC), Bldg Sprt | 8 - SB244 - Wm Vet Svc Housekeeping Aides Closet (HAC), Bldg Sprt | 8 - SB244 - Wm Vet Svc Housekeeping Aides Closet (HAC), Bldg Sprt
JSN | NAME | QTY | ACQ/INS | DESCRIPTION
A5075 | Dispenser, Soap, Disposable | 1 | VV | Disposable soap dispenser. One-handed dispensing operation. Designed to accommodate disposable soap cartridge and valve.
A5080 | Dispenser, Paper Towel, SS, Surface Mounted | 1 | CC | A surface mounted, satin finish stainless steel, single-fold, paper towel dispenser. Dispenser features: tumbler lock; front hinged at bottom; and refill indicator slot. Minimum capacity 400 single-fold paper towels. For general purpose use throughout the facility.
A5107 | Dispenser, Glove, Surgical/Examination, Wall Mntd | 1 | VV | Examination three (Small Medium, Large) glove dispenser box for wall mounting. Fabricated of either cold rolled steel with a white baked enamel finish, plastic or acrylic. Hardware not included, Option 3 powder coated steel.
A5135 | Shelf, Utility W/ Mop/Broom Holders, SS, Surf Mntd | 1 | CC | A surface mounted, satin finish stainless steel, utility shelf with a maximum of 6 mop/broom holders and 5 rag hooks. Utility shelf features: 8" deep shelf; mounting brackets welded to shelf; spring activated rubber cam holders; and drying rod. Unit is available in various widths 30" (minimum, 3 holders and 2 hooks) to 48" (maximum, 6 holders and 5 hooks). For use in janitor closets. Pricing based on a 36" width.
F0500 | Cart, Janitor's | 1 | VV | Janitors cart, 38" high X 66" wide X 20" deep with 25 gallon heavy duty collection bag. Accommodations for locking vault and janitorial support items (broom, dust pan, chemicals, mop and mop bucket; not included).
F0505 | Bucket, Mop, With Wringer, 26 Quart | 1 | VV | Mobile mop bucket / wringer combination, approximately 35" H x 17" W x 22" D with four 2" casters. Total capacity is 26 quarts. Unit used for general hard surface floor maintenance.
P2000 | Eyewash, Wall Mounted, Hands-Free | 1 | CC | Wall mounted emergency eye wash station. The flow of water from the unit is activated by hand. Upon initiation of water flow the unit will operate hands free to provide streams of water to clear foreign particles or dilute caustic liquids from the eyes in emergency situations. Used in laboratories and areas of the hospital where employees are subject to foreign bodies or liquid material to the eyes.
P2451 | Valve, Mixing, Thermostatic, Eyewash | 1 | CC | Emergency tempering valve thermostatically mixes hot and cold water to provide a safe fluid supply for a single emergency eye/face wash with a flow rate of 10 gpm (38.8L)
P4700 | Sink, Mop, Molded Stone | 1 | CC | Mop service sink approximately 10"H x 36"W x 24"D. Also called a mop service basin and a mop receptor. Unit is made of molded stone and is a one piece item. It shall include a service faucet hose, hose bracket and mop hanger. Used in utility rooms for cleaning mops and floor cleaning equipment.
5 - STAFF AND ADMINISTRATIVE AREA | 5 - STAFF AND ADMINISTRATIVE AREA | 5 - STAFF AND ADMINISTRATIVE AREA | 5 - STAFF AND ADMINISTRATIVE AREA | 5 - STAFF AND ADMINISTRATIVE AREA
1 - SC243 - Wm Vet Svc Team Room (Shared Documentation Room), Clncl Sprt | 1 - SC243 - Wm Vet Svc Team Room (Shared Documentation Room), Clncl Sprt | 1 - SC243 - Wm Vet Svc Team Room (Shared Documentation Room), Clncl Sprt | 1 - SC243 - Wm Vet Svc Team Room (Shared Documentation Room), Clncl Sprt | 1 - SC243 - Wm Vet Svc Team Room (Shared Documentation Room), Clncl Sprt
JSN | NAME | QTY | ACQ/INS | DESCRIPTION
A1010 | Telecommunication Outlet | 3 | VV | Telecommunication outlet location.
A1012 | Telephone, Wall Mounted, 1 Line | 1 | VV | Telephone, wall mounted, 1 line.
A5077 | Dispenser, Hand Sanitizer, Hands-Free | 1 | VV | A touch free wall-mounted hand sanitizer dispenser. For use throughout a healthcare facility. Unit does not include the sanitizing liquid. Units are battery operated.
A5145 | Hook, Garment, Double, SS, Surface Mounted | 1 | CC | A surface mounted, satin finish stainless steel, double garment hook. Equipped with a concealed mounting bracket that is secured to a concealed wall plate. For general purpose use throughout the facility to hang various items of apparel.
F0115 | Bookcase, Open, 5 Shelf | 1 | VV | Freestanding open shelf bookcase, approximately 82" high X 37" wide X 18" deep with 5 (five) adjustable shelves. Unit can be separate or part of a system with available add-on shelving.
F0220 | Chair, Conference | 4 | VV | Conference chair designed to complement the executive furniture package selected. Foam rubber cushioned seats and backs covered with either woven fabric or vinyl. Base with 5 (five) swivel casters.
F0405 | Cabinet, Filing, Full Height, 4-5 Drawer | 1 | VV | Four (4) or five (5) drawer letter size, vertical filing cabinet, 53" high X 15" wide X 29" deep with locking device. Each drawer has label holder, handle and roller cradle.
F0750 | Table, Office, (size as required) | 4 | VV | Office table, sized as required. May be used as either a four (4) to six (6) person conference table or as an extra work surface area.
F2000 | Basket, Wastepaper, Fire Resistant | 1 | VV | Wastepaper basket, fire resistant, approximately 40 quart capacity. This unit is used to collect and temporarily store small quantities of paper refuse in patient rooms, administrative areas and nursing stations. Size and shape varies depending on the application and manufacturer selected.
F3055 | Whiteboard, With Sliding Panels. | 1 | VV | Standard installations consist of sliding panels and a fixed back panel with the choice of chalkboard, markerboard, bulletin board, or a combination of these choices.
F3200 | Clock, Battery, 12" Diameter | 1 | VV | Clock, 12" diameter. Round surface, easy to read numbers with sweep second hand. Wall mounted unit for use when impractical to install a fully synchronized clock system. Battery operated, (batteries not included).
2 - SS101 - Wm Vet Svc Staff Conference Room, Educ Svc | 2 - SS101 - Wm Vet Svc Staff Conference Room, Educ Svc | 2 - SS101 - Wm Vet Svc Staff Conference Room, Educ Svc | 2 - SS101 - Wm Vet Svc Staff Conference Room, Educ Svc | 2 - SS101 - Wm Vet Svc Staff Conference Room, Educ Svc
JSN | NAME | QTY | ACQ/INS | DESCRIPTION
A1010 | Telecommunication Outlet | 1 | VV | Telecommunication outlet location.
A5212 | Bracket, Television, Wall-Mounted, Tilt/Angle | 1 | VV | A wall mounted, tilt/angled TV bracket for 37" to 80" TVs. Mount will be a universal and VESA compliant unit with a load capacity of up to 130 lbs.
A5220 | Bracket, Television, Wall Backing | 1 | CC | Wall mounted television bracket backing which provides additional support and strength for the installation of the television bracket. Option available for interior or exterior plate and sized for 12” 16” or 24” stud spacing.
A6046 | Artwork, Decorative, With Frame | 1 | VV | This JSN is to be used for determining and defining location of decorative artwork.
F0220 | Chair, Conference | 10 | VV | Conference chair designed to complement the executive furniture package selected. Foam rubber cushioned seats and backs covered with either woven fabric or vinyl. Base with 5 (five) swivel casters.
F0765 | Table, Folding / Nesting | 2 | VV | Folding table intended for a variety of uses. Designed with a flip top that allows tables to store nested to minimize needed storage space. Available in multiple laminate finish colors/patterns, bases, surface shapes (description and pricing based on a rectangle shape) and edge finish, . Available with leveling glides or casters (2 locking, 2 non-locking).
F2000 | Basket, Wastepaper, Fire Resistant | 1 | VV | Wastepaper basket, fire resistant, approximately 40 quart capacity. This unit is used to collect and temporarily store small quantities of paper refuse in patient rooms, administrative areas and nursing stations. Size and shape varies depending on the application and manufacturer selected.
F3200 | Clock, Battery, 12" Diameter | 1 | VV | Clock, 12" diameter. Round surface, easy to read numbers with sweep second hand. Wall mounted unit for use when impractical to install a fully synchronized clock system. Battery operated, (batteries not included).
M0512 | Television, HDTV, Large Screen, 60" | 1 | VV | A high definition (HDTV) multimedia, slim design, 60"W to 65"W color television. The TV will have a 16.9 wide screen aspect ratio with full HD 1080p resolution and HDMI connections. TV may be LED, Plasma or LCD. TV will include a stand.
3 - SC231 - Wm Vet Svc Volunteer Workroom, Clncl Sprt | 3 - SC231 - Wm Vet Svc Volunteer Workroom, Clncl Sprt | 3 - SC231 - Wm Vet Svc Volunteer Workroom, Clncl Sprt | 3 - SC231 - Wm Vet Svc Volunteer Workroom, Clncl Sprt | 3 - SC231 - Wm Vet Svc Volunteer Workroom, Clncl Sprt
JSN | NAME | QTY | ACQ/INS | DESCRIPTION
A1010 | Telecommunication Outlet | 3 | VV | Telecommunication outlet location.
A1015 | Telephone, Desk, Multiple Line | 3 | VV | Telephone, desk, multiple line.
E0042 | Workcenter, Computer, Free Standing, 48" W | 3 | VV | THIS TYPICAL INCLUDES: 1 Tool Rail 2 Paper Tray 1 Diagonal Tray 1 Freestanding Work Surface 1 Mobile Pedestal, Box/File 1 Adjustable Keyboard Tray
F0275 | Chair, Swivel, High Back | 3 | VV | Highback contemporary swivel chair, 41" high X 23" wide X 23" deep with five (5) caster swivel base and arms. Chair may be used at desks or in conference rooms. Back and seat are foam padded and upholstered with either woven textile fabric or vinyl.
F2000 | Basket, Wastepaper, Fire Resistant | 3 | VV | Wastepaper basket, fire resistant, approximately 40 quart capacity. This unit is used to collect and temporarily store small quantities of paper refuse in patient rooms, administrative areas and nursing stations. Size and shape varies depending on the application and manufacturer selected.
F3200 | Clock, Battery, 12" Diameter | 1 | VV | Clock, 12" diameter. Round surface, easy to read numbers with sweep second hand. Wall mounted unit for use when impractical to install a fully synchronized clock system. Battery operated, (batteries not included).
M1801 | Computer, Microprocessing, w/Flat Panel Monitor | 3 | VV | Desk top microprocessing computer. The unit shall consist of a central processing mini tower, flat panel monitor, keyboard, mouse and speakers. The system shall have the following minimum characteristics: a 2.8 GHz Pentium processor; 512 MB memory; 80GB hard drive; 32/48x CD-ROMDVD combo; 1.44MB network interface card; video 32 MB NVIDIA; a 18 inch flat panel monitor. The computer is used throughout the facility to input, manipulate and retrieve information.
4 - SS204 - Wm Vet Svc Program Manager Office, Stff Sprt | 4 - SS204 - Wm Vet Svc Program Manager Office, Stff Sprt | 4 - SS204 - Wm Vet Svc Program Manager Office, Stff Sprt | 4 - SS204 - Wm Vet Svc Program Manager Office, Stff Sprt | 4 - SS204 - Wm Vet Svc Program Manager Office, Stff Sprt
JSN | NAME | QTY | ACQ/INS | DESCRIPTION
A1010 | Telecommunication Outlet | 2 | VV | Telecommunication outlet location.
A1015 | Telephone, Desk, Multiple Line | 1 | VV | Telephone, desk, multiple line.
A5145 | Hook, Garment, Double, SS, Surface Mounted | 1 | CC | A surface mounted, satin finish stainless steel, double garment hook. Equipped with a concealed mounting bracket that is secured to a concealed wall plate. For general purpose use throughout the facility to hang various items of apparel.
E0078 | Workstation, L-Shaped w/Peninsula, Free Std, 78x72 | 1 | VV | This section will provide a whole work station typical to quickly plan work areas in clinical or administrative spaces. There will be a price decrease if typical work stations are used with vertical hanging strips instead of panels. THIS TYPICAL INCLUDES: 4 standard solid panels; 2 panel connectors, 2-way corner; 1 panel-to-panel connector; 2 finished end hardware; 1 cantilevered work surface; 1 peninsula work surface; 2 lockable flipper units; 2 shelf, storage/display; 2 lights; 1 tack board, 48"W; 1 tool rail, 30"W; 1 paper tray; 1 diagonal tray; 1 adjustable keyboard tray; 1 mobile pedestal, box/file.
F0110 | Bookcase, 3 Shelf | 1 | VV | Freestanding open metal shelf book case, approximately 60" high X 36" wide X 18" deep with three (3) adjustable shelves and four (4) non-marking floor glides.
F0205 | Chair, Side With Arms | 2 | VV | Upholstered side chair, 32" high X 21" wide X 23" deep with arms, padded seats and padded backs. Seat height is a minimum of 17". Available with or without sled base.
F0275 | Chair, Swivel, High Back | 1 | VV | Highback contemporary swivel chair, 41" high X 23" wide X 23" deep with five (5) caster swivel base and arms. Chair may be used at desks or in conference rooms. Back and seat are foam padded and upholstered with either woven textile fabric or vinyl.
F0420 | Cabinet, Filing, Lateral, Half Height | 1 | VV | Half height two (2) or three (3) drawer lateral filing cabinet, 28" high X 42" wide X 18" deep with recessed handles, locking device and drawer label holders. Drawers are adaptable to either letter or legal size materials.
F2000 | Basket, Wastepaper, Fire Resistant | 1 | VV | Wastepaper basket, fire resistant, approximately 40 quart capacity. This unit is used to collect and temporarily store small quantities of paper refuse in patient rooms, administrative areas and nursing stations. Size and shape varies depending on the application and manufacturer selected.
F3200 | Clock, Battery, 12" Diameter | 1 | VV | Clock, 12" diameter. Round surface, easy to read numbers with sweep second hand. Wall mounted unit for use when impractical to install a fully synchronized clock system. Battery operated, (batteries not included).
M1801 | Computer, Microprocessing, w/Flat Panel Monitor | 1 | VV | Desk top microprocessing computer. The unit shall consist of a central processing mini tower, flat panel monitor, keyboard, mouse and speakers. The system shall have the following minimum characteristics: a 2.8 GHz Pentium processor; 512 MB memory; 80GB hard drive; 32/48x CD-ROMDVD combo; 1.44MB network interface card; video 32 MB NVIDIA; a 18 inch flat panel monitor. The computer is used throughout the facility to input, manipulate and retrieve information.
5 - SS218 - Wm Vet Svc Program Assistant Workstation, Stff Sprt | 5 - SS218 - Wm Vet Svc Program Assistant Workstation, Stff Sprt | 5 - SS218 - Wm Vet Svc Program Assistant Workstation, Stff Sprt | 5 - SS218 - Wm Vet Svc Program Assistant Workstation, Stff Sprt | 5 - SS218 - Wm Vet Svc Program Assistant Workstation, Stff Sprt
JSN | NAME | QTY | ACQ/INS | DESCRIPTION
A1010 | Telecommunication Outlet | 2 | VV | Telecommunication outlet location.
A1015 | Telephone, Desk, Multiple Line | 1 | VV | Telephone, desk, multiple line.
E0123 | Workstation, Straight, Free Standing, 72" W | 1 | VV | This JSN will provide a whole work station typical to quickly plan work in areas in clinical or administrative spaces. There will be a price decrease if typical work stations are used with vertical hanging strips instead of panels. THIS TYPICAL INCLUDES: 4 Standard Solid Panels 2 Panel Connectors, 2-Way Corner 1 Panel-to-Panel Connector 2 Finished End Hardware 1 Cantilevered, Work Surface 2 Lockable Flipper Units 2 Shelf, Storage/Displays 2 Lights 1 Tack board 1 Tool Rail 1 Paper Tray 1 Diagonal Tray 1 Adjustable Keyboard Tray 1 Mobile Pedestal, Box/File
F0275 | Chair, Swivel, High Back | 1 | VV | Highback contemporary swivel chair, 41" high X 23" wide X 23" deep with five (5) caster swivel base and arms. Chair may be used at desks or in conference rooms. Back and seat are foam padded and upholstered with either woven textile fabric or vinyl.
F0420 | Cabinet, Filing, Lateral, Half Height | 1 | VV | Half height two (2) or three (3) drawer lateral filing cabinet, 28" high X 42" wide X 18" deep with recessed handles, locking device and drawer label holders. Drawers are adaptable to either letter or legal size materials.
F2000 | Basket, Wastepaper, Fire Resistant | 1 | VV | Wastepaper basket, fire resistant, approximately 40 quart capacity. This unit is used to collect and temporarily store small quantities of paper refuse in patient rooms, administrative areas and nursing stations. Size and shape varies depending on the application and manufacturer selected.
M1801 | Computer, Microprocessing, w/Flat Panel Monitor | 1 | VV | Desk top microprocessing computer. The unit shall consist of a central processing mini tower, flat panel monitor, keyboard, mouse and speakers. The system shall have the following minimum characteristics: a 2.8 GHz Pentium processor; 512 MB memory; 80GB hard drive; 32/48x CD-ROMDVD combo; 1.44MB network interface card; video 32 MB NVIDIA; a 18 inch flat panel monitor. The computer is used throughout the facility to input, manipulate and retrieve information.
6 - SS218 - Wm Vet Svc Specialty Provider Workstation, Stff Sprt | 6 - SS218 - Wm Vet Svc Specialty Provider Workstation, Stff Sprt | 6 - SS218 - Wm Vet Svc Specialty Provider Workstation, Stff Sprt | 6 - SS218 - Wm Vet Svc Specialty Provider Workstation, Stff Sprt | 6 - SS218 - Wm Vet Svc Specialty Provider Workstation, Stff Sprt
JSN | NAME | QTY | ACQ/INS | DESCRIPTION
A1010 | Telecommunication Outlet | 2 | VV | Telecommunication outlet location.
A1015 | Telephone, Desk, Multiple Line | 1 | VV | Telephone, desk, multiple line.
E0123 | Workstation, Straight, Free Standing, 72" W | 1 | VV | This JSN will provide a whole work station typical to quickly plan work in areas in clinical or administrative spaces. There will be a price decrease if typical work stations are used with vertical hanging strips instead of panels. THIS TYPICAL INCLUDES: 4 Standard Solid Panels 2 Panel Connectors, 2-Way Corner 1 Panel-to-Panel Connector 2 Finished End Hardware 1 Cantilevered, Work Surface 2 Lockable Flipper Units 2 Shelf, Storage/Displays 2 Lights 1 Tack board 1 Tool Rail 1 Paper Tray 1 Diagonal Tray 1 Adjustable Keyboard Tray 1 Mobile Pedestal, Box/File
F0275 | Chair, Swivel, High Back | 1 | VV | Highback contemporary swivel chair, 41" high X 23" wide X 23" deep with five (5) caster swivel base and arms. Chair may be used at desks or in conference rooms. Back and seat are foam padded and upholstered with either woven textile fabric or vinyl.
F0420 | Cabinet, Filing, Lateral, Half Height | 1 | VV | Half height two (2) or three (3) drawer lateral filing cabinet, 28" high X 42" wide X 18" deep with recessed handles, locking device and drawer label holders. Drawers are adaptable to either letter or legal size materials.
F2000 | Basket, Wastepaper, Fire Resistant | 1 | VV | Wastepaper basket, fire resistant, approximately 40 quart capacity. This unit is used to collect and temporarily store small quantities of paper refuse in patient rooms, administrative areas and nursing stations. Size and shape varies depending on the application and manufacturer selected.
M1801 | Computer, Microprocessing, w/Flat Panel Monitor | 1 | VV | Desk top microprocessing computer. The unit shall consist of a central processing mini tower, flat panel monitor, keyboard, mouse and speakers. The system shall have the following minimum characteristics: a 2.8 GHz Pentium processor; 512 MB memory; 80GB hard drive; 32/48x CD-ROMDVD combo; 1.44MB network interface card; video 32 MB NVIDIA; a 18 inch flat panel monitor. The computer is used throughout the facility to input, manipulate and retrieve information.
7 - SS218 - Wm Vet Svc RN Care Manager Workstation, Stff Sprt | 7 - SS218 - Wm Vet Svc RN Care Manager Workstation, Stff Sprt | 7 - SS218 - Wm Vet Svc RN Care Manager Workstation, Stff Sprt | 7 - SS218 - Wm Vet Svc RN Care Manager Workstation, Stff Sprt | 7 - SS218 - Wm Vet Svc RN Care Manager Workstation, Stff Sprt
JSN | NAME | QTY | ACQ/INS | DESCRIPTION
A1010 | Telecommunication Outlet | 2 | VV | Telecommunication outlet location.
A1015 | Telephone, Desk, Multiple Line | 1 | VV | Telephone, desk, multiple line.
E0123 | Workstation, Straight, Free Standing, 72" W | 1 | VV | This JSN will provide a whole work station typical to quickly plan work in areas in clinical or administrative spaces. There will be a price decrease if typical work stations are used with vertical hanging strips instead of panels. THIS TYPICAL INCLUDES: 4 Standard Solid Panels 2 Panel Connectors, 2-Way Corner 1 Panel-to-Panel Connector 2 Finished End Hardware 1 Cantilevered, Work Surface 2 Lockable Flipper Units 2 Shelf, Storage/Displays 2 Lights 1 Tack board 1 Tool Rail 1 Paper Tray 1 Diagonal Tray 1 Adjustable Keyboard Tray 1 Mobile Pedestal, Box/File
F0275 | Chair, Swivel, High Back | 1 | VV | Highback contemporary swivel chair, 41" high X 23" wide X 23" deep with five (5) caster swivel base and arms. Chair may be used at desks or in conference rooms. Back and seat are foam padded and upholstered with either woven textile fabric or vinyl.
F0420 | Cabinet, Filing, Lateral, Half Height | 1 | VV | Half height two (2) or three (3) drawer lateral filing cabinet, 28" high X 42" wide X 18" deep with recessed handles, locking device and drawer label holders. Drawers are adaptable to either letter or legal size materials.
F2000 | Basket, Wastepaper, Fire Resistant | 1 | VV | Wastepaper basket, fire resistant, approximately 40 quart capacity. This unit is used to collect and temporarily store small quantities of paper refuse in patient rooms, administrative areas and nursing stations. Size and shape varies depending on the application and manufacturer selected.
M1801 | Computer, Microprocessing, w/Flat Panel Monitor | 1 | VV | Desk top microprocessing computer. The unit shall consist of a central processing mini tower, flat panel monitor, keyboard, mouse and speakers. The system shall have the following minimum characteristics: a 2.8 GHz Pentium processor; 512 MB memory; 80GB hard drive; 32/48x CD-ROMDVD combo; 1.44MB network interface card; video 32 MB NVIDIA; a 18 inch flat panel monitor. The computer is used throughout the facility to input, manipulate and retrieve information.
8 - SS204 - Wm Vet Svc Nurse Manager Office, Stff Sprt | 8 - SS204 - Wm Vet Svc Nurse Manager Office, Stff Sprt | 8 - SS204 - Wm Vet Svc Nurse Manager Office, Stff Sprt | 8 - SS204 - Wm Vet Svc Nurse Manager Office, Stff Sprt | 8 - SS204 - Wm Vet Svc Nurse Manager Office, Stff Sprt
JSN | NAME | QTY | ACQ/INS | DESCRIPTION
A1010 | Telecommunication Outlet | 2 | VV | Telecommunication outlet location.
A1015 | Telephone, Desk, Multiple Line | 1 | VV | Telephone, desk, multiple line.
A5145 | Hook, Garment, Double, SS, Surface Mounted | 1 | CC | A surface mounted, satin finish stainless steel, double garment hook. Equipped with a concealed mounting bracket that is secured to a concealed wall plate. For general purpose use throughout the facility to hang various items of apparel.
E0078 | Workstation, L-Shaped w/Peninsula, Free Std, 78x72 | 1 | VV | This section will provide a whole work station typical to quickly plan work areas in clinical or administrative spaces. There will be a price decrease if typical work stations are used with vertical hanging strips instead of panels. THIS TYPICAL INCLUDES: 4 standard solid panels; 2 panel connectors, 2-way corner; 1 panel-to-panel connector; 2 finished end hardware; 1 cantilevered work surface; 1 peninsula work surface; 2 lockable flipper units; 2 shelf, storage/display; 2 lights; 1 tack board, 48"W; 1 tool rail, 30"W; 1 paper tray; 1 diagonal tray; 1 adjustable keyboard tray; 1 mobile pedestal, box/file.
F0110 | Bookcase, 3 Shelf | 1 | VV | Freestanding open metal shelf book case, approximately 60" high X 36" wide X 18" deep with three (3) adjustable shelves and four (4) non-marking floor glides.
F0205 | Chair, Side With Arms | 2 | VV | Upholstered side chair, 32" high X 21" wide X 23" deep with arms, padded seats and padded backs. Seat height is a minimum of 17". Available with or without sled base.
F0275 | Chair, Swivel, High Back | 1 | VV | Highback contemporary swivel chair, 41" high X 23" wide X 23" deep with five (5) caster swivel base and arms. Chair may be used at desks or in conference rooms. Back and seat are foam padded and upholstered with either woven textile fabric or vinyl.
F0420 | Cabinet, Filing, Lateral, Half Height | 1 | VV | Half height two (2) or three (3) drawer lateral filing cabinet, 28" high X 42" wide X 18" deep with recessed handles, locking device and drawer label holders. Drawers are adaptable to either letter or legal size materials.
F2000 | Basket, Wastepaper, Fire Resistant | 1 | VV | Wastepaper basket, fire resistant, approximately 40 quart capacity. This unit is used to collect and temporarily store small quantities of paper refuse in patient rooms, administrative areas and nursing stations. Size and shape varies depending on the application and manufacturer selected.
F3200 | Clock, Battery, 12" Diameter | 1 | VV | Clock, 12" diameter. Round surface, easy to read numbers with sweep second hand. Wall mounted unit for use when impractical to install a fully synchronized clock system. Battery operated, (batteries not included).
M1801 | Computer, Microprocessing, w/Flat Panel Monitor | 1 | VV | Desk top microprocessing computer. The unit shall consist of a central processing mini tower, flat panel monitor, keyboard, mouse and speakers. The system shall have the following minimum characteristics: a 2.8 GHz Pentium processor; 512 MB memory; 80GB hard drive; 32/48x CD-ROMDVD combo; 1.44MB network interface card; video 32 MB NVIDIA; a 18 inch flat panel monitor. The computer is used throughout the facility to input, manipulate and retrieve information.
9 - SS204 - Wm Vet Svc Patient Advocate Office, Stff Sprt | 9 - SS204 - Wm Vet Svc Patient Advocate Office, Stff Sprt | 9 - SS204 - Wm Vet Svc Patient Advocate Office, Stff Sprt | 9 - SS204 - Wm Vet Svc Patient Advocate Office, Stff Sprt | 9 - SS204 - Wm Vet Svc Patient Advocate Office, Stff Sprt
JSN | NAME | QTY | ACQ/INS | DESCRIPTION
A1010 | Telecommunication Outlet | 2 | VV | Telecommunication outlet location.
A1015 | Telephone, Desk, Multiple Line | 1 | VV | Telephone, desk, multiple line.
A5145 | Hook, Garment, Double, SS, Surface Mounted | 1 | CC | A surface mounted, satin finish stainless steel, double garment hook. Equipped with a concealed mounting bracket that is secured to a concealed wall plate. For general purpose use throughout the facility to hang various items of apparel.
E0078 | Workstation, L-Shaped w/Peninsula, Free Std, 78x72 | 1 | VV | This section will provide a whole work station typical to quickly plan work areas in clinical or administrative spaces. There will be a price decrease if typical work stations are used with vertical hanging strips instead of panels. THIS TYPICAL INCLUDES: 4 standard solid panels; 2 panel connectors, 2-way corner; 1 panel-to-panel connector; 2 finished end hardware; 1 cantilevered work surface; 1 peninsula work surface; 2 lockable flipper units; 2 shelf, storage/display; 2 lights; 1 tack board, 48"W; 1 tool rail, 30"W; 1 paper tray; 1 diagonal tray; 1 adjustable keyboard tray; 1 mobile pedestal, box/file.
F0110 | Bookcase, 3 Shelf | 1 | VV | Freestanding open metal shelf book case, approximately 60" high X 36" wide X 18" deep with three (3) adjustable shelves and four (4) non-marking floor glides.
F0205 | Chair, Side With Arms | 2 | VV | Upholstered side chair, 32" high X 21" wide X 23" deep with arms, padded seats and padded backs. Seat height is a minimum of 17". Available with or without sled base.
F0275 | Chair, Swivel, High Back | 1 | VV | Highback contemporary swivel chair, 41" high X 23" wide X 23" deep with five (5) caster swivel base and arms. Chair may be used at desks or in conference rooms. Back and seat are foam padded and upholstered with either woven textile fabric or vinyl.
F0420 | Cabinet, Filing, Lateral, Half Height | 1 | VV | Half height two (2) or three (3) drawer lateral filing cabinet, 28" high X 42" wide X 18" deep with recessed handles, locking device and drawer label holders. Drawers are adaptable to either letter or legal size materials.
F2000 | Basket, Wastepaper, Fire Resistant | 1 | VV | Wastepaper basket, fire resistant, approximately 40 quart capacity. This unit is used to collect and temporarily store small quantities of paper refuse in patient rooms, administrative areas and nursing stations. Size and shape varies depending on the application and manufacturer selected.
F3200 | Clock, Battery, 12" Diameter | 1 | VV | Clock, 12" diameter. Round surface, easy to read numbers with sweep second hand. Wall mounted unit for use when impractical to install a fully synchronized clock system. Battery operated, (batteries not included).
M1801 | Computer, Microprocessing, w/Flat Panel Monitor | 1 | VV | Desk top microprocessing computer. The unit shall consist of a central processing mini tower, flat panel monitor, keyboard, mouse and speakers. The system shall have the following minimum characteristics: a 2.8 GHz Pentium processor; 512 MB memory; 80GB hard drive; 32/48x CD-ROMDVD combo; 1.44MB network interface card; video 32 MB NVIDIA; a 18 inch flat panel monitor. The computer is used throughout the facility to input, manipulate and retrieve information.
10 - SS203 - Wm Vet Svc Benefits Advisor Office, Stff Sprt | 10 - SS203 - Wm Vet Svc Benefits Advisor Office, Stff Sprt | 10 - SS203 - Wm Vet Svc Benefits Advisor Office, Stff Sprt | 10 - SS203 - Wm Vet Svc Benefits Advisor Office, Stff Sprt | 10 - SS203 - Wm Vet Svc Benefits Advisor Office, Stff Sprt
JSN | NAME | QTY | ACQ/INS | DESCRIPTION
A1010 | Telecommunication Outlet | 2 | VV | Telecommunication outlet location.
A1015 | Telephone, Desk, Multiple Line | 1 | VV | Telephone, desk, multiple line.
A5145 | Hook, Garment, Double, SS, Surface Mounted | 2 | CC | A surface mounted, satin finish stainless steel, double garment hook. Equipped with a concealed mounting bracket that is secured to a concealed wall plate. For general purpose use throughout the facility to hang various items of apparel.
E0078 | Workstation, L-Shaped w/Peninsula, Free Std, 78x72 | 1 | VV | This section will provide a whole work station typical to quickly plan work areas in clinical or administrative spaces. There will be a price decrease if typical work stations are used with vertical hanging strips instead of panels. THIS TYPICAL INCLUDES: 4 standard solid panels; 2 panel connectors, 2-way corner; 1 panel-to-panel connector; 2 finished end hardware; 1 cantilevered work surface; 1 peninsula work surface; 2 lockable flipper units; 2 shelf, storage/display; 2 lights; 1 tack board, 48"W; 1 tool rail, 30"W; 1 paper tray; 1 diagonal tray; 1 adjustable keyboard tray; 1 mobile pedestal, box/file.
F0110 | Bookcase, 3 Shelf | 1 | VV | Freestanding open metal shelf book case, approximately 60" high X 36" wide X 18" deep with three (3) adjustable shelves and four (4) non-marking floor glides.
F0205 | Chair, Side With Arms | 2 | VV | Upholstered side chair, 32" high X 21" wide X 23" deep with arms, padded seats and padded backs. Seat height is a minimum of 17". Available with or without sled base.
F0275 | Chair, Swivel, High Back | 1 | VV | Highback contemporary swivel chair, 41" high X 23" wide X 23" deep with five (5) caster swivel base and arms. Chair may be used at desks or in conference rooms. Back and seat are foam padded and upholstered with either woven textile fabric or vinyl.
F0420 | Cabinet, Filing, Lateral, Half Height | 1 | VV | Half height two (2) or three (3) drawer lateral filing cabinet, 28" high X 42" wide X 18" deep with recessed handles, locking device and drawer label holders. Drawers are adaptable to either letter or legal size materials.
F2000 | Basket, Wastepaper, Fire Resistant | 1 | VV | Wastepaper basket, fire resistant, approximately 40 quart capacity. This unit is used to collect and temporarily store small quantities of paper refuse in patient rooms, administrative areas and nursing stations. Size and shape varies depending on the application and manufacturer selected.
F3200 | Clock, Battery, 12" Diameter | 1 | VV | Clock, 12" diameter. Round surface, easy to read numbers with sweep second hand. Wall mounted unit for use when impractical to install a fully synchronized clock system. Battery operated, (batteries not included).
M1801 | Computer, Microprocessing, w/Flat Panel Monitor | 1 | VV | Desk top microprocessing computer. The unit shall consist of a central processing mini tower, flat panel monitor, keyboard, mouse and speakers. The system shall have the following minimum characteristics: a 2.8 GHz Pentium processor; 512 MB memory; 80GB hard drive; 32/48x CD-ROMDVD combo; 1.44MB network interface card; video 32 MB NVIDIA; a 18 inch flat panel monitor. The computer is used throughout the facility to input, manipulate and retrieve information.
11 - SS218 - Wm Vet Svc Administration Workstation, Stff Sprt | 11 - SS218 - Wm Vet Svc Administration Workstation, Stff Sprt | 11 - SS218 - Wm Vet Svc Administration Workstation, Stff Sprt | 11 - SS218 - Wm Vet Svc Administration Workstation, Stff Sprt | 11 - SS218 - Wm Vet Svc Administration Workstation, Stff Sprt
JSN | NAME | QTY | ACQ/INS | DESCRIPTION
A1010 | Telecommunication Outlet | 2 | VV | Telecommunication outlet location.
A1015 | Telephone, Desk, Multiple Line | 1 | VV | Telephone, desk, multiple line.
E0123 | Workstation, Straight, Free Standing, 72" W | 1 | VV | This JSN will provide a whole work station typical to quickly plan work in areas in clinical or administrative spaces. There will be a price decrease if typical work stations are used with vertical hanging strips instead of panels. THIS TYPICAL INCLUDES: 4 Standard Solid Panels 2 Panel Connectors, 2-Way Corner 1 Panel-to-Panel Connector 2 Finished End Hardware 1 Cantilevered, Work Surface 2 Lockable Flipper Units 2 Shelf, Storage/Displays 2 Lights 1 Tack board 1 Tool Rail 1 Paper Tray 1 Diagonal Tray 1 Adjustable Keyboard Tray 1 Mobile Pedestal, Box/File
F0275 | Chair, Swivel, High Back | 1 | VV | Highback contemporary swivel chair, 41" high X 23" wide X 23" deep with five (5) caster swivel base and arms. Chair may be used at desks or in conference rooms. Back and seat are foam padded and upholstered with either woven textile fabric or vinyl.
F0420 | Cabinet, Filing, Lateral, Half Height | 1 | VV | Half height two (2) or three (3) drawer lateral filing cabinet, 28" high X 42" wide X 18" deep with recessed handles, locking device and drawer label holders. Drawers are adaptable to either letter or legal size materials.
F2000 | Basket, Wastepaper, Fire Resistant | 1 | VV | Wastepaper basket, fire resistant, approximately 40 quart capacity. This unit is used to collect and temporarily store small quantities of paper refuse in patient rooms, administrative areas and nursing stations. Size and shape varies depending on the application and manufacturer selected.
M1801 | Computer, Microprocessing, w/Flat Panel Monitor | 1 | VV | Desk top microprocessing computer. The unit shall consist of a central processing mini tower, flat panel monitor, keyboard, mouse and speakers. The system shall have the following minimum characteristics: a 2.8 GHz Pentium processor; 512 MB memory; 80GB hard drive; 32/48x CD-ROMDVD combo; 1.44MB network interface card; video 32 MB NVIDIA; a 18 inch flat panel monitor. The computer is used throughout the facility to input, manipulate and retrieve information.
12 - SS262 - Wm Vet Svc Staff Breakroom, Stff Sprt | 12 - SS262 - Wm Vet Svc Staff Breakroom, Stff Sprt | 12 - SS262 - Wm Vet Svc Staff Breakroom, Stff Sprt | 12 - SS262 - Wm Vet Svc Staff Breakroom, Stff Sprt | 12 - SS262 - Wm Vet Svc Staff Breakroom, Stff Sprt
JSN | NAME | QTY | ACQ/INS | DESCRIPTION
A1010 | Telecommunication Outlet | 1 | VV | Telecommunication outlet location.
A1012 | Telephone, Wall Mounted, 1 Line | 1 | VV | Telephone, wall mounted, 1 line.
A1080 | Mirror, Posture, Wall Mounted | 1 | CC | Wall mounted posture mirror. Consists of a 1/4" plate glass in a sturdy corrosion resistant frame with water proof back. For educational and therapy programs.
A5075 | Dispenser, Soap, Disposable | 1 | VV | Disposable soap dispenser. One-handed dispensing operation. Designed to accommodate disposable soap cartridge and valve.
A5080 | Dispenser, Paper Towel, SS, Surface Mounted | 1 | CC | A surface mounted, satin finish stainless steel, single-fold, paper towel dispenser. Dispenser features: tumbler lock; front hinged at bottom; and refill indicator slot. Minimum capacity 400 single-fold paper towels. For general purpose use throughout the facility.
A5145 | Hook, Garment, Double, SS, Surface Mounted | 1 | CC | A surface mounted, satin finish stainless steel, double garment hook. Equipped with a concealed mounting bracket that is secured to a concealed wall plate. For general purpose use throughout the facility to hang various items of apparel.
A5210 | Bracket, Television, Wall Mounted, w/Adjust Arm | 1 | VV | Wall mounted television bracket with adjustable arm. Consists of movable arm with minimum 120 degree swivel. Designed for holding wall mounted, flat panel television units in patient rooms.
A5220 | Bracket, Television, Wall Backing | 1 | CC | Wall mounted television bracket backing which provides additional support and strength for the installation of the television bracket. Option available for interior or exterior plate and sized for 12” 16” or 24” stud spacing.
C02C0 | Cabinet, U/C/B, 1 Shelf, 1 Drawer, 1 DO, 36x24x22 | 1 | CC | Standing height under counter base cabinet with an adjustable shelf and a full width drawer above a solid right or left-hinged door (appropriate door hinge configuration to be indicated on equipment elevation drawings). Also referred to as a combination cabinet or a drawer and cupboard cabinet. For general purpose use throughout the facility.
C02D0 | Cabinet, U/C/B, 4 Drawer, 36x24x22 | 1 | CC | Standing height under counter base cabinet with four full width drawers of equal height. Also referred to as a drawer cabinet. For general purpose use throughout the facility.
C04P0 | Cabinet, Sink, U/C/B, 2 Door, 36x36x22 | 1 | CC | Standing height under counter base sink cabinet with solid hinged doors. Also referred to as a double-door sink cabinet. For general purpose use throughout the facility where a sink is to be used. Coordinate actual clear cabinet dimension with the actual outside dimension of sink that is specified to ensure that they are compatible.
CB020 | Cabinet, W/H, 2 Shelf, 1 DO, Sloping Top, 38x24x13 | 2 | CC | Wall hung cabinet with two adjustable shelves, solid right or left-hinged door (appropriate door hinge configuration to be indicated on equipment elevation drawings), and sloping top. Also referred to as a solid hinged single door case. For general purpose use throughout the facility.
CS010 | Sink, SS, Single Compartment, 7.5x12x12 ID | 1 | CC | Single compartment stainless steel sink, drop-in, self-rimming, ledge-type, connected with a drain and provided with a mixing faucet. It shall also be provided with pre-punched fixture holes on 4" center, integral back ledge to accommodate deck-mounted fixtures, brushed/polished interior and top surfaces, and sound deadened. Recommended for use in suspended or U/C/B sink cabinets having a high plastic laminate or Chemsurf laminate countertop/work surface. For general purpose use throughout the facility.
CT020 | Countertop, Solid Surface | 7 | CC | A solid, nonporous countertop with a smooth seamless appearance. Easy to clean and maintain and with proper cleaning does not support the growth of mold. An acrylic-based solid surface product. Standard thickness of 1", and a 4" butt backsplash/curb. Also referred to as a work surface or work top. Available in a choice of colors and depths. Used in lab and other hospital areas requiring optimum physical and chemical resisting properties.
F0225 | Chair, Dining Room | 4 | VV | Dining room chair with glides. Chair has straight legs with cushioned cloth or vinyl seat.
F0795 | Table, Dining | 1 | VV | Dining table. Round 42" diameter or square 42" X 42". Used in dining facilities and can comfortably seat up to four (4) persons.
F2015 | Basket, Wastepaper, Metal/Plastic,2 Swinging Doors | 1 | VV | Metal receptacle for soiled / used towels or waste. Equipped with a removable tapered top with two independently operating self-closing, spring hinged doors. Used in public facilities for the collection and temporary storage of refuse.
F3065 | Whiteboard/Bulletin Board, Combination | 1 | VV | A combination whiteboard and bulletin board, half LCS and half cork. Available with either aluminum or wood frame. It can be used in patient rooms or in any appropriate space in the facility.
F3200 | Clock, Battery, 12" Diameter | 1 | VV | Clock, 12" diameter. Round surface, easy to read numbers with sweep second hand. Wall mounted unit for use when impractical to install a fully synchronized clock system. Battery operated, (batteries not included).
K1552 | Brewer, Coffee, Auto, Elect, 3 Burner, Front/Back | 1 | VV | Space saving front to back automatic coffee maker. This unit includes a heating tank, connection for a cold water supply, decanter service with three burners, funnel and a water flow controller. The unit is used for semi-automatic coffee brewing in cafeterias and commercial institutions. The unit automatically shuts off the water flow when enough has passed through to fill the pot. The unit is normally provided plumbed with a hot water faucet to the side for making other hot drinks (tea, cider, cocoa, etc.). The database height dimension does not include the clearance for coffee decanters warming on the upper burners.
K4665 | Oven, Microwave, Consumer | 1 | VV | Counter mounted microwave oven for average duty use. The exterior cabinet can be metal or heavy duty impact resistant plastic. The oven delivers instant energy for rapid heating, defrosting or prime cooking. The oven has touch pad controls, digital timer, power level selector and preprogrammed selectors for commonly cooked items. This oven is commonly found in staff lounges.
M0515 | Television, HD, 40" Class | 1 | VV | High definition (HDTV) multimedia flat panel LED 40" class display television. The TV will have a 16:9 wide screen aspect ratio, minimum of 1920 x 1080 display resolution, digital tuner, minimum refresh rate of 60Hz, minimum of two HDMI ports and 1 USB port ENERGY STAR certified.
R7250 | Refrigerator/Freezer, 20 Cubic Feet | 1 | VV | Refrigerator/freezer unit. This type unit includes a food saver system that helps keep food fresher. It also includes roll out wheels and is equipped for an optional automatic icemaker. This unit is of commercial or residential design and use.
13 - SS232 - Wm Vet Svc Female Staff Locker Room, Stff Sprt | 13 - SS232 - Wm Vet Svc Female Staff Locker Room, Stff Sprt | 13 - SS232 - Wm Vet Svc Female Staff Locker Room, Stff Sprt | 13 - SS232 - Wm Vet Svc Female Staff Locker Room, Stff Sprt | 13 - SS232 - Wm Vet Svc Female Staff Locker Room, Stff Sprt
JSN | NAME | QTY | ACQ/INS | DESCRIPTION
A1010 | Telecommunication Outlet | 1 | VV | Telecommunication outlet location.
A1012 | Telephone, Wall Mounted, 1 Line | 1 | VV | Telephone, wall mounted, 1 line.
A1040 | Locker, 2 Person, Side by Side, 72x15x18 | 8 | VV | Two person side by side locker. Steel unit. It consists of side by side compartments for hanging clothes and over/under compartments for hats, etc. Used for personal belongings storage.
A1080 | Mirror, Posture, Wall Mounted | 1 | CC | Wall mounted posture mirror. Consists of a 1/4" plate glass in a sturdy corrosion resistant frame with water proof back. For educational and therapy programs.
A5020 | Bench, Locker Room, Floor Mounted | 1 | CC | Locker room bench. Floor mounting -1-1/4" thick. Benches are sanded smooth with two coats of moisture-resistant sealer to ensure a protective, satin gloss surface, and mounted on strong steel pedestal anchored to the floor. Over all height of 18" includes pedestal. Size as required.
F2000 | Basket, Wastepaper, Fire Resistant | 1 | VV | Wastepaper basket, fire resistant, approximately 40 quart capacity. This unit is used to collect and temporarily store small quantities of paper refuse in patient rooms, administrative areas and nursing stations. Size and shape varies depending on the application and manufacturer selected.
F3200 | Clock, Battery, 12" Diameter | 1 | VV | Clock, 12" diameter. Round surface, easy to read numbers with sweep second hand. Wall mounted unit for use when impractical to install a fully synchronized clock system. Battery operated, (batteries not included).
14 - SB202 - Wm Vet Svc Female Staff Toilet, Bldg Sprt | 14 - SB202 - Wm Vet Svc Female Staff Toilet, Bldg Sprt | 14 - SB202 - Wm Vet Svc Female Staff Toilet, Bldg Sprt | 14 - SB202 - Wm Vet Svc Female Staff Toilet, Bldg Sprt | 14 - SB202 - Wm Vet Svc Female Staff Toilet, Bldg Sprt
JSN | NAME | QTY | ACQ/INS | DESCRIPTION
A1067 | Mirror, Float Glass, ADA Accessible | 1 | CC | A high quality 1/4" polished float glass mirror with a stainless steel frame. Frame holds mirror in a tilted position for accessibility and compliance with ADA requirements. Mirror has a galvanized steel back secured to frame with concealed screws with integral horizontal hanging brackets. Mirror shall be approximately 18" wide and 36" high. Other sizes are available.
A4995 | Table, Diaper Changing, Wall Mounted | 1 | CC | Wall mounted diaper changing table for use in public restrooms. Unit is a fold down system that folds upward when not in use for minimal intrusion into the room. Changing surface is contoured and has safety belt to insure that an infant will not fall from the table. Table is designed to hold no less than 250 pounds static weight. Closed dimensions are approximately 21" H x 36" W x 5" D. Open dimensions vary according to style. One system's open dimensions are 15 " high, 32" wide and 19" deep.
A5075 | Dispenser, Soap, Disposable | 1 | VV | Disposable soap dispenser. One-handed dispensing operation. Designed to accommodate disposable soap cartridge and valve.
A5082 | Dispenser, Paper Towel, Sensor, Hands Free | 1 | CC | A surface mounted, sensor activated, automatic, roll paper towel dispenser. The unit dispenses a paper towel automatically only when hands are place in position below the dispenser for maximum sanitation and hygiene. May include adjustable settings for sheet length, time delay, and sensor range. Unit is battery operated or with optional AC power adapter.
A5090 | Disposal, Sanitary Napkin, SS, Surface Mounted | 1 | CC | A surface mounted, satin finish stainless steel, sanitary napkin disposal. Disposal features a flip-up cover, secured to the container by a heavy duty stainless steel piano-hinge. Disposal may be secured to wall or toilet partition. For general purpose use in female toilet stalls or rooms and uni-sex toilet rooms.
A5109 | Grab Bar, 1-1/4" Dia., SS, 2 Wall, W/C Accessible | 1 | CC | A 1-1/4" diameter, satin finish stainless steel, peened gripping surface, 2 wall toilet stall/ room, grab bar with concealed mounting flanges. Snap over flanges are provided to conceal mounting screws. A selection of mounting kits and concealed anchor devices are available from the manufacturers for different types of installations. Grab bar shall comply with barrier-free accessibility guidelines for structural strength. For typical water closet applications in toilet stalls and rooms where ADA (American's With Disabilities Act) requirements must be met.
A5145 | Hook, Garment, Double, SS, Surface Mounted | 1 | CC | A surface mounted, satin finish stainless steel, double garment hook. Equipped with a concealed mounting bracket that is secured to a concealed wall plate. For general purpose use throughout the facility to hang various items of apparel.
A5200 | Dispenser, Toilet Tissue, SS, 2-Roll, Surface Mntd | 1 | CC | A concealed surface mounted, double roll, satin finish stainless steel, toilet tissue dispenser. Unit accommodates two standard-core toilet tissue rolls through 5" in diameter. Spindles are chrome plated plastic with a heavy-duty internal spring and turn freely for non-controlled delivery. For general purpose use in restrooms.
CT025 | Countertop, Solid Surface with Sink Combination | 1 | CC | A solid, nonporous countertop approximately 36"W x 22"D with a undercounter sink combination. The countertop is an acrylic-based solid surface product with a standard thickness of 1", and a 4" butt backsplash/curb. Surfaces will be easy to clean and maintain. Also referred to as a work surface or work top with sink. Available in a choice of colors, depths and sink shapes. Used for various applications in patient rooms, restrooms and throughout the facility. Usually a part of a casework interior design program. Unit does not include the drain and faucet.
F2015 | Basket, Wastepaper, Metal/Plastic,2 Swinging Doors | 1 | VV | Metal receptacle for soiled / used towels or waste. Equipped with a removable tapered top with two independently operating self-closing, spring hinged doors. Used in public facilities for the collection and temporary storage of refuse.
P9050 | Toilet, Wall Hung, Siphon Jet | 1 | CC | Siphon jet water closet/ toilet. This unit is wall hung with an elongated bowl, top spud flushometer, seat with open front and check hinge, and carrier. Used in restrooms throughout the health care facility.
15 - SS241 - Wm Vet Svc Male Staff Locker Room, Stff Sprt | 15 - SS241 - Wm Vet Svc Male Staff Locker Room, Stff Sprt | 15 - SS241 - Wm Vet Svc Male Staff Locker Room, Stff Sprt | 15 - SS241 - Wm Vet Svc Male Staff Locker Room, Stff Sprt | 15 - SS241 - Wm Vet Svc Male Staff Locker Room, Stff Sprt
JSN | NAME | QTY | ACQ/INS | DESCRIPTION
A1010 | Telecommunication Outlet | 1 | VV | Telecommunication outlet location.
A1012 | Telephone, Wall Mounted, 1 Line | 1 | VV | Telephone, wall mounted, 1 line.
A1030 | Locker, 2 Person, Over/Under | 8 | VV | Two person locker, double tier, 72Hx12Wx18D. This unit includes hooks for coats and hats. Door equipped with safety guard handles. Designed for storage of coats, hats, and other personal belongings. Other width and depths are available.
A1080 | Mirror, Posture, Wall Mounted | 1 | CC | Wall mounted posture mirror. Consists of a 1/4" plate glass in a sturdy corrosion resistant frame with water proof back. For educational and therapy programs.
A5020 | Bench, Locker Room, Floor Mounted | 1 | CC | Locker room bench. Floor mounting -1-1/4" thick. Benches are sanded smooth with two coats of moisture-resistant sealer to ensure a protective, satin gloss surface, and mounted on strong steel pedestal anchored to the floor. Over all height of 18" includes pedestal. Size as required.
F2000 | Basket, Wastepaper, Fire Resistant | 1 | VV | Wastepaper basket, fire resistant, approximately 40 quart capacity. This unit is used to collect and temporarily store small quantities of paper refuse in patient rooms, administrative areas and nursing stations. Size and shape varies depending on the application and manufacturer selected.
F3200 | Clock, Battery, 12" Diameter | 1 | VV | Clock, 12" diameter. Round surface, easy to read numbers with sweep second hand. Wall mounted unit for use when impractical to install a fully synchronized clock system. Battery operated, (batteries not included).
16 - SB203 - Wm Vet Svc Male Staff Toilet, Bldg Sprt | 16 - SB203 - Wm Vet Svc Male Staff Toilet, Bldg Sprt | 16 - SB203 - Wm Vet Svc Male Staff Toilet, Bldg Sprt | 16 - SB203 - Wm Vet Svc Male Staff Toilet, Bldg Sprt | 16 - SB203 - Wm Vet Svc Male Staff Toilet, Bldg Sprt
JSN | NAME | QTY | ACQ/INS | DESCRIPTION
A1067 | Mirror, Float Glass, ADA Accessible | 1 | CC | A high quality 1/4" polished float glass mirror with a stainless steel frame. Frame holds mirror in a tilted position for accessibility and compliance with ADA requirements. Mirror has a galvanized steel back secured to frame with concealed screws with integral horizontal hanging brackets. Mirror shall be approximately 18" wide and 36" high. Other sizes are available.
A4995 | Table, Diaper Changing, Wall Mounted | 1 | CC | Wall mounted diaper changing table for use in public restrooms. Unit is a fold down system that folds upward when not in use for minimal intrusion into the room. Changing surface is contoured and has safety belt to insure that an infant will not fall from the table. Table is designed to hold no less than 250 pounds static weight. Closed dimensions are approximately 21" H x 36" W x 5" D. Open dimensions vary according to style. One system's open dimensions are 15 " high, 32" wide and 19" deep.
A5075 | Dispenser, Soap, Disposable | 1 | VV | Disposable soap dispenser. One-handed dispensing operation. Designed to accommodate disposable soap cartridge and valve.
A5082 | Dispenser, Paper Towel, Sensor, Hands Free | 1 | CC | A surface mounted, sensor activated, automatic, roll paper towel dispenser. The unit dispenses a paper towel automatically only when hands are place in position below the dispenser for maximum sanitation and hygiene. May include adjustable settings for sheet length, time delay, and sensor range. Unit is battery operated or with optional AC power adapter.
A5109 | Grab Bar, 1-1/4" Dia., SS, 2 Wall, W/C Accessible | 1 | CC | A 1-1/4" diameter, satin finish stainless steel, peened gripping surface, 2 wall toilet stall/ room, grab bar with concealed mounting flanges. Snap over flanges are provided to conceal mounting screws. A selection of mounting kits and concealed anchor devices are available from the manufacturers for different types of installations. Grab bar shall comply with barrier-free accessibility guidelines for structural strength. For typical water closet applications in toilet stalls and rooms where ADA (American's With Disabilities Act) requirements must be met.
A5145 | Hook, Garment, Double, SS, Surface Mounted | 1 | CC | A surface mounted, satin finish stainless steel, double garment hook. Equipped with a concealed mounting bracket that is secured to a concealed wall plate. For general purpose use throughout the facility to hang various items of apparel.
A5200 | Dispenser, Toilet Tissue, SS, 2-Roll, Surface Mntd | 1 | CC | A concealed surface mounted, double roll, satin finish stainless steel, toilet tissue dispenser. Unit accommodates two standard-core toilet tissue rolls through 5" in diameter. Spindles are chrome plated plastic with a heavy-duty internal spring and turn freely for non-controlled delivery. For general purpose use in restrooms.
CT025 | Countertop, Solid Surface with Sink Combination | 1 | CC | A solid, nonporous countertop approximately 36"W x 22"D with a undercounter sink combination. The countertop is an acrylic-based solid surface product with a standard thickness of 1", and a 4" butt backsplash/curb. Surfaces will be easy to clean and maintain. Also referred to as a work surface or work top with sink. Available in a choice of colors, depths and sink shapes. Used for various applications in patient rooms, restrooms and throughout the facility. Usually a part of a casework interior design program. Unit does not include the drain and faucet.
F2015 | Basket, Wastepaper, Metal/Plastic,2 Swinging Doors | 1 | VV | Metal receptacle for soiled / used towels or waste. Equipped with a removable tapered top with two independently operating self-closing, spring hinged doors. Used in public facilities for the collection and temporary storage of refuse.
P9050 | Toilet, Wall Hung, Siphon Jet | 1 | CC | Siphon jet water closet/ toilet. This unit is wall hung with an elongated bowl, top spud flushometer, seat with open front and check hinge, and carrier. Used in restrooms throughout the health care facility.
6 - EDUCATION AREA | 6 - EDUCATION AREA | 6 - EDUCATION AREA | 6 - EDUCATION AREA | 6 - EDUCATION AREA
1 - SS204 - Wm Vet Svc Residency Program Director Office, Stff Sprt | 1 - SS204 - Wm Vet Svc Residency Program Director Office, Stff Sprt | 1 - SS204 - Wm Vet Svc Residency Program Director Office, Stff Sprt | 1 - SS204 - Wm Vet Svc Residency Program Director Office, Stff Sprt | 1 - SS204 - Wm Vet Svc Residency Program Director Office, Stff Sprt
JSN | NAME | QTY | ACQ/INS | DESCRIPTION
A1010 | Telecommunication Outlet | 2 | VV | Telecommunication outlet location.
A1015 | Telephone, Desk, Multiple Line | 1 | VV | Telephone, desk, multiple line.
A5145 | Hook, Garment, Double, SS, Surface Mounted | 1 | CC | A surface mounted, satin finish stainless steel, double garment hook. Equipped with a concealed mounting bracket that is secured to a concealed wall plate. For general purpose use throughout the facility to hang various items of apparel.
E0078 | Workstation, L-Shaped w/Peninsula, Free Std, 78x72 | 1 | VV | This section will provide a whole work station typical to quickly plan work areas in clinical or administrative spaces. There will be a price decrease if typical work stations are used with vertical hanging strips instead of panels. THIS TYPICAL INCLUDES: 4 standard solid panels; 2 panel connectors, 2-way corner; 1 panel-to-panel connector; 2 finished end hardware; 1 cantilevered work surface; 1 peninsula work surface; 2 lockable flipper units; 2 shelf, storage/display; 2 lights; 1 tack board, 48"W; 1 tool rail, 30"W; 1 paper tray; 1 diagonal tray; 1 adjustable keyboard tray; 1 mobile pedestal, box/file.
F0110 | Bookcase, 3 Shelf | 1 | VV | Freestanding open metal shelf book case, approximately 60" high X 36" wide X 18" deep with three (3) adjustable shelves and four (4) non-marking floor glides.
F0205 | Chair, Side With Arms | 2 | VV | Upholstered side chair, 32" high X 21" wide X 23" deep with arms, padded seats and padded backs. Seat height is a minimum of 17". Available with or without sled base.
F0275 | Chair, Swivel, High Back | 1 | VV | Highback contemporary swivel chair, 41" high X 23" wide X 23" deep with five (5) caster swivel base and arms. Chair may be used at desks or in conference rooms. Back and seat are foam padded and upholstered with either woven textile fabric or vinyl.
F0420 | Cabinet, Filing, Lateral, Half Height | 1 | VV | Half height two (2) or three (3) drawer lateral filing cabinet, 28" high X 42" wide X 18" deep with recessed handles, locking device and drawer label holders. Drawers are adaptable to either letter or legal size materials.
F2000 | Basket, Wastepaper, Fire Resistant | 1 | VV | Wastepaper basket, fire resistant, approximately 40 quart capacity. This unit is used to collect and temporarily store small quantities of paper refuse in patient rooms, administrative areas and nursing stations. Size and shape varies depending on the application and manufacturer selected.
F3200 | Clock, Battery, 12" Diameter | 1 | VV | Clock, 12" diameter. Round surface, easy to read numbers with sweep second hand. Wall mounted unit for use when impractical to install a fully synchronized clock system. Battery operated, (batteries not included).
M1801 | Computer, Microprocessing, w/Flat Panel Monitor | 1 | VV | Desk top microprocessing computer. The unit shall consist of a central processing mini tower, flat panel monitor, keyboard, mouse and speakers. The system shall have the following minimum characteristics: a 2.8 GHz Pentium processor; 512 MB memory; 80GB hard drive; 32/48x CD-ROMDVD combo; 1.44MB network interface card; video 32 MB NVIDIA; a 18 inch flat panel monitor. The computer is used throughout the facility to input, manipulate and retrieve information.
2 - SS218 - Wm Vet Svc Research Assistant Workstation, Stff Sprt | 2 - SS218 - Wm Vet Svc Research Assistant Workstation, Stff Sprt | 2 - SS218 - Wm Vet Svc Research Assistant Workstation, Stff Sprt | 2 - SS218 - Wm Vet Svc Research Assistant Workstation, Stff Sprt | 2 - SS218 - Wm Vet Svc Research Assistant Workstation, Stff Sprt
JSN | NAME | QTY | ACQ/INS | DESCRIPTION
A1010 | Telecommunication Outlet | 2 | VV | Telecommunication outlet location.
A1015 | Telephone, Desk, Multiple Line | 1 | VV | Telephone, desk, multiple line.
E0123 | Workstation, Straight, Free Standing, 72" W | 1 | VV | This JSN will provide a whole work station typical to quickly plan work in areas in clinical or administrative spaces. There will be a price decrease if typical work stations are used with vertical hanging strips instead of panels. THIS TYPICAL INCLUDES: 4 Standard Solid Panels 2 Panel Connectors, 2-Way Corner 1 Panel-to-Panel Connector 2 Finished End Hardware 1 Cantilevered, Work Surface 2 Lockable Flipper Units 2 Shelf, Storage/Displays 2 Lights 1 Tack board 1 Tool Rail 1 Paper Tray 1 Diagonal Tray 1 Adjustable Keyboard Tray 1 Mobile Pedestal, Box/File
F0275 | Chair, Swivel, High Back | 1 | VV | Highback contemporary swivel chair, 41" high X 23" wide X 23" deep with five (5) caster swivel base and arms. Chair may be used at desks or in conference rooms. Back and seat are foam padded and upholstered with either woven textile fabric or vinyl.
F0420 | Cabinet, Filing, Lateral, Half Height | 1 | VV | Half height two (2) or three (3) drawer lateral filing cabinet, 28" high X 42" wide X 18" deep with recessed handles, locking device and drawer label holders. Drawers are adaptable to either letter or legal size materials.
F2000 | Basket, Wastepaper, Fire Resistant | 1 | VV | Wastepaper basket, fire resistant, approximately 40 quart capacity. This unit is used to collect and temporarily store small quantities of paper refuse in patient rooms, administrative areas and nursing stations. Size and shape varies depending on the application and manufacturer selected.
M1801 | Computer, Microprocessing, w/Flat Panel Monitor | 1 | VV | Desk top microprocessing computer. The unit shall consist of a central processing mini tower, flat panel monitor, keyboard, mouse and speakers. The system shall have the following minimum characteristics: a 2.8 GHz Pentium processor; 512 MB memory; 80GB hard drive; 32/48x CD-ROMDVD combo; 1.44MB network interface card; video 32 MB NVIDIA; a 18 inch flat panel monitor. The computer is used throughout the facility to input, manipulate and retrieve information.
3 - SS111 - Wm Vet Svc Resident Training Room, Educ Svc | 3 - SS111 - Wm Vet Svc Resident Training Room, Educ Svc | 3 - SS111 - Wm Vet Svc Resident Training Room, Educ Svc | 3 - SS111 - Wm Vet Svc Resident Training Room, Educ Svc | 3 - SS111 - Wm Vet Svc Resident Training Room, Educ Svc
JSN | NAME | QTY | ACQ/INS | DESCRIPTION
A1010 | Telecommunication Outlet | 3 | VV | Telecommunication outlet location.
F0115 | Bookcase, Open, 5 Shelf | 1 | VV | Freestanding open shelf bookcase, approximately 82" high X 37" wide X 18" deep with 5 (five) adjustable shelves. Unit can be separate or part of a system with available add-on shelving.
F0300 | Chair, Task, Swivel, With Arms | 6 | VV | Task chair, approximately 34" H X 26" W X 22" D with adjustable arms and a five caster adjustable swivel base. Seat and back are foam padded and upholstered in woven fabric or vinyl.
F0780 | Table, Work, 60W x 30D | 6 | VV | Work table approximately 29" high X 60" wide X 30" deep with top and four (4) non-folding legs.
F2000 | Basket, Wastepaper, Fire Resistant | 1 | VV | Wastepaper basket, fire resistant, approximately 40 quart capacity. This unit is used to collect and temporarily store small quantities of paper refuse in patient rooms, administrative areas and nursing stations. Size and shape varies depending on the application and manufacturer selected.
F3200 | Clock, Battery, 12" Diameter | 1 | VV | Clock, 12" diameter. Round surface, easy to read numbers with sweep second hand. Wall mounted unit for use when impractical to install a fully synchronized clock system. Battery operated, (batteries not included).
M1801 | Computer, Microprocessing, w/Flat Panel Monitor | 6 | VV | Desk top microprocessing computer. The unit shall consist of a central processing mini tower, flat panel monitor, keyboard, mouse and speakers. The system shall have the following minimum characteristics: a 2.8 GHz Pentium processor; 512 MB memory; 80GB hard drive; 32/48x CD-ROMDVD combo; 1.44MB network interface card; video 32 MB NVIDIA; a 18 inch flat panel monitor. The computer is used throughout the facility to input, manipulate and retrieve information.