## KC-46 SQUAD OPS & AFE SUMMARY (hidden)
KC-46A SQUADRON OPERATIONS (SQUAD OPS) FACILITY PROGRAM SUMMARY
| OPTION 1 - SQUADRON OPERATIONS WITH AIR FORCE RESERVE (AFRC) |  |  | OPTION 2 - SQUADRON OPERATIONS WITH AIR GUARD (ANG)
| PROGRAM SUMMARY SQUADRON OPERATIONS W/ AFRC |  |  | PROGRAM SUMMARY SQUADRON OPERATIONS W/ ANG
|  | SF | SM |  | SF | SM
| Air Force Active Duty |  |  | Air Force Active Duty
| Command | 2716 | 252.3164 | Command | 2716 | 252.3164
| Operations | #REF! | #REF! | Operations | #REF! | #REF!
| Subtotal Air Force Active Duty | #REF! | #REF! | Subtotal Air Force Active Duty | #REF! | #REF!
| Air Force Reserve (AFRC) |  |  | Air Guard (ANG) - NEED ANG DATA
| Command | 3533 | 328.2157 | Command | 0 | 0
| Operations | 1200 | 111.48 | Operations | 0 | 0
| Subtotal Air Force Active Duty | #REF! | #REF! | Subtotal Air Guard | #REF! | #REF!
| Total KC-46 Squad Ops Facility Area (NSF) w/AFRC | #REF! | #REF! | Total KC-46 Squad Ops Facility Area (NSF) w/ ANG | #REF! | #REF!
| Net to Gross (25%) | #REF! | #REF! | Net to Gross (25%) | #REF! | #REF!
| TOTAL KC-46 SQUAD OPS FACILITY AREA w/ AFRC (GSF) | #REF! | #REF! | TOTAL KC-46 SQUAD OPS FACILITY AREA W/ ANG (GSF) | #REF! | #REF!
| SQUADRON OPERATIONS PARKING SUMMARY (w/ AFRC) |  |  | SQUADRON OPERATIONS PARKING SUMMARY (w/ ANG)
| Air Force Active Duty & AFRC |  |  | Air Force Active Duty & ANG - NEED ANG DATA
| Organizational Vehicles | 3 |  | Organizational Vehicles | 0
| Non-Organizational Vehicles (@ 60%) | 51 |  | Non-Organizational Vehicles (@ 60%) | 51
| Visitor Parking | 0 |  | Visitor Parking | 0
| Accessible Parking | 4 |  | Accessible Parking | 4
| TOTAL SQUAD OPS PARKING W/ AFRC | 54 |  | TOTAL SQUAD OPS PARKING W/ ANG | 51
AIRCREW FLIGHT EQUIPMENT (AFE) FACILITY PROGRAM SUMMARY
| OPTION 1 - AIRCREW FLIGHT EQUIPMENT FACILITY WITH AIR FORCE RESERVE |  |  | OPTION 2 - AIRCREW FLIGHT EQUIPMENT FACILITY WITH AIR GUARD
| PROGRAM SUMMARY AIRCREW FLIGHT EQUIPMENT W/ AFRC |  |  | PROGRAM SUMMARY AFE W/ ANG
|  | SF | SM |  | SF | SM
| Air Force Active Duty |  |  | Air Force Active Duty
| Subtotal Air Force Active Duty | 9510 | 883.479 | Subtotal Air Force Active Duty | 9510 | 883.479
| Air Force Reserve (AFRC) |  |  | Air Guard (ANG)
| Subtotal Air Force Active Duty | 2520 | 234.108 | Subtotal Air Force Active Duty | 0 | 0
| Total KC-46 Squad Ops Facility Area (NSF) | 12030 | 1117.587 | Total KC-46 Squad Ops Facility Area (NSF) | 9510 | 883.479
| Net to Gross (25%) | 3007.5 | 279.3967 | Net to Gross (25%) | 2377.5 | 220.8697
| TOTAL KC-46 AFE FACILITY AREA w/ AFRC (GSF) | 15037.5 | 1396.9837 | TOTAL KC-46 AFE FACILITY AREA W/ ANG (GSF) | 11887.5 | 1104.3487
| AIRCREW FLIGHT EQUIPMENT PARKING SUMMARY |  |  | AIRCREW FLIGHT EQUIPMENT PARKING SUMMARY
| Air Force Active Duty & AFRC |  |  | Air Force Active Duty & ANG
| Organizational Vehicles | 2 |  | Organizational Vehicles | 4
| Non-Organizational Vehicles (@ 60%) | 7.8 |  | Non-Organizational Vehicles (@ 60%) | 13.8
| Visitor Parking | 0 |  | Visitor Parking | 0
| Accessible Parking | 0 |  | Accessible Parking | 4
| TOTAL SQUAD OPS PARKING REQUIREMENT | 9.8 |  | TOTAL SQUAD OPS PARKING REQUIREMENT | 17.8

## SQUAD OPS PERSONNEL (hidden)
UNIT INPUT TABLES FOR SQUADRON OPERATIONS FACILITY
| OFCR | ENL | CIV | CREW FORCE | NON CREW FRC | ADMIN FUNC SPACE | REMARKS
SQUADRON OPERATIONS PERSONNEL
COMMAND & SUPPORT STAFF
Commander | 1 | 0 | 0 | 0 | 1 | 1 | LTC, ADMIN
Executive Officer | 2 | 0 | 0 | 2 | 0 | 2 | lt, CPT, from pilot pool
Secretary | 0 | 0 | 1 | 0 | 1 | 1
1st Sgt | 0 | 1 | 0 | 1 | 0 | 1
Resource Advisor | 0 | 1 | 0 | 1 | 0 | 1 | From Boom operator pool
Senior Enlisted Advisor | 0 | 1 | 0 | 1 | 0 | 1 | From Boom operator pool
Operations Officer | 4 | 0 | 0 | 4 | 0 | 0 | DO (1)LTC, ADO (2-3)CPT, MAJfrom pilot pool
Squadron Aviation Resource Mgmt | 0 | 4 | 0 | 0 | 4 | 4 | Flight records management
Client Systems Administrator | 0 | 1 | 0 | 1 | 0 | 1 | IT Support (grp level or 'out of hide) may be offsite
Unit Training Manager | 0 | 0 | 0 | 0 | 0 | 0
Training Manager | 0 | 0 | 0 | 0 | 0 | 0
SUBTOTAL COMMAND & SUPPORT STAFF | 7 | 8 | 1 | 10 | 6 | 12
READINESS OPERATIONS
Training Flight | 0 | 0 | 0 | 0 | 0 | 0
Flight Instructors | 2 | 2 | 0 | 4 | 0 | 4
STAN/EVAL | 2 | 2 | 0 | 4 | 0 | 4
Testing Room |  |  | 0 |  | 0 | 4 | desk locations only/ next to stan/eval
Scheduling | 3 | 1 | 0 | 4 | 0 | 4 | Chief (squadron function), pilot schedulers, ground schedulers, crew schedulers
Safety Office | 1 | 1 | 0 | 2 | 0 | 2
Tactics | 2 | 1 | 0 | 3 | 0 | 3
UDM (Unit deployment manager) | 1 | 1 | 0 | 2 | 0 | 2
TOTAL READINESS OPERATIONS | 11 | 8 | 0 | 19 | 0 | 23
FLIGHT COMMAND
Flight Commanders | 4 | 0 | 0 | 4 | 0 | 4 | pilots
Flight Boom Operators | 0 | 4 | 0 | 4 | 0 | 0 | shared space
TOTAL FLIGHT COMMAND | 4 | 4 | 0 | 8 | 0 | 4
CREW FORCE
Pilots | 27 | 0 | 0 | 27 | 0 | 0 | No office space required
Boom Operators | 0 | 14 | 0 | 14 | 0 | 0 | No office space required
TOTAL CREW FORCE | 27 | 14 | 0 | 41 | 0 | 0
SQUAD OPS PERSONNEL BREAKDOWN | 49 | 34 | 1 | 78 | 6 | 39
TOTAL SQUAD OPS ACTIVE DUTY PERSONNEL |  |  | 84 |  |  |  | shift: 24 hr, 84 highest occupancy shift
AIR FORCE RESERVE (SQUAD OPS)
Commander | 0 | 0 | 0 | 0 | 0 | 0
First Sergeant | 0 | 0 | 0 | 0 | 0 | 0
Executive Officer | 0 | 0 | 0 | 0 | 0 | 0
Ops Officer | 0 | 0 | 0 | 0 | 0 | 0
Squadron Administration | 0 | 0 | 0 | 0 | 0 | 0
Chief Engineer | 0 | 0 | 0 | 0 | 0 | 0
| 0 | 0 | 0 | 0 | 0 | 0
Chief Loadmaster | 0 | 0 | 0 | 0 | 0 | 0
| 0 | 0 | 0 | 0 | 0 | 0
Flight Chief | 0 | 0 | 0 | 0 | 0 | 0
Chief Navigator | 0 | 0 | 0 | 0 | 0 | 0
Navigators | 0 | 0 | 0 | 0 | 0 | 0
Chief Pilot | 0 | 0 | 0 | 0 | 0 | 0
Pilots | 0 | 0 | 0 | 0 | 0 | 0
| 0 | 0 | 0 | 0 | 0 | 0
General Personnel Counts (No detail avail) | 37 | 0 | 0 | 0 | 0 | 0
| 0 | 27 | 0 | 0 | 0 | 0
| 0 | 0 | 1 | 0 | 0 | 0
AFR PERSONNEL BREAKDOWN | 37 | 27 | 1 | 0 | 0 | 0
TOTAL AFR PERSONNEL |  |  | 65
AIR GUARD (SQUAD OPS)
Command | 0 | 0 | 0 | 0 | 0 | 0
Operations | 0 | 0 | 0 | 0 | 0 | 0
| 0 | 0 | 0 | 0 | 0 | 0
| 0 | 0 | 0 | 0 | 0 | 0
| 0 | 0 | 0 | 0 | 0 | 0
| 0 | 0 | 0 | 0 | 0 | 0
| 0 | 0 | 0 | 0 | 0 | 0
| 0 | 0 | 0 | 0 | 0 | 0
| 0 | 0 | 0 | 0 | 0 | 0
| 0 | 0 | 0 | 0 | 0 | 0
| 0 | 0 | 0 | 0 | 0 | 0
| 0 | 0 | 0 | 0 | 0 | 0
| 0 | 0 | 0 | 0 | 0 | 0
| 0 | 0 | 0 | 0 | 0 | 0
| 0 | 0 | 0 | 0 | 0 | 0
| 0 | 0 | 0 | 0 | 0 | 0
ANG PERSONNEL BREAKDOWN | 0 | 0 | 0 | 0 | 0 | 0
TOTAL ANG PERSONNEL |  |  | 0

## SQUAD OPS PARKING (hidden)
SQUADRON OPERATIONS PARKING REQUIREMENTS
Squadron Operations Parking Requirement (Active Duty)
Organizational Vehicles | 3 | Trucks
Non-Organizational Vehicles | 50.4 | @ 60%
Squadron Operations Parking Requirement (Air Force Reserve)
Organizational Vehicles | 0 | Trucks
Non-Organizational Vehicles | 39 | @ 60%
TOTAL SQUAD OPS ORG PARKING (W/ AFRC) | 3
TOTAL SQUAD OPS NON-ORG PARKING (W/ AFRC) | 89.4
Visitor Parking | 0 | TBD
Accessible Parking | 4 | per code
TOTAL SQUAD OPS PARKING REQUIREMENT (w/ AFRC) | 96.4
Squadron Operations Parking Requirement (Air Guard)
Organizational Vehicles | 0 | Trucks
Non-Organizational Vehicles | 0 | @ 60%
TOTAL SQUAD OPS ORG PARKING (W/ ANG) | 3
TOTAL SQUAD OPS NON-ORG PARKING (W/ ANG) | 50.4
Visitor Parking | 0 | TBD
Accessible Parking | 4 | per code
TOTAL SQUAD OPS PARKING REQUIREMENT (w/ ANG) | 57.4

## Interactive Worksheet
Prototype Fire Station
Select Service Branch: |  |  |  |  | Air Force
| Select Fire Station Type: |  |  |  |  | Structural |  |  |  | Select Class of Facility |  |  |  |  | Satellite
Department Information
| Total Responders in Department: | [5 empty] | 8 | 0 | Total Staffed Vehicles in Department: | [6 empty] | 17
Staffing Based Upon Aircraft and Vehicle Set | [8 empty] | Max. Per Base | No. of Vehicles Assigned | Staffed Vehicle Count | Staff
[12 empty] | Per Vehicle | Total
| Select Aircraft Served: |  |  |  |  | T-43A (737)
Vehicle Set Authorized for Base
| Air Force Vehicle Set 3 | [12 empty] | Vehicle Size Class
| P-22/24 Structural Pumper | [7 empty] | 1 | 1 | 1 | 4 | 4 | Large Structural
| P-22/24 Structural Pumper or P-33 75' Quint | [7 empty] | 1 | 1 | 1 | 4 | 4 | Large Structural
| P-30 Rescue Vehicle | [7 empty] | 1 | 1 | 1 | 2 | 2 | Small
| P-18/26 Water Tanker | [7 empty] | 1 | 1 | 0 | 0 | 0 | Medium Structural
| P-23 Crash Truck (3,000 gal) | [7 empty] | 1 | 1 | 1 | 3 | 3 | Large ARFF
| P-19 Crash Truck (1,500 gal) | [7 empty] | 1 | 1 | 1 | 3 | 3 | Medium ARFF
| P-34 RIV (500 gal) | [7 empty] | 1 | 1 | 1 | 2 | 2 | Small
| P-31 HazMat Vehicle | [7 empty] | 1 | 1 | 1 | 1 | 1 | Medium Structural
| Chief 1 - Command and Control Vehicle | [7 empty] | 1 | 1 | 1 | 1 | 1 | Small
| Chief 2 - Command and Control Vehicle | [7 empty] | 1 | 1 | 1 | 1 | 1 | Small
[9 empty] | Total Counts: | 10 | 9 |  | 21
| Use Nos. Above: |  | No | Alt. Ct. | Total Ct. | Bay Sizes
[6 empty] | Length |  |  | Width
| Vehicle Size Class | [7 empty] | Single Bay |  |  | Middle Bay |  |  | End Bay
[6 empty] | m |  | ft | mm |  | ft | mm |  | ft | mm |  | ft
| Small |  |  |  | 0
| Med. Struct. |  |  | 2 | 2 | 14630 |  | 48 | 14630 |  | 22 | 6706 |  | 17 | 5944 |  | 19.5
| Lg. Struct. |  |  | 0 | 0 | 0 |  | 0 | 0 |  | 0 | 0 |  | 0 | 0 |  | 0
| Med. ARFF |  |  | 0 | 0 | 0 |  | 0 | 0 |  | 0 | 0 |  | 0 | 0 |  | 0
| Lg. ARFF |  |  | 0 | 0 | 0 |  | 0 | 0 |  | 0 | 0 |  | 0 | 0 |  | 0
| Largest Dimensions: |  |  |  |  | 14630 |  | 48 | 14630 |  | 22 | 6706 |  | 17 | 5944 |  | 19.5
| Apparatus Bay Area: | [6 empty] | m2 | 214.0369 |  |  | 98.1088 |  |  | 86.9607
[8 empty] | ft2 | 1056 |  |  | 816 |  |  | 936
** Bay size includes area required around vehicle. Bay sizes are driven by largest vehicle selected, i.e., if at least 1 Large ARFF truck is entered, all bays will accommodate that size truck. See Para. 2-2.2-1 for more information.
| Provide additional Bays for Small vehicles: | [8 empty] | No | [5 empty] | Number (0 suggested): | 0
* This suggested area must be carefully reviewed by the planning team. Review the actual size of Small vehicles and space available in other bays.
| 2 Bays Currently Programmed | [11 empty] | Provide additional Apparatus Bays: | No |  | Number: | 0
Facility Staffing Based Upon Companies | [9 empty] | Total Responders per Company
[6 empty] | No. of Co. Assigned |  | Staff per Company
| Structural Companies: |  |  |  |  | 2 |  | 4 |  | 8 |  |  | 0
| ARFF Companies: | [6 empty] | 3 |  | 0
| Ambulance Companies: |  |  |  |  | 0 |  | 2 |  | 0
| Rescue Companies: |  |  |  |  | 0 |  | 3 |  | 0
| Tot. No. of Struct/ARFF Cos.: |  |  |  |  | 2 |  | Total: |  | 8
| Total Number of Companies: |  |  |  |  | 2 |  | Total: |  | 8
Designed Facility Staffing Numbers
| Responders Based Upon Companies: | [6 empty] | 8 |  |  | Responders Gender Ratio
| Responders Based Upon Vehicles: | [6 empty] | 0 |  |  | Male Percentage: |  |  |  |  | 70%
| Responders Count Used as Basis: | [6 empty] | 8 |  |  | Male Responder Count: |  |  |  |  | 6
[11 empty] | Female Percentage: |  |  |  |  | 30%
| Staff Count Modifier (+ or -) as needed: | [6 empty] | 0 |  |  | Female Responder Count: |  |  |  |  | 2
* Add or subtract Responder count as needed. Consider cross-staffing when modifying the count. Carefully review final room count with PM.
| Total Responder Count With Modifier: | [6 empty] | 8 |  | Males: |  | 6 | Females: |  | 2
[14 empty] | m2 |  | ft.2
Apparatus, Equipment, and Maintenance Spaces | [12 empty] | Sub-Total: | 252.3164 |  | 2716
| Based on vehicles entered above, the basic Apparatus Bay is sized at: | [12 empty] | 173.9088 |  | 1872
* Note: The Apparatus Room is sized using the dimensions for the longest end-bay condition for all bays. This area may be divided amongst separate Apparatus Rooms as necessary based upon facility requirements.
| Based on Staff entered above, the PPE Gear Storage Area is sized at: | [12 empty] | 7.432 |  | 80
| Number of 52-Hose Storage Units to be provided: | [9 empty] | 1 |  |  | 5.0166 |  | 54
*Department level function. Typically only provided in an HQ/Main facility.
| Provide SCBA Maintenance Room (yes or no): | [9 empty] | No |  |  | 0 |  | 0
*Department level function. Typically only provided in an HQ/Main facility.
| Provide SCBA Compressor Room (yes or no): | [9 empty] | No |  |  | 0 |  | 0
*Department level function. Typically only provided in an HQ/Main facility.
| Based on selections entered above, the Work Rm/Equip Maint. is sized: | [12 empty] | 11.148 |  | 120
| Based on selections entered above, the Equip Wash/Disinfect. is sized at: | [12 empty] | 13.935 |  | 150
| Based on Reponders Count, Protective Clothing Laundry is sized at: | [12 empty] | 11.148 |  | 120
| Emergency Medical Equipment Storage: | [6 empty] | Closet |  |  | Area sized at: |  |  | 3.716 |  | 40
| Provide HAZMAT/CBRN Equipment Storage (yes or no): | [9 empty] | No |  |  | 0 |  | 0
*Department level function. Typically only provided in an HQ/Main facility.
| Provide Infectious Control (yes or no): | [9 empty] | Yes |  |  | 14.864 |  | 160
*Department level function. Typically only provided in an HQ/Main facility.
| Provide Spare PPE Storage (yes or no): | [9 empty] | No |  |  | 0 |  | 0
*Department level function. Typically only provided in an HQ/Main facility.
| Provide Vehicle Maintenance / Storage Bay (yes or no): | [9 empty] | No |  |  | 0 |  | 0
*Department level function. Typically only provided in an HQ/Main facility.
| Provide Vehicle Maintenance Office (yes or no): | [9 empty] | No |  |  | 0 |  | 0
*Department level function. Typically only provided in an HQ/Main facility.
| Provide Vehicle Maint. Equip. Storage (yes or no): | [9 empty] | No |  |  | 0 |  | 0
0
| Enter Fire Exting. Inspection (no. of stations): | [12 empty] | 0 |  | 0
| Provide Flightline (FL) Fire Exting. Maint. (yes or no): | [9 empty] | No |  |  | 0 |  | 0
| Total Number of FL Fire Extinguishing Tanks: | [9 empty] | 0
| Provide FL Fire Exting. Covered Storage (yes or no): | [9 empty] | No |  |  | 0 |  | 0
| Provide Spare FL Fire Exting. Tank Exterior Covered Storage (yes or no): | [9 empty] | No |  |  | 0 |  | 0
| Provide Non-FL Fire Exting. Maint. & Stor. (yes or no): | [9 empty] | Yes |  |  | 11.148 |  | 120
[14 empty] | m2 |  | ft.2
Day Room and Residential Area | [12 empty] | Sub-Total: | 317.9967 |  | 3423
| Based on no. of Companies entered above, the Day Room is sized: | [12 empty] | 89.184 |  | 960
| Dorm Rooms Based Upon Beds Per Dorm Room | [5 empty] | Responders |  |  |  | Area per Room |  |  | Total Area
[7 empty] | No. by Room Type |  | No. / Rm. | No. Rms | m2 / Rm. |  | ft.2 / Rm. | m2 |  | ft.2
|  | One-Bed (Preferred): |  |  |  |  | 8 |  | 1 | 8 | 10.0332 |  | 108 | 80.2656 |  | 864
|  | Two-Bed: | [6 empty] | 2 | 0 | 13.006 |  | 140 | 0 |  | 0
|  | Two Fold-Up Bed: |  |  |  |  | 0 |  | 2 | 0 | 9.29 |  | 100 | 0 |  | 0
|  | Total No. of Responders: |  |  |  |  | 8 |  | 8 Responders to be Housed
| Based on bed configuration selected, the Dorm Room Area is sized: | [12 empty] | 80.2656 |  | 864
| Female Responder Bathrooms to provide: | [8 empty] | * Note: The minimum number of fixtures listed are based upon International Building Code counts and the number of Responders of each gender identified for the facility. |  |  |  | 16.3504 |  | 176
|  | Number of Lavatories (1 minimum): | [6 empty] | 2
|  | Number of Water Closets (1 minimum): | [6 empty] | 2
|  | Number of Showers (1 minimum): | [6 empty] | 1
|  | Number of Lockers (3 suggested): | [6 empty] | 3
Male Responder Bathrooms to provide:
|  | Number of Lavatories (1 minimum): | [6 empty] | 3 |  |  |  |  | 30.3783 |  | 327
|  | Number of Urinals / WCs (1 minimum): | [6 empty] | 4
|  | Number of Showers (1 minimum): | [6 empty] | 2
|  | Number of Lockers (7 suggested): | [6 empty] | 7
| Based on no. of Responders, the Laundry Room is sized at: | [12 empty] | 8.9184 |  | 96
| Fitness Room is sized at: | [12 empty] | 44.592 |  | 480
| Number of Vending Machines: | [5 empty] | 2 |  | Vending Area is sized at: |  |  |  |  | 3.716 |  | 40
| Provide Sauna (yes or no): | [9 empty] | No |  |  | 0 |  | 0
| Provide Recreation Room (yes or no): | [9 empty] | Yes |  |  | 33.444 |  | 360
| Provide Host Nation Day Room: | [5 empty] | No |  |  |  | No. to Accommodate: | 2 |  | 0 |  | 0
| Number of Hoteling Stations (3 recommended): | [9 empty] | 3 |  |  | 11.148 |  | 120
[14 empty] | m2 |  | ft.2
Training and Administrative Area | [12 empty] | Sub-Total: | 128.202 |  | 1380
Administrative Areas
| Station Chief or Captain Office/ Watch Desk | [12 empty] | 11.148 |  | 120
| Provide Vestibule at Main Entry (yes or no): | [7 empty] | Yes |  | Area sized at: |  |  | 5.9456 |  | 64
| Provide Lobby Area (yes or no): | [7 empty] | Yes |  | Lobby sized at: |  |  | 9.29 |  | 100
| Provide Public Toilet (ADA-compliant, unisex) | [7 empty] | Yes |  | Toilet sized at: |  |  | 5.574 |  | 60
| Provide for Fire Chief (yes or no): | [7 empty] | No |  | Office sized at: |  |  | 0 |  | 0
| Provide Dorm Room (yes or no): | [7 empty] | No |  | Dorm sized at: |  |  | 0 |  | 0
| Provide Chief's Conf. Room (yes or no): | [7 empty] | No |  | Conf. sized at: |  |  | 0 |  | 0
*Typically only provided in an HQ/Main facility.
| Provide Chief's/Super's Bathroom (yes or no): | [7 empty] | No |  | Room sized at: |  |  | 0 |  | 0
*Typically only provided in an HQ/Main facility.
| Provide Deputy Chief's Office (yes or no): | [7 empty] | No |  | Office sized at: |  |  | 0 |  | 0
| Provide Administrative Assistant (yes or no): | [7 empty] | No |  | Office sized at: |  |  | 0 |  | 0
*Typically only provided in an HQ/Main facility.
| Provide Asst. Chief of Ops/Shift Super.: | [7 empty] | Yes |  | Office sized at: |  |  | 11.148 |  | 120
| Provide Dorm Room (yes or no): | [7 empty] | No |  | Dorm sized at: |  |  | 0 |  | 0
*Typically only provided in an HQ/Main facility.
| Provide Asst. Chief of Fire Prev. (yes or no): | [7 empty] | No |  | Office sized at: |  |  | 0 |  | 0
| Enter no. of Inspector(s) workstations: | [7 empty] | 0 |  | Area sized at: |  |  | 0 |  | 0
*Typically only provided in an HQ/Main facility.
| Provide EMS Office (yes or no): | [7 empty] | No |  | Office sized at: |  |  | 0 |  | 0
*Typically only provided in an HQ/Main facility.
| Provide HAZMAT/ Safety Office (yes or no): | [7 empty] | No |  | Office sized at: |  |  | 0 |  | 0
*Typically only provided in an HQ/Main facility.
| Provide Logistics Support (yes or no): | [7 empty] | No |  | Office sized at: |  |  | 0 |  | 0
| 0 | [7 empty] | 0 |  | Storage sized at: |  |  | 0 |  | 0
*Typically only provided in an HQ/Main facility.
| Provide General Admin Storage (yes or no): | [7 empty] | Yes |  | Area sized at: |  |  | 7.432 |  | 80
*Typically only provided in an HQ/Main facility.
| Union Representative: |  |  |  | None | [5 empty] | Area sized at: |  |  | 0 |  | 0
Training Areas
| Provide Training Officer Office (yes or no): | [7 empty] | No |  | Office sized at: |  |  | 0 |  | 0
*Typically only provided in an HQ/Main facility.
| Training Room (to accommodate 12 Responders, minimum): | [10 empty] | 12 |  | 31.2144 |  | 336
| Training Room Storage: | [12 empty] | 7.432 |  | 80
| Computer Training/Testing Room (number of testing stations): | [10 empty] | 4 |  | 13.006 |  | 140
General Support
| Number of Main IT / Comms Rooms to be provided: | [10 empty] | 2 |  | 11.148 |  | 120
| Number of IT / Comms Closets to be provided: | [10 empty] | 1 |  | 5.574 |  | 60
| Provide Admin. / Training Kitchenette / Break Area (yes or no): | [10 empty] | Yes |  | 9.29 |  | 100
| Provide Administration / Training Restrooms (yes or no): | [10 empty] | No |  | 0 |  | 0
| Female Admin/Training Restrooms to provide: | [9 empty] | * Note: The minimum number of fixtures listed are based upon International Building Code counts and the number of non-Responder Staff calculated for the facility.
|  | Number of Lavatories (1 minimum): | [6 empty] | 1
|  | Number of Water Closets (1 minimum): | [6 empty] | 1
Male Admin/Training Restrooms to provide:
|  | Number of Lavatories (1 minimum): | [6 empty] | 2
|  | Number of Urinals / WCs (1 minimum): | [6 empty] | 2
[14 empty] | m2 |  | ft.2
Emergency Communications Center (ECC) | [12 empty] | Sub-Total: | 0 |  | 0
| Provide ECC Supervisor Office (yes or no): | [7 empty] | No |  | Office sized at: |  |  | 0 |  | 0
| Enter no. of ECC workstations (2 typical): | [7 empty] | 0 |  | Area sized at: |  |  | 0 |  | 0
| ECC includes Bathroom sized at: | [12 empty] | 0 |  | 0
| ECC includes Kitchenette sized at: | [12 empty] | 0 |  | 0
| ECC includes Additional IT Room Space space sized at: | [12 empty] | 0 |  | 0
[14 empty] | m2 |  | ft.2
Air Force Reserve |  |  |  | Provide Spaces (yes or no): |  |  |  |  | No |  |  |  | Sub-Total: | 0 |  | 0
| Air Force Reserve Supervisor Office: | [6 empty] | 0 |  |  | Office sized at: |  |  | 0 |  | 0
| Air Force Reserve Workstations: | [6 empty] | 0 |  |  | Area sized at: |  |  | 0 |  | 0
| A.F. Reserve Firefighter PPE Gear Storage (no. of Reservists): | [10 empty] | 0 |  | 0 |  | 0
| Provide Reserve & AD Mobility/Deployment Gear Storage: | [10 empty] | No |  | 0 |  | 0
Building Totals
[14 empty] | m2 |  | ft.2
[13 empty] | Subtotal - Total Net Building Area | 698.5151 |  | 7519
| Net-to-Gross factor (modify as necessary): | [7 empty] | 22% |  |  |  | (factor at 0.22) | 153.6733 |  | 1654.18
* The net-to-gross factor accounts for circulation space, mechanical space, and wall thicknesses. The net-to-gross multiplier for Fire Stations may vary from 18% to 22% depending on the size of the Apparatus Room relative to the rest of the facility. Typically, the larger the Apparatus Bay, the lower the multiplier and vice versa. However, carefully consider the entire building configuration before changing the factor from the default setting of 22%.
| Summary for Air Force Fire Station: | [11 empty] | TOTAL GROSS BUILDING | 852.1884 |  | 9173.18
Type of Facility = Structural
Class of Facility = Satellite
Total Dorm Room Count = 8
Total No. of Apparatus Bays = 2
[14 empty] | m2 |  | ft.2
Site | [12 empty] | Sub-Total: | 814.5472 |  | 8768
| Number of Staff Parking spaces (12 suggested): | [8 empty] | 12 |  |  | Area sized at: | 351.162 |  | 3780
| Number of Visitor Parking spaces (0 suggested): | [8 empty] | 2 |  |  | Area sized at: | 58.527 |  | 630
| Number of 10-Bike Racks Provided: | [8 empty] | 1 |  |  | Area sized at: | 14.864 |  | 160
| Site Approach to Apparatus Bays is sized at: | [12 empty] | 371.6 |  | 4000
| Agent Storage (ARFF) is sized at: | [12 empty] | 0 |  | 0
| Agent Storage (Structural) is sized at: | [12 empty] | 4.4592 |  | 48
| Patio is sized at: | [12 empty] | 13.935 |  | 150
[13 empty] | TOTAL GROSS FACILITY (BUILDING + SITE SUPPORT): | 1666.7356 |  | 17941.18
Note on I71: Enter: a positive number to add rooms or a negative number to subtract rooms.

## Pre-Design Area Matrix
Prototype Fire Station - Satellite Structural 2 Structural, ARFF, 0 Ambulance, and 0 Rescue Companies with 8 Responders |  | NO. OCCUP | NO. ROOMS REQ'D | MULTIP | REQUIREMENTS UFC Planning Template (Nov 2011) |  | COMMENTS
Modules |  |  |  | SF | SM | SF
MAINTENANCE & APPARATUS AREA
Apparatus Bays | Apparatus Bay |  | 1 | 1872 | 173.9088 | 1872
| Small Vehicle (two per bay, if needed) |  | 0
| Medium Structural |  | 2
| Large Structural |  | 0
| Medium ARFF |  | 0
| Large ARFF |  | 0
Apparatus Support | PPE Gear Storage | 8 | 1 | 80 | 7.432 | 80
| Hose Storage |  | 1 | 54 | 5.0166 | 54
| SCBA Maintenance Room |  | 0 | 0 | 0 | 0
| SCBA Compressor Room |  | 0 | 0 | 0 | 0
| Work Room / Equipment Maintenance |  | 1 | 120 | 11.148 | 120
| Equipment Wash / Disinfection |  | 1 | 150 | 13.935 | 150
| Infectious Control |  | 1 | 160 | 14.864 | 160
| Protective Clothing Laundry |  | 1 | 120 | 11.148 | 120
| EMS Storage - Closet |  | 1 | 40 | 3.716 | 40
| HAZMAT / CBRN Equipment Storage |  | 0 | 0 | 0 | 0
| Spare PPE Gear Storage |  | 0 | 0 | 0 | 0
| Vehicle Maintenance / Storage Bay |  | 0 | 0 | 0 | 0
| Vehicle Maintenance Office |  | 0 | 0 | 0 | 0
| Vehicle Maintenance Equipment Storage |  | 0 | 0 | 0 | 0
| Fire Extinguisher Inspection | 0 | 0 | 0 | 0 | 0
| Non-Flightline Fire Extinguishing Maintenance and Storage |  | 1 | 120 | 11.148 | 120
| Flightline Fire Extinguishing Maintenance |  | 0 | 0 | 0 | 0
| Flightline Fire Extinguishing Tank Recovery Ext. Covered Storage |  | 0 | 0 | 0 | 0
| Spare Flightline Fire Extinguishing Tank Exterior Covered Storage |  | 0 | 0 | 0 | 0
SUBTOTAL MAINTENANCE. & APPARATUS AREA |  |  |  |  | 252.3164 | 2716
DAY ROOM & RESIDENTIAL AREA
Day | Day Room | 8 | 1 | 120 | 89.184 | 960 | Combination of dining, kitchen, and living
| Host Nation Day Room | 0 | 0 | 0 | 0 | 0
| Hoteling Stations |  | 3 | 40 | 11.148 | 120 | One workstation for every three Responders
| Patio |  | 1 | 150 | 13.935 | 150
| Physical Therapy / Sauna |  | 0 | 0 | 0 | 0
Dorm Rooms | Dorm Rooms | 8 | 8 | 108 | 80.2656 | 864
Restrooms | Bathrooms / Showers / Changing - Female Responders |  | 1 | 176 | 16.3504 | 176
| Lavatories |  | 2
| Water Closets |  | 2
| Showers |  | 1
| Lockers |  | 3
| Bathrooms / Showers / Changing - Male Responders |  | 1 | 327 | 30.3783 | 327
| Lavatories |  | 3
| Water Closets / Urinals |  | 4 |  |  |  | (2) Water Closet(s), (2) Urinal(s)
| Showers |  | 2
| Lockers |  | 7
Laundry | Laundry Room |  | 1 | 96 | 8.9184 | 96
Fitness | Fitness Room |  | 1 | 480 | 44.592 | 480
Recreation | Recreation Room |  | 1 | 360 | 33.444 | 360
SUBTOTAL DAY ROOM & RESIDENTIAL AREA |  |  |  |  | 328.2157 | 3533
TRAINING & ADMINISTRATIVE AREA
Lobby | Main Entry Vestibule | 0 | 1 | 64 | 5.9456 | 64
| Lobby Area |  | 1 | 100 | 9.29 | 100
| Public Toilet (ADA-compliant, unisex) |  | 1 | 60 | 5.574 | 60 | (1) ABA Water Closet, (1) Lavatory, (1) Urinal
Admin and Offices | Administration Assistant | 0 | 0 | 0 | 0 | 0
| Station Chief Office / Watch Desk |  | 1 | 120 | 11.148 | 120 | Station Chief / Station Capt.
| Fire Chief's Office | 0 | 0 | 0 | 0 | 0
| Deputy Chief's Office | 0 | 0 | 0 | 0 | 0
| Chief's Conference Room |  | 0 | 0 | 0 | 0
| Assistant Chief / Shift Supervisor | 1 | 1 | 120 | 11.148 | 120 | Asst. Chief of Operations
| Assistant Chief of Fire Prevention | 0 | 0 | 0 | 0 | 0
| Inspector's Office(s) / Workstation(s) | 0 | 0 | 0 | 0 | 0
| EMS Office |  | 0 | 0 | 0 | 0
| HAZMAT / Safety Office |  | 0 | 0 | 0 | 0
| Union Representative - None |  |  | 0 | 0 | 0
| Fire Chief's Dorm Room |  | 0 | 0 | 0 | 0
| Chief's / Supervisor's Bathroom |  | 0 | 0 | 0 | 0 | (1) Lavatory, (1) Shower, (1) Water Closet
| Assistant Chief of Operations / Shift Supervisor's Dorm Room |  |  | 0 | 0 | 0
| Admin & Training Restrooms |  | 0 | #DIV/0! | 0 | 0
| Female Lavatories |  | 1
| Female Water Closets |  | 1
| Male Lavatories |  | 2
| Male Water Closets / Urinals |  | 2
| Administration & Training Break Room |  | 1 | 100 | 9.29 | 100
| General Administration Storage |  | 1 | 80 | 7.432 | 80
Training and Testing | Training Officer Office |  | 0 | 0 | 0 | 0 | Asst. Chief of Training
| Training Room | 12 | 1 | 336 | 31.2144 | 336
| Training Room Storage |  | 1 | 80 | 7.432 | 80
| Computer Training / Testing Room |  | 1 | 140 | 13.006 | 140
Logistics | Logistics Office |  | 0 | 0 | 0 | 0
| Logistics Storage |  |  | 0 | 0 | 0
Reserve | Air Force Reserve Supervisor | 0 | 0 | 0 | 0 | 0
| Air Force Reserve Workstations | 0 | 0 | 64 | 0 | 0
| Air Force Reserve and Active Duty Mobility / Deployment Gear Stor. |  | 0 | 0 | 0 | 0
| Air Force Reserve Firefighter PPE Gear | 0 | 0 | 0 | 0 | 0 | 10 SF / Reservist
SUBTOTAL TRAINING & ADMINSTRATIVE AREA |  |  |  |  | 111.48 | 1200
EMERGENCY CONTROL CENTER (ECC)
Dispatch | ECC Supervisor | 0 | 0 | 0 | 0 | 0
| ECC Dispatcher | 0 | 0 | 0 | 0 | 0
| ECC Restroom |  | 0 | 0 | 0 | 0
| ECC Kitchenette |  | 0 | 0 | 0 | 0
| ECC IT Room |  | 0 | 0 | 0 | 0
SUBTOTAL E.C.C. AREA |  |  |  |  | 0 | 0
FIRE STATION NET ASSIGNED FLOOR AREA |  |  |  |  | 692.0121 | 7449
INFRASTRUCTURE
Facility Maint. | Custodial Closets |  | Multiple | 37.245 | 3.4601 | 37.245 | 1/2% of Net Assigned Area
Mechanical / Electrical | Electrical Rooms |  | Multiple | 149 | 13.8421 | 149 | 2% of Net Assigned Area
| Mechanical Room - Admin Area |  | 1 | 168 | 15.6072 | 168 | Based upon Conditioned Area
| Mechanical Room - Responders Area |  | 1 | 336 | 31.2144 | 336 | Based upon Conditioned Area
Telecomm / IT | Base IT / Comms Room(s) |  | 2 | 60 | 5.574 | 60
| IT / Comms |  | 1 | 60 | 11.148 | 120
Vending | Vending / Recycling |  | 1 | 40 | 3.716 | 40 | Based on number of Structural and/or ARFF Cos.
SUBTOTAL INFRASTRUCTURE AREA |  |  |  |  | 84.5618 | 910.245
TOTAL FIRE STATION GROSS AREA |  |  |  |  | 776.5739 | 8359.245
SITE SUPPORT
Parking | Staff Parking | 12 | 12 | 315 | 351.162 | 3780 | Per AFMAN 32-1084 8.5.5.3.1 and Table 8.2
| Visitor Parking |  | 2 | 315 | 58.527 | 630
| Bicycle Rack Area |  | 1 | 160 | 14.864 | 160
Site Circulation | Site Approach to Apparatus Bays |  | 1 | 4000 | 371.6 | 4000
Agent Storage | Agent Storage (ARFF) |  | 1 | 0 | 0 | 0
| Agent Storage (Structural) |  | 1 | 48 | 4.4592 | 48
TOTAL GROSS SITE SUPPORT |  |  |  |  | 800.6122 | 8618
TOTAL GROSS FACILITY (BUILDING + SITE SUPPORT) |  |  |  |  | 1577.1861 | 16977.245

## Composite A Area Matrix
Prototype Fire Station - Satellite Structural - Composite A 2 Structural, 0 ARFF Companies with 8 Responders |  | NO. OCCUP | NO. ROOMS REQ'D | MULTIP | REQUIREMENTS UFC Planning Template (Nov 2011) |  | Composite A As Designed Space Areas | AS DESIGNED |  |  | COMMENTS
Modules |  |  |  | SF | SM | SF | SF | SF | Delta (SF) | Delta (%)
MAINTENANCE & APPARATUS AREA | [6 empty] | Input
Apparatus Bays | Apparatus Bay |  | 1 | 1872 | 173.9088 | 1872 | 2391 | 2391 | 519 | 27.72%
| Small Vehicle (two per bay, if needed) |  | 0 |  | 0
| Medium Structural |  | 2 |  | 2
| Large Structural |  | 0 |  | 0
| Medium ARFF |  | 0 |  | 0
| Large ARFF |  | 0 |  | 0
Apparatus Support | Agent Storage (Structural) |  | 1 | 48 | 4.4592 | 48 | 54 | 54 | 6 | 12.5%
| EMS Storage - Closet |  | 1 | 40 | 3.716 | 40 | 36 | 36 | -4 | -10%
| Equipment Wash / Disinfection |  | 1 | 150 | 13.935 | 150 | 150 | 150 | 0 | 0%
| Fire Extinguisher Inspection | 0 | 0 | 0 | 0 | 0 | 0 | 0 | 0 | 0%
| Flightline Fire Extinguishing Maintenance |  | 0 | 0 | 0 | 0 | 0 | 0 | 0 | 0%
| Flightline Fire Extinguishing Tank Recovery Ext. Covered Storage |  | 0 | 0 | 0 | 0 | 0 | 0 | 0 | 0% | Calculated at half area
| HAZMAT / CBRN Equipment Storage |  | 0 | 0 | 0 | 0 | 0 | 0 | 0 | 0%
| Hose Storage |  | 1 | 54 | 5.0166 | 54 | 54 | 54 | 0 | 0%
| Infectious Control |  | 1 | 160 | 14.864 | 160 | 151 | 151 | -9 | -5.625%
| Non-Flightline Fire Extinguishing Maintenance and Storage |  | 1 | 120 | 11.148 | 120 | 128 | 128 | 8 | 6.667%
| PPE Gear Storage | 8 | 1 | 80 | 7.432 | 80 | 82 | 82 | 2 | 2.5%
| Protective Clothing Laundry |  | 1 | 120 | 11.148 | 120 | 120 | 120 | 0 | 0%
| SCBA Compressor Room |  | 0 | 0 | 0 | 0 | 0 | 0 | 0 | 0%
| SCBA Maintenance Room |  | 0 | 0 | 0 | 0 | 0 | 0 | 0 | 0%
| Spare Flightline Fire Extinguishing Tank Exterior Covered Storage |  | 0 | 0 | 0 | 0 | 0 | 0 | 0 | 0% | Calculated at half area
| Spare PPE Gear Storage |  | 0 | 0 | 0 | 0 | 0 | 0 | 0 | 0%
| Vehicle Maintenance / Storage Bay |  | 0 | 0 | 0 | 0 | 0 | 0 | 0 | 0%
| Vehicle Maintenance Equipment Storage |  | 0 | 0 | 0 | 0 | 0 | 0 | 0 | 0%
| Vehicle Maintenance Office |  | 0 | 0 | 0 | 0 | 0 | 0 | 0 | 0%
| Work Room / Equipment Maintenance |  | 1 | 120 | 11.148 | 120 | 120 | 120 | 0 | 0%
SUBTOTAL MAINTENANCE. & APPARATUS AREA |  |  |  |  | 256.7756 | 2764 | 3286 | 3286 | 522 | 18.89%
DAY ROOM & RESIDENTIAL AREA | [6 empty] | Input
Day | Day Room | 8 | 1 | 120 | 89.184 | 960 | 977 | 977 | 17 | 1.771% | Combination of dining, kitchen, and living
| Host Nation Day Room | 0 | 0 | 0 | 0 | 0 | 0 | 0 | 0 | 0%
| Hoteling Stations |  | 3 | 40 | 11.148 | 120 | 120 | 120 | 0 | 0% | One workstation for every three Responders
| Patio |  | 1 | 150 | 6.9675 | 75 | 150 | 75 | 0 | 0% | Calculated at half area
| Physical Therapy / Sauna |  | 0 | 0 | 0 | 0 | 0 | 0 | 0 | 0%
Dorm Rooms | Dorm Rooms | 8 | 8 | 108 | 80.2656 | 864 | 864 | 864 | 0 | 0%
Restrooms | Bathrooms / Showers / Changing - Female Responders |  | 1 | 176 | 16.3504 | 176 | 208 | 208 | 32 | 18.18%
| Lavatories |  | 2 |  | 2
| Water Closets |  | 2 |  | 2
| Showers |  | 1 |  | 1
| Lockers |  | 3 |  | 3
| Bathrooms / Showers / Changing - Male Responders |  | 1 | 327 | 30.3783 | 327 | 272 | 272 | -55 | -16.82%
| Lavatories |  | 3 |  | 3
| Water Closets / Urinals |  | 4 |  | 4 | [5 empty] | (2) Water Closet(s), (2) Urinal(s)
| Showers |  | 2 |  | 2
| Lockers |  | 7 |  | 7
Laundry | Laundry Room |  | 1 | 96 | 8.9184 | 96 | 96 | 96 | 0 | 0%
Fitness | Fitness Room |  | 1 | 480 | 44.592 | 480 | 465 | 465 | -15 | -3.125%
Recreation | Recreation Room |  | 1 | 360 | 33.444 | 360 | 364 | 364 | 4 | 1.111%
SUBTOTAL DAY ROOM & RESIDENTIAL AREA |  |  |  |  | 321.2482 | 3458 | 3516 | 3441 | -17 | -0.4916%
TRAINING & ADMINISTRATIVE AREA | [6 empty] | Input
Lobby | Lobby Area |  | 1 | 100 | 9.29 | 100 | 0 | 0 | -100 | -100% | Not required in satellite stations
| Main Entry Vestibule | 0 | 1 | 64 | 5.9456 | 64 | 95 | 95 | 31 | 48.44%
Admin and Offices | Public Toilet (ADA-compliant, unisex) |  | 1 | 60 | 5.574 | 60 | 51 | 51 | -9 | -15% | (1) ABA Water Closet, (1) Lavatory, (1) Urinal
| Admin & Training Restrooms |  | 0 | #DIV/0! | 0 | 0 | 0 | 0 | 0 | 0%
| Female Lavatories |  | 1
| Female Water Closets |  | 1
| Male Lavatories |  | 2
| Male Water Closets / Urinals |  | 2
| Administration & Training Break Room |  | 1 | 100 | 9.29 | 100 | 98 | 98 | -2 | -2%
| Administration Assistant | 0 | 0 | 0 | 0 | 0 | 0 | 0 | 0 | 0%
| Assistant Chief / Shift Supervisor | 1 | 1 | 120 | 11.148 | 120 | 120 | 120 | 0 | 0% | Asst. Chief of Operations
| Assistant Chief of Fire Prevention | 0 | 0 | 0 | 0 | 0 | 0 | 0 | 0 | 0%
| Assistant Chief of Operations / Shift Supervisor's Dorm Room |  |  | 0 | 0 | 0 | 0 | 0 | 0 | 0%
| Chief's / Supervisor's Bathroom |  | 0 | 0 | 0 | 0 | 0 | 0 | 0 | 0% | (1) Lavatory, (1) Shower, (1) Water Closet
| Chief's Conference Room |  | 0 | 0 | 0 | 0 | 0 | 0 | 0 | 0%
| Deputy Chief's Office | 0 | 0 | 0 | 0 | 0 | 0 | 0 | 0 | 0%
| EMS Office |  | 0 | 0 | 0 | 0 | 0 | 0 | 0 | 0%
| Fire Chief's Dorm Room |  | 0 | 0 | 0 | 0 | 0 | 0 | 0 | 0%
| Fire Chief's Office | 0 | 0 | 0 | 0 | 0 | 0 | 0 | 0 | 0%
| General Administration Storage |  | 1 | 80 | 7.432 | 80 | 70 | 70 | -10 | -12.5%
| HAZMAT / Safety Office |  | 0 | 0 | 0 | 0 | 0 | 0 | 0 | 0%
| Inspector's Office(s) / Workstation(s) | 0 | 0 | 0 | 0 | 0 | 0 | 0 | 0 | 0%
| Station Chief Office / Watch Desk |  | 1 | 120 | 11.148 | 120 | 120 | 120 | 0 | 0% | Station Chief / Station Capt.
| Union Representative - None |  |  | 0 | 0 | 0 | 0 | 0 | 0 | 0%
Training and Testing | Computer Training / Testing Room |  | 1 | 140 | 13.006 | 140 | 140 | 140 | 0 | 0%
| Training Officer Office |  | 0 | 0 | 0 | 0 | 0 | 0 | 0 | 0% | Asst. Chief of Training
| Training Room | 12 | 1 | 336 | 31.2144 | 336 | 345 | 345 | 9 | 2.679%
| Training Room Storage |  | 1 | 80 | 7.432 | 80 | 85 | 85 | 5 | 6.25%
Logistics | Logistics Office |  | 0 | 0 | 0 | 0 | 0 | 0 | 0 | 0%
| Logistics Storage |  |  | 0 | 0 | 0 | 0 | 0 | 0 | #DIV/0!
Reserve | Air Force Reserve and Active Duty Mobility / Deployment Gear Stor. |  | 0 | 0 | 0 | 0 | 0 | 0 | 0 | 0%
| Air Force Reserve Firefighter PPE Gear | 0 | 0 | 0 | 0 | 0 | 0 | 0 | 0 | 0% | 10 SF / Reservist
| Air Force Reserve Supervisor | 0 | 0 | 0 | 0 | 0 | 0 | 0 | 0 | 0%
| Air Force Reserve Workstations | 0 | 0 | 64 | 0 | 0 | 0 | 0 | 0 | 0%
SUBTOTAL TRAINING & ADMINSTRATIVE AREA |  |  |  |  | 111.48 | 1200 | 1124 | 1124 | -76 | -6.333%
EMERGENCY CONTROL CENTER (ECC) | [6 empty] | Input
Dispatch | ECC Dispatcher | 0 | 0 | 0 | 0 | 0 | 0 | 0 | 0 | 0%
| ECC IT Room |  | 0 | 0 | 0 | 0 | 0 | 0 | 0 | 0%
| ECC Kitchenette |  | 0 | 0 | 0 | 0 | 0 | 0 | 0 | 0%
| ECC Restroom |  | 0 | 0 | 0 | 0 | 0 | 0 | 0 | 0%
| ECC Supervisor | 0 | 0 | 0 | 0 | 0 | 0 | 0 | 0 | 0%
SUBTOTAL E.C.C. AREA |  |  |  |  | 0 | 0 | 0 | 0 | 0 | 0%
FIRE STATION NET ASSIGNED FLOOR AREA |  |  |  |  | 689.5038 | 7422 | 7926 | 7851 | 429 | 5.78%
INFRASTRUCTURE | [6 empty] | Input
Facility Maint. | Custodial |  | Multiple | 37.245 | 3.4601 | 37.245 | 53 | 53 | 15.755 | 42.3% | 1/2% of Net Assigned Area
Mechanical / Electrical | Electrical Rooms |  | Multiple | 149 | 13.8421 | 149 | 281 | 281 | 132 | 88.59% | 2% of Net Assigned Area
| Mechanical Room - Admin Area |  | 1 | 168 | 15.6072 | 168 | 170 | 170 | 2 | 1.19% | Based upon Conditioned Area
| Mechanical Room - Responders Area |  | 1 | 336 | 31.2144 | 336 | 261 | 261 | -75 | -22.32% | Based upon Conditioned Area
Telecomm / IT | Base IT / Comms Room(s) |  | 2 | 60 | 11.148 | 120 | 208 | 208 | 88 | 73.33%
| IT / Comms |  | 1 | 60 | 5.574 | 60 | 51 | 51 | -9 | -15%
Vending | Vending / Recycling | 0 | 1 | 40 | 3.716 | 40 | 41 | 41 | 1 | 2.5% | Based on number of Structural and/or ARFF Cos.
SUBTOTAL INFRASTRUCTURE AREA |  |  |  |  | 84.5618 | 910.245 | 1065 | 1065 | 154.755 | 17%
FIRE STATION NET FUNCTIONAL AREA |  |  |  |  | 774.0656 | 8332.245 | 8991 | 8916 | 583.755 | 7.006%
NON-FUNCTION SPACE | [6 empty] | Input
Circulation | Corridors, Halls, and other Interior Circulation |  |  | 1113.3 | 103.4256 | 1113.3 | 1453 | 1453 | 339.7 | 30.51% | 15% of Net Assigned Area
Entries | Covered Exterior Entries | [5 empty] | 212 | 106 | 106 | 0% | Calculated at half area
Walls | Interior Partitions and Walls |  |  | 593.76 | 55.1603 | 593.76 | 1458.38 | 1458.38 | 864.62 | 145.6% | 8% of Net Assigned Area
SUBTOTAL NON-FUNCTION AREA |  |  |  |  | 158.5859 | 1707.06 |  | 3017.38 | 1310.32 | 76.76%
TOTAL FIRE STATION GROSS AREA |  |  |  |  | 932.6514 | 10039.305 | 12114.38 | 11933.38 | 1894.075 | 18.87%
FIRE STATION DESIGN EFFICIENCY | [5 empty] | 73.93% |  | 65.79%
SITE SUPPORT | [6 empty] | Input
Parking | Staff Parking | 12 | 12 | 315 | 351.162 | 3780 |  | 0 | -3780 | -100% | Per AFMAN 32-1084 8.5.5.3.1 and Table 8.2
| Visitor Parking |  | 2 | 315 | 58.527 | 630 |  | 0 | -630 | -100% | Per AFMAN 32-1084 8.5.5.2 Verify with MAJCOM
| Bicycle Rack Area |  | 1 | 160 | 14.864 | 160 |  | 0 | -160 | -100% | Comply with LEED
Site Circulation | Site Approach to Apparatus Bays |  | 1 | 4000 | 371.6 | 4000 |  | 0 | -4000 | -100%
TOTAL GROSS SITE SUPPORT |  |  |  |  | 796.153 | 8570 |  | 0 | -8570 | -100%
TOTAL GROSS FACILITY (BUILDING + SITE SUPPORT) |  |  |  |  | 1728.8044 | 18609.305 |  | 11933.38 | -6675.925 | -35.87%

## Composite B Area Matrix
Prototype Fire Station - Satellite Structural - Composite B 2 Structural, 0 ARFF Companies with 8 Responders |  | NO. OCCUP | NO. ROOMS REQ'D | MULTIP | REQUIREMENTS UFC Planning Template (Nov 2011) |  | Composite A As Designed Space Areas | AS DESIGNED |  |  | COMMENTS
Modules |  |  |  | SF | SM | SF | SF | SF | Delta (SF) | Delta (%)
MAINTENANCE & APPARATUS AREA | [6 empty] | Input
Apparatus Bays | Apparatus Bay |  | 1 | 1872 | 173.9088 | 1872 | 1971 | 1971 | 99 | 5.288%
| Small Vehicle (two per bay, if needed) |  | 0 |  | 0
| Medium Structural |  | 2 |  | 2
| Large Structural |  | 0 |  | 0
| Medium ARFF |  | 0 |  | 0
| Large ARFF |  | 0 |  | 0
Apparatus Support | Agent Storage (Structural) |  | 1 | 48 | 4.4592 | 48 | 50 | 50 | 2 | 4.167%
| EMS Storage - Closet |  | 1 | 40 | 3.716 | 40 | 39 | 39 | -1 | -2.5%
| Equipment Wash / Disinfection |  | 1 | 150 | 13.935 | 150 | 150 | 150 | 0 | 0%
| Fire Extinguisher Inspection | 0 | 0 | 0 | 0 | 0 | 0 | 0 | 0 | 0%
| Flightline Fire Extinguishing Maintenance |  | 0 | 0 | 0 | 0 | 0 | 0 | 0 | 0%
| Flightline Fire Extinguishing Tank Recovery Ext. Covered Storage |  | 0 | 0 | 0 | 0 | 0 | 0 | 0 | 0% | Calculated at half area
| HAZMAT / CBRN Equipment Storage |  | 0 | 0 | 0 | 0 | 0 | 0 | 0 | 0%
| Hose Storage |  | 1 | 54 | 5.0166 | 54 | 57 | 57 | 3 | 5.556%
| Infectious Control |  | 1 | 160 | 14.864 | 160 | 160 | 160 | 0 | 0%
| Non-Flightline Fire Extinguishing Maintenance and Storage |  | 1 | 120 | 11.148 | 120 | 120 | 120 | 0 | 0%
| PPE Gear Storage | 8 | 1 | 80 | 7.432 | 80 | 82 | 82 | 2 | 2.5%
| Protective Clothing Laundry |  | 1 | 120 | 11.148 | 120 | 120 | 120 | 0 | 0%
| SCBA Compressor Room |  | 0 | 0 | 0 | 0 | 0 | 0 | 0 | 0%
| SCBA Maintenance Room |  | 0 | 0 | 0 | 0 | 0 | 0 | 0 | 0%
| Spare Flightline Fire Extinguishing Tank Exterior Covered Storage |  | 0 | 0 | 0 | 0 | 0 | 0 | 0 | 0% | Calculated at half area
| Spare PPE Gear Storage |  | 0 | 0 | 0 | 0 | 0 | 0 | 0 | 0%
| Vehicle Maintenance / Storage Bay |  | 0 | 0 | 0 | 0 | 0 | 0 | 0 | 0%
| Vehicle Maintenance Equipment Storage |  | 0 | 0 | 0 | 0 | 0 | 0 | 0 | 0%
| Vehicle Maintenance Office |  | 0 | 0 | 0 | 0 | 0 | 0 | 0 | 0%
| Work Room / Equipment Maintenance |  | 1 | 120 | 11.148 | 120 | 120 | 120 | 0 | 0%
SUBTOTAL MAINTENANCE. & APPARATUS AREA |  |  |  |  | 252.3164 | 2716 |  | 2819 | 103 | 3.792%
DAY ROOM & RESIDENTIAL AREA | [6 empty] | Input
Day | Day Room | 8 | 1 | 120 | 89.184 | 960 | 1033 | 1033 | 73 | 7.604% | Combination of dining, kitchen, and living
| Host Nation Day Room | 0 | 0 | 0 | 0 | 0 | 0 | 0 | 0 | 0%
| Hoteling Stations |  | 3 | 40 | 11.148 | 120 | 120 | 120 | 0 | 0% | One workstation for every three Responders
| Patio |  | 1 | 150 | 6.9675 | 75 | 95 | 47.5 | -27.5 | -36.67% | Calculated at half area
| Physical Therapy / Sauna |  | 0 | 0 | 0 | 0 | 0 | 0 | 0 | 0%
Dorm Rooms | Dorm Rooms | 8 | 8 | 108 | 80.2656 | 864 | 880 | 880 | 16 | 1.852%
Restrooms | Bathrooms / Showers / Changing - Female Responders |  | 1 | 176 | 16.3504 | 176 | 193 | 193 | 17 | 9.659%
| Lavatories |  | 2 |  | 2
| Water Closets |  | 2 |  | 2
| Showers |  | 1 |  | 1
| Lockers |  | 3 |  | 3
| Bathrooms / Showers / Changing - Male Responders |  | 1 | 327 | 30.3783 | 327 | 298 | 298 | -29 | -8.869%
| Lavatories |  | 3 |  | 3
| Water Closets / Urinals |  | 4 |  | 4 | [5 empty] | (2) Water Closet(s), (2) Urinal(s)
| Showers |  | 2 |  | 2
| Lockers |  | 7 |  | 7
Laundry | Laundry Room |  | 1 | 96 | 8.9184 | 96 | 96 | 96 | 0 | 0%
Fitness | Fitness Room |  | 1 | 480 | 44.592 | 480 | 461 | 461 | -19 | -3.958%
Recreation | Recreation Room |  | 1 | 360 | 33.444 | 360 | 365 | 365 | 5 | 1.389%
SUBTOTAL DAY ROOM & RESIDENTIAL AREA |  |  |  |  | 321.2482 | 3458 | 3541 | 3493.5 | 35.5 | 1.027%
TRAINING & ADMINISTRATIVE AREA | [6 empty] | Input
Lobby | Lobby Area |  | 1 | 100 | 9.29 | 100 | 0 | 0 | -100 | -100% | Not required in satellite stations
| Main Entry Vestibule | 0 | 1 | 64 | 5.9456 | 64 | 101 | 101 | 37 | 57.81%
Admin and Offices | Public Toilet (ADA-compliant, unisex) |  | 1 | 60 | 5.574 | 60 | 66 | 66 | 6 | 10% | (1) ABA Water Closet, (1) Lavatory, (1) Urinal
| Admin & Training Restrooms |  | 0 | #DIV/0! | 0 | 0 | 0 | 0 | 0 | 0%
| Female Lavatories |  | 1
| Female Water Closets |  | 1
| Male Lavatories |  | 2
| Male Water Closets / Urinals |  | 2
| Administration & Training Break Room |  | 1 | 100 | 9.29 | 100 | 100 | 100 | 0 | 0%
| Administration Assistant | 0 | 0 | 0 | 0 | 0 | 0 | 0 | 0 | 0%
| Assistant Chief / Shift Supervisor | 1 | 1 | 120 | 11.148 | 120 | 120 | 120 | 0 | 0% | Asst. Chief of Operations
| Assistant Chief of Fire Prevention | 0 | 0 | 0 | 0 | 0 | 0 | 0 | 0 | 0%
| Assistant Chief of Operations / Shift Supervisor's Dorm Room |  |  | 0 | 0 | 0 | 0 | 0 | 0 | 0%
| Chief's / Supervisor's Bathroom |  | 0 | 0 | 0 | 0 | 0 | 0 | 0 | 0% | (1) Lavatory, (1) Shower, (1) Water Closet
| Chief's Conference Room |  | 0 | 0 | 0 | 0 | 0 | 0 | 0 | 0%
| Deputy Chief's Office | 0 | 0 | 0 | 0 | 0 | 0 | 0 | 0 | 0%
| EMS Office |  | 0 | 0 | 0 | 0 | 0 | 0 | 0 | 0%
| Fire Chief's Dorm Room |  | 0 | 0 | 0 | 0 | 0 | 0 | 0 | 0%
| Fire Chief's Office | 0 | 0 | 0 | 0 | 0 | 0 | 0 | 0 | 0%
| General Administration Storage |  | 1 | 80 | 7.432 | 80 | 80 | 80 | 0 | 0%
| HAZMAT / Safety Office |  | 0 | 0 | 0 | 0 | 0 | 0 | 0 | 0%
| Inspector's Office(s) / Workstation(s) | 0 | 0 | 0 | 0 | 0 | 0 | 0 | 0 | 0%
| Station Chief Office / Watch Desk |  | 1 | 120 | 11.148 | 120 | 120 | 120 | 0 | 0% | Station Chief / Station Capt.
| Union Representative - None |  |  | 0 | 0 | 0 | 0 | 0 | 0 | 0%
Training and Testing | Computer Training / Testing Room |  | 1 | 140 | 13.006 | 140 | 140 | 140 | 0 | 0%
| Training Officer Office |  | 0 | 0 | 0 | 0 | 0 | 0 | 0 | 0% | Asst. Chief of Training
| Training Room | 12 | 1 | 336 | 31.2144 | 336 | 336 | 336 | 0 | 0%
| Training Room Storage |  | 1 | 80 | 7.432 | 80 | 80 | 80 | 0 | 0%
Logistics | Logistics Office |  | 0 | 0 | 0 | 0 | 0 | 0 | 0 | 0%
| Logistics Storage |  |  | 0 | 0 | 0 | 0 | 0 | 0 | 0%
Reserve | Air Force Reserve and Active Duty Mobility / Deployment Gear Stor. |  | 0 | 0 | 0 | 0 | 0 | 0 | 0 | 0%
| Air Force Reserve Firefighter PPE Gear | 0 | 0 | 0 | 0 | 0 | 0 | 0 | 0 | 0% | 10 SF / Reservist
| Air Force Reserve Supervisor | 0 | 0 | 0 | 0 | 0 | 0 | 0 | 0 | 0%
| Air Force Reserve Workstations | 0 | 0 | 64 | 0 | 0 | 0 | 0 | 0 | 0%
SUBTOTAL TRAINING & ADMINSTRATIVE AREA |  |  |  |  | 111.48 | 1200 | 1143 | 1143 | -57 | -4.75%
EMERGENCY CONTROL CENTER (ECC) | [6 empty] | Input
Dispatch | ECC Dispatcher | 0 | 0 | 0 | 0 | 0 | 0 | 0 | 0 | 0%
| ECC IT Room |  | 0 | 0 | 0 | 0 | 0 | 0 | 0 | 0%
| ECC Kitchenette |  | 0 | 0 | 0 | 0 | 0 | 0 | 0 | 0%
| ECC Restroom |  | 0 | 0 | 0 | 0 | 0 | 0 | 0 | 0%
| ECC Supervisor | 0 | 0 | 0 | 0 | 0 | 0 | 0 | 0 | 0%
SUBTOTAL E.C.C. AREA |  |  |  |  | 0 | 0 | 0 | 0 | 0 | 0%
FIRE STATION NET ASSIGNED FLOOR AREA |  |  |  |  | 685.0446 | 7374 | 4684 | 7455.5 | 81.5 | 1.105%
INFRASTRUCTURE | [6 empty] | Input
Facility Maint. | Custodial |  | Multiple | 37.245 | 3.4601 | 37.245 | 13 | 13 | -24.245 | -65.1% | 1/2% of Net Assigned Area
Mechanical / Electrical | Electrical Rooms |  | Multiple | 149 | 13.8421 | 149 | 115 | 115 | -34 | -22.82% | 2% of Net Assigned Area
| Mechanical Room - Admin Area |  | 1 | 168 | 15.6072 | 168 | 0 | 0 | -168 | -100% | Based upon Conditioned Area
| Mechanical Room - Responders Area |  | 1 | 336 | 31.2144 | 336 | 176 | 176 | -160 | -47.62% | Based upon Conditioned Area
Telecomm / IT | Base IT / Comms Room(s) |  | 2 | 60 | 11.148 | 120 | 124 | 124 | 4 | 3.333%
| IT / Comms |  | 1 | 60 | 5.574 | 60 | 59 | 59 | -1 | -1.667%
Vending | Vending / Recycling |  | 1 | 40 | 3.716 | 40 | 43 | 43 | 3 | 7.5% | Based on number of Structural and/or ARFF Cos.
SUBTOTAL INFRASTRUCTURE AREA |  |  |  |  | 84.5618 | 910.245 | 530 | 530 | -380.245 | -41.77%
FIRE STATION NET FUNCTIONAL AREA |  |  |  |  | 769.6064 | 8284.245 | 5214 | 7985.5 | -298.745 | -3.606%
NON-FUNCTION SPACE | [6 empty] | Input
Circulation | Corridors, Halls, and other Interior Circulation |  |  | 1106.1 | 102.7567 | 1106.1 | 1559 | 1559 | 452.9 | 40.95% | 15% of Net Assigned Area
Entries | Covered Exterior Entries | [5 empty] | 337.5 | 168.75 | 168.75 | 0% | Calculated at half area
Walls | Interior Partitions and Walls |  |  | 589.92 | 54.8036 | 589.92 | 4157.87 | 4157.87 | 3567.95 | 604.8% | 8% of Net Assigned Area
SUBTOTAL NON-FUNCTION AREA |  |  |  |  | 157.5603 | 1696.02 | 6054.37 | 5885.62 | 4189.6 | 247%
TOTAL FIRE STATION GROSS AREA |  |  |  |  | 927.1666 | 9980.265 | 11268.37 | 13871.12 | 3890.855 | 38.99%
FIRE STATION DESIGN EFFICIENCY | [5 empty] | 73.89% |  | 53.75%
SITE SUPPORT | [6 empty] | Input
Parking | Staff Parking | 12 | 12 | 315 | 351.162 | 3780 |  | 3780 | 0 | 0% | Per AFMAN 32-1084 8.5.5.3.1 and Table 8.2
| Visitor Parking |  | 2 | 315 | 58.527 | 630 |  | 630 | 0 | 0% | Per AFMAN 32-1084 8.5.5.2 Verify with MAJCOM
| Bicycle Rack Area |  | 1 | 160 | 14.864 | 160 |  | 160 | 0 | 0% | Comply with LEED
Site Circulation | Site Approach to Apparatus Bays |  | 1 | 4000 | 371.6 | 4000 |  | 0 | -4000 | -100%
TOTAL GROSS SITE SUPPORT |  |  |  |  | 796.153 | 8570 | 0 | 4570 | -4000 | -46.67%
TOTAL GROSS FACILITY (BUILDING + SITE SUPPORT) |  |  |  |  | 1723.3196 | 18550.265 |  | 18441.12 | -109.145 | -0.5884%

## Space Program Data
Group | Space Identification | Space Allocation Standard Per UFC 4-730-10 |  |  |  | Space Allocation Standard Used in Matrices |  |  | Space Identification |  | Occupant Counts
|  | m2 | ft2 | Standard | Notes | m2 | ft2 | Standard |  |  | Staffing | Code
Apparatus, Equipment, and Maintenance | Apparatus Bay |  |  | Varies | Station |  |  | Varies | Apparatus Bay |  | 0
| PPE Gear Storage | 0.929 | 10 | per person | Station | 0.929 | 10 | per person | PPE Gear Storage |  | 0
| Hose Storage | 5.0166 | 54 | 54 SF per 52-hose storage system | Department | 5.0166 | 54 | 54 SF per 52-hose storage system | Hose Storage |  | 0
| SCBA Maintenance Room | 13.3776 | 144 | per 4 staffed vehicles | Department | 1.3935 | 15 | per Responder | SCBA Maintenance Room |  | 0
| SCBA Compressor Room | 4.645 | 50 | per 4 staffed vehicles | Department | 9.29 | 100 | per station | SCBA Compressor Room |  | 0
| Protective Clothing Laundry | 9.29 | 100 | per staffed vehicle | Station | 1.3935 | 15 | per Responder | Protective Clothing Laundry |  | 0
| Equipment Wash / Disinfection | 13.935 | 150 | per room | Station | 13.935 | 150 | per room | Equipment Wash / Disinfection |  | 0
| Work Room / Equipment Maintenance | 11.148 | 120 | per room | Station | 11.148 | 120 | per room | Work Room / Equipment Maintenance |  | 0
| Vehicle Maintenance Equipment Storage | 37.16 | 400 | per station | As dictated by Installation mission requirements | 37.16 | 400 | per station | Vehicle Maintenance Equipment Storage |  | 0
| EMT Storage (incl. locked Meds storage) | 3.716 | 40 | per station | Station | 3.716 | 40 | per station | EMS Storage | Room (incl. locked Meds storage) | 0
[6 empty] | 0.929 | 10 | per station |  | Cabinets | 0
| HAZMAT / CBRN Equipment Storage | 11.148 | 120 | Technical level / Tier 3 req. | Department | 11.148 | 120 | Technical level / Tier 3 req. | HAZMAT / CBRN Equipment Storage |  | 0
[6 empty] | 0.7432 | 8 | per Responder | Infectious Control | Equip. Drying | 0
[8 empty] | per W/D |  | Washer/Dryer
[8 empty] | per station |  | Basic Equipment
| Spare PPE Gear Storage | 5.9456 | 64 | per room | Department - storage for 30% total crew gear | 5.9456 | 64 | per room | Spare PPE Gear Storage |  | 0
| Fire Extinguisher Inspection | 2.2296 | 24 | per inspection station | Department - dictated by Installation mission requirements | 2.2296 | 24 | per inspection station | Fire Extinguisher Inspection |  | 0
| Non-Flightline Fire Extinguishing Maintenance and Storage | 11.148 | 120 | per room | Department - dictated by Installation mission requirements | 11.148 | 120 | per room | Non-Flightline Fire Extinguishing Maintenance and Storage |  | 0
| Flightline Fire Extinguishing Maintenance | 14.864 | 160 | per station | Department - dictated by Installation mission requirements | 14.864 | 160 | per station | Flightline Fire Extinguishing Maintenance |  | 0
| Flightline Fire Extinguishing Tank Recovery Exterior Covered Storage | 3.716 | 40 | per room | Department - dictated by Installation mission requirements | 3.716 | 40 | per room | Flightline Fire Extinguishing Tank Recovery Ext. Covered Storage |  | 0
| Spare Flightline Fire Extinguishing Tank Exterior Covered Storage | 0.8361 | 9 | 9 sf/tank x 10% of total tanks | As dictated by Installation mission requirements | 0.8361 | 9 | 9 sf/tank x 10% of total tanks | Spare Flightline Fire Extinguishing Tank Exterior Covered Storage |  | 0
| Vehicle Maintenance / Storage Bay | 111.48 | 1200 | per station | Department - Air Force Only | 111.48 | 1200 | per station | Vehicle Maintenance / Storage Bay |  | 0
| Vehicle Maintenance Office | 13.935 | 150 | per office | Tied to Vehicle Maintenance Bay | 13.935 | 150 | per office | Vehicle Maintenance Office |  | 0
Administrative and Training | Station Officer's Office / Watch Desk | 11.148 | 120 | per office | Station | 11.148 | 120 | per office | Station Chief Office / Watch Desk |  | 1 | 2 | Admin/Training Occupants
| Fire Chief's Office | 32.0505 | 345 | per office | Department | 11.148 | 120 | per office | Fire Chief's Office |  | 0 | 1 | Less Chiefs
| Chief's Conference Room | 11.148 | 120 | per room | Department - Tied to Chief and Deputy Chief | 11.148 | 120 | per room | Chief's Conference Room |  | 0
| Deputy Chief's Office | 11.148 | 120 | per office | Department - dictated by Installation mission requirements | 11.148 | 120 | per office | Deputy Chief's Office |  | 0
[6 empty] | 5.9456 | 64 | per station | Main Entry Vestibule |  | 0
| Lobby Area | 9.29 | 100 | per lobby | Department - Tied to Chief and Deputy Chief | 9.29 | 100 | per lobby | Lobby Area |  | 0
| Administration Assistant | 5.9456 | 64 | per office | Department - Tied to Chief and Deputy Chief | 5.9456 | 64 | per office | Administration Assistant |  | 0
| Assistant Chief / Shift Supervisor | 11.148 | 120 | per office | Department - dictated by Installation mission requirements | 11.148 | 120 | per office | Assistant Chief / Shift Supervisor |  | 1
| Assistant Chief of Fire Prevention | 11.148 | 120 | per office | Department - dictated by Installation mission requirements | 11.148 | 120 | per office | Assistant Chief of Fire Prevention |  | 0
| Inspector's Office | 4.4592 | 48 | per workstation | Department (may be spread out over several stations) | 5.9456 | 64 | per workstation | Inspector's Office(s) / Workstation(s) |  | 0
| EMS Office | 7.432 | 80 | per office | Station - Dictated by Installation mission requirements | 7.432 | 80 | per office | EMS Office |  | 0
| HAZMAT / Safety Office | 11.148 | 120 | per office | Department - dictated by Installation mission requirements | 11.148 | 120 | per office | HAZMAT / Safety Office |  | 0
| Logistics Office | 7.432 | 80 | per office | Department - dictated by Installation mission requirements | 7.432 | 80 | per office | Logistics Office |  | 0
[6 empty] | 1.2077 | 13 | per responder | Logistics Storage |  | 0
[6 empty] | 0 | 0 | per station | Union Representative | None | 0
[6 empty] | 5.9456 | 64 | per station |  | Workstation
[6 empty] | 9.29 | 100 | per station |  | Office
[6 empty] | 9.29 | 100 | per station | Administration & Training Break Room
| Department Training Room | 2.6012 | 28 | per person | Department - Total on-duty Fire Department Staff | 2.6012 | 28 | per person | Training Room |  | 0
| Training Room Storage | 7.432 | 80 | per Training Room | Tied to Department Training Room | 7.432 | 80 | per Training Room | Training Room Storage |  | 0
| Training Officer Office | 9.29 | 100 | per office | Department | 9.29 | 100 | per office | Training Officer Office |  | 0
| Satellite Computer Training / Testing Room | 13.006 | 140 | per 4 testing stations | Satellite Station | 3.2515 | 35 | per testing station | Computer Training / Testing Room |  | 0
| HQ Computer Training / Testing Room | 17.651 | 190 | per 6 testing stations | HQ Station
| General Administration Storage | 7.432 | 80 | per station | Station | 7.432 | 80 | per station | General Administration Storage |  | 0
[6 empty] | 5.574 | 60 | per room | Base IT / Comms Room(s) |  | 0
| IT Room | 1.858 | 20 | per room | Station | 5.574 | 60 | per room | IT / Comms |  | 0
| Dispatch | 17.8368 | 192 | per dispatcher | Department - Either Fire or Consolidated | 17.8368 | 192 | per office | ECC Supervisor |  | 0
| Dispatch Supervisor | 5.9456 | 64 | per workstation | Department - Tied to Dispatch | 5.9456 | 64 | per workstation | ECC Dispatcher |  | 0
| Dispatch Bathroom | 4.4592 | 48 | per fixture (ADA) | Department - Tied to Dispatch | 4.4592 | 48 | per fixture (ADA) | ECC Restroom |  | 0
| Dispatch Kitchenette | 1.858 | 20 | per kitchenette | Department - Tied to Dispatch | 1.858 | 20 | per kitchenette | ECC Kitchenette |  | 0
| Additional IT Room Space | 5.574 | 60 | per room | Tied to Dispatch | 5.574 | 60 | per room | ECC IT Room |  | 0
Residential and Living | Day / Training Room | 60.1992 | 648 | per staffed vehicle | Station = Kitchen + Dining / Training + Lounge | 11.148 | 120 | per Responder | Day Room |  | 0
| Dorm Room with One Bed | 10.0332 | 108 | per room | Station = Staffed Vehicle Count = 1 per Company | 10.0332 | 108 | per room | Dorm Rooms | with One Bed | 8
| Dorm Room with Two Beds | 13.006 | 140 | per room | Station = Staffed Vehicle Count = 1 per Company | 13.006 | 140 | per room |  | with Two Beds
| Dorm Room with Two Fold-Up Beds | 9.29 | 100 | per room | Station = Staffed Vehicle Count = 1 per Company | 9.29 | 100 | per room |  | with Two Fold-Up Beds
[6 empty] | 9.29 | 100 | per room | Chief / Asst. Chief Dorm Room |  | 0
[6 empty] | 6.9675 | 75 | per room | Chief / Asst. Chief Bathroom
| Bathrooms / Showers / Changing | 23.225 | 250 | per staffed vehicle | Station | 0 |  | based on Responders | Bathrooms / Showers / Changing | *Based upon IBC | 0
| Fitness Room | 40.5973 | 437 | per station | Station - To accommodate 4 working out at one time | 5.574 | 60 | per Responder | Fitness Room |  | 0
| Laundry Room | 7.432 | 80 | per staffed vehicle | Station - 1 washer, 2 dryers, sink, folding table | 1.1148 | 12 | per Responder | Laundry Room |  | 0
| Physical Therapy / Sauna | 18.58 | 200 | per station | Station - Dictated by Installation mission requirements | 18.58 | 200 | per station | Physical Therapy / Sauna |  | 0
| Recreation Room | 33.444 | 360 | per station | Optional - Station = 1 or 2 "game units" | 33.444 | 360 | per station | Recreation Room |  | 0
[6 empty] | 3.716 | 40 | per workstation | Hoteling Stations |  | 0
[6 empty] | 11.148 | 120 | per person | Host Nation Day Room |  | 2
| Vending | 1.858 | 20 | per vending machine | Station | 1.858 | 20 | per vending machine | Vending / Recycling |  | 0
Other Spaces | Reserve Offices | 11.148 | 120 | per office | Air Force Only - Dictated by Installation mission requirements | 11.148 | 120 | per office | Air Force Reserve Supervisor |  | 0
[6 empty] | 5.9456 | 64 | per workstation | Air Force Reserve Workstations |  | 0
| Reserve and Active Duty Mobility / Deployment Gear Storage | 18.58 | 200 | per station | Air Force Only - Dictated by Installation mission requirements | 18.58 | 200 | per station | Air Force Reserve and Active Duty Mobility / Deployment Gear Stor.
| Reserve Firefighter PPE Gear | 0.929 | 10 | per person | Air Force Only - Dictated by Installation mission requirements | 0.929 | 10 | per person | Air Force Reserve Firefighter PPE Gear |  | 0
| EOC Situation Room* | 29.728 | 320 | per room | Department - dictated by Installation mission requirements | 0 | 0 | removed from program | EOC Situation Room*
| Public Toilet(ADA-compliant, unisex) | 4.1805 | 45 | per room | Station | 5.574 | 60 | per room | Public Toilet (ADA-compliant, unisex) |  | 0
| Staff Parking | 41.805 | 450 | per space (incl. circulation) | Station | 29.2635 | 315 | per space (incl. circulation) | Staff Parking | Area changed to comply with AFMAN 32-1084 Section 8.5.5.3.1 | 0
| Visitor Parking | 41.805 | 450 | per space (incl. circulation) | Station | 29.2635 | 315 | per space (incl. circulation) | Visitor Parking |  | 0
| Bicycle Rack Area | 14.864 | 160 | per 10-bike rack | Station | 14.864 | 160 | per 10-bike rack | Bicycle Rack Area |  | 0
| Site Approach to Apparatus Bays | 185.8 | 2000 | per Bay | Station | 185.8 | 2000 | per Bay | Site Approach to Apparatus Bays |  | 0
| Agent Storage (AFFF) | 6.9675 | 75 | per ARFF truck | Station or Department - Foam + 2nd agent | 6.9675 | 75 | per ARFF truck | Agent Storage (ARFF) |  | 0
| Agent Storage (Structural) | 4.4592 | 48 | per station (Structural trucks) | Station - Class A Foam | 4.4592 | 48 | per station (Structural trucks) | Agent Storage (Structural) |  | 0
| Patio | 13.935 | 150 | Min. (1 to 2 Companies) | Station - Add 100 sf for 3-4 Cos., add 100 sf for >4 Cos. | 13.935 | 150 | Min. (1 to 2 Companies) | Patio |  | 0
12

## Data
|  | Rev.1, February 2009 | Aircraft | VS# | Air Force Vehicle Sets |  |  | Army Vehicle Sets |  |  | Vehicle Count |  |  |  |  | Head / Latrine Fixtures
|  |  | A-10 | Air Force Vehicle Set 1 | Vehicle Set | Equipment | Max. | Vehicle Set | Equipment | Max. | Small | Medium Structural | Large Structural | Medium ARFF | Large ARFF |  |  |  |  | Admin. / Training RR | [6 empty] | Responders' Restrooms
Lists for Select Boxes | Bay Ct. | Notes | AC-130H/U | Air Force Vehicle Set 3 | Air Force Vehicle Set 1 | P-22/24 Structural Pumper | 1 | Army Vehicle Set 1 | [13 empty] | Total: | 2 | 1 |  |  | Ratio | Male (6) |  |  | Female (2)
Service | 2 |  | AT-38B/C | Air Force Vehicle Set 1 | Air Force Vehicle Set 1 | P-22/24 Structural Pumper or P-33 75' Quint | 1 | [10 empty] | Area (SF) |  |  |  | IPC Ct. | Fem Ct. | Area (SF) | Male Ct. | Area (SF) |  | IPC Ct. | Dgn Ct. | Area (SF) | IPC Ct. | Dgn Ct. | Area (SF)
Army |  |  | B-1B | Air Force Vehicle Set 4 | Air Force Vehicle Set 1 | P-30 Rescue Vehicle | 1 | [8 empty] | Fixture | Type |  | Ratio | 1st | Rem
Navy |  |  | B-2 | Air Force Vehicle Set 4 | Air Force Vehicle Set 1 | P-18/26 Water Tanker | 1 | [8 empty] | Water Closets | Standard | 24 | 1 to 25 first 50, 1 to 50 for remainder | 1 | 0 | 1 | 0 | 0 | 1 | 24 | 1 per 10 | 1 | 4 | 96 | 1 | 2 | 48
Air Force |  |  | B-52H | Air Force Vehicle Set 4 | Air Force Vehicle Set 1 | P-19 Crash Truck (1,500 gal) | 1 | [9 empty] | Accessible | 40 |  |  |  | 0 | 1 | 40 | 1 | 40 |  | 0 | 0 | 0 | 0 | 0 | 0
Marine Corps |  |  | BQM-34 | Air Force Vehicle Set 1 | Air Force Vehicle Set 1 | P-34 RIV (500 gal) | 2 |  |  |  | 0 | 0 | 1 | 0 | 0 | Lavatories |  | 24 | 1 to 40 first 80, 1 to 40 for remainder | 1 | 0 | 1 | 1 | 24 | 2 | 48 | 1 per 10 | 1 | 3 | 72 | 1 | 2 | 48
Type |  |  | C-12 | Air Force Vehicle Set 1 | Air Force Vehicle Set 1 | P-31 HazMat Vehicle | 1 |  |  |  | 0 | 0 | 1 | 0 | 0 | Showers | Standard | 24 |  |  |  | 0 | 0 | 0 | 0 | 0 | 1 per 8 | 1 | 2 | 48 | 1 | 1 | 24
Structural |  |  | C-130 E/H/J/J-30 | Air Force Vehicle Set 3 | Air Force Vehicle Set 1 | Chief 1 - Command and Control Vehicle | 1 |  |  |  | 1 | 0 | 0 | 0 | 0 | [8 empty] | 64 |  | 112 |  |  |  | 216 |  |  | 120
ARFF |  |  | C-17A | Air Force Vehicle Set 4 | Air Force Vehicle Set 1 | Chief 2 - Command and Control Vehicle | 1 |  |  |  | 0 | 1 | 0 | 0 | 0 | [6 empty] | Factor: | 30% | 84 |  | 146 | Factor: | 30% |  | 281 |  |  | 156
Combination |  |  | C-20A/B/C/H | Air Force Vehicle Set 2 | Air Force Vehicle Set 2 | P-22/24 Structural Pumper | 1 |  |  |  | 0 | 0 | 0 | 0 | 1 | Lockers |  | 5 | per locker | [9 empty] | 7 | 35 |  | 3 | 15
Class |  |  | C-21A | Air Force Vehicle Set 1 | Air Force Vehicle Set 2 | P-22/24 Structural Pumper or P-33 75' Quint | 1 |  |  |  | 0 | 0 | 0 | 1 | 0 | [11 empty] | Factor: | 30% |  | 46 |  |  | 20
HQ/Main |  |  | C-22B | Air Force Vehicle Set 3 | Air Force Vehicle Set 2 | P-30 Rescue Vehicle | 1 |  |  |  | 1 | 0 | 0 | 0 | 0 | [14 empty] | 327 |  |  | 176
Satellite |  |  | C-32A (757) | Air Force Vehicle Set 3 | Air Force Vehicle Set 2 | P-18/26 Water Tanker | 1 |  |  |  | 0 | 1 | 0 | 0 | 0
* Air Force stations range from 1 company up to 8 cos. Dorm Room counts relate to co. count as follows: 4 rooms per structural co. and 3 rooms per ARFF co. You can modify the count below. |  |  | C-37A | Air Force Vehicle Set 3 | Air Force Vehicle Set 2 | P-23 Crash Truck (3,000 gal) | 1 |  |  |  | 1 | 0 | 0 | 0 | 0
|  |  | C-38A | Air Force Vehicle Set 1 | Air Force Vehicle Set 2 | P-34 RIV (500 gal) | 2 |  |  |  | 1 | 0 | 0 | 0 | 0
Yes |  |  | C-40C (737) | Air Force Vehicle Set 3 | Air Force Vehicle Set 2 | P-31 HazMat Vehicle | 1 |  |  |  | 4 | 2 | 2 | 1 | 1
No |  |  | C-5A/B | Air Force Vehicle Set 6 | Air Force Vehicle Set 2 | Chief 1 - Command and Control Vehicle | 1 |  |  |  | 4 | 4 |  | 2
|  | 25-30% need access to computers at one time | C-9A/C (DC-9) | Air Force Vehicle Set 3 | Air Force Vehicle Set 2 | Chief 2 - Command and Control Vehicle | 1
|  |  | CV-22 | Air Force Vehicle Set 1 | Air Force Vehicle Set 3 | P-22/24 Structural Pumper | 1
|  |  | E-4B (747) | Air Force Vehicle Set 5 | Air Force Vehicle Set 3 | P-22/24 Structural Pumper or P-33 75' Quint | 1
|  |  | E-8C (707) | Air Force Vehicle Set 3 | Air Force Vehicle Set 3 | P-30 Rescue Vehicle | 1
EMS Storage |  |  | EC-130E | Air Force Vehicle Set 3 | Air Force Vehicle Set 3 | P-18/26 Water Tanker | 1
None |  |  | EC-130H | Air Force Vehicle Set 3 | Air Force Vehicle Set 3 | P-23 Crash Truck (3,000 gal) | 1
Closet |  |  | F-117A | Air Force Vehicle Set 1 | Air Force Vehicle Set 3 | P-19 Crash Truck (1,500 gal) | 1
Cabinets |  |  | F-15 A/B/C/D/E | Air Force Vehicle Set 1 | Air Force Vehicle Set 3 | P-34 RIV (500 gal) | 1
|  | If Ex. Lg or ARFF trucks are selected, all bays will be 60 ft. long. | F-16C/D | Air Force Vehicle Set 1 | Air Force Vehicle Set 3 | P-31 HazMat Vehicle | 1
|  |  | F-22A | Air Force Vehicle Set 1 | Air Force Vehicle Set 3 | Chief 1 - Command and Control Vehicle | 1
|  | If ARFF trucks are selected, all the bays will be for a 12-ft. truck | F-35A/B/C | Air Force Vehicle Set 1 | Air Force Vehicle Set 3 | Chief 2 - Command and Control Vehicle | 1
|  | Medium is the P-19 | HC-130P/N | Air Force Vehicle Set 3 | Air Force Vehicle Set 4 | P-22/24 Structural Pumper | 1
|  |  | KC-10A (DC-10) | Air Force Vehicle Set 5 | Air Force Vehicle Set 4 | P-22/24 Structural Pumper or P-33 75' Quint | 1
|  | Need to provide a set population | KC-135 (707) | Air Force Vehicle Set 4 | Air Force Vehicle Set 4 | P-30 Rescue Vehicle | 1
|  |  | KC-46 (767) | Air Force Vehicle Set 4 | Air Force Vehicle Set 4 | P-18/26 Water Tanker | 1
|  |  | LC-130 | Air Force Vehicle Set 3 | Air Force Vehicle Set 4 | P-23 Crash Truck (3,000 gal) | 2
|  |  | MC-130E/H | Air Force Vehicle Set 3 | Air Force Vehicle Set 4 | P-19 Crash Truck (1,500 gal) | 1
|  |  | MC-130P | Air Force Vehicle Set 3 | Air Force Vehicle Set 4 | P-34 RIV (500 gal) | 1
|  |  | MH-53J/M | Air Force Vehicle Set 3 | Air Force Vehicle Set 4 | P-31 HazMat Vehicle | 1
|  |  | MQM-107 | Air Force Vehicle Set 1 | Air Force Vehicle Set 4 | Chief 1 - Command and Control Vehicle | 1
0 |  |  | OA-10 | Air Force Vehicle Set 1 | Air Force Vehicle Set 4 | Chief 2 - Command and Control Vehicle | 1
0 |  |  | QF-4 | Air Force Vehicle Set 1 | Air Force Vehicle Set 5 | P-22/24 Structural Pumper | 1
|  |  | RC-135U/V/W (707) | Air Force Vehicle Set 3 | Air Force Vehicle Set 5 | P-22/24 Structural Pumper or P-33 75' Quint | 1
|  |  | RQ-1A/B | Air Force Vehicle Set 1 | Air Force Vehicle Set 5 | P-30 Rescue Vehicle | 1
|  |  | RQ-4A | Air Force Vehicle Set 1 | Air Force Vehicle Set 5 | P-18/26 Water Tanker | 1
54 |  | and drying | T-1A | Air Force Vehicle Set 1 | Air Force Vehicle Set 5 | P-23 Crash Truck (3,000 gal) | 3
|  |  | T-37B | Air Force Vehicle Set 1 | Air Force Vehicle Set 5 | P-34 RIV (500 gal) | 2
|  |  | T-38A | Air Force Vehicle Set 1 | Air Force Vehicle Set 5 | P-31 HazMat Vehicle | 1
288 |  |  | T-43A (737) | Air Force Vehicle Set 3 | Air Force Vehicle Set 5 | Chief 1 - Command and Control Vehicle | 1
|  |  | T-6A | Air Force Vehicle Set 1 | Air Force Vehicle Set 5 | Chief 2 - Command and Control Vehicle | 1
|  |  | UH-1N | Air Force Vehicle Set 1 | Air Force Vehicle Set 6 | P-22/24 Structural Pumper | 1
100 |  |  | UV-18 | Air Force Vehicle Set 1 | Air Force Vehicle Set 6 | P-22/24 Structural Pumper or P-33 75' Quint | 1
|  |  | VC-25 (747) | Air Force Vehicle Set 5 | Air Force Vehicle Set 6 | P-30 Rescue Vehicle | 1
|  |  | WC-130H | Air Force Vehicle Set 3 | Air Force Vehicle Set 6 | P-18/26 Water Tanker | 1
[5 empty] | Air Force Vehicle Set 6 | P-23 Crash Truck (3,000 gal) | 4
[5 empty] | Air Force Vehicle Set 6 | P-34 RIV (500 gal) | 2
|  | size to 300', NFPA 1851 Concerns/ Hot Water Temp. |  |  | Air Force Vehicle Set 6 | P-31 HazMat Vehicle | 1
[5 empty] | Air Force Vehicle Set 6 | Chief 1 - Command and Control Vehicle | 1
300 |  | 1 to 2 companies = 100 sf; 3 to 4 companies = 200 sf; 5+ companies = 300 sf. |  |  | Air Force Vehicle Set 6 | Chief 2 - Command and Control Vehicle | 1
[6 empty] | Vehicle Identifier | Ppl Ct. | Vehicle Type
EME Emergency Medical Equipment/ Posible Storage shelf/ traler, posibly both
[5 empty] | All Air Force Vehicles | Chief 1 - Command and Control Vehicle | 1 | Small
120 | [5 empty] | Chief 2 - Command and Control Vehicle | 1 | Small
[6 empty] | P-18/26 Water Tanker | 0 | Medium Structural
[6 empty] | P-19 Crash Truck (1,500 gal) | 3 | Medium ARFF
64 |  | Auth up to 20% of diferent sizes, diferent room |  |  |  | P-22/24 Structural Pumper | 4 | Large Structural
[6 empty] | P-22/24 Structural Pumper or P-33 75' Quint | 4 | Large Structural
[6 empty] | P-23 Crash Truck (3,000 gal) | 3 | Large ARFF
[6 empty] | P-30 Rescue Vehicle | 2 | Small
[6 empty] | P-31 HazMat Vehicle | 1 | Medium Structural
[6 empty] | P-34 RIV (500 gal) | 2 | Small
IBC 2012 - Table 1004.1.2
[6 empty] | Accessory storage, mechanical, and equipment | 300 | gross
|  | Limited to 10 Inspection Stations. |  |  |  | Agriculture Building | 300 | gross
[6 empty] | Aircraft Hangars | 500 | gross
[6 empty] | Airport Terminal - Baggage Claim | 20 | gross
[6 empty] | Airport Terminal - Baggage Handling | 300 | gross
[6 empty] | Airport Terminal - Concourse | 100 | gross
[6 empty] | Airport Terminal - Waiting Areas | 15 | gross
[6 empty] | Assembly - Gaming Floors | 11 | gross
[6 empty] | Assembly - Exhibit Gallery and Museum | 30 | net
Assembly with Fixed Seats
[6 empty] | Assembly without Fixed Seats - Concentrated | 7 | net
[6 empty] | Assembly without Fixed Seats - Standing Space | 5 | net
[6 empty] | Assembly without Fixed Seats -Unconcentrated | 15 | net
[6 empty] | Bowling Centers - Additional Areas | 7 | net
[6 empty] | Business Areas | 100 | gross
[6 empty] | Courtrooms - Other than Fixed Seating Areas | 40 | net
[6 empty] | Day Care | 35 | net
[6 empty] | Dormitories | 50 | gross
[6 empty] | Educational - Classroom Area | 20 | net
[6 empty] | Educational - Shops and Other Vocational Room Areas | 50 | net
[6 empty] | Exercise Rooms | 50 | gross
[6 empty] | Group H-5 Fabrication and Manufacturing Areas | 200 | gross
[6 empty] | Industrial Areas - Inpatient Treatment Areas | 240 | gross
[6 empty] | Industrial Areas - Outpatient Areas | 100 | gross
[6 empty] | Industrial Areas - Sleeping Areas | 120 | gross
[6 empty] | Kitchens, Commercial | 200 | gross
480 |  | 1 company = 250 sf; 2 companies = 330 sf; each additional co. over 2 adds 50 sf |  |  |  | Library - Reading Rooms | 50 | net
[6 empty] | Library - Stack Area | 100 | gross
240 |  | 1 to 2 companies = 80 sf; 3 to 4 cos = 160 sf; 5+ companies = 240 sf. |  |  |  | Mall Buildings - Covered and Open
[6 empty] | Mercantile - Areas on Other Floors | 60 | gross
[6 empty] | Mercantile - Basement and Grade Floor Areas | 30 | gross
[6 empty] | Mercantile - Storage, Stock, and Shipping Areas | 300 | gross
[6 empty] | Parking Garages | 200 | gross
[6 empty] | Residential | 200 | gross
[6 empty] | Skating Rinks & Swimming Pools - Rink and Pool | 50 | gross
[6 empty] | Skating Rinks & Swimming Pools - Decks | 15 | gross
|  | updated program will vary on instalation |  |  |  | Stages and Platforms | 15 | net
[6 empty] | Warehouses | 500 | gross
345
100
64
120 |  | 140 for 8 people
Limited to 10 inspector workstations. Adjsuted per facility
suply for firestation
colocated with training room, should be an office
Limited to 100 people. Research other options
190 |  | 4 testing stations for satellite. 6 stations for HQ stations.
ECC Emergency Comunication Center
Limited to 10 offices, 1-2 office spaces with other space to be combined with combined space for AD
verify
#REF! |  | verify
#REF!
#REF!
Limited to 5 Dispatchers. - No. of dispatchers on duty
18%
19%
20%
21%
22%
#REF!
Using AF Guidance which states 200% of positions/shift
Using AF Guidance which states 5 spaces for HQ, 2 spaces for satellite
350 |  | 1 to 2 companies = 150 sf; 3 to 4 cos = 250 sf; 5+ companies = 350 sf.

## Fire Station Program (hidden)
UNIT INPUT TABLES FOR AIRCREW FLIGHT EQUIPMENT FACILITY
| OFCR | ENL | CIV | CREW FORCE | NON CREW FRC | ADMIN FUNC SPACE | REMARKS
AFE
AIRCREW FLIGHT EQUIPMENT FACILITY (AFE)
Flight Equipment Officer | 1 | 0 | 0 | 0 | 0 | 1 | Pilot, Not on AFE manpower document
Superintendent | 0 | 1 | 0 | 0 | 0 | 1 | MSGT
Flight Chief | 0 | 1 | 0 | 0 | 0 | 1 | MSGT
NCOIC | 0 | 1 | 0 | 0 | 0 | 1 | TSGT
Asst NCOIC | 0 | 1 | 0 | 0 | 0 | 0 | TSGT
Technician | 0 | 1 | 0 | 0 | 0 | 0 | SSG
Technician | 0 | 1 | 0 | 0 | 0 | 0 | SSG
Technician | 0 | 1 | 0 | 0 | 0 | 0 | SRA
Technician | 0 | 1 | 0 | 0 | 0 | 0 | SRA
Technician | 0 | 1 | 0 | 0 | 0 | 0 | A1C
Technician | 0 | 1 | 0 | 0 | 0 | 0 | A1C
Technician | 0 | 1 | 0 | 0 | 0 | 0 | A1C
Technician | 0 | 1 | 0 | 0 | 0 | 0 | A1C
AFE PERSONNEL BREAKDOWN | 1 | 12 | 0 | 0 | 0 | 4 | Need reserve AFE staffing
TOTAL AFE PERSONNEL |  |  | 13 |  |  |  | AFE is part of OSS
AIR FORCE RESERVE (AFE)
Commander | 0 | 0 | 0 | 0 | 0 | 0
First Sergeant | 0 | 0 | 0 | 0 | 0 | 0
Executive Officer | 0 | 0 | 0 | 0 | 0 | 0
Ops Officer | 0 | 0 | 0 | 0 | 0 | 0
Squadron Administration | 0 | 0 | 0 | 0 | 0 | 0
Chief Engineer | 0 | 0 | 0 | 0 | 0 | 0
| 0 | 0 | 0 | 0 | 0 | 0
Chief Loadmaster | 0 | 0 | 0 | 0 | 0 | 0
| 0 | 0 | 0 | 0 | 0 | 0
Flight Chief | 0 | 0 | 0 | 0 | 0 | 0
Chief Navigator | 0 | 0 | 0 | 0 | 0 | 0
Navigators | 0 | 0 | 0 | 0 | 0 | 0
Chief Pilot | 0 | 0 | 0 | 0 | 0 | 0
Pilots | 0 | 0 | 0 | 0 | 0 | 0
| 0 | 0 | 0 | 0 | 0 | 0
| 0 | 0 | 0 | 0 | 0 | 0
| 0 | 0 | 0 | 0 | 0 | 0
| 0 | 0 | 0 | 0 | 0 | 0
AFR PERSONNEL BREAKDOWN | 0 | 0 | 0 | 0 | 0 | 0
TOTAL AFR PERSONNEL |  |  | 0
AIR GUARD (AFE)
Command | 0 | 0 | 0 | 0 | 0 | 0
Operations | 0 | 0 | 0 | 0 | 0 | 0
| 0 | 0 | 0 | 0 | 0 | 0
| 0 | 0 | 0 | 0 | 0 | 0
| 0 | 0 | 0 | 0 | 0 | 0
| 0 | 0 | 0 | 0 | 0 | 0
| 0 | 0 | 0 | 0 | 0 | 0
| 0 | 0 | 0 | 0 | 0 | 0
| 0 | 0 | 0 | 0 | 0 | 0
| 0 | 0 | 0 | 0 | 0 | 0
| 0 | 0 | 0 | 0 | 0 | 0
| 0 | 0 | 0 | 0 | 0 | 0
| 0 | 0 | 0 | 0 | 0 | 0
| 0 | 0 | 0 | 0 | 0 | 0
| 0 | 0 | 0 | 0 | 0 | 0
| 0 | 0 | 0 | 0 | 0 | 0
ANG PERSONNEL BREAKDOWN | 0 | 0 | 0 | 0 | 0 | 0
TOTAL ANG PERSONNEL |  |  | 0

## AFE PARKING (hidden)
AIRCREW FLIGHT EQUIPMENT PARKING REQUIREMENTS
AFE Parking Requirement (Active Duty)
Organizational Vehicles | 2
Non-Organizational Vehicles | 7.8 | @ 60%
AFE Parking Requirement (Air Force Reserve)
Organizational Vehicles | 0
Non-Organizational Vehicles | 0 | @ 60%
TOTAL AFE ORG PARKING (W/ AFRC) | 2
TOTAL AFE NON-ORG PARKING (W/ AFRC) | 7.8
Visitor Parking | 0 | TBD
Accessible Parking | 4 | per code
TOTAL AFE PARKING REQUIREMENT (w/ AFRC) | 13.8
AFE Parking Requirement (Air Guard)
Organizational Vehicles | 0
Non-Organizational Vehicles | 0 | @ 60%
TOTAL AFE ORG PARKING (W/ AFRC) | 4
TOTAL AFE NON-ORG PARKING (W/ AFRC) | 13.8
Visitor Parking | 0 | TBD
Accessible Parking | 4 | TBD
TOTAL AFE PARKING REQUIREMENT (w/ ANG) | 21.8

## AFE PROGRAM (hidden)
AMC KC-46 SQUADRON OPERATIONS PROTOTYPE PROGRAM (ACTIVE DUTY MOB)
Verify office sizes based on new AFH
| PROGRAM SUMMARY |  | FLR PREF | NO. OCCUP | NO. ROOMS REQ'D | MULTIP |  |  | REMARKS
[7 empty] | SF | SM
| AIRCREW FLIGHT EQUIPMENT FACILITY (AFE) Active Duty | [7 empty] | 1 per base, supports all squadrons, part on flightline or with flightline access, * denotes direct flightline access required
AFE Leadership Area
| Flight Equipment Officer |  |  | 1 | 1 | 80 | 80 | 7.432 | (Adjusted from 90 to 80 sf/each per AFMAN 32-1084 Table 6.2b)
| Superintendent |  |  | 1 | 1 | 120 | 120 | 11.148 | (Adjusted from 90 to 120 sf/each per AFMAN 32-1084 Table 6.2a)
| Flight Chief |  |  | 1 | 1 | 150 | 150 | 13.935 | (Adjusted from 90 to 150 sf/each per AFMAN 32-1084 Table 6.2a)
| Administrative Support |  |  | 1 | 1 | 80 | 80 | 7.432 | NCO open office area
| Conference Room |  |  | 1 | 1 | 150 | 150 | 13.935 | 6 person, IT Display, flat screen, projection
Aircrew Support Section
AFE Training Area
| Training NCO |  |  | 1 | 1 | 80 | 80 | 7.432 | Office connected to classroom (Adjusted from 90 to 80 sf/each per AFMAN 32-1084 Table 6.2b)
| Training/Classroom/DeCon |  |  | 1 | 1 | 650 | 650 | 60.385 | 12' ht, Includes inflatable DeCon, projection (Special Purpose Space)
AFE Shop Area
| NCOIC/Asst NCOIC |  |  | 2 | 2 | 80 | 160 | 14.864 | (Adjusted from 90 to 80 sf/each per AFMAN 32-1084 Table 6.2b)
| AFE Staging Area |  |  | 0 | 1 | 300 | 300 | 27.87 | Preflight equip, transient (Special Purpose Space)
| Helmet/ACDE Storage and Issue |  |  | 0 | 1 | 2200 | 2200 | 204.38 | Aircrew chemical defense equipment (ACDE), high traffic, eye wash stations (Special Purpose Space)
| NVG Test Center |  |  | 0 | 1 | 100 | 100 | 9.29 | Night Vision Goggles (NVG), pre-flight, windowless, black paint (Special Purpose Space)
| Flightline Equipment Storage |  |  | 0 | 1 | 2200 | 2200 | 204.38 | Workbenches for 4-5,roll-up door, high lift vehicle access, high ceiling, dock seal, 2 lg roll-up drs w/ openers, 12'x14' high, recessed dock space at one door position, ramp and man door, eye wash stations (Special Purpose Space)
| Flightline Equipment inspection |  |  | 0 | 1 | 500 | 500 | 46.45 | Connected to flightline equipment storage, open bay, eyewash station
| Explosives Storage |  |  | 0 | 1 | 80 | 80 | 7.432 | (Special Purpose Space)
| Helmet and Oxygen Repair |  |  | 0 | 1 | 300 | 300 | 27.87 | Need sink, disinfection area, eye wash station (Special Purpose Space)
| Oxygen Bottle Maintenance |  |  | 0 | 1 | 90 | 90 | 8.361 | Workbenches (1-2) (Special Purpose Space)
| NVG Maintenance |  |  | 0 | 1 | 450 | 450 | 41.805 | Workbenches for 2, tools, 300sf requirement + 150sf for reserve NVG (Special Purpose Space)
| CSEL Radio Maintenance |  |  | 0 | 1 | 320 | 320 | 29.728 | Radio storage and maintenance, secure, windowless, workbenches for 2, Sipr and secure phone (Special Purpose Space)
| Floatation Equipment and Sewing |  |  | 0 | 1 | 1400 | 1400 | 130.06 | Workbenches for 2-3, shelving, high ceiling requirement, clg ht 21', vaccuum and compressed air system, sewing machines, floor outlets, drops for vaccuum system spaced three along a wall, eyewash station (Special Purpose Space)
| Mobility Bin/Pallet |  |  | 0 | 1 | 0 | 0 | 0 | 4 ISU 90, garage bay, storage racks, high bay, roll-up door (SF, clg ht to be provided) included in Flightline Equipment Storage (Special Purpose Space)
Support Areas
| Mechanical Room |  |  | 0 | 0 | 0 | 0 | 0 | Included in 1.25 multiplier
| Communications Room |  |  | 0 | 0 | 0 | 0 | 0 | Included in 1.25 multiplier
| Electrical Room |  |  | 0 | 0 | 0 | 0 | 0 | Included in 1.25 multiplier
| Bathrooms |  |  | 0 | 0 | 0 | 0 | 0 | Included in 1.25 multiplier
| Janitor's Closet |  |  | 0 | 0 | 0 | 0 | 0 | Included in 1.25 multiplier
| Storage, Miscellaneous |  |  | 0 | 0 | 0 | 0 | 0 | Included in 1.25 multiplier
| Break Room |  |  | 6 | 1 | 100 | 100 | 9.29 | Minimum 100sf per AFMAN 32-184 table 6.3
| Lobby |  |  | 0 | 0 | 0 | 0 | 0 | Display space included for flags, no visitor seating requirement, welcome screen. Included in 1.25 multiplier
|  |  |  | 0 | 0 | 0 | 0 | 0
|  |  |  | 0 | 0 | 0 | 0 | 0
|  |  |  | 0 | 0 | 0 | 0 | 0
| SUBTOTAL AFE ACTIVE DUTY |  |  | 15 |  |  | 9510 | 883.479
| AIRCREW FLIGHT EQUIPMENT FACILITY (AFE) AFRC | [7 empty] | 1 per base, supports all squadrons, part on flightline or with flightline access, * denotes direct flightline access required
Administration
| Flight Equipment Officer (AFEO) |  |  | 1 | 1 | 80 | 80 | 7.432 | Incl. in active duty (Adjusted from 90 to 80 sf/each per AFMAN 32-1084 Table 6.2b)
| Superintendent |  |  | 1 | 1 | 120 | 120 | 11.148 | SIPR, STE (Secure Telephone) (Adjusted from 90 to 120 sf/each per AFMAN 32-1084 Table 6.2a)
| Flight Chief (Supervisor) |  |  | 1 | 1 | 120 | 120 | 11.148 | (Adjusted from 90 to 120 sf/each per AFMAN 32-1084 Table 6.2a)
| Air Crew Support Section |  |  | 0 | 1 | 2200 | 2200 | 204.38 | Aircrew chemical defense equipment, high traffic
| Aircraft Support Section |  |  | 0 | 1 | 2200 | 0 | 0
| NVG Maintenance |  |  | 0 | 0 | 300 | 0 | 0 | Shared with active duty
| Continuation/Classroom Training |  |  | 0 | 0 | 1000 | 0 | 0 | Shared with active duty
| Washer/Dryer Room |  |  | 0 | 0 | 100 | 0 | 0 | Shared with active duty
| Mobility Storage |  |  | 0 | 0 | 0 | 0 | 0 | Shared with active duty
| SUBTOTAL AFRC |  |  | 3 |  |  | 2520 | 234.108
| AIR NATIONAL GUARD (TBD) | [7 empty] | Flight Planning, briefing, air advisor, safety, stan/Eval, PPE storage, records storage, PT, Scheduling, training, group ops, wing ops
| Admin and Ops Area |  |  | 0 | 0 | 13450 | 0 | 0
| Command Post |  |  | 0 | 0 | 1650 | 0 | 0
| Base Ops |  |  | 0 | 0 | 3550 | 0 | 0
| Life Support |  |  | 0 | 0 | 4650 | 0 | 0
| Survival Equipment |  |  | 0 | 0 | 5500 | 0 | 0 | 5,500 included in Cat Code 218-852, Aircraft Support Equipment (ASE)
| SUBTOTAL AIR GUARD (NET) |  |  | 0 |  |  | 0 | 0
5
| KC-46 AFE NET FLOOR AREA | [5 empty] | 9510 | 883.479 | Active Duty AFE Only
| Net to Gross (25%) | [5 empty] | 0.25 | 0.25 | Includes sustainable features, mechanical, electrical, restrooms, lobbies, vestbules, major circulation, wall thickness, and janitor closets.
| Total Circulation/Walls/Canopy | [5 empty] | 2377.5 | 220.8697
| TOTAL KC-46 ACTIVE DUTY | [5 empty] | 11887.5 | 1104.3487
| KC-46 AFE NET FLOOR AREA (w/AFRC) | TO BE CONFIRMED BY AFRC |  |  |  |  | 12030 | 1117.587 | AFE Including Air Force Reserve
| Net to Gross (25%) | [5 empty] | 0.25 | 0.25 | Includes sustainable features, mechanical, electrical, restrooms, lobbies, vestbules, major circulation, wall thickness, and janitor closets.
| Total Circulation/Walls/Canopy | [5 empty] | 3007.5 | 0.25
| TOTAL KC-46 AFE FACILITY (w/AFRC) | [5 empty] | 15037.5 | 1396.9837
| KC-46 AFE NET FLOOR AREA | [5 empty] | 9510 | 883.479 | AFE Including Air Guard
| Net to Gross Circulation/Walls/Canopy (20%) | [5 empty] | 0.25 | 0.25 | Includes sustainable features, mechanical, electrical, restrooms, lobbies, vestbules, major circulation, wall thickness, and janitor closets.
| Total Circulation/Walls/Canopy | [5 empty] | 2377.5 | 220.8697
| TOTAL KC-46 AFE FACILITY (w/ANG) | [5 empty] | 11887.5 | 1104.3487 | TO BE DETERMINED
Paging system trhough phones
No CCTV/ camera system

## Edwards Fire Station Progra (2) (hidden)
Edwards AFB - Fire, Crash & Rescue Station (Large HQ)
Verify office sizes based on new AFH
Fire Crash/Rescue Station | NO. OCCUP | NO. ROOMS REQ'D | MULTIP | USER REQUIREMENTS UFC Planning Template (Nov 2011) |  | NO. OCCUP | NO. ROOMS REQ'D | MULTIP | USER REQUIREMENTS Charrette Validation (5-8 June 2012) |  | NO. OCCUP | NO. ROOMS REQ'D | MULTIP | Building Concept 11 July 2012 |  | DELTA (UFC Planning Tool vs Programmed Space) |  | DELTA (Programmed Space vs Design Concept) |  | REMARKS
|  |  |  | SF | SM |  |  |  | SF | SM |  |  |  | SF | SM | SF | SM | SF | SM
MAINTENANCE & APPARATUS AREA
Apparatus Room |  |  |  | 13728 | 1275.3312 |  |  |  | 12888 | 1197.2952 |  |  |  | 11307 | 1050.4203 | -840 | -78.036 | -1581 | -146.8749 | Medium Structural Vehicles = 7, Medium ARFF Vehicles = 6
Large Vehicle (Structural) |  | 0 | 1320 | 0 | 0 |  | 0 | 1320 | 0 | 0 |  | 0 | 1320 | 0 | 0 | 0 | 0 | 0 | 0
Medium Vehicle (Structural) |  | 7 | 1056 | 7392 | 686.7168 |  | 7 | 936 | 6552 | 608.6808 |  | 7 | 816 | 5712 | 530.6448 | -840 | -78.036 | -840 | -78.036 | per UFC Medium Truck Double-Bay 19.5' x 48'
Large Vehicle (ARFF) |  |  | 1320 | 0 | 0 |  | 0 | 1320 | 0 | 0 |  | 0 | 1320 | 0 | 0 | 0 | 0 | 0 | 0 | per UFC Large ARFF Truck Double-Bay 22' x 60'
Medium Vehicle (ARFF) |  | 6 | 1056 | 6336 | 588.6144 |  | 6 | 1056 | 6336 | 588.6144 |  | 6 | 836 | 5016 | 465.9864 | 0 | 0 | -1320 | -122.628 | per UFC Medium ARFF Truck Double-Bay 22' x 48'
Additional Small Vehicle Areas |  | 4 | 528 | 2112 | 196.2048 |  | 4 | 528 | 2112 | 196.2048 |  | 4 | 413 | 2112 | 196.2048 | 0 | 0 | 0 | 0
PPE Gear Storage Area | 23 | 1 | 230 | 230 | 21.367 | 45 | 1 | 450 | 450 | 41.805 | 45 | 1 | 450 | 450 | 41.805 | 220 | 20.438 | 0 | 0 | per UFC - 10 SF/staff. Requirement reflects 45 total staff including on & off duty
Hose Storage Area |  | 1 | 54 | 54 | 5.0166 |  | 1 | 180 | 180 | 16.722 |  | 1 | 180 | 180 | 16.722 | 126 | 11.7054 | 0 | 0 | Combine with Work Room / Equipment Maintenance
SCBA Maintenance Room |  | 1 | 288 | 288 | 26.7552 |  | 1 | 288 | 288 | 26.7552 |  | 1 | 288 | 288 | 26.7552 | 0 | 0 | 0 | 0
SCBA Compressor Room |  | 1 | 100 | 100 | 9.29 |  | 1 | 100 | 100 | 9.29 |  | 1 | 100 | 100 | 9.29 | 0 | 0 | 0 | 0 | *verify size of actual MAKO compressor prior to design
Work Room/Equip. Maintenance |  | 1 | 120 | 120 | 11.148 |  | 1 | 120 | 120 | 11.148 |  | 1 | 120 | 120 | 11.148 | 0 | 0 | 0 | 0 | Combine with Hose Storage
Equip. Wash/Disinfect |  | 1 | 150 | 150 | 13.935 |  | 1 | 150 | 150 | 13.935 |  | 1 | 150 | 150 | 13.935 | 0 | 0 | 0 | 0
Protective Clothing Laundry |  | 1 | 300 | 300 | 27.87 |  | 1 | 300 | 300 | 27.87 |  | 1 | 300 | 300 | 27.87 | 0 | 0 | 0 | 0 | per UFC, 5+ companies = 300 SF
EMT Storage Room |  | 1 | 40 | 40 | 3.716 |  | 1 | 100 | 100 | 9.29 |  | 1 | 100 | 100 | 9.29 | 60 | 5.574 | 0 | 0 | User driven increase in SF based on existing EMT Storage requirement
HAZMAT Equipment Storage |  | 1 | 120 | 120 | 11.148 |  | 1 | 120 | 120 | 11.148 |  | 1 | 120 | 120 | 11.148 | 0 | 0 | 0 | 0
Spare PPE Storage |  | 1 | 64 | 64 | 5.9456 |  | 1 | 64 | 64 | 5.9456 |  | 1 | 64 | 64 | 5.9456 | 0 | 0 | 0 | 0 | Combine in area/room with PPE Gear Storage
SUBTOTAL MAINT. & APPARATUS AREA (NET) | 23 |  |  | 17306 | 1607.7274 | 45 |  |  | 16872 | 1567.4088 | 45 |  |  | 15291 | 1420.5339 | -434 | -40.3186 | -1581 | -146.8749
DAY ROOM & RESIDENTIAL AREA
Day Room |  | 1 | 3888 | 3888 | 361.1952 |  | 1 | 3888 | 3888 | 361.1952 |  | 1 | 3529 | 3529 | 327.8441 | 0 | 0 | -359 | -33.3511 | Includes Dining, Kitchen & Lounge
Dorm Room Area | 23 | 23 | 140 | 3220 | 299.138 | 23 | 23 | 140 | 3220 | 299.138 | 23 | 1 | 3293 | 3293 | 305.9197 | 0 | 0 | 73 | 6.7817 | Includes Division Chief dorm
Bathrooms |  | 1 | 530 | 530 | 49.237 |  | 1 | 530 | 530 | 49.237 |  | 1 | 733 | 733 | 68.0957 | 0 | 0 | 203 | 18.8587 | Female Fixtures - 2, Male - ??, includes Division Chief Restroom
Laundry Room |  | 1 | 240 | 240 | 22.296 |  | 1 | 240 | 240 | 22.296 |  | 1 | 273 | 273 | 25.3617 | 0 | 0 | 33 | 3.0657 | per UFC, 5+ companies = 240SF
Fitness Room |  | 1 | 437 | 437 | 40.5973 |  | 1 | 900 | 900 | 83.61 |  | 1 | 901 | 901 | 83.7029 | 463 | 43.0127 | 1 | 0.0929 | UFC provides 437 SF & assumes 4 staff working out at a time. User requirement for at least 8 staff to work out at a time; additional space required to accommodate existing gym/fitness equipment
Vending Area |  | 1 | 80 | 80 | 7.432 |  | 1 | 80 | 80 | 7.432 |  | 1 | 68 | 68 | 6.3172 | 0 | 0 | -12 | -1.1148 | per UFC, 5+ companies = 4 machines
Physical Theraphy/Sauna |  | 1 | 200 | 200 | 18.58 |  | 1 | 200 | 200 | 18.58 |  | 1 | 200 | 200 | 18.58 | 0 | 0 | 0 | 0 | Provide separate male/female
Recreation Room |  | 1 | 360 | 360 | 33.444 |  | 1 | 360 | 360 | 33.444 |  | 1 | 360 | 360 | 33.444 | 0 | 0 | 0 | 0
SUBTOTAL DAY RM & RESIDENTIAL AREA (NET) | 23 |  |  | 8955 | 831.9195 | 23 |  |  | 9418 | 874.9322 | 23 |  |  | 9357 | 869.2653 | 463 | 43.0127 | -61 | -5.6669
TRAINING & ADMINISTRATIVE AREA
Station Officer's Office / Watch Desk |  | 1 | 120 | 120 | 11.148 |  | 1 | 120 | 120 | 11.148 |  | 1 | 120 | 120 | 11.148 | 0 | 0 | 0 | 0 | User to use space for Lead Fire Fighter Planning Office
Fire Chief's Office |  | 0 | 0 | 0 | 0 |  | 0 | 0 | 0 | 0 |  | 0 | 0 | 0 | 0 | 0 | 0 | 0 | 0 | Not provided in this facility
Deputy Fire Chief's Office |  | 0 | 0 | 0 | 0 |  | 0 | 0 | 0 | 0 |  | 0 | 0 | 0 | 0 | 0 | 0 | 0 | 0 | Not provided in this facility
Lobby Area |  | 1 | 100 | 100 | 9.29 |  | 1 | 100 | 100 | 9.29 |  | 1 | 247 | 247 | 22.9463 | 0 | 0 | 147 | 13.6563 | Vestibule Area for visitors
Public Toilet |  | 1 | 45 | 45 | 4.1805 |  | 1 | 45 | 45 | 4.1805 |  | 1 | 62 | 62 | 5.7598 | 0 | 0 | 17 | 1.5793 | ADA Compliant, unisex
Admin. Assistant |  | 0 | 0 | 0 | 0 |  | 0 | 0 | 0 | 0 |  | 0 | 0 | 0 | 0 | 0 | 0 | 0 | 0 | Typically only provided with the Fire Chief's Office
Chief's Conference Room |  | 0 | 0 | 0 | 0 |  | 0 | 0 | 0 | 0 |  | 0 | 0 | 0 | 0 | 0 | 0 | 0 | 0 | Typically only provided with the Fire Chief's Office
Assistant Chief / Shift Supervisor |  | 1 | 120 | 120 | 11.148 |  | 1 | 120 | 120 | 11.148 |  | 1 | 120 | 120 | 11.148 | 0 | 0 | 0 | 0 | Division Chief Office
Assistant Chief of Fire Protection |  | 0 | 0 | 0 | 0 |  | 0 | 0 | 0 | 0 |  | 0 | 0 | 0 | 0 | 0 | 0 | 0 | 0
Inspector(s) Offices (Workstations) |  | 0 | 0 | 0 | 0 |  | 0 | 0 | 0 | 0 |  | 0 | 0 | 0 | 0 | 0 | 0 | 0 | 0
EMS Office |  | 1 | 80 | 80 | 7.432 |  | 1 | 80 | 80 | 7.432 |  | 1 | 80 | 80 | 7.432 | 0 | 0 | 0 | 0 | Combine EMS & Logistics Office (total 160 SF) to provides workstations in a single room
HAZMAT/Safety office |  | 0 | 0 | 0 | 0 |  | 0 | 0 | 0 | 0 |  | 0 | 0 | 0 | 0 | 0 | 0 | 0 | 0
Logistics Office |  | 1 | 80 | 80 | 7.432 |  | 1 | 80 | 80 | 7.432 |  | 1 | 80 | 80 | 7.432 | 0 | 0 | 0 | 0 | Combine EMS & Logistics Office (total 160 SF) to provides workstations in a single room
Training Officer Office |  | 0 | 0 | 0 | 0 |  | 0 | 0 | 0 | 0 |  | 0 | 0 | 0 | 0 | 0 | 0 | 0 | 0
Department Training Room | 30 | 1 | 840 | 840 | 78.036 | 30 | 1 | 840 | 840 | 78.036 | 30 | 1 | 847 | 847 | 78.6863 | 0 | 0 | 7 | 0.6503 | 28 SF/person. UFC prescribes based on total On-Duty Fire Fighters on installation.
Training Room Storage |  | 1 | 80 | 80 | 7.432 |  | 1 | 80 | 80 | 7.432 |  | 1 | 91 | 91 | 8.4539 | 0 | 0 | 11 | 1.0219 | to be included in Dept. Training Room
HQ Computer Training/Testing Room |  | 1 | 190 | 190 | 17.651 |  | 1 | 190 | 190 | 17.651 |  | 1 | 192 | 192 | 17.8368 | 0 | 0 | 2 | 0.1858 | per UFC, 6 computer stations for HQ facility
General Admin. Storage |  | 1 | 80 | 80 | 7.432 |  | 1 | 80 | 80 | 7.432 |  | 1 | 82 | 82 | 7.6178 | 0 | 0 | 2 | 0.1858
IT Room |  | 1 | 20 | 20 | 1.858 |  | 1 | 200 | 200 | 18.58 |  | 1 | 159 | 159 | 14.7711 | 180 | 16.722 | -41 | -3.8089 | IT Space for total facility. Increased to 200 SF per installation comm requirements.
EOC Situation Room |  | 0 | 0 | 0 | 0 |  | 0 | 0 | 0 | 0 |  | 0 | 0 | 0 | 0 | 0 | 0 | 0 | 0
Reserve Offices |  | 1 | 120 | 120 | 11.148 |  | 1 | 120 | 120 | 11.148 |  | 1 | 120 | 120 | 11.148 | 0 | 0 | 0 | 0 | User will use this space for Union Office
Reserve & Active Duty Mob./Depl. Gear Storage |  | 0 | 0 | 0 | 0 |  | 0 | 0 | 0 | 0 |  | 0 | 0 | 0 | 0 | 0 | 0 | 0 | 0
Reserve Firefighter PPE Gear |  | 0 | 0 | 0 | 0 |  | 0 | 0 | 0 | 0 |  | 0 | 0 | 0 | 0 | 0 | 0 | 0 | 0 | based on number of reservists
SUBTOTAL TRAINING & ADMIN AREA (NET) | 76 |  |  | 1875 | 174.1875 | 76 |  |  | 2055 | 190.9095 | 76 |  |  | 2200 | 204.38 | 180 | 16.722 | 145 | 13.4705
DISPATCH
Dispatch Station | 2 | 2 | 192 | 384 | 35.6736 | 2 | 2 | 192 | 384 | 35.6736 | 2 | 2 | 177 | 334 | 31.0286 | 0 | 0 | -50 | -4.645
Dispatch Bathroom |  | 1 | 48 | 48 | 4.4592 |  | 1 | 48 | 48 | 4.4592 |  | 1 | 59 | 59 | 5.4811 | 0 | 0 | 11 | 1.0219
Dispatch Kitchenette |  | 1 | 20 | 20 | 1.858 |  | 1 | 20 | 20 | 1.858 |  | 1 | 0 | 20 | 1.858 | 0 | 0 | 0 | 0
Additional IT Room Space |  | 1 | 60 | 60 | 5.574 |  | 1 | 60 | 60 | 5.574 |  | 1 | 50 | 50 | 4.645 | 0 | 0 | -10 | -0.929
SUBTOTAL DISPATCH AREA (NET) | 2 |  |  | 512 | 47.5648 | 2 |  |  | 512 | 47.5648 | 2 |  |  | 463 | 43.0127 | 0 | 0 | -49 | -4.5521
ADDITIONAL SUPPORT SPACE
Patio/BBQ |  | 0 | 0 | 0 | 0 |  | 0.5 | 350 | 175 | 16.2575 |  | 0.5 | 1197 | 598.5 | 55.6006 | 175 | 16.2575 | 423.5 | 39.3432 | Per user pati will be covered and counted as 1/2 SF with the entire facility.
Agent Storage (ARFF & Structural) |  | 0 | 0 | 0 | 0 |  | 1 | 2047 | 2047 | 190.1663 |  | 1 | 1752 | 1752 | 162.7608 | 2047 | 190.1663 | -295 | -27.4055 | User requirement to have agent storage enclosed as part of facility 2,047 NSF user driven requirement based on existing 1391 which provides 2,497 GSF as a separate facility.
SUBTOTAL ADDITIONAL SUPPORT SPACE (NET) |  |  |  | 0 | 0 |  |  |  | 2222 | 206.4238 |  |  |  | 2350.5 | 218.3614 | 2222 | 206.4238 | 128.5 | 11.9376
FIRE STATION NET FLOOR AREA |  |  |  | 28648 | 2661.3992 |  |  |  | 31079 | 2887.2391 |  |  |  | 29661.5 | 2755.5533
Net to Gross (22%) | 0.22 |  |  | 6302.56 | 585.5078 |  |  |  | 6837.38 | 635.1926 |  |  |  | 6525.53 | 606.2217 |  |  | -311.85
TOTAL FIRE STATION GROSS AREA |  |  |  | 34950.56 | 3246.907 |  |  |  | 37916.38 | 3522.4317 |  |  |  | 36187.03 | 3361.7751 | 2965.82 | 275.5247 | -1729.35 | -160.6566 | Existing 1391, Fire Station = 38,912 GSF, Chemical Storage = 2,497 GSF
[9 empty] | -3492.62 | -324.4644 |  |  |  | 38272 |  | 3492.62 |  | 41409 | 3846.8961 | 41409
SITE SUPPORT
Staff Parking |  | 46 | 450 | 20700 | 1923.03 |  | 37 | 515.7838 | 19084 | 1772.9036 |  | 37 | 515.7838 | 19084 | 1772.9036 | -1616 | -150.1264 | 0 | 0 | 37 total spaces required by user includes staff, visitor, and 2 ADA compliant spaces.
Visitor Parking |  | 5 | 450 | 2250 | 209.025
Bicyle Rack Area |  | 1 | 160 | 160 | 14.864 |  | 1 | 160 | 160 | 14.864 |  | 1 | 160 | 160 | 14.864 | 0 | 0 | 0 | 0
Approach to Apparatus Bays |  | 1 | 30000 | 30000 | 2787 |  | 1 | 106495 | 106495 | 9893.3855 |  | 1 | 106495 | 106495 | 9893.3855 | 76495 | 7106.3855 | 0 | 0
Agent Storage (ARFF) |  | 1 | 450 | 450 | 41.805 | [10 empty] | -450 | -41.805 | 0 | 0 | per UFC agent storage is provided as site supporting space.
Agent Storage (Structural) |  | 1 | 48 | 48 | 4.4592 | [10 empty] | -48 | -4.4592 | 0 | 0
Patio |  | 1 | 350 | 350 | 32.515 | [10 empty] | -350 | -32.515 | 0 | 0 | per UFC patio is provided as site supporting space
TOTAL GROSS SITE SUPPORT |  |  |  | 53958 | 5012.6982 |  |  |  | 125739 | 11681.1531 |  |  |  | 125739 | 11681.1531 | 71781 | 6668.4549 | 0 | 0
TOTAL GROSS FACILITY (BUILDING + SITE SUPPORT) |  |  |  | 88908.56 | 8259.6052 |  |  |  | 163655.38 | 15203.5848 |  |  |  | 161926.03 | 15042.9282

## Program Summary (hidden)
Edwards AFB Fire Crash/Rescue Station | NO. OCCUP | User Requirements Charrette Validation June 2012
|  | SF | SM
Maintenance & Apparatus Area
Subtotal |  | 16872 | 1567.4088
Day Room & Residential Area
Subtotal |  | 9418 | 874.9322
Training & Administrative Area
Subtotal |  | 2055 | 190.9095
Dispatch
Subtotal |  | 512 | 47.5648
Additional Support Space
Subtotal |  | 2222 | 206.4238
NET FLOOR AREA |  | 31079 | 2887.2391
Net to Gross (22%) |  | 6837.38 | 635.1926
TOTAL GROSS AREA |  | 37916.38 | 3522.4317

## Vehicle Data (hidden)
Organizational Parking Requirements
Firefighting Vehicles
Large Vehicle (Structural) | --
Medium Vehicle (Structural) | 7
Large Vehicle (ARFF) | --
Medium Vehicle (ARFF) | 6
Miscellaneous Small Vehicles | 4
Total | 17

## Cost Comparision Summary (hidden)
Edwards AFB Fire Crash/Rescue Station | NO. OCCUP | DD Form 1391 ($000) | Parametric Estimate ($000) | Delta ($000)
Primary Facilities |  | 17890 | 11197 | -6693
Supporting Facilities |  | 2868 | 1809 | -1059
Subtotal |  | 20758 | 13006 | -7752
Contingency (5%) |  | 1037.9 | 650.3 | -387.6
Total Contract Cost |  | 21795.9 | 13656.3 | -8139.6
SIOH (5.7%) |  | 1242.3663 | 778.4091 | -463.9572
Design/Build - Design Cost (4% of subtotal) |  | 830.32 | 520.24 | -310.08
Total Request |  | 23868.5863 | 14954.9491 | -8913.6372
Total Request (Rounded) |  | 24000 | 15000 | -9000