Morven | Morven | GA | Georgia | 13027 | Brooks | 30.9434 | -83.5003 | 549 | 122 | polygon | FALSE | TRUE | America/New_York | 3 | 31638 | 1840014993 | [10 empty] | MorvenGA
Riverside | Riverside | TX | Texas | 48471 | Walker | 30.8472 | -95.3984 | 549 | 105 | polygon | FALSE | TRUE | America/Chicago | 3 | 77320 77367 | 1840020865 | [10 empty] | RiversideTX
Valley Head | Valley Head | AL | Alabama | 1049 | DeKalb | 34.5575 | -85.6214 | 549 | 61 | polygon | FALSE | TRUE | America/Chicago | 3 | 35989 | 1840016559 | [10 empty] | Valley HeadAL
Clarksville | Clarksville | OH | Ohio | 39027 | Clinton | 39.4016 | -83.9828 | 549 | 458 | polygon | FALSE | TRUE | America/New_York | 3 | 45113 | 1840010631 | [10 empty] | ClarksvilleOH
Batavia | Batavia | IA | Iowa | 19101 | Jefferson | 40.9951 | -92.1674 | 549 | 356 | polygon | FALSE | TRUE | America/Chicago | 3 | 52533 | 1840007145 | [10 empty] | BataviaIA
Glenwood | Glenwood | NE | Nebraska | 31019 | Buffalo | 40.7555 | -99.081 | 549 | 88 | polygon | FALSE | TRUE | America/Chicago | 3 | 68847 68845 | 1840042680 | [10 empty] | GlenwoodNE
Derby Center | Derby Center | VT | Vermont | 50019 | Orleans | 44.955 | -72.1361 | 549 | 152 | polygon | FALSE | TRUE | America/New_York | 3 | 5829 | 1840004048 | [10 empty] | Derby CenterVT
Jeromesville | Jeromesville | OH | Ohio | 39005 | Ashland | 40.8037 | -82.1965 | 549 | 587 | polygon | FALSE | TRUE | America/New_York | 3 | 44840 | 1840011803 | [10 empty] | JeromesvilleOH
Mer Rouge | Mer Rouge | LA | Louisiana | 22067 | Morehouse | 32.7767 | -91.7949 | 549 | 180 | polygon | FALSE | TRUE | America/Chicago | 3 | 71261 | 1840018075 | [10 empty] | Mer RougeLA
Keota | Keota | OK | Oklahoma | 40061 | Haskell | 35.2569 | -94.9224 | 549 | 559 | polygon | FALSE | TRUE | America/Chicago | 3 | 74941 | 1840021791 | [10 empty] | KeotaOK
Flagler | Flagler | CO | Colorado | 8063 | Kit Carson | 39.2955 | -103.0767 | 549 | 166 | polygon | FALSE | TRUE | America/Denver | 3 | 80815 | 1840021447 | [10 empty] | FlaglerCO
Lyons Falls | Lyons Falls | NY | New York | 36049 | Lewis | 43.6171 | -75.3619 | 549 | 217 | polygon | FALSE | TRUE | America/New_York | 3 | 13368 | 1840004135 | [10 empty] | Lyons FallsNY
Byron | Byron | MI | Michigan | 26155 | Shiawassee | 42.8239 | -83.9467 | 549 | 300 | polygon | FALSE | TRUE | America/Detroit | 3 | 48418 | 1840010071 | [10 empty] | ByronMI
Aniak | Aniak | AK | Alaska | 2050 | Bethel | 61.5817 | -159.5451 | 549 | 34 | polygon | FALSE | TRUE | America/Anchorage | 3 | 99557 | 1840023352 | [10 empty] | AniakAK
Chili | Chili | NM | New Mexico | 35039 | Rio Arriba | 36.1028 | -106.1529 | 549 | 64 | polygon | FALSE | FALSE | America/Denver | 3 | 87537 | 1840024826 | [10 empty] | ChiliNM
La Paz | La Paz | IN | Indiana | 18099 | Marshall | 41.456 | -86.3083 | 549 | 552 | polygon | FALSE | TRUE | America/Indiana/Indianapolis | 3 | 46563 46537 | 1840009302 | [10 empty] | La PazIN
Bauxite | Bauxite | AR | Arkansas | 5125 | Saline | 34.5602 | -92.4988 | 548 | 69 | polygon | FALSE | TRUE | America/Chicago | 3 | 72011 | 1840015540 | [10 empty] | BauxiteAR
Pine Haven | Pine Haven | WY | Wyoming | 56011 | Crook | 44.3534 | -104.8104 | 548 | 161 | polygon | FALSE | TRUE | America/Denver | 3 | 82721 | 1840022347 | [10 empty] | Pine HavenWY
Traskwood | Traskwood | AR | Arkansas | 5125 | Saline | 34.4533 | -92.6642 | 548 | 37 | polygon | FALSE | TRUE | America/Chicago | 3 | 72167 | 1840015542 | [10 empty] | TraskwoodAR
Murrayville | Murrayville | IL | Illinois | 17137 | Morgan | 39.5818 | -90.2517 | 548 | 426 | polygon | FALSE | TRUE | America/Chicago | 3 | 62668 | 1840012514 | [10 empty] | MurrayvilleIL
Slovan | Slovan | PA | Pennsylvania | 42125 | Washington | 40.3595 | -80.385 | 548 | 360 | polygon | FALSE | FALSE | America/New_York | 3 | 15021 15078 | 1840026504 | [10 empty] | SlovanPA
Vesper | Vesper | WI | Wisconsin | 55141 | Wood | 44.4805 | -89.9676 | 548 | 183 | polygon | FALSE | TRUE | America/Chicago | 3 | 54489 | 1840002332 | [10 empty] | VesperWI
Alex | Alex | OK | Oklahoma | 40051 | Grady | 34.9227 | -97.7763 | 548 | 31 | polygon | FALSE | TRUE | America/Chicago | 3 | 73011 73002 73067 | 1840021803 | [10 empty] | AlexOK
Yah-ta-hey | Yah-ta-hey | NM | New Mexico | 35031 | McKinley | 35.6216 | -108.7919 | 548 | 53 | polygon | FALSE | FALSE | America/Denver | 3 | 87375 87317 | 1840019094 | [10 empty] | Yah-ta-heyNM
Camden Point | Camden Point | MO | Missouri | 29165 | Platte | 39.4541 | -94.7485 | 548 | 352 | polygon | FALSE | TRUE | America/Chicago | 3 | 64018 | 1840007356 | [10 empty] | Camden PointMO
Lyons | Lyons | OH | Ohio | 39051 | Fulton | 41.7004 | -84.0718 | 548 | 299 | polygon | FALSE | TRUE | America/New_York | 3 | 43533 | 1840011513 | [10 empty] | LyonsOH
Clayton | Clayton | WA | Washington | 53065 | Stevens | 48.0013 | -117.5613 | 547 | 163 | polygon | FALSE | FALSE | America/Los_Angeles | 3 | 99110 | 1840025239 | [10 empty] | ClaytonWA
Hemlock | Hemlock | NY | New York | 36051 | Livingston | 42.7937 | -77.6073 | 547 | 113 | polygon | FALSE | FALSE | America/New_York | 3 | 14466 | 1840024073 | [10 empty] | HemlockNY
Kinston | Kinston | AL | Alabama | 1031 | Coffee | 31.22 | -86.1705 | 547 | 43 | polygon | FALSE | TRUE | America/Chicago | 3 | 36453 | 1840017090 | [10 empty] | KinstonAL
Patoka | Patoka | IL | Illinois | 17121 | Marion | 38.7541 | -89.0958 | 547 | 189 | polygon | FALSE | TRUE | America/Chicago | 3 | 62875 | 1840012848 | [10 empty] | PatokaIL
Lake Mystic | Lake Mystic | FL | Florida | 12077 | Liberty | 30.3906 | -84.9857 | 547 | 46 | polygon | FALSE | TRUE | America/New_York | 3 | 32321 | 1840042858 | [10 empty] | Lake MysticFL
Sinclairville | Sinclairville | NY | New York | 36013 | Chautauqua | 42.2653 | -79.2591 | 547 | 131 | polygon | FALSE | TRUE | America/New_York | 3 | 14782 | 1840004572 | [10 empty] | SinclairvilleNY
Hokah | Hokah | MN | Minnesota | 27055 | Houston | 43.7599 | -91.35 | 547 | 302 | polygon | FALSE | TRUE | America/Chicago | 3 | 55941 | 1840006834 | [10 empty] | HokahMN
Hayti Heights | Hayti Heights | MO | Missouri | 29155 | Pemiscot | 36.2311 | -89.7682 | 547 | 215 | polygon | FALSE | TRUE | America/Chicago | 3 | 63851 | 1840007671 | [10 empty] | Hayti HeightsMO
Collegeville | Collegeville | IN | Indiana | 18073 | Jasper | 40.9058 | -87.1612 | 547 | 189 | polygon | FALSE | FALSE | America/Chicago | 3 | 47978 | 1840005148 | [10 empty] | CollegevilleIN
Lacona | Lacona | NY | New York | 36075 | Oswego | 43.6434 | -76.0666 | 547 | 189 | polygon | FALSE | TRUE | America/New_York | 3 | 13083 | 1840004190 | [10 empty] | LaconaNY
Millwood | Millwood | PA | Pennsylvania | 42129 | Westmoreland | 40.3504 | -79.2853 | 547 | 340 | polygon | FALSE | FALSE | America/New_York | 3 | 15627 | 1840026431 | [10 empty] | MillwoodPA
Vienna Center | Vienna Center | OH | Ohio | 39155 | Trumbull | 41.2345 | -80.6541 | 546 | 220 | polygon | FALSE | TRUE | America/New_York | 3 | 44473 | 1840073787 | [10 empty] | Vienna CenterOH
Margaretville | Margaretville | NY | New York | 36025 | Delaware | 42.1458 | -74.6503 | 546 | 308 | polygon | FALSE | TRUE | America/New_York | 3 | 12455 | 1840004620 | [10 empty] | MargaretvilleNY
Scotia | Scotia | CA | California | 6023 | Humboldt | 40.4774 | -124.1032 | 546 | 282 | polygon | FALSE | FALSE | America/Los_Angeles | 3 | 95565 | 1840009321 | [10 empty] | ScotiaCA
Oceanside | Oceanside | OR | Oregon | 41057 | Tillamook | 45.4549 | -123.961 | 546 | 203 | polygon | FALSE | FALSE | America/Los_Angeles | 3 | 97134 97141 | 1840018550 | [10 empty] | OceansideOR
Rudolph | Rudolph | OH | Ohio | 39173 | Wood | 41.2966 | -83.6641 | 546 | 260 | polygon | FALSE | FALSE | America/New_York | 3 | 43462 | 1840026309 | [10 empty] | RudolphOH
Rote | Rote | PA | Pennsylvania | 42035 | Clinton | 41.0781 | -77.4114 | 546 | 193 | polygon | FALSE | FALSE | America/New_York | 3 | 17751 | 1840026318 | [10 empty] | RotePA
Frenchburg | Frenchburg | KY | Kentucky | 21165 | Menifee | 37.9542 | -83.6226 | 545 | 250 | polygon | FALSE | TRUE | America/New_York | 3 | 40322 | 1840013216 | [10 empty] | FrenchburgKY
Ramona | Ramona | OK | Oklahoma | 40147 | Washington | 36.5322 | -95.926 | 545 | 271 | polygon | FALSE | TRUE | America/Chicago | 3 | 74061 | 1840021601 | [10 empty] | RamonaOK
Seco Mines | Seco Mines | TX | Texas | 48323 | Maverick | 28.7467 | -100.5027 | 545 | 370 | polygon | FALSE | FALSE | America/Chicago | 3 | 78852 | 1840026049 | [10 empty] | Seco MinesTX
Paragonah | Paragonah | UT | Utah | 49021 | Iron | 37.8854 | -112.7707 | 545 | 311 | polygon | FALSE | TRUE | America/Denver | 3 | 84760 | 1840022537 | [10 empty] | ParagonahUT
Clayton | Clayton | WI | Wisconsin | 55095 | Polk | 45.326 | -92.171 | 545 | 65 | polygon | FALSE | TRUE | America/Chicago | 3 | 54004 | 1840002052 | [10 empty] | ClaytonWI
Williamsfield | Williamsfield | IL | Illinois | 17095 | Knox | 40.9264 | -90.0182 | 545 | 170 | polygon | FALSE | TRUE | America/Chicago | 3 | 61489 | 1840011767 | [10 empty] | WilliamsfieldIL
Waverly | Waverly | KS | Kansas | 20031 | Coffey | 38.3964 | -95.6048 | 545 | 287 | polygon | FALSE | TRUE | America/Chicago | 3 | 66871 | 1840010808 | [10 empty] | WaverlyKS
Ashley | Ashley | MI | Michigan | 26057 | Gratiot | 43.1873 | -84.4762 | 545 | 313 | polygon | FALSE | TRUE | America/Detroit | 3 | 48806 | 1840010996 | [10 empty] | AshleyMI
Wheatland | Wheatland | MT | Montana | 30007 | Broadwater | 45.958 | -111.5782 | 545 | 2 | polygon | FALSE | TRUE | America/Denver | 3 | 59752 | 1840039764 | [10 empty] | WheatlandMT
Alba | Alba | TX | Texas | 48499 | Wood | 32.7906 | -95.6343 | 545 | 199 | polygon | FALSE | TRUE | America/Chicago | 3 | 75410 | 1840022038 | [10 empty] | AlbaTX
Onalaska | Onalaska | WA | Washington | 53041 | Lewis | 46.5783 | -122.7112 | 544 | 131 | polygon | FALSE | FALSE | America/Los_Angeles | 3 | 98570 | 1840025264 | [10 empty] | OnalaskaWA
Richmond | Richmond | LA | Louisiana | 22065 | Madison | 32.3884 | -91.1804 | 544 | 126 | polygon | FALSE | TRUE | America/Chicago | 3 | 71282 | 1840018103 | [10 empty] | RichmondLA
Kake | Kake | AK | Alaska | 2198 | Prince of Wales-Hyder | 56.9727 | -133.9145 | 544 | 27 | polygon | FALSE | TRUE | America/Sitka | 3 | 99830 | 1840023307 | [10 empty] | KakeAK
Ulen | Ulen | MN | Minnesota | 27027 | Clay | 47.0781 | -96.2581 | 544 | 197 | polygon | FALSE | TRUE | America/Chicago | 3 | 56585 | 1840009969 | [10 empty] | UlenMN
Sunfish Lake | Sunfish Lake | MN | Minnesota | 27037 | Dakota | 44.8722 | -93.0943 | 544 | 140 | polygon | FALSE | TRUE | America/Chicago | 3 | 55118 | 1840008949 | [10 empty] | Sunfish LakeMN
Pierron | Pierron | IL | Illinois | 17005 | Bond | 38.7773 | -89.5652 | 544 | 280 | polygon | FALSE | TRUE | America/Chicago | 3 | 62273 62275 | 1840012783 | [10 empty] | PierronIL
Mandaree | Mandaree | ND | North Dakota | 38053 | McKenzie | 47.7358 | -102.6756 | 544 | 18 | polygon | FALSE | FALSE | America/Chicago | 3 | 58757 | 1840003997 | [10 empty] | MandareeND
Magnet Cove | Magnet Cove | AR | Arkansas | 5059 | Hot Spring | 34.4492 | -92.8379 | 544 | 101 | polygon | FALSE | FALSE | America/Chicago | 3 | 72104 | 1840016651 | [10 empty] | Magnet CoveAR
Polkville | Polkville | NC | North Carolina | 37045 | Cleveland | 35.4163 | -81.644 | 544 | 113 | polygon | FALSE | TRUE | America/New_York | 3 | 28150 | 1840014551 | [10 empty] | PolkvilleNC
Pembina | Pembina | ND | North Dakota | 38067 | Pembina | 48.9669 | -97.2475 | 544 | 260 | polygon | FALSE | TRUE | America/Chicago | 3 | 58271 | 1840000017 | [10 empty] | PembinaND
Glenview | Glenview | KY | Kentucky | 21111 | Jefferson | 38.302 | -85.6519 | 543 | 147 | polygon | FALSE | TRUE | America/New_York | 3 | 40222 40025 | 1840013203 | [10 empty] | GlenviewKY
Seaboard | Seaboard | NC | North Carolina | 37131 | Northampton | 36.4907 | -77.442 | 543 | 217 | polygon | FALSE | TRUE | America/New_York | 3 | 27876 | 1840017702 | [10 empty] | SeaboardNC
Downieville-Lawson-Dumont | Downieville-Lawson-Dumont | CO | Colorado | 8019 | Clear Creek | 39.7662 | -105.6126 | 543 | 269 | polygon | FALSE | TRUE | America/Denver | 3 | 80436 | 1840074359 | [10 empty] | Downieville-Lawson-DumontCO
Bell Buckle | Bell Buckle | TN | Tennessee | 47003 | Bedford | 35.59 | -86.353 | 543 | 352 | polygon | FALSE | TRUE | America/Chicago | 3 | 37020 | 1840015411 | [10 empty] | Bell BuckleTN
Valparaiso | Valparaiso | NE | Nebraska | 31155 | Saunders | 41.0798 | -96.833 | 543 | 372 | polygon | FALSE | TRUE | America/Chicago | 3 | 68065 | 1840011638 | [10 empty] | ValparaisoNE
Augusta | Augusta | IL | Illinois | 17067 | Hancock | 40.2307 | -90.95 | 543 | 303 | polygon | FALSE | TRUE | America/Chicago | 3 | 62311 | 1840012100 | [10 empty] | AugustaIL
San Lucas | San Lucas | CA | California | 6053 | Monterey | 36.1283 | -121.0217 | 543 | 531 | polygon | FALSE | FALSE | America/Los_Angeles | 3 | 93954 | 1840019022 | [10 empty] | San LucasCA
Kasigluk | Kasigluk | AK | Alaska | 2050 | Bethel | 60.8785 | -162.5272 | 543 | 17 | polygon | FALSE | FALSE | America/Nome | 3 | 99609 | 1840023333 | [10 empty] | KasiglukAK
Mettawa | Mettawa | IL | Illinois | 17097 | Lake | 42.2448 | -87.9201 | 543 | 40 | polygon | FALSE | TRUE | America/Chicago | 3 | 60045 60048 | 1840011174 | [10 empty] | MettawaIL
San Ardo | San Ardo | CA | California | 6053 | Monterey | 36.0237 | -120.9074 | 543 | 466 | polygon | FALSE | FALSE | America/Los_Angeles | 3 | 93450 | 1840019021 | [10 empty] | San ArdoCA
Bridgeport | Bridgeport | CA | California | 6051 | Mono | 38.2562 | -119.2123 | 542 | 9 | polygon | FALSE | FALSE | America/Los_Angeles | 3 | 93517 | 1840022496 | [10 empty] | BridgeportCA
Alexandria | Alexandria | OH | Ohio | 39089 | Licking | 40.0901 | -82.612 | 542 | 856 | polygon | FALSE | TRUE | America/New_York | 3 | 43001 | 1840010487 | [10 empty] | AlexandriaOH
Laurel | Laurel | IN | Indiana | 18047 | Franklin | 39.5015 | -85.1878 | 542 | 879 | polygon | FALSE | TRUE | America/Indiana/Indianapolis | 3 | 47024 | 1840009596 | [10 empty] | LaurelIN
McClellanville | McClellanville | SC | South Carolina | 45019 | Charleston | 33.0865 | -79.468 | 542 | 93 | polygon | FALSE | TRUE | America/New_York | 3 | 29458 | 1840017284 | [10 empty] | McClellanvilleSC
Buckley | Buckley | IL | Illinois | 17075 | Iroquois | 40.597 | -88.0375 | 542 | 663 | polygon | FALSE | TRUE | America/Chicago | 3 | 60918 | 1840010337 | [10 empty] | BuckleyIL
Proctorville | Proctorville | OH | Ohio | 39087 | Lawrence | 38.4375 | -82.3818 | 542 | 879 | polygon | FALSE | TRUE | America/New_York | 3 | 45669 | 1840012838 | [10 empty] | ProctorvilleOH
Alba | Alba | MO | Missouri | 29097 | Jasper | 37.2372 | -94.4175 | 542 | 636 | polygon | FALSE | TRUE | America/Chicago | 3 | 64830 | 1840007631 | [10 empty] | AlbaMO
Sunrise Beach | Sunrise Beach | MO | Missouri | 29029 | Camden | 38.1669 | -92.7799 | 542 | 36 | polygon | FALSE | TRUE | America/Chicago | 3 | 65079 | 1840012920 | [10 empty] | Sunrise BeachMO
Promised Land | Promised Land | SC | South Carolina | 45047 | Greenwood | 34.1277 | -82.2307 | 542 | 134 | polygon | FALSE | FALSE | America/New_York | 3 | 29646 29819 | 1840013625 | [10 empty] | Promised LandSC
Baker | Baker | CA | California | 6071 | San Bernardino | 35.2769 | -116.0718 | 541 | 77 | polygon | FALSE | FALSE | America/Los_Angeles | 3 | 92309 | 1840025801 | [10 empty] | BakerCA
Soldiers Grove | Soldiers Grove | WI | Wisconsin | 55023 | Crawford | 43.3921 | -90.7735 | 541 | 58 | polygon | FALSE | TRUE | America/Chicago | 3 | 54655 | 1840002881 | [10 empty] | Soldiers GroveWI
Thorntonville | Thorntonville | TX | Texas | 48475 | Ward | 31.5789 | -102.9221 | 541 | 260 | polygon | FALSE | TRUE | America/Chicago | 3 | 79756 | 1840023125 | [10 empty] | ThorntonvilleTX
Blanchard | Blanchard | PA | Pennsylvania | 42027 | Centre | 41.0663 | -77.6078 | 541 | 173 | polygon | FALSE | FALSE | America/New_York | 3 | 16841 16826 | 1840132814 | [10 empty] | BlanchardPA
Snook | Snook | TX | Texas | 48051 | Burleson | 30.4907 | -96.467 | 541 | 103 | polygon | FALSE | TRUE | America/Chicago | 3 | 77879 77878 | 1840022170 | [10 empty] | SnookTX
Nuremberg | Nuremberg | PA | Pennsylvania | 42107 | Schuylkill | 40.9378 | -76.1685 | 541 | 349 | polygon | FALSE | FALSE | America/New_York | 3 | 18241 | 1840005211 | [10 empty] | NurembergPA
Madison | Madison | MO | Missouri | 29137 | Monroe | 39.4735 | -92.2117 | 541 | 466 | polygon | FALSE | TRUE | America/Chicago | 3 | 65263 | 1840009564 | [10 empty] | MadisonMO
McKinley Heights | McKinley Heights | OH | Ohio | 39155 | Trumbull | 41.1859 | -80.7177 | 541 | 232 | polygon | FALSE | FALSE | America/New_York | 3 | 44420 44446 | 1840024149 | [10 empty] | McKinley HeightsOH
Castleberry | Castleberry | AL | Alabama | 1035 | Conecuh | 31.3001 | -87.027 | 540 | 121 | polygon | FALSE | TRUE | America/Chicago | 3 | 36432 | 1840017079 | [10 empty] | CastleberryAL
Achille | Achille | OK | Oklahoma | 40013 | Bryan | 33.8346 | -96.39 | 540 | 553 | polygon | FALSE | TRUE | America/Chicago | 3 | 74720 | 1840021927 | [10 empty] | AchilleOK
Union | Union | WV | West Virginia | 54063 | Monroe | 37.5905 | -80.5419 | 540 | 466 | polygon | FALSE | TRUE | America/New_York | 3 | 24983 | 1840006386 | [10 empty] | UnionWV
Bassett | Bassett | NE | Nebraska | 31149 | Rock | 42.5827 | -99.5368 | 540 | 469 | polygon | FALSE | TRUE | America/Chicago | 3 | 68714 | 1840006922 | [10 empty] | BassettNE
Lake Seneca | Lake Seneca | OH | Ohio | 39171 | Williams | 41.6695 | -84.6516 | 540 | 146 | polygon | FALSE | FALSE | America/New_York | 3 | 43543 | 1840026278 | [10 empty] | Lake SenecaOH
Pine Lakes | Pine Lakes | FL | Florida | 12069 | Lake | 28.939 | -81.4308 | 540 | 130 | polygon | FALSE | FALSE | America/New_York | 3 | 32736 | 1840014052 | [10 empty] | Pine LakesFL
Hay Springs | Hay Springs | NE | Nebraska | 31161 | Sheridan | 42.6834 | -102.6896 | 540 | 554 | polygon | FALSE | TRUE | America/Denver | 3 | 69347 | 1840011029 | [10 empty] | Hay SpringsNE
Cadwell | Cadwell | GA | Georgia | 13175 | Laurens | 32.3396 | -83.042 | 540 | 166 | polygon | FALSE | TRUE | America/New_York | 3 | 31009 | 1840015796 | [10 empty] | CadwellGA
Meadow View Addition | Meadow View Addition | SD | South Dakota | 46099 | Minnehaha | 43.6233 | -96.7023 | 540 | 192 | polygon | FALSE | FALSE | America/Chicago | 3 | 57104 | 1840024016 | [10 empty] | Meadow View AdditionSD
Weston | Weston | TX | Texas | 48085 | Collin | 33.33 | -96.6676 | 540 | 46 | polygon | FALSE | TRUE | America/Chicago | 3 | 75009 75097 | 1840022017 | [10 empty] | WestonTX
Marne | Marne | OH | Ohio | 39089 | Licking | 40.0725 | -82.3091 | 540 | 237 | polygon | FALSE | FALSE | America/New_York | 3 | 43055 | 1840026538 | [10 empty] | MarneOH
Fort Washington | Fort Washington | CA | California | 6019 | Fresno | 36.8793 | -119.7613 | 540 | 1681 | polygon | FALSE | TRUE | America/Los_Angeles | 3 | 93720 | 1840075818 | [10 empty] | Fort WashingtonCA
Pleasant Plains | Pleasant Plains | NJ | New Jersey | 34035 | Somerset | 40.4523 | -74.5696 | 540 | 64 | polygon | FALSE | FALSE | America/New_York | 3 | 08823 08873 | 1840033383 | [10 empty] | Pleasant PlainsNJ
Pryor | Pryor | MT | Montana | 30003 | Big Horn | 45.4125 | -108.5291 | 539 | 5 | polygon | FALSE | FALSE | America/Denver | 3 | 59066 | 1840018531 | [10 empty] | PryorMT
Saxtons River | Saxtons River | VT | Vermont | 50025 | Windham | 43.1391 | -72.5101 | 539 | 443 | polygon | FALSE | TRUE | America/New_York | 3 | 5154 | 1840004338 | [10 empty] | Saxtons RiverVT
Roper | Roper | NC | North Carolina | 37187 | Washington | 35.8786 | -76.617 | 539 | 242 | polygon | FALSE | TRUE | America/New_York | 3 | 27970 | 1840017778 | [10 empty] | RoperNC
Mark | Mark | IL | Illinois | 17155 | Putnam | 41.2624 | -89.255 | 539 | 195 | polygon | FALSE | TRUE | America/Chicago | 3 | 61326 61340 | 1840011687 | [10 empty] | MarkIL
Stewart | Stewart | MN | Minnesota | 27085 | McLeod | 44.7236 | -94.4869 | 539 | 257 | polygon | FALSE | TRUE | America/Chicago | 3 | 55385 | 1840008943 | [10 empty] | StewartMN
Lena | Lena | WI | Wisconsin | 55083 | Oconto | 44.953 | -88.0476 | 539 | 195 | polygon | FALSE | TRUE | America/Chicago | 3 | 54139 | 1840000277 | [10 empty] | LenaWI
Texline | Texline | TX | Texas | 48111 | Dallam | 36.3765 | -103.0189 | 539 | 204 | polygon | FALSE | TRUE | America/Denver | 3 | 79087 | 1840022674 | [10 empty] | TexlineTX
Eagletown | Eagletown | OK | Oklahoma | 40089 | McCurtain | 34.0417 | -94.57 | 539 | 43 | polygon | FALSE | FALSE | America/Chicago | 3 | 74734 | 1840026975 | [10 empty] | EagletownOK
Cedarville | Cedarville | MD | Maryland | 24033 | Prince George's | 38.6623 | -76.819 | 539 | 15 | polygon | FALSE | FALSE | America/New_York | 3 | 20613 | 1840024542 | [10 empty] | CedarvilleMD
Lenkerville | Lenkerville | PA | Pennsylvania | 42043 | Dauphin | 40.5327 | -76.9594 | 539 | 620 | polygon | FALSE | FALSE | America/New_York | 3 | 17061 | 1840035056 | [10 empty] | LenkervillePA
LeRoy | LeRoy | KS | Kansas | 20031 | Coffey | 38.0863 | -95.6331 | 538 | 252 | polygon | FALSE | TRUE | America/Chicago | 3 | 66857 | 1840008658 | [10 empty] | LeRoyKS
Elizabethtown | Elizabethtown | IN | Indiana | 18005 | Bartholomew | 39.1351 | -85.8125 | 538 | 794 | polygon | FALSE | TRUE | America/Indiana/Indianapolis | 3 | 47232 47236 | 1840010667 | [10 empty] | ElizabethtownIN
Saltillo | Saltillo | TN | Tennessee | 47071 | Hardin | 35.3822 | -88.2393 | 538 | 71 | polygon | FALSE | TRUE | America/Chicago | 3 | 38370 | 1840017863 | [10 empty] | SaltilloTN
East Dunseith | East Dunseith | ND | North Dakota | 38079 | Rolette | 48.8546 | -100.0285 | 538 | 40 | polygon | FALSE | FALSE | America/Chicago | 3 | 58329 | 1840033126 | [10 empty] | East DunseithND
Masontown | Masontown | WV | West Virginia | 54077 | Preston | 39.5512 | -79.8003 | 538 | 746 | polygon | FALSE | TRUE | America/New_York | 3 | 26542 | 1840005655 | [10 empty] | MasontownWV
Launiupoko | Launiupoko | HI | Hawaii | 15009 | Maui | 20.8541 | -156.6424 | 538 | 38 | polygon | FALSE | FALSE | Pacific/Honolulu | 3 | 96761 | 1840029516 | [10 empty] | LauniupokoHI
North Salem | North Salem | IN | Indiana | 18063 | Hendricks | 39.8598 | -86.6444 | 538 | 698 | polygon | FALSE | TRUE | America/Indiana/Indianapolis | 3 | 46165 | 1840009541 | [10 empty] | North SalemIN
Ballico | Ballico | CA | California | 6047 | Merced | 37.4519 | -120.7037 | 538 | 68 | polygon | FALSE | FALSE | America/Los_Angeles | 3 | 95303 | 1840022556 | [10 empty] | BallicoCA
Pennwyn | Pennwyn | PA | Pennsylvania | 42011 | Berks | 40.2895 | -75.9731 | 538 | 390 | polygon | FALSE | FALSE | America/New_York | 3 | 19607 19540 | 1840035149 | [10 empty] | PennwynPA
Graeagle | Graeagle | CA | California | 6063 | Plumas | 39.7572 | -120.6486 | 538 | 18 | polygon | FALSE | FALSE | America/Los_Angeles | 3 | 96103 | 1840017518 | [10 empty] | GraeagleCA
Glen Osborne | Glen Osborne | PA | Pennsylvania | 42003 | Allegheny | 40.5308 | -80.1678 | 538 | 484 | polygon | FALSE | TRUE | America/New_York | 3 | 15143 | 1840066072 | [10 empty] | Glen OsbornePA
Blessing | Blessing | TX | Texas | 48321 | Matagorda | 28.8727 | -96.2173 | 538 | 102 | polygon | FALSE | FALSE | America/Chicago | 3 | 77419 | 1840018276 | [10 empty] | BlessingTX
Pin Oak Acres | Pin Oak Acres | OK | Oklahoma | 40097 | Mayes | 36.1226 | -95.2889 | 538 | 37 | polygon | FALSE | FALSE | America/Chicago | 3 | 74337 | 1840034577 | [10 empty] | Pin Oak AcresOK
Pettisville | Pettisville | OH | Ohio | 39051 | Fulton | 41.5323 | -84.2231 | 538 | 218 | polygon | FALSE | FALSE | America/New_York | 3 | 43553 43567 43502 | 1840026268 | [10 empty] | PettisvilleOH
Veblen | Veblen | SD | South Dakota | 46091 | Marshall | 45.862 | -97.2869 | 537 | 659 | polygon | FALSE | TRUE | America/Chicago | 3 | 57270 | 1840002041 | [10 empty] | VeblenSD
Verden | Verden | OK | Oklahoma | 40051 | Grady | 35.0831 | -98.0872 | 537 | 582 | polygon | FALSE | TRUE | America/Chicago | 3 | 73092 | 1840022779 | [10 empty] | VerdenOK
Micro | Micro | NC | North Carolina | 37101 | Johnston | 35.5623 | -78.2037 | 537 | 512 | polygon | FALSE | TRUE | America/New_York | 3 | 27555 | 1840016289 | [10 empty] | MicroNC
Mountain View | Mountain View | CO | Colorado | 8059 | Jefferson | 39.7748 | -105.0567 | 537 | 2229 | polygon | FALSE | TRUE | America/Denver | 2 | 80212 | 1840022438 | [10 empty] | Mountain ViewCO
Geneva | Geneva | MN | Minnesota | 27047 | Freeborn | 43.8226 | -93.2683 | 537 | 445 | polygon | FALSE | TRUE | America/Chicago | 3 | 56035 | 1840007931 | [10 empty] | GenevaMN
Garden City | Garden City | TX | Texas | 48173 | Glasscock | 31.8674 | -101.4864 | 537 | 117 | polygon | FALSE | FALSE | America/Chicago | 3 | 79739 | 1840020900 | [10 empty] | Garden CityTX
Elizabeth | Elizabeth | LA | Louisiana | 22003 | Allen | 30.8669 | -92.7986 | 537 | 126 | polygon | FALSE | TRUE | America/Chicago | 3 | 70638 | 1840017167 | [10 empty] | ElizabethLA
New Meadows | New Meadows | ID | Idaho | 16003 | Adams | 44.9712 | -116.2858 | 537 | 354 | polygon | FALSE | TRUE | America/Boise | 3 | 83654 | 1840019963 | [10 empty] | New MeadowsID
Hardin | Hardin | MO | Missouri | 29177 | Ray | 39.2677 | -93.8314 | 537 | 322 | polygon | FALSE | TRUE | America/Chicago | 3 | 64035 | 1840007361 | [10 empty] | HardinMO
Parkers Settlement | Parkers Settlement | IN | Indiana | 18129 | Posey | 38.044 | -87.7146 | 537 | 118 | polygon | FALSE | FALSE | America/Chicago | 3 | 47712 47638 | 1840026782 | [10 empty] | Parkers SettlementIN
Matlacha | Matlacha | FL | Florida | 12071 | Lee | 26.6304 | -82.0719 | 537 | 1038 | polygon | FALSE | FALSE | America/New_York | 3 | 33993 | 1840014221 | [10 empty] | MatlachaFL
Claremont | Claremont | MN | Minnesota | 27039 | Dodge | 44.0449 | -92.9976 | 537 | 189 | polygon | FALSE | TRUE | America/Chicago | 3 | 55924 | 1840006806 | [10 empty] | ClaremontMN
Bryson | Bryson | TX | Texas | 48237 | Jack | 33.1636 | -98.3891 | 536 | 157 | polygon | FALSE | TRUE | America/Chicago | 3 | 76427 | 1840019368 | [10 empty] | BrysonTX
Norfork | Norfork | AR | Arkansas | 5005 | Baxter | 36.2099 | -92.2801 | 536 | 91 | polygon | FALSE | TRUE | America/Chicago | 3 | 72658 72659 | 1840014453 | [10 empty] | NorforkAR
Wellsburg | Wellsburg | NY | New York | 36015 | Chemung | 42.0127 | -76.7298 | 536 | 364 | polygon | FALSE | TRUE | America/New_York | 3 | 14894 | 1840004691 | [10 empty] | WellsburgNY
Russell | Russell | IA | Iowa | 19117 | Lucas | 40.9801 | -93.2005 | 536 | 199 | polygon | FALSE | TRUE | America/Chicago | 3 | 50238 | 1840009341 | [10 empty] | RussellIA
Hoboken | Hoboken | GA | Georgia | 13025 | Brantley | 31.1813 | -82.1313 | 536 | 60 | polygon | FALSE | TRUE | America/New_York | 3 | 31542 | 1840014973 | [10 empty] | HobokenGA
Callaway | Callaway | NE | Nebraska | 31041 | Custer | 41.2915 | -99.9203 | 536 | 296 | polygon | FALSE | TRUE | America/Chicago | 3 | 68825 | 1840010209 | [10 empty] | CallawayNE
Ghent | Ghent | WV | West Virginia | 54081 | Raleigh | 37.6221 | -81.1057 | 536 | 161 | polygon | FALSE | FALSE | America/New_York | 3 | 25843 | 1840025709 | [10 empty] | GhentWV
K-Bar Ranch | K-Bar Ranch | TX | Texas | 48249 | Jim Wells | 27.9928 | -97.9267 | 536 | 61 | polygon | FALSE | FALSE | America/Chicago | 3 | 78372 | 1840037051 | [10 empty] | K-Bar RanchTX
Ailey | Ailey | GA | Georgia | 13209 | Montgomery | 32.1882 | -82.5699 | 536 | 95 | polygon | FALSE | TRUE | America/New_York | 3 | 30445 30410 | 1840013831 | [10 empty] | AileyGA
Cynthiana | Cynthiana | IN | Indiana | 18129 | Posey | 38.1872 | -87.7086 | 536 | 518 | polygon | FALSE | TRUE | America/Chicago | 3 | 47612 | 1840009838 | [10 empty] | CynthianaIN
Santa Rosa | Santa Rosa | AZ | Arizona | 4019 | Pima | 32.3326 | -112.0464 | 536 | 31 | polygon | FALSE | FALSE | America/Phoenix | 3 | 85634 | 1840019484 | [10 empty] | Santa RosaAZ
Trenton | Trenton | NE | Nebraska | 31087 | Hitchcock | 40.1746 | -101.0136 | 535 | 357 | polygon | FALSE | TRUE | America/Chicago | 3 | 69044 | 1840012298 | [10 empty] | TrentonNE
Olpe | Olpe | KS | Kansas | 20111 | Lyon | 38.2569 | -96.1726 | 535 | 294 | polygon | FALSE | TRUE | America/Chicago | 3 | 66865 | 1840009635 | [10 empty] | OlpeKS
South Boardman | South Boardman | MI | Michigan | 26079 | Kalkaska | 44.64 | -85.2864 | 535 | 62 | polygon | FALSE | FALSE | America/Detroit | 3 | 49680 | 1840023935 | [10 empty] | South BoardmanMI
Cedar Grove | Cedar Grove | NM | New Mexico | 35049 | Santa Fe | 35.168 | -106.1615 | 535 | 11 | polygon | FALSE | FALSE | America/Denver | 3 | 87015 87056 | 1840017768 | [10 empty] | Cedar GroveNM
Juniata Terrace | Juniata Terrace | PA | Pennsylvania | 42087 | Mifflin | 40.5855 | -77.5782 | 535 | 1231 | polygon | FALSE | TRUE | America/New_York | 3 | 17044 | 1840003590 | [10 empty] | Juniata TerracePA
Quonochontaug | Quonochontaug | RI | Rhode Island | 44009 | Washington | 41.3447 | -71.7059 | 535 | 153 | polygon | FALSE | FALSE | America/New_York | 3 | 2813 | 1840026291 | [10 empty] | QuonochontaugRI
Tumalo | Tumalo | OR | Oregon | 41017 | Deschutes | 44.1561 | -121.328 | 535 | 121 | polygon | FALSE | FALSE | America/Los_Angeles | 3 | 97701 | 1840023977 | [10 empty] | TumaloOR
River Falls | River Falls | AL | Alabama | 1039 | Covington | 31.3524 | -86.5412 | 535 | 30 | polygon | FALSE | TRUE | America/Chicago | 3 | 36474 36476 36421 | 1840018177 | [10 empty] | River FallsAL
Indian Creek | Indian Creek | IL | Illinois | 17097 | Lake | 42.2272 | -87.9783 | 535 | 773 | polygon | FALSE | TRUE | America/Chicago | 3 | 60061 60060 | 1840011165 | [10 empty] | Indian CreekIL
Arapahoe | Arapahoe | NC | North Carolina | 37137 | Pamlico | 35.0216 | -76.826 | 535 | 95 | polygon | FALSE | TRUE | America/New_York | 3 | 28529 28510 | 1840015469 | [10 empty] | ArapahoeNC
Tijeras | Tijeras | NM | New Mexico | 35001 | Bernalillo | 35.0884 | -106.3761 | 535 | 182 | polygon | FALSE | TRUE | America/Denver | 3 | 87059 | 1840022796 | [10 empty] | TijerasNM
Scammon Bay | Scammon Bay | AK | Alaska | 2158 | Kusilvak | 61.842 | -165.5833 | 534 | 440 | polygon | FALSE | TRUE | America/Nome | 3 | 99662 | 1840023332 | [10 empty] | Scammon BayAK
Baneberry | Baneberry | TN | Tennessee | 47089 | Jefferson | 36.0465 | -83.2783 | 534 | 115 | polygon | FALSE | TRUE | America/New_York | 3 | 37890 | 1840013373 | [10 empty] | BaneberryTN
Burleigh | Burleigh | NJ | New Jersey | 34009 | Cape May | 39.0489 | -74.8464 | 534 | 135 | polygon | FALSE | FALSE | America/New_York | 3 | 8210 | 1840024493 | [10 empty] | BurleighNJ
Cape Royale | Cape Royale | TX | Texas | 48407 | San Jacinto | 30.653 | -95.1265 | 534 | 104 | polygon | FALSE | FALSE | America/Chicago | 3 | 77331 | 1840139772 | [10 empty] | Cape RoyaleTX
Pinewood | Pinewood | SC | South Carolina | 45085 | Sumter | 33.7396 | -80.462 | 534 | 192 | polygon | FALSE | TRUE | America/New_York | 3 | 29125 | 1840016739 | [10 empty] | PinewoodSC
Fort Yukon | Fort Yukon | AK | Alaska | 2290 | Yukon-Koyukuk | 66.5806 | -145.2415 | 534 | 30 | polygon | FALSE | TRUE | America/Anchorage | 3 | 99740 | 1840023446 | [10 empty] | Fort YukonAK
Logan | Logan | KS | Kansas | 20147 | Phillips | 39.6617 | -99.5673 | 534 | 137 | polygon | FALSE | TRUE | America/Chicago | 3 | 67646 | 1840009507 | [10 empty] | LoganKS
Covington | Covington | OK | Oklahoma | 40047 | Garfield | 36.3075 | -97.5866 | 534 | 403 | polygon | FALSE | TRUE | America/Chicago | 3 | 73730 | 1840021645 | [10 empty] | CovingtonOK
North Fairfield | North Fairfield | OH | Ohio | 39077 | Huron | 41.1045 | -82.6139 | 534 | 446 | polygon | FALSE | TRUE | America/New_York | 3 | 44855 | 1840011710 | [10 empty] | North FairfieldOH
Marion | Marion | OR | Oregon | 41047 | Marion | 44.7513 | -122.9277 | 534 | 179 | polygon | FALSE | FALSE | America/Los_Angeles | 3 | 97392 | 1840017422 | [10 empty] | MarionOR
Dill City | Dill City | OK | Oklahoma | 40149 | Washita | 35.282 | -99.1335 | 533 | 377 | polygon | FALSE | TRUE | America/Chicago | 3 | 73641 | 1840021781 | [10 empty] | Dill CityOK
Wintergreen | Wintergreen | VA | Virginia | 51125 | Nelson | 37.9161 | -78.9382 | 533 | 23 | polygon | FALSE | FALSE | America/New_York | 3 | 22958 22967 | 1840024717 | [10 empty] | WintergreenVA
Allison | Allison | PA | Pennsylvania | 42051 | Fayette | 39.9853 | -79.8732 | 533 | 307 | polygon | FALSE | FALSE | America/New_York | 3 | 15413 | 1840026568 | [10 empty] | AllisonPA
Fillmore | Fillmore | IN | Indiana | 18133 | Putnam | 39.6697 | -86.7532 | 533 | 105 | polygon | FALSE | TRUE | America/Indiana/Indianapolis | 3 | 46128 | 1840010596 | [10 empty] | FillmoreIN
Titusville | Titusville | NY | New York | 36027 | Dutchess | 41.6663 | -73.8633 | 533 | 297 | polygon | FALSE | FALSE | America/New_York | 3 | 12603 | 1840024107 | [10 empty] | TitusvilleNY
Foreston | Foreston | MN | Minnesota | 27095 | Mille Lacs | 45.7321 | -93.7095 | 533 | 143 | polygon | FALSE | TRUE | America/Chicago | 3 | 56330 | 1840007760 | [10 empty] | ForestonMN
Shady Grove | Shady Grove | OK | Oklahoma | 40021 | Cherokee | 35.9485 | -95.0952 | 533 | 16 | polygon | FALSE | FALSE | America/Chicago | 3 | 74441 74464 | 1840136191 | [10 empty] | Shady GroveOK
Deerwood | Deerwood | MN | Minnesota | 27035 | Crow Wing | 46.4729 | -93.9 | 532 | 137 | polygon | FALSE | TRUE | America/Chicago | 3 | 56444 | 1840006645 | [10 empty] | DeerwoodMN
Hawk Run | Hawk Run | PA | Pennsylvania | 42033 | Clearfield | 40.9228 | -78.2042 | 532 | 255 | polygon | FALSE | FALSE | America/New_York | 3 | 16840 | 1840026357 | [10 empty] | Hawk RunPA
Saddle Rock Estates | Saddle Rock Estates | NY | New York | 36059 | Nassau | 40.7939 | -73.7414 | 532 | 2635 | polygon | FALSE | FALSE | America/New_York | 2 | 11021 11023 | 1840033949 | [10 empty] | Saddle Rock EstatesNY
Maybee | Maybee | MI | Michigan | 26115 | Monroe | 42.0062 | -83.515 | 532 | 207 | polygon | FALSE | TRUE | America/Detroit | 3 | 48159 48162 | 1840013158 | [10 empty] | MaybeeMI
Homeworth | Homeworth | OH | Ohio | 39029 | Columbiana | 40.8358 | -81.0649 | 532 | 165 | polygon | FALSE | FALSE | America/New_York | 3 | 44634 | 1840026397 | [10 empty] | HomeworthOH
Dearing | Dearing | GA | Georgia | 13189 | McDuffie | 33.4149 | -82.3852 | 532 | 252 | polygon | FALSE | TRUE | America/New_York | 3 | 30808 | 1840016837 | [10 empty] | DearingGA
Badger | Badger | IA | Iowa | 19187 | Webster | 42.6142 | -94.1446 | 532 | 188 | polygon | FALSE | TRUE | America/Chicago | 3 | 50516 | 1840006939 | [10 empty] | BadgerIA
Rolfe | Rolfe | IA | Iowa | 19151 | Pocahontas | 42.8129 | -94.5313 | 532 | 195 | polygon | FALSE | TRUE | America/Chicago | 3 | 50581 | 1840000398 | [10 empty] | RolfeIA
Painted Hills | Painted Hills | IN | Indiana | 18109 | Morgan | 39.3963 | -86.3494 | 532 | 118 | polygon | FALSE | FALSE | America/Indiana/Indianapolis | 3 | 46151 | 1840030085 | [10 empty] | Painted HillsIN
Naturita | Naturita | CO | Colorado | 8085 | Montrose | 38.2183 | -108.5666 | 532 | 333 | polygon | FALSE | TRUE | America/Denver | 3 | 81422 | 1840022504 | [10 empty] | NaturitaCO
Boyd | Boyd | WI | Wisconsin | 55017 | Chippewa | 44.9533 | -91.0398 | 532 | 110 | polygon | FALSE | TRUE | America/Chicago | 3 | 54726 | 1840000280 | [10 empty] | BoydWI
Siracusaville | Siracusaville | LA | Louisiana | 22101 | St. Mary | 29.6886 | -91.1522 | 532 | 257 | polygon | FALSE | FALSE | America/Chicago | 3 | 70380 | 1840027024 | [10 empty] | SiracusavilleLA
Lake City | Lake City | TX | Texas | 48409 | San Patricio | 28.0821 | -97.8828 | 531 | 281 | polygon | FALSE | TRUE | America/Chicago | 3 | 78368 | 1840022253 | [10 empty] | Lake CityTX
Shoreham | Shoreham | NY | New York | 36103 | Suffolk | 40.9571 | -72.9072 | 531 | 451 | polygon | FALSE | TRUE | America/New_York | 3 | 11786 | 1840005136 | [10 empty] | ShorehamNY
Minor Hill | Minor Hill | TN | Tennessee | 47055 | Giles | 35.0424 | -87.1653 | 531 | 110 | polygon | FALSE | TRUE | America/Chicago | 3 | 38473 38460 | 1840014574 | [10 empty] | Minor HillTN
Pikes Creek | Pikes Creek | PA | Pennsylvania | 42079 | Luzerne | 41.3086 | -76.1029 | 531 | 162 | polygon | FALSE | FALSE | America/New_York | 3 | 18621 18612 | 1840035359 | [10 empty] | Pikes CreekPA
Waikane | Waikane | HI | Hawaii | 15003 | Honolulu | 21.4921 | -157.8721 | 531 | 30 | polygon | FALSE | TRUE | Pacific/Honolulu | 3 | 96744 | 1840029555 | [10 empty] | WaikaneHI
East Rochester | East Rochester | PA | Pennsylvania | 42007 | Beaver | 40.6981 | -80.2689 | 531 | 560 | polygon | FALSE | TRUE | America/New_York | 3 | 15074 | 1840001017 | [10 empty] | East RochesterPA
Bayou Goula | Bayou Goula | LA | Louisiana | 22047 | Iberville | 30.2105 | -91.1765 | 531 | 83 | polygon | FALSE | FALSE | America/Chicago | 3 | 70788 | 1840026016 | [10 empty] | Bayou GoulaLA
Ashford | Ashford | WA | Washington | 53053 | Pierce | 46.7537 | -122.0113 | 531 | 101 | polygon | FALSE | FALSE | America/Los_Angeles | 3 | 98304 | 1840017363 | [10 empty] | AshfordWA
Noblestown | Noblestown | PA | Pennsylvania | 42003 | Allegheny | 40.3954 | -80.2019 | 531 | 169 | polygon | FALSE | FALSE | America/New_York | 3 | 15071 15057 | 1840026478 | [10 empty] | NoblestownPA
Ivanhoe | Ivanhoe | MN | Minnesota | 27081 | Lincoln | 44.4651 | -96.252 | 531 | 230 | polygon | FALSE | TRUE | America/Chicago | 3 | 56142 | 1840007874 | [10 empty] | IvanhoeMN
Lowell | Lowell | OH | Ohio | 39167 | Washington | 39.5292 | -81.5068 | 531 | 899 | polygon | FALSE | TRUE | America/New_York | 3 | 45744 | 1840012595 | [10 empty] | LowellOH
Bolton | Bolton | MS | Mississippi | 28049 | Hinds | 32.3546 | -90.4586 | 531 | 134 | polygon | FALSE | TRUE | America/Chicago | 3 | 39041 | 1840015807 | [10 empty] | BoltonMS
Austin | Austin | PA | Pennsylvania | 42105 | Potter | 41.6373 | -78.0903 | 531 | 50 | polygon | FALSE | TRUE | America/New_York | 3 | 16720 | 1840003306 | [10 empty] | AustinPA
South Bethany | South Bethany | DE | Delaware | 10005 | Sussex | 38.516 | -75.0589 | 530 | 406 | polygon | FALSE | TRUE | America/New_York | 3 | 19930 | 1840006085 | [10 empty] | South BethanyDE
Nunapitchuk | Nunapitchuk | AK | Alaska | 2050 | Bethel | 60.8772 | -162.4615 | 530 | 29 | polygon | FALSE | TRUE | America/Nome | 3 | 99641 | 1840023364 | [10 empty] | NunapitchukAK
Weir | Weir | TX | Texas | 48491 | Williamson | 30.6759 | -97.5929 | 530 | 129 | polygon | FALSE | TRUE | America/Chicago | 3 | 78626 78674 | 1840022167 | [10 empty] | WeirTX
South La Paloma | South La Paloma | TX | Texas | 48249 | Jim Wells | 27.8947 | -97.9685 | 530 | 140 | polygon | FALSE | TRUE | America/Chicago | 3 | 78372 | 1840041548 | [10 empty] | South La PalomaTX
El Prado Estates | El Prado Estates | AZ | Arizona | 4027 | Yuma | 32.7062 | -114.5215 | 530 | 211 | polygon | FALSE | TRUE | America/Phoenix | 3 | 85365 | 1840075355 | [10 empty] | El Prado EstatesAZ
La Harpe | La Harpe | KS | Kansas | 20001 | Allen | 37.9165 | -95.3023 | 530 | 254 | polygon | FALSE | TRUE | America/Chicago | 3 | 66751 | 1840001682 | [10 empty] | La HarpeKS
Rushsylvania | Rushsylvania | OH | Ohio | 39091 | Logan | 40.4613 | -83.6712 | 530 | 260 | polygon | FALSE | TRUE | America/New_York | 3 | 43347 | 1840012154 | [10 empty] | RushsylvaniaOH
Loch Lynn Heights | Loch Lynn Heights | MD | Maryland | 24023 | Garrett | 39.3919 | -79.3726 | 530 | 643 | polygon | FALSE | TRUE | America/New_York | 3 | 21550 | 1840005632 | [10 empty] | Loch Lynn HeightsMD
Bismarck | Bismarck | IL | Illinois | 17183 | Vermilion | 40.2594 | -87.6113 | 530 | 275 | polygon | FALSE | TRUE | America/Chicago | 3 | 61814 | 1840012176 | [10 empty] | BismarckIL
Makanda | Makanda | IL | Illinois | 17077 | Jackson | 37.621 | -89.2357 | 530 | 38 | polygon | FALSE | TRUE | America/Chicago | 3 | 62958 | 1840012966 | [10 empty] | MakandaIL
Fordsville | Fordsville | KY | Kentucky | 21183 | Ohio | 37.6356 | -86.7171 | 530 | 456 | polygon | FALSE | TRUE | America/Chicago | 3 | 42343 | 1840013230 | [10 empty] | FordsvilleKY
Modena | Modena | PA | Pennsylvania | 42029 | Chester | 39.9618 | -75.8024 | 530 | 594 | polygon | FALSE | TRUE | America/New_York | 3 | 19320 19358 | 1840001430 | [10 empty] | ModenaPA
Macksville | Macksville | KS | Kansas | 20185 | Stafford | 37.9572 | -98.9688 | 530 | 205 | polygon | FALSE | TRUE | America/Chicago | 3 | 67557 | 1840009829 | [10 empty] | MacksvilleKS
Wabasso | Wabasso | FL | Florida | 12061 | Indian River | 27.7478 | -80.4363 | 530 | 83 | polygon | FALSE | FALSE | America/New_York | 3 | 32970 32967 32958 | 1840014162 | [10 empty] | WabassoFL
Yankeetown | Yankeetown | FL | Florida | 12075 | Levy | 29.0334 | -82.7326 | 529 | 26 | polygon | FALSE | TRUE | America/New_York | 3 | 34498 | 1840017223 | [10 empty] | YankeetownFL
Galien | Galien | MI | Michigan | 26021 | Berrien | 41.8015 | -86.4995 | 529 | 497 | polygon | FALSE | TRUE | America/Detroit | 3 | 49113 | 1840011227 | [10 empty] | GalienMI
Gasburg | Gasburg | VA | Virginia | 51025 | Brunswick | 36.5588 | -77.8722 | 529 | 36 | polygon | FALSE | FALSE | America/New_York | 3 | 23887 23857 | 1840024816 | [10 empty] | GasburgVA
Coolidge | Coolidge | GA | Georgia | 13275 | Thomas | 31.0113 | -83.8661 | 529 | 250 | polygon | FALSE | TRUE | America/New_York | 3 | 31738 | 1840014996 | [10 empty] | CoolidgeGA
Iberia | Iberia | OH | Ohio | 39117 | Morrow | 40.6747 | -82.8403 | 529 | 52 | polygon | FALSE | FALSE | America/New_York | 3 | 44833 43325 | 1840026426 | [10 empty] | IberiaOH
Hickory | Hickory | MS | Mississippi | 28101 | Newton | 32.3167 | -89.0217 | 529 | 218 | polygon | FALSE | TRUE | America/Chicago | 3 | 39332 | 1840015806 | [10 empty] | HickoryMS
Forgan | Forgan | OK | Oklahoma | 40007 | Beaver | 36.9068 | -100.5377 | 529 | 538 | polygon | FALSE | TRUE | America/Chicago | 3 | 73938 | 1840021627 | [10 empty] | ForganOK
Wishram | Wishram | WA | Washington | 53039 | Klickitat | 45.6599 | -120.9698 | 529 | 159 | polygon | FALSE | FALSE | America/Los_Angeles | 3 | 98673 | 1840018528 | [10 empty] | WishramWA
Rockleigh | Rockleigh | NJ | New Jersey | 34003 | Bergen | 41.0025 | -73.9327 | 529 | 203 | polygon | FALSE | TRUE | America/New_York | 3 | 7647 | 1840000901 | [10 empty] | RockleighNJ
Switzer | Switzer | WV | West Virginia | 54045 | Logan | 37.7879 | -81.9865 | 529 | 87 | polygon | FALSE | FALSE | America/New_York | 3 | 25647 | 1840006335 | [10 empty] | SwitzerWV
Ballard | Ballard | CA | California | 6083 | Santa Barbara | 34.634 | -120.1156 | 529 | 173 | polygon | FALSE | FALSE | America/Los_Angeles | 3 | 93463 | 1840022803 | [10 empty] | BallardCA
Plum Springs | Plum Springs | KY | Kentucky | 21227 | Warren | 37.021 | -86.3777 | 528 | 383 | polygon | FALSE | TRUE | America/Chicago | 3 | 42101 | 1840014390 | [10 empty] | Plum SpringsKY
Reynolds | Reynolds | IN | Indiana | 18181 | White | 40.7492 | -86.8743 | 528 | 368 | polygon | FALSE | TRUE | America/Indiana/Indianapolis | 3 | 47980 | 1840010359 | [10 empty] | ReynoldsIN
Monroe City | Monroe City | IN | Indiana | 18083 | Knox | 38.6145 | -87.3531 | 528 | 757 | polygon | FALSE | TRUE | America/Indiana/Vincennes | 3 | 47557 | 1840009732 | [10 empty] | Monroe CityIN
Norway | Norway | IA | Iowa | 19011 | Benton | 41.9021 | -91.9227 | 528 | 469 | polygon | FALSE | TRUE | America/Chicago | 3 | 52318 | 1840008095 | [10 empty] | NorwayIA
Society Hill | Society Hill | SC | South Carolina | 45031 | Darlington | 34.5098 | -79.8539 | 528 | 92 | polygon | FALSE | TRUE | America/New_York | 3 | 29593 | 1840017938 | [10 empty] | Society HillSC
Linden | Linden | WI | Wisconsin | 55049 | Iowa | 42.9186 | -90.2742 | 528 | 261 | polygon | FALSE | TRUE | America/Chicago | 3 | 53553 | 1840002960 | [10 empty] | LindenWI
Browns Valley | Browns Valley | MN | Minnesota | 27155 | Traverse | 45.5947 | -96.8327 | 528 | 261 | polygon | FALSE | TRUE | America/Chicago | 3 | 56219 | 1840004013 | [10 empty] | Browns ValleyMN
Holly Grove | Holly Grove | AR | Arkansas | 5095 | Monroe | 34.6003 | -91.1963 | 528 | 201 | polygon | FALSE | TRUE | America/Chicago | 3 | 72069 | 1840014635 | [10 empty] | Holly GroveAR
Bland | Bland | MO | Missouri | 29073 | Gasconade | 38.3005 | -91.6331 | 528 | 315 | polygon | FALSE | TRUE | America/Chicago | 3 | 65014 | 1840007472 | [10 empty] | BlandMO
Polo | Polo | MO | Missouri | 29025 | Caldwell | 39.5495 | -94.0395 | 528 | 331 | polygon | FALSE | TRUE | America/Chicago | 3 | 64671 | 1840009556 | [10 empty] | PoloMO
Los Berros | Los Berros | CA | California | 6079 | San Luis Obispo | 35.0809 | -120.545 | 528 | 81 | polygon | FALSE | FALSE | America/Los_Angeles | 3 | 93420 | 1840024939 | [10 empty] | Los BerrosCA
Huttig | Huttig | AR | Arkansas | 5139 | Union | 33.0418 | -92.1818 | 528 | 68 | polygon | FALSE | TRUE | America/Chicago | 3 | 71747 | 1840014843 | [10 empty] | HuttigAR
Laupahoehoe | Laupahoehoe | HI | Hawaii | 15001 | Hawaii | 19.9749 | -155.238 | 528 | 96 | polygon | FALSE | FALSE | Pacific/Honolulu | 3 | 96764 | 1840029517 | [10 empty] | LaupahoehoeHI
Bradley | Bradley | AR | Arkansas | 5073 | Lafayette | 33.0993 | -93.6569 | 527 | 222 | polygon | FALSE | TRUE | America/Chicago | 3 | 71826 | 1840013765 | [10 empty] | BradleyAR
Verdigre | Verdigre | NE | Nebraska | 31107 | Knox | 42.5974 | -98.0357 | 527 | 371 | polygon | FALSE | TRUE | America/Chicago | 3 | 68783 | 1840011067 | [10 empty] | VerdigreNE
Creal Springs | Creal Springs | IL | Illinois | 17199 | Williamson | 37.6198 | -88.8372 | 527 | 198 | polygon | FALSE | TRUE | America/Chicago | 3 | 62922 | 1840007574 | [10 empty] | Creal SpringsIL
West Alton | West Alton | MO | Missouri | 29183 | St. Charles | 38.8665 | -90.2085 | 527 | 7 | polygon | FALSE | TRUE | America/Chicago | 3 | 63386 | 1840010718 | [10 empty] | West AltonMO
St. David | St. David | IL | Illinois | 17057 | Fulton | 40.4921 | -90.0519 | 527 | 680 | polygon | FALSE | TRUE | America/Chicago | 3 | 61520 61563 | 1840012015 | [10 empty] | St. DavidIL
Tivoli | Tivoli | TX | Texas | 48391 | Refugio | 28.4608 | -96.8915 | 527 | 182 | polygon | FALSE | FALSE | America/Chicago | 3 | 77990 | 1840026052 | [10 empty] | TivoliTX
Englewood | Englewood | PA | Pennsylvania | 42107 | Schuylkill | 40.7814 | -76.2449 | 527 | 427 | polygon | FALSE | FALSE | America/New_York | 3 | 17931 | 1840034951 | [10 empty] | EnglewoodPA
Elma | Elma | IA | Iowa | 19089 | Howard | 43.2459 | -92.4393 | 527 | 157 | polygon | FALSE | TRUE | America/Chicago | 3 | 50628 | 1840007976 | [10 empty] | ElmaIA
Thompsonville | Thompsonville | IL | Illinois | 17055 | Franklin | 37.9144 | -88.7622 | 526 | 100 | polygon | FALSE | TRUE | America/Chicago | 3 | 62890 | 1840012957 | [10 empty] | ThompsonvilleIL
Merrillan | Merrillan | WI | Wisconsin | 55053 | Jackson | 44.4504 | -90.8355 | 526 | 160 | polygon | FALSE | TRUE | America/Chicago | 3 | 54754 | 1840002399 | [10 empty] | MerrillanWI
Towner | Towner | ND | North Dakota | 38049 | McHenry | 48.3471 | -100.4069 | 526 | 245 | polygon | FALSE | TRUE | America/Chicago | 3 | 58788 | 1840001876 | [10 empty] | TownerND
Springfield | Springfield | LA | Louisiana | 22063 | Livingston | 30.4255 | -90.5444 | 526 | 144 | polygon | FALSE | TRUE | America/Chicago | 3 | 70462 | 1840018226 | [10 empty] | SpringfieldLA
Spring Lake | Spring Lake | UT | Utah | 49049 | Utah | 40.0054 | -111.7474 | 526 | 181 | polygon | FALSE | FALSE | America/Denver | 3 | 84651 | 1840018752 | [10 empty] | Spring LakeUT
New Alexandria | New Alexandria | PA | Pennsylvania | 42129 | Westmoreland | 40.3945 | -79.4175 | 526 | 239 | polygon | FALSE | TRUE | America/New_York | 3 | 15670 | 1840001149 | [10 empty] | New AlexandriaPA
Calypso | Calypso | NC | North Carolina | 37061 | Duplin | 35.1548 | -78.1044 | 526 | 205 | polygon | FALSE | TRUE | America/New_York | 3 | 28325 28365 | 1840015486 | [10 empty] | CalypsoNC
Dell City | Dell City | TX | Texas | 48229 | Hudspeth | 31.9349 | -105.1998 | 526 | 121 | polygon | FALSE | TRUE | America/Denver | 3 | 79837 | 1840019522 | [10 empty] | Dell CityTX
Winchester | Winchester | KS | Kansas | 20087 | Jefferson | 39.3226 | -95.2687 | 526 | 581 | polygon | FALSE | TRUE | America/Chicago | 3 | 66097 | 1840010660 | [10 empty] | WinchesterKS
Boykins | Boykins | VA | Virginia | 51175 | Southampton | 36.5779 | -77.1989 | 526 | 292 | polygon | FALSE | TRUE | America/New_York | 3 | 23827 | 1840006517 | [10 empty] | BoykinsVA
Burden | Burden | KS | Kansas | 20035 | Cowley | 37.315 | -96.7554 | 526 | 392 | polygon | FALSE | TRUE | America/Chicago | 3 | 67019 | 1840007604 | [10 empty] | BurdenKS
Grandview | Grandview | IA | Iowa | 19115 | Louisa | 41.2772 | -91.1875 | 526 | 909 | polygon | FALSE | TRUE | America/Chicago | 3 | 52754 52752 | 1840008246 | [10 empty] | GrandviewIA
Northport | Northport | MI | Michigan | 26089 | Leelanau | 45.1301 | -85.6173 | 525 | 123 | polygon | FALSE | TRUE | America/Detroit | 3 | 49670 | 1840013140 | [10 empty] | NorthportMI
Gloucester | Gloucester | NC | North Carolina | 37031 | Carteret | 34.7292 | -76.5391 | 525 | 141 | polygon | FALSE | FALSE | America/New_York | 3 | 28528 | 1840025837 | [10 empty] | GloucesterNC
Dellwood | Dellwood | WI | Wisconsin | 55001 | Adams | 43.9545 | -89.9341 | 525 | 38 | polygon | FALSE | FALSE | America/Chicago | 3 | 53934 54613 | 1840025381 | [10 empty] | DellwoodWI
Grand Ridge | Grand Ridge | IL | Illinois | 17099 | LaSalle | 41.2361 | -88.831 | 525 | 439 | polygon | FALSE | TRUE | America/Chicago | 3 | 61325 | 1840011530 | [10 empty] | Grand RidgeIL
High Falls | High Falls | NY | New York | 36111 | Ulster | 41.8275 | -74.1184 | 525 | 169 | polygon | FALSE | FALSE | America/New_York | 3 | 12440 | 1840004715 | [10 empty] | High FallsNY
Sharon Springs | Sharon Springs | NY | New York | 36095 | Schoharie | 42.793 | -74.6129 | 525 | 110 | polygon | FALSE | TRUE | America/New_York | 3 | 13459 | 1840004487 | [10 empty] | Sharon SpringsNY
Centralia | Centralia | KS | Kansas | 20131 | Nemaha | 39.7242 | -96.1304 | 525 | 452 | polygon | FALSE | TRUE | America/Chicago | 3 | 66415 | 1840007297 | [10 empty] | CentraliaKS
Downsville | Downsville | NY | New York | 36025 | Delaware | 42.0818 | -74.998 | 525 | 51 | polygon | FALSE | FALSE | America/New_York | 3 | 13755 | 1840025502 | [10 empty] | DownsvilleNY
Ravia | Ravia | OK | Oklahoma | 40069 | Johnston | 34.2408 | -96.7565 | 525 | 378 | polygon | FALSE | TRUE | America/Chicago | 3 | 73455 | 1840021905 | [10 empty] | RaviaOK
Fairgrove | Fairgrove | MI | Michigan | 26157 | Tuscola | 43.5245 | -83.5434 | 525 | 180 | polygon | FALSE | TRUE | America/Detroit | 3 | 48733 | 1840010970 | [10 empty] | FairgroveMI
Pesotum | Pesotum | IL | Illinois | 17019 | Champaign | 39.913 | -88.2744 | 524 | 355 | polygon | FALSE | TRUE | America/Chicago | 3 | 61863 | 1840012234 | [10 empty] | PesotumIL
Horntown | Horntown | VA | Virginia | 51001 | Accomack | 37.9655 | -75.4559 | 524 | 38 | polygon | FALSE | FALSE | America/New_York | 3 | 23395 | 1840024730 | [10 empty] | HorntownVA
Lincoln Park | Lincoln Park | GA | Georgia | 13293 | Upson | 32.8674 | -84.3348 | 524 | 236 | polygon | FALSE | FALSE | America/New_York | 3 | 30286 | 1840013797 | [10 empty] | Lincoln ParkGA
Scranton | Scranton | IA | Iowa | 19073 | Greene | 42.0191 | -94.549 | 524 | 107 | polygon | FALSE | TRUE | America/Chicago | 3 | 51462 | 1840009172 | [10 empty] | ScrantonIA
Waco | Waco | GA | Georgia | 13143 | Haralson | 33.7026 | -85.1893 | 524 | 110 | polygon | FALSE | TRUE | America/New_York | 3 | 30182 30110 | 1840015663 | [10 empty] | WacoGA
Thornton | Thornton | TX | Texas | 48293 | Limestone | 31.4111 | -96.5738 | 524 | 206 | polygon | FALSE | TRUE | America/Chicago | 3 | 76687 | 1840023117 | [10 empty] | ThorntonTX
Radcliffe | Radcliffe | IA | Iowa | 19083 | Hardin | 42.3177 | -93.4343 | 524 | 202 | polygon | FALSE | TRUE | America/Chicago | 3 | 50230 | 1840009126 | [10 empty] | RadcliffeIA
Malone | Malone | WA | Washington | 53027 | Grays Harbor | 46.9779 | -123.3035 | 524 | 22 | polygon | FALSE | FALSE | America/Los_Angeles | 3 | 98559 98541 | 1840026097 | [10 empty] | MaloneWA
Elkton | Elkton | TN | Tennessee | 47055 | Giles | 35.0616 | -86.897 | 524 | 108 | polygon | FALSE | TRUE | America/Chicago | 3 | 38477 38455 | 1840013454 | [10 empty] | ElktonTN
Junction City | Junction City | AR | Arkansas | 5139 | Union | 33.022 | -92.7236 | 523 | 177 | polygon | FALSE | TRUE | America/Chicago | 3 | 71749 | 1840014844 | [10 empty] | Junction CityAR
Cairo | Cairo | OH | Ohio | 39003 | Allen | 40.8307 | -84.0847 | 523 | 728 | polygon | FALSE | TRUE | America/New_York | 3 | 45820 | 1840010355 | [10 empty] | CairoOH
Indian Point | Indian Point | MO | Missouri | 29209 | Stone | 36.6428 | -93.3444 | 523 | 71 | polygon | FALSE | TRUE | America/Chicago | 3 | 65616 | 1840013051 | [10 empty] | Indian PointMO
Waldron | Waldron | MI | Michigan | 26059 | Hillsdale | 41.7242 | -84.4188 | 523 | 201 | polygon | FALSE | TRUE | America/Detroit | 3 | 49288 | 1840011381 | [10 empty] | WaldronMI
Clay Springs | Clay Springs | AZ | Arizona | 4017 | Navajo | 34.3592 | -110.3043 | 523 | 70 | polygon | FALSE | FALSE | America/Phoenix | 3 | 85923 | 1840022574 | [10 empty] | Clay SpringsAZ
Dearborn | Dearborn | MO | Missouri | 29165 | Platte | 39.5247 | -94.774 | 523 | 221 | polygon | FALSE | TRUE | America/Chicago | 3 | 64439 | 1840007358 | [10 empty] | DearbornMO
Mineral | Mineral | VA | Virginia | 51109 | Louisa | 38.0068 | -77.9061 | 523 | 227 | polygon | FALSE | TRUE | America/New_York | 3 | 23117 | 1840006313 | [10 empty] | MineralVA
Cullom | Cullom | IL | Illinois | 17105 | Livingston | 40.8784 | -88.2698 | 522 | 604 | polygon | FALSE | TRUE | America/Chicago | 3 | 60929 | 1840011782 | [10 empty] | CullomIL
Buckholts | Buckholts | TX | Texas | 48331 | Milam | 30.874 | -97.1289 | 522 | 148 | polygon | FALSE | TRUE | America/Chicago | 3 | 76518 | 1840022160 | [10 empty] | BuckholtsTX
Solomon | Solomon | AZ | Arizona | 4009 | Graham | 32.8137 | -109.6289 | 522 | 967 | polygon | FALSE | FALSE | America/Phoenix | 3 | 85546 85551 | 1840022961 | [10 empty] | SolomonAZ
Lake Norden | Lake Norden | SD | South Dakota | 46057 | Hamlin | 44.5798 | -97.2109 | 522 | 235 | polygon | FALSE | TRUE | America/Chicago | 3 | 57248 | 1840002302 | [10 empty] | Lake NordenSD
Suring | Suring | WI | Wisconsin | 55083 | Oconto | 45.0007 | -88.3693 | 522 | 196 | polygon | FALSE | TRUE | America/Chicago | 3 | 54174 | 1840001573 | [10 empty] | SuringWI
Floodwood | Floodwood | MN | Minnesota | 27137 | St. Louis | 46.9173 | -92.9187 | 522 | 132 | polygon | FALSE | TRUE | America/Chicago | 3 | 55736 | 1840007688 | [10 empty] | FloodwoodMN
Little River | Little River | KS | Kansas | 20159 | Rice | 38.3983 | -98.0148 | 522 | 516 | polygon | FALSE | TRUE | America/Chicago | 3 | 67457 | 1840009807 | [10 empty] | Little RiverKS
Bluffview | Bluffview | WI | Wisconsin | 55111 | Sauk | 43.3641 | -89.773 | 522 | 523 | polygon | FALSE | FALSE | America/Chicago | 3 | 53951 | 1840025433 | [10 empty] | BluffviewWI
Center Ossipee | Center Ossipee | NH | New Hampshire | 33003 | Carroll | 43.7543 | -71.1514 | 522 | 211 | polygon | FALSE | FALSE | America/New_York | 3 | 3814 | 1840026132 | [10 empty] | Center OssipeeNH
Devers | Devers | TX | Texas | 48291 | Liberty | 30.0287 | -94.586 | 522 | 108 | polygon | FALSE | TRUE | America/Chicago | 3 | 77538 | 1840019601 | [10 empty] | DeversTX
Redbird Smith | Redbird Smith | OK | Oklahoma | 40135 | Sequoyah | 35.5615 | -95.0298 | 522 | 19 | polygon | FALSE | FALSE | America/Chicago | 3 | 74435 | 1840034647 | [10 empty] | Redbird SmithOK
Effingham | Effingham | KS | Kansas | 20005 | Atchison | 39.5226 | -95.397 | 522 | 325 | polygon | FALSE | TRUE | America/Chicago | 3 | 66023 | 1840008457 | [10 empty] | EffinghamKS
Exeter | Exeter | NE | Nebraska | 31059 | Fillmore | 40.6445 | -97.4489 | 522 | 318 | polygon | FALSE | TRUE | America/Chicago | 3 | 68351 | 1840012049 | [10 empty] | ExeterNE
Hutsonville | Hutsonville | IL | Illinois | 17033 | Crawford | 39.1084 | -87.6609 | 522 | 324 | polygon | FALSE | TRUE | America/Chicago | 3 | 62433 | 1840012753 | [10 empty] | HutsonvilleIL
Atlantic | Atlantic | NC | North Carolina | 37031 | Carteret | 34.8823 | -76.344 | 522 | 219 | polygon | FALSE | FALSE | America/New_York | 3 | 28511 | 1840025834 | [10 empty] | AtlanticNC
Symsonia | Symsonia | KY | Kentucky | 21083 | Graves | 36.9211 | -88.5227 | 522 | 132 | polygon | FALSE | FALSE | America/Chicago | 3 | 42082 | 1840026922 | [10 empty] | SymsoniaKY
Wapella | Wapella | IL | Illinois | 17039 | De Witt | 40.2218 | -88.9612 | 522 | 366 | polygon | FALSE | TRUE | America/Chicago | 3 | 61777 | 1840012316 | [10 empty] | WapellaIL
Nazlini | Nazlini | AZ | Arizona | 4001 | Apache | 35.9155 | -109.4726 | 522 | 27 | polygon | FALSE | FALSE | America/Denver | 3 | 86540 | 1840018997 | [10 empty] | NazliniAZ
Homer | Homer | NE | Nebraska | 31043 | Dakota | 42.3225 | -96.4912 | 521 | 543 | polygon | FALSE | TRUE | America/Chicago | 3 | 68030 | 1840011102 | [10 empty] | HomerNE
Clifton | Clifton | SC | South Carolina | 45083 | Spartanburg | 34.9846 | -81.8222 | 521 | 187 | polygon | FALSE | FALSE | America/New_York | 3 | 29324 29307 | 1840026956 | [10 empty] | CliftonSC
Clearbrook | Clearbrook | MN | Minnesota | 27029 | Clearwater | 47.6962 | -95.4287 | 521 | 390 | polygon | FALSE | TRUE | America/Chicago | 3 | 56634 | 1840006607 | [10 empty] | ClearbrookMN
Big Sandy | Big Sandy | TN | Tennessee | 47005 | Benton | 36.2325 | -88.0854 | 521 | 288 | polygon | FALSE | TRUE | America/Chicago | 3 | 38221 | 1840015314 | [10 empty] | Big SandyTN
Canadohta Lake | Canadohta Lake | PA | Pennsylvania | 42039 | Crawford | 41.8176 | -79.8364 | 521 | 168 | polygon | FALSE | FALSE | America/New_York | 3 | 16438 | 1840004804 | [10 empty] | Canadohta LakePA
Stonewall | Stonewall | OK | Oklahoma | 40123 | Pontotoc | 34.6504 | -96.5268 | 521 | 437 | polygon | FALSE | TRUE | America/Chicago | 3 | 74871 | 1840022812 | [10 empty] | StonewallOK
Oak Grove | Oak Grove | AL | Alabama | 1121 | Talladega | 33.1928 | -86.3036 | 521 | 113 | polygon | FALSE | TRUE | America/Chicago | 3 | 35151 35150 | 1840016831 | [10 empty] | Oak GroveAL
Paris | Paris | ID | Idaho | 16007 | Bear Lake | 42.2273 | -111.4032 | 521 | 57 | polygon | FALSE | TRUE | America/Boise | 3 | 83261 | 1840020092 | [10 empty] | ParisID
Hillsboro | Hillsboro | AL | Alabama | 1079 | Lawrence | 34.6408 | -87.1837 | 521 | 106 | polygon | FALSE | TRUE | America/Chicago | 3 | 35643 | 1840016589 | [10 empty] | HillsboroAL
Peeples Valley | Peeples Valley | AZ | Arizona | 4025 | Yavapai | 34.2773 | -112.7654 | 521 | 13 | polygon | FALSE | FALSE | America/Phoenix | 3 | 85362 86332 | 1840019163 | [10 empty] | Peeples ValleyAZ
Mulberry | Mulberry | KS | Kansas | 20037 | Crawford | 37.5562 | -94.6236 | 521 | 427 | polygon | FALSE | TRUE | America/Chicago | 3 | 66756 | 1840003854 | [10 empty] | MulberryKS
Stony Ridge | Stony Ridge | OH | Ohio | 39173 | Wood | 41.5075 | -83.5093 | 521 | 118 | polygon | FALSE | FALSE | America/New_York | 3 | 43551 43463 | 1840026310 | [10 empty] | Stony RidgeOH
Valley City | Valley City | OH | Ohio | 39103 | Medina | 41.2354 | -81.9357 | 520 | 153 | polygon | FALSE | FALSE | America/New_York | 3 | 44280 | 1840034321 | [10 empty] | Valley CityOH
Lewisville | Lewisville | ID | Idaho | 16051 | Jefferson | 43.6951 | -112.0131 | 520 | 332 | polygon | FALSE | TRUE | America/Boise | 3 | 83431 | 1840020019 | [10 empty] | LewisvilleID
Lake Poinsett | Lake Poinsett | SD | South Dakota | 46057 | Hamlin | 44.5664 | -97.0798 | 520 | 41 | polygon | FALSE | TRUE | America/Chicago | 3 | 57234 57248 57212 | 1840040570 | [10 empty] | Lake PoinsettSD
Lake Hughes | Lake Hughes | CA | California | 6037 | Los Angeles | 34.6833 | -118.4588 | 520 | 18 | polygon | FALSE | FALSE | America/Los_Angeles | 3 | 93532 | 1840025003 | [10 empty] | Lake HughesCA
Sheldon | Sheldon | MO | Missouri | 29217 | Vernon | 37.6582 | -94.2954 | 520 | 382 | polygon | FALSE | TRUE | America/Chicago | 3 | 64784 | 1840009858 | [10 empty] | SheldonMO
Winfield | Winfield | TX | Texas | 48449 | Titus | 33.1658 | -95.1105 | 520 | 258 | polygon | FALSE | TRUE | America/Chicago | 3 | 75493 75455 | 1840022023 | [10 empty] | WinfieldTX
Republic | Republic | OH | Ohio | 39147 | Seneca | 41.125 | -83.0167 | 520 | 232 | polygon | FALSE | TRUE | America/New_York | 3 | 44867 | 1840011720 | [10 empty] | RepublicOH
Bancroft | Bancroft | WI | Wisconsin | 55097 | Portage | 44.3093 | -89.5071 | 520 | 39 | polygon | FALSE | FALSE | America/Chicago | 3 | 54921 | 1840024098 | [10 empty] | BancroftWI
Republic | Republic | MI | Michigan | 26103 | Marquette | 46.3956 | -87.9819 | 520 | 55 | polygon | FALSE | FALSE | America/Detroit | 3 | 49879 | 1840006570 | [10 empty] | RepublicMI
Arcadia | Arcadia | IA | Iowa | 19027 | Carroll | 42.0862 | -95.0432 | 520 | 203 | polygon | FALSE | TRUE | America/Chicago | 3 | 51430 | 1840007000 | [10 empty] | ArcadiaIA
Sonora | Sonora | KY | Kentucky | 21093 | Hardin | 37.5319 | -85.8947 | 520 | 148 | polygon | FALSE | TRUE | America/New_York | 3 | 42776 | 1840015217 | [10 empty] | SonoraKY
La Paz Valley | La Paz Valley | AZ | Arizona | 4012 | La Paz | 33.5582 | -114.2434 | 520 | 6 | polygon | FALSE | FALSE | America/Phoenix | 3 | 85346 | 1840022878 | [10 empty] | La Paz ValleyAZ
Audubon | Audubon | MN | Minnesota | 27005 | Becker | 46.8629 | -95.9809 | 520 | 364 | polygon | FALSE | TRUE | America/Chicago | 3 | 56511 | 1840006631 | [10 empty] | AudubonMN
Bay Port | Bay Port | MI | Michigan | 26063 | Huron | 43.8378 | -83.3741 | 520 | 59 | polygon | FALSE | FALSE | America/Detroit | 3 | 48720 | 1840026086 | [10 empty] | Bay PortMI
Roscoe | Roscoe | NY | New York | 36105 | Sullivan | 41.9403 | -74.9132 | 520 | 279 | polygon | FALSE | FALSE | America/New_York | 3 | 12776 | 1840004785 | [10 empty] | RoscoeNY
Stetsonville | Stetsonville | WI | Wisconsin | 55119 | Taylor | 45.0772 | -90.3143 | 519 | 512 | polygon | FALSE | TRUE | America/Chicago | 3 | 54480 | 1840001568 | [10 empty] | StetsonvilleWI
Rockvale | Rockvale | CO | Colorado | 8043 | Fremont | 38.3644 | -105.1646 | 519 | 98 | polygon | FALSE | TRUE | America/Denver | 3 | 81244 | 1840021494 | [10 empty] | RockvaleCO
Eagle Bend | Eagle Bend | MN | Minnesota | 27153 | Todd | 46.1643 | -95.0341 | 519 | 148 | polygon | FALSE | TRUE | America/Chicago | 3 | 56446 | 1840007754 | [10 empty] | Eagle BendMN
Ettrick | Ettrick | WI | Wisconsin | 55121 | Trempealeau | 44.1695 | -91.265 | 519 | 271 | polygon | FALSE | TRUE | America/Chicago | 3 | 54627 | 1840002390 | [10 empty] | EttrickWI
Cayuga | Cayuga | NY | New York | 36011 | Cayuga | 42.9191 | -76.7265 | 519 | 221 | polygon | FALSE | TRUE | America/New_York | 3 | 13034 | 1840004246 | [10 empty] | CayugaNY
Canute | Canute | OK | Oklahoma | 40149 | Washita | 35.422 | -99.2776 | 519 | 307 | polygon | FALSE | TRUE | America/Chicago | 3 | 73626 | 1840022759 | [10 empty] | CanuteOK
Ashland | Ashland | MS | Mississippi | 28009 | Benton | 34.8341 | -89.1778 | 519 | 109 | polygon | FALSE | TRUE | America/Chicago | 3 | 38603 | 1840015520 | [10 empty] | AshlandMS
Pine Forest | Pine Forest | TX | Texas | 48361 | Orange | 30.1757 | -94.0367 | 519 | 71 | polygon | FALSE | TRUE | America/Chicago | 3 | 77662 | 1840020911 | [10 empty] | Pine ForestTX
Amherstdale | Amherstdale | WV | West Virginia | 54045 | Logan | 37.7799 | -81.8183 | 519 | 66 | polygon | FALSE | FALSE | America/New_York | 3 | 25606 25607 | 1840025700 | [10 empty] | AmherstdaleWV
Sunbright | Sunbright | TN | Tennessee | 47129 | Morgan | 36.2428 | -84.6801 | 519 | 57 | polygon | FALSE | TRUE | America/New_York | 3 | 37872 | 1840015312 | [10 empty] | SunbrightTN
Morgan | Morgan | TX | Texas | 48035 | Bosque | 32.0156 | -97.6061 | 519 | 270 | polygon | FALSE | TRUE | America/Chicago | 3 | 76671 | 1840020787 | [10 empty] | MorganTX
Osino | Osino | NV | Nevada | 32007 | Elko | 40.9409 | -115.6611 | 519 | 80 | polygon | FALSE | FALSE | America/Los_Angeles | 3 | 89801 | 1840024119 | [10 empty] | OsinoNV
Pomfret | Pomfret | MD | Maryland | 24017 | Charles | 38.5699 | -77.0304 | 519 | 73 | polygon | FALSE | FALSE | America/New_York | 3 | 20675 | 1840026736 | [10 empty] | PomfretMD
Wilkerson | Wilkerson | CA | California | 6027 | Inyo | 37.2794 | -118.3877 | 519 | 34 | polygon | FALSE | TRUE | America/Los_Angeles | 3 | 93514 | 1840074765 | [10 empty] | WilkersonCA
Fairfield | Fairfield | PA | Pennsylvania | 42001 | Adams | 39.7891 | -77.3698 | 518 | 297 | polygon | FALSE | TRUE | America/New_York | 3 | 17320 | 1840000682 | [10 empty] | FairfieldPA
Dupree | Dupree | SD | South Dakota | 46137 | Ziebach | 45.0495 | -101.6013 | 518 | 510 | polygon | FALSE | TRUE | America/Denver | 3 | 57623 | 1840000276 | [10 empty] | DupreeSD
Stillmore | Stillmore | GA | Georgia | 13107 | Emanuel | 32.441 | -82.2145 | 518 | 64 | polygon | FALSE | TRUE | America/New_York | 3 | 30471 30464 | 1840015785 | [10 empty] | StillmoreGA
Fillmore | Fillmore | NY | New York | 36003 | Allegany | 42.4669 | -78.1107 | 518 | 245 | polygon | FALSE | FALSE | America/New_York | 3 | 14735 | 1840004602 | [10 empty] | FillmoreNY
Zearing | Zearing | IA | Iowa | 19169 | Story | 42.1589 | -93.2972 | 518 | 267 | polygon | FALSE | TRUE | America/Chicago | 3 | 50278 | 1840010137 | [10 empty] | ZearingIA
Union | Union | LA | Louisiana | 22093 | St. James | 30.0917 | -90.8844 | 518 | 21 | polygon | FALSE | FALSE | America/Chicago | 3 | 70723 | 1840025131 | [10 empty] | UnionLA
Deweyville | Deweyville | TX | Texas | 48351 | Newton | 30.3034 | -93.7592 | 518 | 17 | polygon | FALSE | FALSE | America/Chicago | 3 | 77614 77632 | 1840019557 | [10 empty] | DeweyvilleTX
De Beque | De Beque | CO | Colorado | 8077 | Mesa | 39.3052 | -108.208 | 518 | 101 | polygon | FALSE | TRUE | America/Denver | 3 | 81630 | 1840021461 | [10 empty] | De BequeCO
Labish Village | Labish Village | OR | Oregon | 41047 | Marion | 45.0191 | -122.9736 | 518 | 3700 | polygon | FALSE | FALSE | America/Los_Angeles | 2 | 97305 | 1840034732 | [10 empty] | Labish VillageOR
Hepzibah | Hepzibah | WV | West Virginia | 54033 | Harrison | 39.3309 | -80.3341 | 518 | 216 | polygon | FALSE | FALSE | America/New_York | 3 | 26369 | 1840025614 | [10 empty] | HepzibahWV
Equality | Equality | IL | Illinois | 17059 | Gallatin | 37.7371 | -88.3421 | 518 | 227 | polygon | FALSE | TRUE | America/Chicago | 3 | 62934 | 1840012969 | [10 empty] | EqualityIL
Seabrook | Seabrook | MA | Massachusetts | 25001 | Barnstable | 41.5831 | -70.4992 | 517 | 567 | polygon | FALSE | FALSE | America/New_York | 3 | 2649 | 1840031250 | [10 empty] | SeabrookMA
Reinerton | Reinerton | PA | Pennsylvania | 42107 | Schuylkill | 40.5914 | -76.5359 | 517 | 429 | polygon | FALSE | FALSE | America/New_York | 3 | 17980 | 1840026395 | [10 empty] | ReinertonPA
Fowler | Fowler | KS | Kansas | 20119 | Meade | 37.3827 | -100.1956 | 517 | 421 | polygon | FALSE | TRUE | America/Chicago | 3 | 67844 | 1840008750 | [10 empty] | FowlerKS
Bentley | Bentley | KS | Kansas | 20173 | Sedgwick | 37.8867 | -97.5147 | 517 | 657 | polygon | FALSE | TRUE | America/Chicago | 3 | 67016 | 1840007567 | [10 empty] | BentleyKS
Fox River | Fox River | AK | Alaska | 2122 | Kenai Peninsula | 59.8723 | -150.9984 | 517 | 1 | polygon | FALSE | FALSE | America/Anchorage | 3 | 99603 | 1840023671 | [10 empty] | Fox RiverAK
Avoca | Avoca | AR | Arkansas | 5007 | Benton | 36.398 | -94.071 | 517 | 106 | polygon | FALSE | TRUE | America/Chicago | 3 | 72756 | 1840015286 | [10 empty] | AvocaAR
Big Piney | Big Piney | WY | Wyoming | 56035 | Sublette | 42.5401 | -110.1192 | 517 | 392 | polygon | FALSE | TRUE | America/Denver | 3 | 83113 | 1840020061 | [10 empty] | Big PineyWY
Hamburg | Hamburg | MN | Minnesota | 27019 | Carver | 44.7327 | -93.9644 | 517 | 979 | polygon | FALSE | TRUE | America/Chicago | 3 | 55339 | 1840006761 | [10 empty] | HamburgMN
Hardwood Acres | Hardwood Acres | MI | Michigan | 26019 | Benzie | 44.7213 | -85.8261 | 517 | 381 | polygon | FALSE | TRUE | America/Detroit | 3 | 49650 | 1840039585 | [10 empty] | Hardwood AcresMI
Cedar Creek | Cedar Creek | AZ | Arizona | 4007 | Gila | 33.903 | -110.1929 | 517 | 11 | polygon | FALSE | FALSE | America/Phoenix | 3 | 85941 | 1840022861 | [10 empty] | Cedar CreekAZ
Lockwood | Lockwood | CA | California | 6053 | Monterey | 35.9412 | -121.0802 | 516 | 18 | polygon | FALSE | FALSE | America/Los_Angeles | 3 | 93426 93932 | 1840024857 | [10 empty] | LockwoodCA
George | George | WA | Washington | 53025 | Grant | 47.0846 | -119.86 | 516 | 144 | polygon | FALSE | TRUE | America/Los_Angeles | 3 | 98848 98824 | 1840019814 | [10 empty] | GeorgeWA
Tannersville | Tannersville | NY | New York | 36039 | Greene | 42.1937 | -74.1353 | 516 | 171 | polygon | FALSE | TRUE | America/New_York | 3 | 12485 | 1840004648 | [10 empty] | TannersvilleNY
Deary | Deary | ID | Idaho | 16057 | Latah | 46.8003 | -116.5571 | 516 | 303 | polygon | FALSE | TRUE | America/Los_Angeles | 3 | 83823 | 1840018463 | [10 empty] | DearyID
Hudson | Hudson | IN | Indiana | 18151 | Steuben | 41.5318 | -85.084 | 516 | 286 | polygon | FALSE | TRUE | America/Indiana/Indianapolis | 3 | 46747 | 1840010206 | [10 empty] | HudsonIN
Chadwick | Chadwick | IL | Illinois | 17015 | Carroll | 42.0142 | -89.8885 | 516 | 639 | polygon | FALSE | TRUE | America/Chicago | 3 | 61014 | 1840010139 | [10 empty] | ChadwickIL
Yettem | Yettem | CA | California | 6107 | Tulare | 36.4866 | -119.2549 | 516 | 1297 | polygon | FALSE | FALSE | America/Los_Angeles | 3 | 93292 93615 | 1840024886 | [10 empty] | YettemCA
Walsh | Walsh | CO | Colorado | 8009 | Baca | 37.3861 | -102.2799 | 516 | 445 | polygon | FALSE | TRUE | America/Denver | 3 | 81090 | 1840022554 | [10 empty] | WalshCO
Caroga Lake | Caroga Lake | NY | New York | 36035 | Fulton | 43.1353 | -74.481 | 516 | 79 | polygon | FALSE | FALSE | America/New_York | 3 | 12032 12078 | 1840026173 | [10 empty] | Caroga LakeNY
Oakwood | Oakwood | TX | Texas | 48289 | Leon | 31.5848 | -95.8499 | 515 | 175 | polygon | FALSE | TRUE | America/Chicago | 3 | 75855 | 1840023124 | [10 empty] | OakwoodTX
Early | Early | IA | Iowa | 19161 | Sac | 42.4615 | -95.1522 | 515 | 508 | polygon | FALSE | TRUE | America/Chicago | 3 | 50535 | 1840008067 | [10 empty] | EarlyIA
Jamesport | Jamesport | MO | Missouri | 29061 | Daviess | 39.9749 | -93.8029 | 515 | 354 | polygon | FALSE | TRUE | America/Chicago | 3 | 64648 | 1840008393 | [10 empty] | JamesportMO
La Crosse | La Crosse | IN | Indiana | 18091 | LaPorte | 41.3179 | -86.8896 | 515 | 386 | polygon | FALSE | TRUE | America/Chicago | 3 | 46348 | 1840009247 | [10 empty] | La CrosseIN
Stanfield | Stanfield | AZ | Arizona | 4021 | Pinal | 32.8794 | -111.9636 | 515 | 50 | polygon | FALSE | FALSE | America/Phoenix | 3 | 85172 | 1840019366 | [10 empty] | StanfieldAZ
Fairmont | Fairmont | NE | Nebraska | 31059 | Fillmore | 40.6333 | -97.5876 | 515 | 243 | polygon | FALSE | TRUE | America/Chicago | 3 | 68354 | 1840012050 | [10 empty] | FairmontNE
Wyoming | Wyoming | IA | Iowa | 19105 | Jones | 42.0597 | -91.0051 | 515 | 389 | polygon | FALSE | TRUE | America/Chicago | 3 | 52362 | 1840010130 | [10 empty] | WyomingIA
Easton | Easton | TX | Texas | 48401 | Rusk | 32.382 | -94.5912 | 515 | 81 | polygon | FALSE | TRUE | America/Chicago | 3 | 75603 75641 | 1840020744 | [10 empty] | EastonTX
Shonto | Shonto | AZ | Arizona | 4017 | Navajo | 36.5893 | -110.6607 | 515 | 43 | polygon | FALSE | FALSE | America/Denver | 3 | 86054 | 1840018963 | [10 empty] | ShontoAZ
Placedo | Placedo | TX | Texas | 48469 | Victoria | 28.6919 | -96.8258 | 515 | 355 | polygon | FALSE | FALSE | America/Chicago | 3 | 77977 | 1840026047 | [10 empty] | PlacedoTX
Tropic | Tropic | UT | Utah | 49017 | Garfield | 37.6293 | -112.0914 | 514 | 25 | polygon | FALSE | TRUE | America/Denver | 3 | 84776 | 1840022531 | [10 empty] | TropicUT
Advance | Advance | IN | Indiana | 18011 | Boone | 39.9956 | -86.6199 | 514 | 336 | polygon | FALSE | TRUE | America/Indiana/Indianapolis | 3 | 46147 46102 | 1840010511 | [10 empty] | AdvanceIN
Rocky Mountain | Rocky Mountain | OK | Oklahoma | 40001 | Adair | 35.7936 | -94.778 | 514 | 15 | polygon | FALSE | FALSE | America/Chicago | 3 | 74960 | 1840019081 | [10 empty] | Rocky MountainOK
Lyerly | Lyerly | GA | Georgia | 13055 | Chattooga | 34.4035 | -85.4041 | 514 | 264 | polygon | FALSE | TRUE | America/New_York | 3 | 30730 | 1840016622 | [10 empty] | LyerlyGA
Williamson | Williamson | GA | Georgia | 13231 | Pike | 33.1777 | -84.3582 | 514 | 151 | polygon | FALSE | TRUE | America/New_York | 3 | 30292 | 1840015755 | [10 empty] | WilliamsonGA
Wilkeson | Wilkeson | WA | Washington | 53053 | Pierce | 47.1034 | -122.0495 | 514 | 426 | polygon | FALSE | TRUE | America/Los_Angeles | 3 | 98396 | 1840022310 | [10 empty] | WilkesonWA
Thackerville | Thackerville | OK | Oklahoma | 40085 | Love | 33.7937 | -97.1422 | 514 | 90 | polygon | FALSE | TRUE | America/Chicago | 3 | 73459 | 1840022908 | [10 empty] | ThackervilleOK
Mole Lake | Mole Lake | WI | Wisconsin | 55041 | Forest | 45.4859 | -88.9823 | 514 | 53 | polygon | FALSE | FALSE | America/Chicago | 3 | 54520 | 1840026104 | [10 empty] | Mole LakeWI
Rankin | Rankin | IL | Illinois | 17183 | Vermilion | 40.4644 | -87.8959 | 513 | 342 | polygon | FALSE | TRUE | America/Chicago | 3 | 60960 | 1840012182 | [10 empty] | RankinIL
Portland | Portland | PA | Pennsylvania | 42095 | Northampton | 40.9216 | -75.0985 | 513 | 403 | polygon | FALSE | TRUE | America/New_York | 3 | 18343 18351 | 1840000978 | [10 empty] | PortlandPA
Grayson | Grayson | LA | Louisiana | 22021 | Caldwell | 32.0492 | -92.1116 | 513 | 155 | polygon | FALSE | TRUE | America/Chicago | 3 | 71418 71435 | 1840018125 | [10 empty] | GraysonLA
Sarita | Sarita | TX | Texas | 48261 | Kenedy | 27.2235 | -97.7951 | 513 | 166 | polygon | FALSE | FALSE | America/Chicago | 3 | 78385 | 1840026059 | [10 empty] | SaritaTX
Grantsville | Grantsville | WV | West Virginia | 54013 | Calhoun | 38.9204 | -81.0934 | 513 | 455 | polygon | FALSE | TRUE | America/New_York | 3 | 26147 | 1840006044 | [10 empty] | GrantsvilleWV
Shelbyville | Shelbyville | MO | Missouri | 29205 | Shelby | 39.8072 | -92.0404 | 513 | 255 | polygon | FALSE | TRUE | America/Chicago | 3 | 63469 | 1840009520 | [10 empty] | ShelbyvilleMO
Gates | Gates | OR | Oregon | 41047 | Marion | 44.7561 | -122.4201 | 513 | 306 | polygon | FALSE | TRUE | America/Los_Angeles | 3 | 97346 | 1840019959 | [10 empty] | GatesOR
Pennock | Pennock | MN | Minnesota | 27067 | Kandiyohi | 45.1459 | -95.175 | 513 | 193 | polygon | FALSE | TRUE | America/Chicago | 3 | 56279 | 1840008908 | [10 empty] | PennockMN
Markleville | Markleville | IN | Indiana | 18095 | Madison | 39.9763 | -85.6166 | 513 | 357 | polygon | FALSE | TRUE | America/Indiana/Indianapolis | 3 | 46056 | 1840009440 | [10 empty] | MarklevilleIN
Altona | Altona | CO | Colorado | 8013 | Boulder | 40.1254 | -105.2923 | 513 | 117 | polygon | FALSE | FALSE | America/Denver | 3 | 80302 | 1840028433 | [10 empty] | AltonaCO
Trout Valley | Trout Valley | IL | Illinois | 17111 | McHenry | 42.1978 | -88.2538 | 513 | 463 | polygon | FALSE | TRUE | America/Chicago | 3 | 60013 | 1840011144 | [10 empty] | Trout ValleyIL
Felton | Felton | PA | Pennsylvania | 42133 | York | 39.857 | -76.5611 | 512 | 313 | polygon | FALSE | TRUE | America/New_York | 3 | 17322 | 1840001445 | [10 empty] | FeltonPA
Lewistown | Lewistown | MO | Missouri | 29111 | Lewis | 40.0848 | -91.8138 | 512 | 400 | polygon | FALSE | TRUE | America/Chicago | 3 | 63452 | 1840009458 | [10 empty] | LewistownMO
Russellville | Russellville | OH | Ohio | 39015 | Brown | 38.8673 | -83.7878 | 512 | 271 | polygon | FALSE | TRUE | America/New_York | 3 | 45168 | 1840012721 | [10 empty] | RussellvilleOH
East Cathlamet | East Cathlamet | WA | Washington | 53069 | Wahkiakum | 46.1968 | -123.358 | 512 | 115 | polygon | FALSE | FALSE | America/Los_Angeles | 3 | 98612 | 1840037849 | [10 empty] | East CathlametWA
Adell | Adell | WI | Wisconsin | 55117 | Sheboygan | 43.6214 | -87.9482 | 512 | 354 | polygon | FALSE | TRUE | America/Chicago | 3 | 53001 | 1840002622 | [10 empty] | AdellWI
Bancroft | Bancroft | KY | Kentucky | 21111 | Jefferson | 38.2832 | -85.6129 | 512 | 1302 | polygon | FALSE | TRUE | America/New_York | 3 | 40242 40222 | 1840030811 | [10 empty] | BancroftKY
Stockton | Stockton | NJ | New Jersey | 34019 | Hunterdon | 40.4062 | -74.9759 | 512 | 361 | polygon | FALSE | TRUE | America/New_York | 3 | 8559 | 1840001042 | [10 empty] | StocktonNJ
Utica | Utica | KY | Kentucky | 21059 | Daviess | 37.6028 | -87.1126 | 512 | 188 | polygon | FALSE | FALSE | America/Chicago | 3 | 42376 | 1840030601 | [10 empty] | UticaKY
Newville | Newville | AL | Alabama | 1067 | Henry | 31.4206 | -85.3367 | 512 | 49 | polygon | FALSE | TRUE | America/Chicago | 3 | 36353 | 1840017073 | [10 empty] | NewvilleAL
Monroe | Monroe | PA | Pennsylvania | 42015 | Bradford | 41.7124 | -76.4759 | 512 | 400 | polygon | FALSE | TRUE | America/New_York | 3 | 18832 | 1840066079 | [10 empty] | MonroePA
Mount Vernon | Mount Vernon | OR | Oregon | 41023 | Grant | 44.4169 | -119.1132 | 512 | 289 | polygon | FALSE | TRUE | America/Los_Angeles | 3 | 97865 | 1840019982 | [10 empty] | Mount VernonOR
Franklin | Franklin | AL | Alabama | 1087 | Macon | 32.4514 | -85.7864 | 512 | 13 | polygon | FALSE | TRUE | America/Chicago | 3 | 36083 | 1840016980 | [10 empty] | FranklinAL
Charlotte Court House | Charlotte Court House | VA | Virginia | 51037 | Charlotte | 37.0563 | -78.6377 | 512 | 49 | polygon | FALSE | TRUE | America/New_York | 3 | 23923 | 1840006465 | [10 empty] | Charlotte Court HouseVA
Apple Canyon Lake | Apple Canyon Lake | IL | Illinois | 17085 | Jo Daviess | 42.4302 | -90.1642 | 512 | 53 | polygon | FALSE | FALSE | America/Chicago | 3 | 61001 | 1840026205 | [10 empty] | Apple Canyon LakeIL
Carlisle | Carlisle | OK | Oklahoma | 40135 | Sequoyah | 35.5042 | -95.0323 | 512 | 7 | polygon | FALSE | FALSE | America/Chicago | 3 | 74962 74435 | 1840034630 | [10 empty] | CarlisleOK
Polonia | Polonia | WI | Wisconsin | 55097 | Portage | 44.5756 | -89.4118 | 512 | 59 | polygon | FALSE | FALSE | America/Chicago | 3 | 54473 54423 | 1840025355 | [10 empty] | PoloniaWI
Gays Mills | Gays Mills | WI | Wisconsin | 55023 | Crawford | 43.322 | -90.8489 | 511 | 40 | polygon | FALSE | TRUE | America/Chicago | 3 | 54631 | 1840002884 | [10 empty] | Gays MillsWI
Jefferson | Jefferson | SD | South Dakota | 46127 | Union | 42.6042 | -96.5661 | 511 | 386 | polygon | FALSE | TRUE | America/Chicago | 3 | 57038 | 1840003081 | [10 empty] | JeffersonSD
Courtland | Courtland | MS | Mississippi | 28107 | Panola | 34.2409 | -89.9433 | 511 | 174 | polygon | FALSE | TRUE | America/Chicago | 3 | 38620 | 1840016630 | [10 empty] | CourtlandMS
Smock | Smock | PA | Pennsylvania | 42051 | Fayette | 39.9997 | -79.7775 | 511 | 126 | polygon | FALSE | FALSE | America/New_York | 3 | 15480 | 1840026564 | [10 empty] | SmockPA
Seven Valleys | Seven Valleys | PA | Pennsylvania | 42133 | York | 39.8545 | -76.7667 | 511 | 181 | polygon | FALSE | TRUE | America/New_York | 3 | 17360 | 1840001462 | [10 empty] | Seven ValleysPA
Kent Narrows | Kent Narrows | MD | Maryland | 24035 | Queen Anne's | 38.9704 | -76.2385 | 511 | 209 | polygon | FALSE | FALSE | America/New_York | 3 | 21619 21638 | 1840031484 | [10 empty] | Kent NarrowsMD
New Bloomington | New Bloomington | OH | Ohio | 39101 | Marion | 40.5837 | -83.3125 | 511 | 448 | polygon | FALSE | TRUE | America/New_York | 3 | 43302 43341 | 1840012030 | [10 empty] | New BloomingtonOH
Milroy | Milroy | IN | Indiana | 18139 | Rush | 39.498 | -85.4676 | 511 | 297 | polygon | FALSE | FALSE | America/Indiana/Indianapolis | 3 | 46156 | 1840026614 | [10 empty] | MilroyIN
Milford | Milford | KS | Kansas | 20061 | Geary | 39.1731 | -96.9103 | 511 | 345 | polygon | FALSE | TRUE | America/Chicago | 3 | 66514 | 1840008544 | [10 empty] | MilfordKS
CaÃ±ada de los Alamos | Canada de los Alamos | NM | New Mexico | 35049 | Santa Fe | 35.5926 | -105.8597 | 511 | 53 | polygon | FALSE | FALSE | America/Denver | 3 | 87505 | 1840017767 | [10 empty] | CaÃ±ada de los AlamosNM
Big Water | Big Water | UT | Utah | 49025 | Kane | 37.0729 | -111.6608 | 511 | 32 | polygon | FALSE | TRUE | America/Denver | 3 | 84741 | 1840020326 | [10 empty] | Big WaterUT
Kipnuk | Kipnuk | AK | Alaska | 2050 | Bethel | 59.9373 | -164.0616 | 511 | 9 | polygon | FALSE | FALSE | America/Nome | 3 | 99614 | 1840023334 | [10 empty] | KipnukAK
Coinjock | Coinjock | NC | North Carolina | 37053 | Currituck | 36.3513 | -75.9527 | 511 | 234 | polygon | FALSE | FALSE | America/New_York | 3 | 27917 27923 | 1840025763 | [10 empty] | CoinjockNC
Elkmont | Elkmont | AL | Alabama | 1083 | Limestone | 34.9289 | -86.9765 | 510 | 119 | polygon | FALSE | TRUE | America/Chicago | 3 | 35620 | 1840016511 | [10 empty] | ElkmontAL
Moran | Moran | KS | Kansas | 20001 | Allen | 37.9165 | -95.1715 | 510 | 470 | polygon | FALSE | TRUE | America/Chicago | 3 | 66755 | 1840008695 | [10 empty] | MoranKS
Bergman | Bergman | AR | Arkansas | 5009 | Boone | 36.3128 | -93.0115 | 510 | 150 | polygon | FALSE | TRUE | America/Chicago | 3 | 72601 | 1840015298 | [10 empty] | BergmanAR
Staunton | Staunton | IN | Indiana | 18021 | Clay | 39.4864 | -87.1889 | 510 | 602 | polygon | FALSE | TRUE | America/Indiana/Indianapolis | 3 | 47881 47834 | 1840010624 | [10 empty] | StauntonIN
Aurora | Aurora | NC | North Carolina | 37013 | Beaufort | 35.303 | -76.7889 | 510 | 212 | polygon | FALSE | TRUE | America/New_York | 3 | 27806 | 1840015398 | [10 empty] | AuroraNC
Highland Holiday | Highland Holiday | OH | Ohio | 39071 | Highland | 39.1949 | -83.4703 | 510 | 325 | polygon | FALSE | FALSE | America/New_York | 3 | 45133 | 1840034401 | [10 empty] | Highland HolidayOH
Hopewell Junction | Hopewell Junction | NY | New York | 36027 | Dutchess | 41.5787 | -73.8078 | 510 | 415 | polygon | FALSE | FALSE | America/New_York | 3 | 12533 | 1840004746 | [10 empty] | Hopewell JunctionNY
Avon | Avon | AL | Alabama | 1069 | Houston | 31.1799 | -85.2802 | 510 | 76 | polygon | FALSE | TRUE | America/Chicago | 3 | 36312 | 1840015881 | [10 empty] | AvonAL
Dayton | Dayton | PA | Pennsylvania | 42005 | Armstrong | 40.8811 | -79.2411 | 510 | 523 | polygon | FALSE | TRUE | America/New_York | 3 | 16222 | 1840000885 | [10 empty] | DaytonPA
Gadsden | Gadsden | AZ | Arizona | 4027 | Yuma | 32.5564 | -114.781 | 510 | 100 | polygon | FALSE | FALSE | America/Phoenix | 3 | 85336 | 1840018027 | [10 empty] | GadsdenAZ
Mulford | Mulford | CO | Colorado | 8045 | Garfield | 39.4064 | -107.166 | 510 | 294 | polygon | FALSE | FALSE | America/Denver | 3 | 81623 | 1840028592 | [10 empty] | MulfordCO
Horton Bay | Horton Bay | MI | Michigan | 26029 | Charlevoix | 45.2814 | -85.0742 | 510 | 40 | polygon | FALSE | FALSE | America/Detroit | 3 | 49720 49712 | 1840025191 | [10 empty] | Horton BayMI
Willernie | Willernie | MN | Minnesota | 27163 | Washington | 45.054 | -92.9571 | 509 | 1570 | polygon | FALSE | TRUE | America/Chicago | 3 | 55090 55115 | 1840009997 | [10 empty] | WillernieMN
Eolia | Eolia | MO | Missouri | 29163 | Pike | 39.2388 | -91.0119 | 509 | 161 | polygon | FALSE | TRUE | America/Chicago | 3 | 63344 | 1840012602 | [10 empty] | EoliaMO
Laurel Run | Laurel Run | PA | Pennsylvania | 42079 | Luzerne | 41.2194 | -75.8445 | 509 | 37 | polygon | FALSE | TRUE | America/New_York | 3 | 18706 | 1840000759 | [10 empty] | Laurel RunPA
Ringwood | Ringwood | OK | Oklahoma | 40093 | Major | 36.3821 | -98.2412 | 509 | 222 | polygon | FALSE | TRUE | America/Chicago | 3 | 73768 | 1840021665 | [10 empty] | RingwoodOK
New Stuyahok | New Stuyahok | AK | Alaska | 2070 | Dillingham | 59.4762 | -157.271 | 509 | 5 | polygon | FALSE | TRUE | America/Anchorage | 3 | 99636 | 1840023282 | [10 empty] | New StuyahokAK
Canaseraga | Canaseraga | NY | New York | 36003 | Allegany | 42.4618 | -77.7773 | 509 | 185 | polygon | FALSE | TRUE | America/New_York | 3 | 14822 | 1840004614 | [10 empty] | CanaseragaNY
Round Valley | Round Valley | CA | California | 6027 | Inyo | 37.4067 | -118.5819 | 509 | 14 | polygon | FALSE | FALSE | America/Los_Angeles | 3 | 93514 | 1840018954 | [10 empty] | Round ValleyCA
Lovilia | Lovilia | IA | Iowa | 19135 | Monroe | 41.1348 | -92.9082 | 509 | 384 | polygon | FALSE | TRUE | America/Chicago | 3 | 50150 | 1840009342 | [10 empty] | LoviliaIA
Parkway | Parkway | MO | Missouri | 29071 | Franklin | 38.3361 | -90.9711 | 509 | 537 | polygon | FALSE | TRUE | America/Chicago | 3 | 63077 | 1840012863 | [10 empty] | ParkwayMO
Cromwell | Cromwell | IN | Indiana | 18113 | Noble | 41.4034 | -85.6142 | 509 | 685 | polygon | FALSE | TRUE | America/Indiana/Indianapolis | 3 | 46732 | 1840009279 | [10 empty] | CromwellIN
Randolph | Randolph | UT | Utah | 49033 | Rich | 41.6644 | -111.1857 | 508 | 178 | polygon | FALSE | TRUE | America/Denver | 3 | 84064 | 1840020116 | [10 empty] | RandolphUT
Franklintown | Franklintown | PA | Pennsylvania | 42133 | York | 40.0761 | -77.0296 | 508 | 767 | polygon | FALSE | TRUE | America/New_York | 3 | 17019 17323 | 1840001446 | [10 empty] | FranklintownPA
Cedar Vale | Cedar Vale | KS | Kansas | 20019 | Chautauqua | 37.1061 | -96.5018 | 508 | 260 | polygon | FALSE | TRUE | America/Chicago | 3 | 67024 | 1840007634 | [10 empty] | Cedar ValeKS
Winchester | Winchester | OK | Oklahoma | 40111 | Okmulgee | 35.7906 | -95.9983 | 508 | 36 | polygon | FALSE | TRUE | America/Chicago | 3 | 74421 | 1840022719 | [10 empty] | WinchesterOK
Berry Hill | Berry Hill | TN | Tennessee | 47037 | Davidson | 36.1196 | -86.7673 | 508 | 216 | polygon | FALSE | TRUE | America/Chicago | 3 | 37211 37204 | 1840013347 | [10 empty] | Berry HillTN
Hydetown | Hydetown | PA | Pennsylvania | 42039 | Crawford | 41.6512 | -79.7245 | 508 | 86 | polygon | FALSE | TRUE | America/New_York | 3 | 16354 16328 | 1840000556 | [10 empty] | HydetownPA
Mesa | Mesa | WA | Washington | 53021 | Franklin | 46.5735 | -119.0013 | 508 | 118 | polygon | FALSE | TRUE | America/Los_Angeles | 3 | 99326 99343 | 1840019887 | [10 empty] | MesaWA
New Melle | New Melle | MO | Missouri | 29183 | St. Charles | 38.7181 | -90.8833 | 508 | 116 | polygon | FALSE | TRUE | America/Chicago | 3 | 63341 63385 63365 | 1840008570 | [10 empty] | New MelleMO
San Leanna | San Leanna | TX | Texas | 48453 | Travis | 30.1442 | -97.8196 | 507 | 440 | polygon | FALSE | TRUE | America/Chicago | 3 | 78748 78652 | 1840023145 | [10 empty] | San LeannaTX
Reynolds | Reynolds | IL | Illinois | 17161 | Rock Island | 41.3319 | -90.6723 | 507 | 531 | polygon | FALSE | TRUE | America/Chicago | 3 | 61264 61279 | 1840011443 | [10 empty] | ReynoldsIL
Amboy | Amboy | MN | Minnesota | 27013 | Blue Earth | 43.888 | -94.1582 | 507 | 621 | polygon | FALSE | TRUE | America/Chicago | 3 | 56010 | 1840006795 | [10 empty] | AmboyMN
Allerton | Allerton | IA | Iowa | 19185 | Wayne | 40.7077 | -93.3689 | 507 | 171 | polygon | FALSE | TRUE | America/Chicago | 3 | 50008 | 1840007201 | [10 empty] | AllertonIA
Otho | Otho | IA | Iowa | 19187 | Webster | 42.4222 | -94.1493 | 507 | 427 | polygon | FALSE | TRUE | America/Chicago | 3 | 50569 | 1840009101 | [10 empty] | OthoIA
Rock Creek | Rock Creek | OH | Ohio | 39007 | Ashtabula | 41.6604 | -80.8543 | 507 | 220 | polygon | FALSE | TRUE | America/New_York | 3 | 44084 | 1840011417 | [10 empty] | Rock CreekOH
Groton Long Point | Groton Long Point | CT | Connecticut | 9011 | New London | 41.3145 | -72.0087 | 507 | 458 | polygon | FALSE | TRUE | America/New_York | 3 | 6340 | 1840004825 | [10 empty] | Groton Long PointCT
Swea City | Swea City | IA | Iowa | 19109 | Kossuth | 43.3832 | -94.3111 | 507 | 265 | polygon | FALSE | TRUE | America/Chicago | 3 | 50590 | 1840009022 | [10 empty] | Swea CityIA
Briaroaks | Briaroaks | TX | Texas | 48251 | Johnson | 32.4958 | -97.3033 | 507 | 183 | polygon | FALSE | TRUE | America/Chicago | 3 | 76028 | 1840019466 | [10 empty] | BriaroaksTX
The Silos | The Silos | MT | Montana | 30007 | Broadwater | 46.3984 | -111.5865 | 507 | 38 | polygon | FALSE | TRUE | America/Denver | 3 | 59644 | 1840039745 | [10 empty] | The SilosMT
Pink Hill | Pink Hill | NC | North Carolina | 37107 | Lenoir | 35.0563 | -77.7436 | 507 | 421 | polygon | FALSE | TRUE | America/New_York | 3 | 28572 | 1840016390 | [10 empty] | Pink HillNC
Eastlake | Eastlake | MI | Michigan | 26101 | Manistee | 44.2449 | -86.2927 | 507 | 163 | polygon | FALSE | TRUE | America/Detroit | 3 | 49626 49660 | 1840073811 | [10 empty] | EastlakeMI
St. Joseph | St. Joseph | WI | Wisconsin | 55063 | La Crosse | 43.7855 | -91.0436 | 507 | 103 | polygon | FALSE | FALSE | America/Chicago | 3 | 54601 | 1840025399 | [10 empty] | St. JosephWI
Newell | Newell | PA | Pennsylvania | 42051 | Fayette | 40.0748 | -79.8897 | 506 | 313 | polygon | FALSE | TRUE | America/New_York | 3 | 15466 15438 | 1840000665 | [10 empty] | NewellPA
Rock Springs | Rock Springs | NM | New Mexico | 35031 | McKinley | 35.6088 | -108.8293 | 506 | 33 | polygon | FALSE | FALSE | America/Denver | 3 | 87375 87305 | 1840033715 | [10 empty] | Rock SpringsNM
Benzonia | Benzonia | MI | Michigan | 26019 | Benzie | 44.616 | -86.0989 | 506 | 172 | polygon | FALSE | TRUE | America/Detroit | 3 | 49616 | 1840010930 | [10 empty] | BenzoniaMI
Sargent | Sargent | NE | Nebraska | 31041 | Custer | 41.6399 | -99.3688 | 506 | 179 | polygon | FALSE | TRUE | America/Chicago | 3 | 68874 | 1840009253 | [10 empty] | SargentNE
Bear River | Bear River | WY | Wyoming | 56041 | Uinta | 41.3859 | -111.0271 | 506 | 101 | polygon | FALSE | TRUE | America/Denver | 3 | 82930 | 1840020123 | [10 empty] | Bear RiverWY
Grand Lake | Grand Lake | CO | Colorado | 8049 | Grand | 40.2503 | -105.8231 | 506 | 189 | polygon | FALSE | TRUE | America/Denver | 3 | 80447 | 1840021408 | [10 empty] | Grand LakeCO
Center | Center | MO | Missouri | 29173 | Ralls | 39.5096 | -91.5291 | 506 | 492 | polygon | FALSE | TRUE | America/Chicago | 3 | 63436 | 1840007323 | [10 empty] | CenterMO
Ranchitos East | Ranchitos East | TX | Texas | 48479 | Webb | 27.4901 | -99.3668 | 506 | 3219 | polygon | FALSE | TRUE | America/Chicago | 2 | 78043 | 1840041468 | [10 empty] | Ranchitos EastTX
Green Lane | Green Lane | PA | Pennsylvania | 42091 | Montgomery | 40.3364 | -75.4709 | 506 | 612 | polygon | FALSE | TRUE | America/New_York | 3 | 18054 | 1840003699 | [10 empty] | Green LanePA
Bonnetsville | Bonnetsville | NC | North Carolina | 37163 | Sampson | 34.9993 | -78.3962 | 506 | 59 | polygon | FALSE | FALSE | America/New_York | 3 | 28328 | 1840013482 | [10 empty] | BonnetsvilleNC
Clifton | Clifton | KS | Kansas | 20201 | Washington | 39.5681 | -97.2807 | 505 | 477 | polygon | FALSE | TRUE | America/Chicago | 3 | 66937 | 1840007284 | [10 empty] | CliftonKS
Cankton | Cankton | LA | Louisiana | 22097 | St. Landry | 30.3455 | -92.113 | 505 | 95 | polygon | FALSE | TRUE | America/Chicago | 3 | 70584 | 1840018221 | [10 empty] | CanktonLA
Hillsdale | Hillsdale | IL | Illinois | 17161 | Rock Island | 41.6108 | -90.1752 | 505 | 300 | polygon | FALSE | TRUE | America/Chicago | 3 | 61257 | 1840011438 | [10 empty] | HillsdaleIL
Summerville | Summerville | PA | Pennsylvania | 42065 | Jefferson | 41.1163 | -79.1879 | 505 | 327 | polygon | FALSE | TRUE | America/New_York | 3 | 15864 | 1840003473 | [10 empty] | SummervillePA
Brownsville | Brownsville | MN | Minnesota | 27055 | Houston | 43.6992 | -91.2823 | 505 | 105 | polygon | FALSE | TRUE | America/Chicago | 3 | 55919 | 1840006832 | [10 empty] | BrownsvilleMN
Cross Hill | Cross Hill | SC | South Carolina | 45059 | Laurens | 34.3045 | -81.9836 | 505 | 61 | polygon | FALSE | TRUE | America/New_York | 3 | 29332 | 1840016593 | [10 empty] | Cross HillSC
Saguache | Saguache | CO | Colorado | 8109 | Saguache | 38.0863 | -106.1409 | 505 | 494 | polygon | FALSE | TRUE | America/Denver | 3 | 81149 | 1840021510 | [10 empty] | SaguacheCO
Cross Roads | Cross Roads | PA | Pennsylvania | 42133 | York | 39.82 | -76.5728 | 505 | 107 | polygon | FALSE | TRUE | America/New_York | 3 | 17322 | 1840001438 | [10 empty] | Cross RoadsPA
Christiansburg | Christiansburg | OH | Ohio | 39021 | Champaign | 40.0567 | -84.0254 | 505 | 820 | polygon | FALSE | TRUE | America/New_York | 3 | 45389 | 1840010489 | [10 empty] | ChristiansburgOH
Eskridge | Eskridge | KS | Kansas | 20197 | Wabaunsee | 38.8595 | -96.1049 | 505 | 376 | polygon | FALSE | TRUE | America/Chicago | 3 | 66423 | 1840008546 | [10 empty] | EskridgeKS
Strong | Strong | AR | Arkansas | 5139 | Union | 33.1079 | -92.3598 | 504 | 175 | polygon | FALSE | TRUE | America/Chicago | 3 | 71765 | 1840015733 | [10 empty] | StrongAR
Dows | Dows | IA | Iowa | 19197 | Wright | 42.6593 | -93.5012 | 504 | 252 | polygon | FALSE | TRUE | America/Chicago | 3 | 50071 | 1840008031 | [10 empty] | DowsIA
Lockhart | Lockhart | AL | Alabama | 1039 | Covington | 31.0128 | -86.3505 | 504 | 178 | polygon | FALSE | TRUE | America/Chicago | 3 | 36442 36455 | 1840017095 | [10 empty] | LockhartAL
Mound City | Mound City | IL | Illinois | 17153 | Pulaski | 37.0854 | -89.1628 | 504 | 288 | polygon | FALSE | TRUE | America/Chicago | 3 | 62963 | 1840008774 | [10 empty] | Mound CityIL
Forman | Forman | ND | North Dakota | 38081 | Sargent | 46.104 | -97.6369 | 504 | 249 | polygon | FALSE | TRUE | America/Chicago | 3 | 58032 | 1840000245 | [10 empty] | FormanND
Sorrel | Sorrel | LA | Louisiana | 22101 | St. Mary | 29.8879 | -91.6226 | 504 | 91 | polygon | FALSE | FALSE | America/Chicago | 3 | 70544 | 1840026035 | [10 empty] | SorrelLA
Houston Acres | Houston Acres | KY | Kentucky | 21111 | Jefferson | 38.2147 | -85.6143 | 504 | 1350 | polygon | FALSE | TRUE | America/New_York | 3 | 40220 | 1840030478 | [10 empty] | Houston AcresKY
Runnells | Runnells | IA | Iowa | 19153 | Polk | 41.5141 | -93.3604 | 504 | 456 | polygon | FALSE | TRUE | America/Chicago | 3 | 50237 | 1840009221 | [10 empty] | RunnellsIA
South Philipsburg | South Philipsburg | PA | Pennsylvania | 42027 | Centre | 40.887 | -78.2185 | 504 | 743 | polygon | FALSE | FALSE | America/New_York | 3 | 16866 | 1840024197 | [10 empty] | South PhilipsburgPA
Metompkin | Metompkin | VA | Virginia | 51001 | Accomack | 37.7671 | -75.6054 | 504 | 168 | polygon | FALSE | FALSE | America/New_York | 3 | 23421 | 1840024735 | [10 empty] | MetompkinVA
Liberty | Liberty | IL | Illinois | 17001 | Adams | 39.8842 | -91.1084 | 503 | 496 | polygon | FALSE | TRUE | America/Chicago | 3 | 62347 | 1840012363 | [10 empty] | LibertyIL
Ryderwood | Ryderwood | WA | Washington | 53015 | Cowlitz | 46.375 | -123.0441 | 503 | 1208 | polygon | FALSE | FALSE | America/Los_Angeles | 3 | 98581 | 1840025275 | [10 empty] | RyderwoodWA
Laurelville | Laurelville | OH | Ohio | 39073 | Hocking | 39.4719 | -82.7374 | 503 | 920 | polygon | FALSE | TRUE | America/New_York | 3 | 43135 | 1840012584 | [10 empty] | LaurelvilleOH
Northport | Northport | WI | Wisconsin | 55135 | Waupaca | 44.4082 | -88.8038 | 503 | 112 | polygon | FALSE | FALSE | America/Chicago | 3 | 54961 | 1840023956 | [10 empty] | NorthportWI
Granada | Granada | CO | Colorado | 8099 | Prowers | 38.063 | -102.3115 | 503 | 283 | polygon | FALSE | TRUE | America/Denver | 3 | 81041 | 1840021519 | [10 empty] | GranadaCO
Minong | Minong | WI | Wisconsin | 55129 | Washburn | 46.0978 | -91.8263 | 503 | 127 | polygon | FALSE | TRUE | America/Chicago | 3 | 54859 | 1840002004 | [10 empty] | MinongWI
Odum | Odum | GA | Georgia | 13305 | Wayne | 31.6665 | -82.0269 | 503 | 95 | polygon | FALSE | TRUE | America/New_York | 3 | 31555 | 1840014942 | [10 empty] | OdumGA
Wheelwright | Wheelwright | KY | Kentucky | 21071 | Floyd | 37.3392 | -82.7186 | 503 | 110 | polygon | FALSE | TRUE | America/New_York | 3 | 41669 | 1840015233 | [10 empty] | WheelwrightKY
La Plata | La Plata | NM | New Mexico | 35045 | San Juan | 36.9232 | -108.1932 | 503 | 19 | polygon | FALSE | FALSE | America/Denver | 3 | 87418 | 1840024850 | [10 empty] | La PlataNM
Sacred Heart | Sacred Heart | MN | Minnesota | 27129 | Renville | 44.7817 | -95.3507 | 502 | 195 | polygon | FALSE | TRUE | America/Chicago | 3 | 56285 | 1840008954 | [10 empty] | Sacred HeartMN
Dahlgren | Dahlgren | IL | Illinois | 17065 | Hamilton | 38.198 | -88.6847 | 502 | 190 | polygon | FALSE | TRUE | America/Chicago | 3 | 62828 | 1840012929 | [10 empty] | DahlgrenIL
Leary | Leary | TX | Texas | 48037 | Bowie | 33.469 | -94.2191 | 502 | 149 | polygon | FALSE | TRUE | America/Chicago | 3 | 75561 | 1840020609 | [10 empty] | LearyTX
McCurtain | McCurtain | OK | Oklahoma | 40061 | Haskell | 35.1509 | -94.9669 | 502 | 176 | polygon | FALSE | TRUE | America/Chicago | 3 | 74944 | 1840022768 | [10 empty] | McCurtainOK
Holt | Holt | MO | Missouri | 29047 | Clay | 39.4553 | -94.3371 | 502 | 431 | polygon | FALSE | TRUE | America/Chicago | 3 | 64048 | 1840007372 | [10 empty] | HoltMO
Jayton | Jayton | TX | Texas | 48263 | Kent | 33.2502 | -100.5748 | 502 | 114 | polygon | FALSE | TRUE | America/Chicago | 3 | 79528 | 1840019400 | [10 empty] | JaytonTX
Central City | Central City | AR | Arkansas | 5131 | Sebastian | 35.33 | -94.2347 | 502 | 87 | polygon | FALSE | TRUE | America/Chicago | 3 | 72941 | 1840016378 | [10 empty] | Central CityAR
Hamersville | Hamersville | OH | Ohio | 39015 | Brown | 38.9192 | -83.9856 | 502 | 448 | polygon | FALSE | TRUE | America/New_York | 3 | 45130 | 1840012716 | [10 empty] | HamersvilleOH
Hampton | Hampton | FL | Florida | 12007 | Bradford | 29.8643 | -82.138 | 502 | 183 | polygon | FALSE | TRUE | America/New_York | 3 | 32044 | 1840014006 | [10 empty] | HamptonFL
Parryville | Parryville | PA | Pennsylvania | 42025 | Carbon | 40.8243 | -75.6701 | 502 | 120 | polygon | FALSE | TRUE | America/New_York | 3 | 18244 18235 18071 | 1840003565 | [10 empty] | ParryvillePA
Robards | Robards | KY | Kentucky | 21101 | Henderson | 37.6766 | -87.5333 | 502 | 64 | polygon | FALSE | TRUE | America/Chicago | 3 | 42452 | 1840014336 | [10 empty] | RobardsKY
Bethel | Bethel | MN | Minnesota | 27003 | Anoka | 45.4022 | -93.2711 | 501 | 197 | polygon | FALSE | TRUE | America/Chicago | 3 | 55005 | 1840006718 | [10 empty] | BethelMN
Drakes Branch | Drakes Branch | VA | Virginia | 51037 | Charlotte | 36.9933 | -78.6009 | 501 | 46 | polygon | FALSE | TRUE | America/New_York | 3 | 23937 | 1840006464 | [10 empty] | Drakes BranchVA
Goessel | Goessel | KS | Kansas | 20115 | Marion | 38.2473 | -97.3456 | 501 | 511 | polygon | FALSE | TRUE | America/Chicago | 3 | 67053 67114 | 1840008639 | [10 empty] | GoesselKS
Gas | Gas | KS | Kansas | 20001 | Allen | 37.9229 | -95.3453 | 501 | 268 | polygon | FALSE | TRUE | America/Chicago | 3 | 66749 66742 | 1840008693 | [10 empty] | GasKS
Mackay | Mackay | ID | Idaho | 16037 | Custer | 43.912 | -113.6127 | 501 | 223 | polygon | FALSE | TRUE | America/Boise | 3 | 83251 | 1840019985 | [10 empty] | MackayID
Solis | Solis | TX | Texas | 48061 | Cameron | 26.1708 | -97.8441 | 501 | 115 | polygon | FALSE | FALSE | America/Chicago | 3 | 78559 | 1840037077 | [10 empty] | SolisTX
Lemon Grove | Lemon Grove | FL | Florida | 12049 | Hardee | 27.5765 | -81.636 | 501 | 6 | polygon | FALSE | FALSE | America/New_York | 3 | 33890 33873 | 1840025168 | [10 empty] | Lemon GroveFL
Buda | Buda | IL | Illinois | 17011 | Bureau | 41.329 | -89.6793 | 501 | 190 | polygon | FALSE | TRUE | America/Chicago | 3 | 61314 | 1840010238 | [10 empty] | BudaIL
Dalton City | Dalton City | IL | Illinois | 17139 | Moultrie | 39.7168 | -88.8065 | 501 | 317 | polygon | FALSE | TRUE | America/Chicago | 3 | 61925 | 1840012561 | [10 empty] | Dalton CityIL
Red Mesa | Red Mesa | AZ | Arizona | 4001 | Apache | 36.9664 | -109.3828 | 501 | 15 | polygon | FALSE | FALSE | America/Denver | 3 | 86514 | 1840018998 | [10 empty] | Red MesaAZ
Wilmot | Wilmot | SD | South Dakota | 46109 | Roberts | 45.4091 | -96.8546 | 501 | 362 | polygon | FALSE | TRUE | America/Chicago | 3 | 57279 | 1840002040 | [10 empty] | WilmotSD
Tryon | Tryon | OK | Oklahoma | 40081 | Lincoln | 35.8816 | -96.9655 | 501 | 83 | polygon | FALSE | TRUE | America/Chicago | 3 | 74875 | 1840022714 | [10 empty] | TryonOK
Garden City | Garden City | AL | Alabama | 1043 | Cullman | 34.0152 | -86.752 | 501 | 64 | polygon | FALSE | TRUE | America/Chicago | 3 | 35077 35070 | 1840002685 | [10 empty] | Garden CityAL
Oakland | Oakland | MS | Mississippi | 28161 | Yalobusha | 34.0557 | -89.9151 | 501 | 141 | polygon | FALSE | TRUE | America/Chicago | 3 | 38948 | 1840016734 | [10 empty] | OaklandMS
Wayland | Wayland | MO | Missouri | 29045 | Clark | 40.3963 | -91.5754 | 501 | 287 | polygon | FALSE | TRUE | America/Chicago | 3 | 63430 63472 | 1840010402 | [10 empty] | WaylandMO
Hillsboro | Hillsboro | IN | Indiana | 18045 | Fountain | 40.1089 | -87.1576 | 501 | 617 | polygon | FALSE | TRUE | America/Indiana/Indianapolis | 3 | 47949 | 1840010464 | [10 empty] | HillsboroIN
Camden | Camden | MI | Michigan | 26059 | Hillsdale | 41.755 | -84.7562 | 501 | 241 | polygon | FALSE | TRUE | America/Detroit | 3 | 49232 | 1840010155 | [10 empty] | CamdenMI
Cawood | Cawood | KY | Kentucky | 21095 | Harlan | 36.7878 | -83.2284 | 501 | 132 | polygon | FALSE | FALSE | America/New_York | 3 | 40815 | 1840026895 | [10 empty] | CawoodKY
Waldo | Waldo | WI | Wisconsin | 55117 | Sheboygan | 43.6766 | -87.9478 | 501 | 198 | polygon | FALSE | TRUE | America/Chicago | 3 | 53093 | 1840002617 | [10 empty] | WaldoWI
Olive Branch | Olive Branch | IL | Illinois | 17003 | Alexander | 37.1755 | -89.3518 | 501 | 20 | polygon | FALSE | FALSE | America/Chicago | 3 | 62988 62969 62990 | 1840024793 | [10 empty] | Olive BranchIL
Van Buren | Van Buren | OH | Ohio | 39063 | Hancock | 41.1388 | -83.6494 | 500 | 699 | polygon | FALSE | TRUE | America/New_York | 3 | 45889 | 1840011745 | [10 empty] | Van BurenOH
Byromville | Byromville | GA | Georgia | 13093 | Dooly | 32.2018 | -83.9073 | 500 | 533 | polygon | FALSE | TRUE | America/New_York | 3 | 31007 | 1840015827 | [10 empty] | ByromvilleGA
Mattawana | Mattawana | PA | Pennsylvania | 42087 | Mifflin | 40.4968 | -77.7283 | 500 | 247 | polygon | FALSE | FALSE | America/New_York | 3 | 17051 17054 | 1840024267 | [10 empty] | MattawanaPA
Freeport | Freeport | MI | Michigan | 26015 | Barry | 42.7642 | -85.316 | 500 | 244 | polygon | FALSE | TRUE | America/Detroit | 3 | 49325 | 1840011088 | [10 empty] | FreeportMI
Leola | Leola | AR | Arkansas | 5053 | Grant | 34.1701 | -92.5914 | 500 | 225 | polygon | FALSE | TRUE | America/Chicago | 3 | 72084 | 1840016656 | [10 empty] | LeolaAR
Triumph | Triumph | LA | Louisiana | 22075 | Plaquemines | 29.3443 | -89.4683 | 500 | 69 | polygon | FALSE | FALSE | America/Chicago | 3 | 70041 | 1840025138 | [10 empty] | TriumphLA
Onley | Onley | VA | Virginia | 51001 | Accomack | 37.6916 | -75.718 | 500 | 241 | polygon | FALSE | TRUE | America/New_York | 3 | 23417 23418 | 1840006327 | [10 empty] | OnleyVA
Secretary | Secretary | MD | Maryland | 24019 | Dorchester | 38.6082 | -75.947 | 500 | 662 | polygon | FALSE | TRUE | America/New_York | 3 | 21664 | 1840006168 | [10 empty] | SecretaryMD
Gem Lake | Gem Lake | MN | Minnesota | 27123 | Ramsey | 45.0579 | -93.0405 | 500 | 184 | polygon | FALSE | TRUE | America/Chicago | 3 | 55110 | 1840007839 | [10 empty] | Gem LakeMN
Wilton | Wilton | WI | Wisconsin | 55081 | Monroe | 43.8132 | -90.5268 | 500 | 216 | polygon | FALSE | TRUE | America/Chicago | 3 | 54670 | 1840002568 | [10 empty] | WiltonWI
Joiner | Joiner | AR | Arkansas | 5093 | Mississippi | 35.5056 | -90.15 | 500 | 313 | polygon | FALSE | TRUE | America/Chicago | 3 | 72350 | 1840027747 | [10 empty] | JoinerAR
Gibson | Gibson | NC | North Carolina | 37165 | Scotland | 34.7595 | -79.6069 | 500 | 197 | polygon | FALSE | TRUE | America/New_York | 3 | 28343 | 1840016501 | [10 empty] | GibsonNC
Calhoun | Calhoun | TN | Tennessee | 47107 | McMinn | 35.2979 | -84.7454 | 500 | 177 | polygon | FALSE | TRUE | America/New_York | 3 | 37309 | 1840015419 | [10 empty] | CalhounTN
Sanostee | Sanostee | NM | New Mexico | 35045 | San Juan | 36.4329 | -108.873 | 500 | 42 | polygon | FALSE | FALSE | America/Denver | 3 | 87461 | 1840018992 | [10 empty] | SanosteeNM
Byrnedale | Byrnedale | PA | Pennsylvania | 42047 | Elk | 41.2916 | -78.5023 | 500 | 154 | polygon | FALSE | FALSE | America/New_York | 3 | 15827 15868 | 1840026301 | [10 empty] | ByrnedalePA
Elaine | Elaine | AR | Arkansas | 5107 | Phillips | 34.3086 | -90.8535 | 499 | 376 | polygon | FALSE | TRUE | America/Chicago | 3 | 72389 72333 | 1840013594 | [10 empty] | ElaineAR
Sterling | Sterling | MI | Michigan | 26011 | Arenac | 44.0325 | -84.0194 | 499 | 197 | polygon | FALSE | TRUE | America/Detroit | 3 | 48659 | 1840013144 | [10 empty] | SterlingMI
Eva | Eva | AL | Alabama | 1103 | Morgan | 34.3274 | -86.7614 | 499 | 46 | polygon | FALSE | TRUE | America/Chicago | 3 | 35621 | 1840001840 | [10 empty] | EvaAL
Spring Valley | Spring Valley | OH | Ohio | 39057 | Greene | 39.6103 | -84.0069 | 499 | 723 | polygon | FALSE | TRUE | America/New_York | 3 | 45370 | 1840012528 | [10 empty] | Spring ValleyOH
Darlington | Darlington | MD | Maryland | 24025 | Harford | 39.6425 | -76.2035 | 499 | 184 | polygon | FALSE | FALSE | America/New_York | 3 | 21034 | 1840026621 | [10 empty] | DarlingtonMD
Timber Lake | Timber Lake | SD | South Dakota | 46041 | Dewey | 45.4279 | -101.0747 | 499 | 473 | polygon | FALSE | TRUE | America/Denver | 3 | 57656 | 1840001563 | [10 empty] | Timber LakeSD
Rough and Ready | Rough and Ready | CA | California | 6057 | Nevada | 39.234 | -121.1381 | 499 | 60 | polygon | FALSE | FALSE | America/Los_Angeles | 3 | 95959 95975 | 1840026655 | [10 empty] | Rough and ReadyCA
New Albin | New Albin | IA | Iowa | 19005 | Allamakee | 43.497 | -91.2881 | 499 | 793 | polygon | FALSE | TRUE | America/Chicago | 3 | 52160 | 1840007977 | [10 empty] | New AlbinIA
Farina | Farina | IL | Illinois | 17051 | Fayette | 38.8301 | -88.7797 | 499 | 132 | polygon | FALSE | TRUE | America/Chicago | 3 | 62838 62854 | 1840012734 | [10 empty] | FarinaIL
Stockdale | Stockdale | PA | Pennsylvania | 42125 | Washington | 40.0835 | -79.8503 | 499 | 747 | polygon | FALSE | TRUE | America/New_York | 3 | 15483 | 1840003666 | [10 empty] | StockdalePA
Firth | Firth | ID | Idaho | 16011 | Bingham | 43.3057 | -112.1834 | 499 | 336 | polygon | FALSE | TRUE | America/Boise | 3 | 83236 | 1840020051 | [10 empty] | FirthID
Hot Springs | Hot Springs | VA | Virginia | 51017 | Bath | 38.0013 | -79.8239 | 499 | 34 | polygon | FALSE | FALSE | America/New_York | 3 | 24445 | 1840026779 | [10 empty] | Hot SpringsVA
Richfield | Richfield | PA | Pennsylvania | 42067 | Juniata | 40.6868 | -77.114 | 499 | 165 | polygon | FALSE | FALSE | America/New_York | 3 | 17086 | 1840035170 | [10 empty] | RichfieldPA
Burt | Burt | IA | Iowa | 19109 | Kossuth | 43.1989 | -94.2211 | 498 | 441 | polygon | FALSE | TRUE | America/Chicago | 3 | 50522 | 1840006847 | [10 empty] | BurtIA
Plainville | Plainville | IN | Indiana | 18027 | Daviess | 38.8049 | -87.1515 | 498 | 557 | polygon | FALSE | TRUE | America/Indiana/Vincennes | 3 | 47568 | 1840010733 | [10 empty] | PlainvilleIN
Drakesboro | Drakesboro | KY | Kentucky | 21177 | Muhlenberg | 37.2176 | -87.0493 | 498 | 348 | polygon | FALSE | TRUE | America/Chicago | 3 | 42337 | 1840013248 | [10 empty] | DrakesboroKY
Bend | Bend | CA | California | 6103 | Tehama | 40.2561 | -122.2095 | 498 | 65 | polygon | FALSE | FALSE | America/Los_Angeles | 3 | 96080 | 1840025546 | [10 empty] | BendCA
Wrigley | Wrigley | TN | Tennessee | 47081 | Hickman | 35.8997 | -87.3537 | 498 | 201 | polygon | FALSE | FALSE | America/Chicago | 3 | 37098 | 1840024920 | [10 empty] | WrigleyTN
Cowan | Cowan | CA | California | 6099 | Stanislaus | 37.5601 | -120.9888 | 498 | 1364 | polygon | FALSE | TRUE | America/Los_Angeles | 3 | 95358 | 1840042928 | [10 empty] | CowanCA
Strattanville | Strattanville | PA | Pennsylvania | 42031 | Clarion | 41.2025 | -79.3268 | 498 | 384 | polygon | FALSE | TRUE | America/New_York | 3 | 16258 | 1840003464 | [10 empty] | StrattanvillePA
Smith River | Smith River | CA | California | 6015 | Del Norte | 41.9249 | -124.1494 | 498 | 48 | polygon | FALSE | FALSE | America/Los_Angeles | 3 | 95567 | 1840025511 | [10 empty] | Smith RiverCA
Laddonia | Laddonia | MO | Missouri | 29007 | Audrain | 39.2434 | -91.6424 | 498 | 293 | polygon | FALSE | TRUE | America/Chicago | 3 | 63352 | 1840008516 | [10 empty] | LaddoniaMO
De Witt | De Witt | NE | Nebraska | 31151 | Saline | 40.3953 | -96.9222 | 498 | 460 | polygon | FALSE | TRUE | America/Chicago | 3 | 68341 | 1840012055 | [10 empty] | De WittNE
Myrtle | Myrtle | MS | Mississippi | 28145 | Union | 34.5605 | -89.1179 | 498 | 92 | polygon | FALSE | TRUE | America/Chicago | 3 | 38650 | 1840016618 | [10 empty] | MyrtleMS
Prinsburg | Prinsburg | MN | Minnesota | 27067 | Kandiyohi | 44.9349 | -95.187 | 498 | 190 | polygon | FALSE | TRUE | America/Chicago | 3 | 56284 56281 | 1840008909 | [10 empty] | PrinsburgMN
Bell | Bell | FL | Florida | 12041 | Gilchrist | 29.7568 | -82.862 | 498 | 117 | polygon | FALSE | TRUE | America/New_York | 3 | 32619 | 1840015944 | [10 empty] | BellFL
Potter Valley | Potter Valley | CA | California | 6045 | Mendocino | 39.319 | -123.1123 | 498 | 47 | polygon | FALSE | FALSE | America/Los_Angeles | 3 | 95469 | 1840026601 | [10 empty] | Potter ValleyCA
Clinton | Clinton | PA | Pennsylvania | 42003 | Allegheny | 40.4926 | -80.296 | 498 | 231 | polygon | FALSE | FALSE | America/New_York | 3 | 15126 15026 | 1840026472 | [10 empty] | ClintonPA
Bancroft | Bancroft | MI | Michigan | 26155 | Shiawassee | 42.8766 | -84.0658 | 497 | 324 | polygon | FALSE | TRUE | America/Detroit | 3 | 48414 | 1840011011 | [10 empty] | BancroftMI
Delbarton | Delbarton | WV | West Virginia | 54059 | Mingo | 37.7052 | -82.1861 | 497 | 96 | polygon | FALSE | TRUE | America/New_York | 3 | 25670 | 1840006360 | [10 empty] | DelbartonWV
Clallam Bay | Clallam Bay | WA | Washington | 53009 | Clallam | 48.2536 | -124.2579 | 497 | 339 | polygon | FALSE | FALSE | America/Los_Angeles | 3 | 98326 | 1840025247 | [10 empty] | Clallam BayWA
Bokoshe | Bokoshe | OK | Oklahoma | 40079 | Le Flore | 35.1908 | -94.7902 | 497 | 351 | polygon | FALSE | TRUE | America/Chicago | 3 | 74930 | 1840021793 | [10 empty] | BokosheOK
Altona | Altona | IL | Illinois | 17095 | Knox | 41.115 | -90.1648 | 497 | 204 | polygon | FALSE | TRUE | America/Chicago | 3 | 61414 | 1840010319 | [10 empty] | AltonaIL
Talco | Talco | TX | Texas | 48449 | Titus | 33.3628 | -95.1034 | 497 | 250 | polygon | FALSE | TRUE | America/Chicago | 3 | 75487 | 1840022022 | [10 empty] | TalcoTX
Dow City | Dow City | IA | Iowa | 19047 | Crawford | 41.928 | -95.4943 | 497 | 600 | polygon | FALSE | TRUE | America/Chicago | 3 | 51528 | 1840007009 | [10 empty] | Dow CityIA
New Eucha | New Eucha | OK | Oklahoma | 40041 | Delaware | 36.3912 | -94.8522 | 497 | 24 | polygon | FALSE | TRUE | America/Chicago | 3 | 74342 74346 | 1840037117 | [10 empty] | New EuchaOK
Valley Bend | Valley Bend | WV | West Virginia | 54083 | Randolph | 38.7694 | -79.928 | 497 | 136 | polygon | FALSE | FALSE | America/New_York | 3 | 26293 | 1840025635 | [10 empty] | Valley BendWV
Millry | Millry | AL | Alabama | 1129 | Washington | 31.6256 | -88.3191 | 497 | 25 | polygon | FALSE | TRUE | America/Chicago | 3 | 36558 | 1840017081 | [10 empty] | MillryAL
La Puerta | La Puerta | TX | Texas | 48427 | Starr | 26.3468 | -98.7504 | 497 | 604 | polygon | FALSE | FALSE | America/Chicago | 3 | 78582 | 1840018317 | [10 empty] | La PuertaTX
Tignall | Tignall | GA | Georgia | 13317 | Wilkes | 33.8674 | -82.742 | 496 | 69 | polygon | FALSE | TRUE | America/New_York | 3 | 30668 | 1840016771 | [10 empty] | TignallGA
Hartley | Hartley | TX | Texas | 48205 | Hartley | 35.8914 | -102.3934 | 496 | 27 | polygon | FALSE | FALSE | America/Chicago | 3 | 79044 | 1840017761 | [10 empty] | HartleyTX
Richfield | Richfield | ID | Idaho | 16063 | Lincoln | 43.0521 | -114.1555 | 496 | 291 | polygon | FALSE | TRUE | America/Boise | 3 | 83349 | 1840020062 | [10 empty] | RichfieldID
Schulter | Schulter | OK | Oklahoma | 40111 | Okmulgee | 35.511 | -95.9567 | 496 | 218 | polygon | FALSE | TRUE | America/Chicago | 3 | 74437 74460 | 1840022718 | [10 empty] | SchulterOK
Brunson | Brunson | SC | South Carolina | 45049 | Hampton | 32.9242 | -81.1886 | 496 | 188 | polygon | FALSE | TRUE | America/New_York | 3 | 29911 | 1840015764 | [10 empty] | BrunsonSC
Sun River Terrace | Sun River Terrace | IL | Illinois | 17091 | Kankakee | 41.1254 | -87.7336 | 496 | 332 | polygon | FALSE | TRUE | America/Chicago | 3 | 60964 | 1840011705 | [10 empty] | Sun River TerraceIL
Yonah | Yonah | GA | Georgia | 13311 | White | 34.6437 | -83.7411 | 496 | 61 | polygon | FALSE | FALSE | America/New_York | 3 | 30528 | 1840025846 | [10 empty] | YonahGA
McIntosh | McIntosh | FL | Florida | 12083 | Marion | 29.4494 | -82.2211 | 496 | 269 | polygon | FALSE | TRUE | America/New_York | 3 | 32664 | 1840017225 | [10 empty] | McIntoshFL
Billings | Billings | OK | Oklahoma | 40103 | Noble | 36.5313 | -97.4342 | 496 | 297 | polygon | FALSE | TRUE | America/Chicago | 3 | 74630 | 1840020372 | [10 empty] | BillingsOK
Hamilton Branch | Hamilton Branch | CA | California | 6063 | Plumas | 40.2772 | -121.0961 | 495 | 176 | polygon | FALSE | FALSE | America/Los_Angeles | 3 | 96137 | 1840017520 | [10 empty] | Hamilton BranchCA
Green Ridge | Green Ridge | MO | Missouri | 29159 | Pettis | 38.6212 | -93.4101 | 495 | 445 | polygon | FALSE | TRUE | America/Chicago | 3 | 65332 | 1840008574 | [10 empty] | Green RidgeMO
Hammondville | Hammondville | AL | Alabama | 1049 | DeKalb | 34.5685 | -85.6397 | 495 | 38 | polygon | FALSE | TRUE | America/Chicago | 3 | 35989 | 1840016557 | [10 empty] | HammondvilleAL
Carsonville | Carsonville | MI | Michigan | 26151 | Sanilac | 43.4257 | -82.673 | 495 | 165 | polygon | FALSE | TRUE | America/Detroit | 3 | 48419 | 1840010051 | [10 empty] | CarsonvilleMI
Rush Valley | Rush Valley | UT | Utah | 49045 | Tooele | 40.3613 | -112.4506 | 494 | 10 | polygon | FALSE | TRUE | America/Denver | 3 | 84069 | 1840021358 | [10 empty] | Rush ValleyUT
Park Ridge | Park Ridge | WI | Wisconsin | 55097 | Portage | 44.52 | -89.5463 | 494 | 840 | polygon | FALSE | TRUE | America/Chicago | 3 | 54481 | 1840002327 | [10 empty] | Park RidgeWI
Lovingston | Lovingston | VA | Virginia | 51125 | Nelson | 37.7605 | -78.8689 | 494 | 47 | polygon | FALSE | FALSE | America/New_York | 3 | 22949 | 1840024713 | [10 empty] | LovingstonVA
Dayton | Dayton | ID | Idaho | 16041 | Franklin | 42.1118 | -111.9779 | 494 | 28 | polygon | FALSE | TRUE | America/Boise | 3 | 83286 83232 | 1840018689 | [10 empty] | DaytonID
Crestview | Crestview | KY | Kentucky | 21037 | Campbell | 39.0245 | -84.4156 | 494 | 1204 | polygon | FALSE | TRUE | America/New_York | 3 | 41076 | 1840014258 | [10 empty] | CrestviewKY
Georgetown | Georgetown | ID | Idaho | 16007 | Bear Lake | 42.4789 | -111.3639 | 494 | 280 | polygon | FALSE | TRUE | America/Boise | 3 | 83239 | 1840029706 | [10 empty] | GeorgetownID
Coolville | Coolville | OH | Ohio | 39009 | Athens | 39.2201 | -81.7977 | 494 | 229 | polygon | FALSE | TRUE | America/New_York | 3 | 45723 | 1840012625 | [10 empty] | CoolvilleOH
Bay City | Bay City | WI | Wisconsin | 55093 | Pierce | 44.5873 | -92.4574 | 494 | 322 | polygon | FALSE | TRUE | America/Chicago | 3 | 54723 | 1840002285 | [10 empty] | Bay CityWI
Hoyleton | Hoyleton | IL | Illinois | 17189 | Washington | 38.4457 | -89.2721 | 494 | 251 | polygon | FALSE | TRUE | America/Chicago | 3 | 62803 | 1840012900 | [10 empty] | HoyletonIL
St. Leonard | St. Leonard | MD | Maryland | 24009 | Calvert | 38.4659 | -76.4973 | 494 | 83 | polygon | FALSE | FALSE | America/New_York | 3 | 20685 | 1840006150 | [10 empty] | St. LeonardMD
Laura | Laura | OH | Ohio | 39109 | Miami | 39.9952 | -84.4083 | 494 | 712 | polygon | FALSE | TRUE | America/New_York | 3 | 45337 | 1840012373 | [10 empty] | LauraOH
Brenda | Brenda | AZ | Arizona | 4012 | La Paz | 33.6721 | -113.9379 | 494 | 27 | polygon | FALSE | FALSE | America/Phoenix | 3 | 85348 | 1840022876 | [10 empty] | BrendaAZ
Chandlerville | Chandlerville | IL | Illinois | 17017 | Cass | 40.047 | -90.1512 | 494 | 240 | polygon | FALSE | TRUE | America/Chicago | 3 | 62627 | 1840010529 | [10 empty] | ChandlervilleIL
West Elizabeth | West Elizabeth | PA | Pennsylvania | 42003 | Allegheny | 40.2722 | -79.8952 | 493 | 1043 | polygon | FALSE | TRUE | America/New_York | 3 | 15088 | 1840001271 | [10 empty] | West ElizabethPA
Alma Center | Alma Center | WI | Wisconsin | 55053 | Jackson | 44.437 | -90.9128 | 493 | 189 | polygon | FALSE | TRUE | America/Chicago | 3 | 54611 | 1840002396 | [10 empty] | Alma CenterWI
Lafayette | Lafayette | MN | Minnesota | 27103 | Nicollet | 44.4471 | -94.3927 | 493 | 151 | polygon | FALSE | TRUE | America/Chicago | 3 | 56054 | 1840007897 | [10 empty] | LafayetteMN
Chalmers | Chalmers | IN | Indiana | 18181 | White | 40.6625 | -86.8678 | 493 | 630 | polygon | FALSE | TRUE | America/Indiana/Indianapolis | 3 | 47929 | 1840009379 | [10 empty] | ChalmersIN
Fairgarden | Fairgarden | TN | Tennessee | 47155 | Sevier | 35.8915 | -83.4108 | 493 | 56 | polygon | FALSE | TRUE | America/New_York | 3 | 37876 | 1840036036 | [10 empty] | FairgardenTN
Elmwood Park | Elmwood Park | WI | Wisconsin | 55101 | Racine | 42.6917 | -87.8223 | 493 | 1263 | polygon | FALSE | TRUE | America/Chicago | 3 | 53405 | 1840002490 | [10 empty] | Elmwood ParkWI
Morley | Morley | MI | Michigan | 26107 | Mecosta | 43.4908 | -85.4456 | 493 | 212 | polygon | FALSE | TRUE | America/Detroit | 3 | 49336 | 1840010966 | [10 empty] | MorleyMI
Lake Colorado City | Lake Colorado City | TX | Texas | 48335 | Mitchell | 32.3491 | -100.9376 | 493 | 24 | polygon | FALSE | TRUE | America/Chicago | 3 | 79512 | 1840042593 | [10 empty] | Lake Colorado CityTX
South Van Horn | South Van Horn | AK | Alaska | 2090 | Fairbanks North Star | 64.8091 | -147.7855 | 493 | 23 | polygon | FALSE | TRUE | America/Anchorage | 3 | 99709 99701 | 1840075206 | [10 empty] | South Van HornAK
Golf | Golf | IL | Illinois | 17031 | Cook | 42.0586 | -87.785 | 493 | 424 | polygon | FALSE | TRUE | America/Chicago | 3 | 60029 | 1840011250 | [10 empty] | GolfIL
Rock Mills | Rock Mills | AL | Alabama | 1111 | Randolph | 33.1563 | -85.2861 | 493 | 30 | polygon | FALSE | FALSE | America/Chicago | 3 | 36274 | 1840013762 | [10 empty] | Rock MillsAL
Garwin | Garwin | IA | Iowa | 19171 | Tama | 42.0935 | -92.6791 | 493 | 189 | polygon | FALSE | TRUE | America/Chicago | 3 | 50632 | 1840008103 | [10 empty] | GarwinIA
Lisman | Lisman | AL | Alabama | 1023 | Choctaw | 32.1792 | -88.3002 | 493 | 73 | polygon | FALSE | TRUE | America/Chicago | 3 | 36912 | 1840017015 | [10 empty] | LismanAL
Paw Paw | Paw Paw | WV | West Virginia | 54065 | Morgan | 39.5313 | -78.4553 | 492 | 358 | polygon | FALSE | TRUE | America/New_York | 3 | 25434 | 1840005719 | [10 empty] | Paw PawWV
Westminster | Westminster | OH | Ohio | 39003 | Allen | 40.699 | -83.9795 | 492 | 104 | polygon | FALSE | FALSE | America/New_York | 3 | 45804 45850 | 1840034219 | [10 empty] | WestminsterOH
Brooks | Brooks | OR | Oregon | 41047 | Marion | 45.0509 | -122.9575 | 492 | 367 | polygon | FALSE | FALSE | America/Los_Angeles | 3 | 97305 | 1840017420 | [10 empty] | BrooksOR
Wilmot | Wilmot | AR | Arkansas | 5003 | Ashley | 33.0588 | -91.5749 | 492 | 107 | polygon | FALSE | TRUE | America/Chicago | 3 | 71676 | 1840015731 | [10 empty] | WilmotAR
Reedsville | Reedsville | PA | Pennsylvania | 42087 | Mifflin | 40.6646 | -77.593 | 492 | 286 | polygon | FALSE | FALSE | America/New_York | 3 | 17084 | 1840005370 | [10 empty] | ReedsvillePA
Congerville | Congerville | IL | Illinois | 17203 | Woodford | 40.6168 | -89.2051 | 492 | 197 | polygon | FALSE | TRUE | America/Chicago | 3 | 61729 | 1840011942 | [10 empty] | CongervilleIL
McKenzie | McKenzie | AL | Alabama | 1013 | Butler | 31.5428 | -86.7246 | 492 | 51 | polygon | FALSE | TRUE | America/Chicago | 3 | 36456 | 1840017055 | [10 empty] | McKenzieAL
Sopchoppy | Sopchoppy | FL | Florida | 12129 | Wakulla | 30.0598 | -84.4854 | 492 | 113 | polygon | FALSE | TRUE | America/New_York | 3 | 32358 | 1840015934 | [10 empty] | SopchoppyFL
Altha | Altha | FL | Florida | 12013 | Calhoun | 30.5722 | -85.1264 | 492 | 142 | polygon | FALSE | TRUE | America/Chicago | 3 | 32421 | 1840015919 | [10 empty] | AlthaFL
Darrtown | Darrtown | OH | Ohio | 39017 | Butler | 39.4975 | -84.669 | 492 | 80 | polygon | FALSE | FALSE | America/New_York | 3 | 45056 | 1840024460 | [10 empty] | DarrtownOH
Zeb | Zeb | OK | Oklahoma | 40021 | Cherokee | 35.8061 | -95.0438 | 492 | 22 | polygon | FALSE | FALSE | America/Chicago | 3 | 74464 | 1840034601 | [10 empty] | ZebOK
New Virginia | New Virginia | IA | Iowa | 19181 | Warren | 41.1817 | -93.7311 | 491 | 423 | polygon | FALSE | TRUE | America/Chicago | 3 | 50210 | 1840008212 | [10 empty] | New VirginiaIA
Coalport | Coalport | PA | Pennsylvania | 42033 | Clearfield | 40.7476 | -78.532 | 491 | 506 | polygon | FALSE | TRUE | America/New_York | 3 | 16627 | 1840003491 | [10 empty] | CoalportPA
Bruin | Bruin | PA | Pennsylvania | 42019 | Butler | 41.0544 | -79.7273 | 491 | 103 | polygon | FALSE | TRUE | America/New_York | 3 | 16049 16022 16050 | 1840000856 | [10 empty] | BruinPA
Sandy Level | Sandy Level | VA | Virginia | 51089 | Henry | 36.5645 | -79.7276 | 491 | 28 | polygon | FALSE | FALSE | America/New_York | 3 | 24148 24054 | 1840006557 | [10 empty] | Sandy LevelVA
Corbin City | Corbin City | NJ | New Jersey | 34001 | Atlantic | 39.3046 | -74.7199 | 491 | 24 | polygon | FALSE | TRUE | America/New_York | 3 | 8270 | 1840003794 | [10 empty] | Corbin CityNJ
Truro | Truro | IA | Iowa | 19121 | Madison | 41.2098 | -93.8467 | 491 | 194 | polygon | FALSE | TRUE | America/Chicago | 3 | 50257 | 1840010261 | [10 empty] | TruroIA
Carlos | Carlos | MN | Minnesota | 27041 | Douglas | 45.9741 | -95.2925 | 491 | 406 | polygon | FALSE | TRUE | America/Chicago | 3 | 56319 | 1840006679 | [10 empty] | CarlosMN
Page Park | Page Park | FL | Florida | 12071 | Lee | 26.5782 | -81.8615 | 490 | 703 | polygon | FALSE | FALSE | America/New_York | 3 | 33907 | 1840028749 | [10 empty] | Page ParkFL
Summersville | Summersville | MO | Missouri | 29215 | Texas | 37.1785 | -91.6576 | 490 | 170 | polygon | FALSE | TRUE | America/Chicago | 3 | 65571 | 1840009893 | [10 empty] | SummersvilleMO
Albion | Albion | IA | Iowa | 19127 | Marshall | 42.1125 | -92.9887 | 490 | 317 | polygon | FALSE | TRUE | America/Chicago | 3 | 50005 | 1840006997 | [10 empty] | AlbionIA
Alsace Manor | Alsace Manor | PA | Pennsylvania | 42011 | Berks | 40.3973 | -75.8547 | 490 | 556 | polygon | FALSE | FALSE | America/New_York | 3 | 19522 19560 | 1840026459 | [10 empty] | Alsace ManorPA
Paxton | Paxton | NE | Nebraska | 31101 | Keith | 41.1235 | -101.3522 | 490 | 183 | polygon | FALSE | TRUE | America/Denver | 3 | 69155 | 1840011647 | [10 empty] | PaxtonNE
Red Creek | Red Creek | NY | New York | 36117 | Wayne | 43.2488 | -76.7225 | 490 | 208 | polygon | FALSE | TRUE | America/New_York | 3 | 13143 | 1840004294 | [10 empty] | Red CreekNY
Refton | Refton | PA | Pennsylvania | 42071 | Lancaster | 39.9474 | -76.2386 | 490 | 157 | polygon | FALSE | FALSE | America/New_York | 3 | 17584 17560 17568 | 1840024343 | [10 empty] | ReftonPA
Buckatunna | Buckatunna | MS | Mississippi | 28153 | Wayne | 31.5423 | -88.5293 | 490 | 30 | polygon | FALSE | FALSE | America/Chicago | 3 | 39322 | 1840025936 | [10 empty] | BuckatunnaMS
Freeville | Freeville | NY | New York | 36109 | Tompkins | 42.5114 | -76.3457 | 490 | 178 | polygon | FALSE | TRUE | America/New_York | 3 | 13068 | 1840004542 | [10 empty] | FreevilleNY
Ashley | Ashley | IL | Illinois | 17189 | Washington | 38.3288 | -89.1894 | 490 | 167 | polygon | FALSE | TRUE | America/Chicago | 3 | 62808 | 1840007503 | [10 empty] | AshleyIL
Kachemak | Kachemak | AK | Alaska | 2122 | Kenai Peninsula | 59.6745 | -151.4364 | 490 | 114 | polygon | FALSE | TRUE | America/Anchorage | 3 | 99603 | 1840037714 | [10 empty] | KachemakAK
Wilson | Wilson | TX | Texas | 48305 | Lynn | 33.3192 | -101.7274 | 490 | 292 | polygon | FALSE | TRUE | America/Chicago | 3 | 79381 | 1840022028 | [10 empty] | WilsonTX
Four Lakes | Four Lakes | WA | Washington | 53063 | Spokane | 47.5582 | -117.5891 | 490 | 56 | polygon | FALSE | FALSE | America/Los_Angeles | 3 | 99004 99014 | 1840023784 | [10 empty] | Four LakesWA
Lavelle | Lavelle | PA | Pennsylvania | 42107 | Schuylkill | 40.7623 | -76.3869 | 490 | 166 | polygon | FALSE | FALSE | America/New_York | 3 | 17943 17921 | 1840035052 | [10 empty] | LavellePA
Cumberland Gap | Cumberland Gap | TN | Tennessee | 47025 | Claiborne | 36.5974 | -83.6659 | 490 | 575 | polygon | FALSE | TRUE | America/New_York | 3 | 37724 | 1840016020 | [10 empty] | Cumberland GapTN
Eldorado | Eldorado | OH | Ohio | 39135 | Preble | 39.9043 | -84.6752 | 490 | 827 | polygon | FALSE | TRUE | America/New_York | 3 | 45321 | 1840012495 | [10 empty] | EldoradoOH
Presho | Presho | SD | South Dakota | 46085 | Lyman | 43.9072 | -100.0583 | 489 | 281 | polygon | FALSE | TRUE | America/Chicago | 3 | 57568 | 1840002525 | [10 empty] | PreshoSD
East Middlebury | East Middlebury | VT | Vermont | 50001 | Addison | 43.9747 | -73.1056 | 489 | 266 | polygon | FALSE | FALSE | America/New_York | 3 | 05740 05753 | 1840025378 | [10 empty] | East MiddleburyVT
Craigmont | Craigmont | ID | Idaho | 16061 | Lewis | 46.2421 | -116.4729 | 489 | 242 | polygon | FALSE | TRUE | America/Los_Angeles | 3 | 83523 | 1840018498 | [10 empty] | CraigmontID
Damiansville | Damiansville | IL | Illinois | 17027 | Clinton | 38.5088 | -89.6151 | 489 | 229 | polygon | FALSE | TRUE | America/Chicago | 3 | 62215 | 1840012856 | [10 empty] | DamiansvilleIL
Sun | Sun | LA | Louisiana | 22103 | St. Tammany | 30.65 | -89.9056 | 489 | 44 | polygon | FALSE | TRUE | America/Chicago | 3 | 70463 70427 | 1840018224 | [10 empty] | SunLA
White | White | SD | South Dakota | 46011 | Brookings | 44.4359 | -96.646 | 489 | 216 | polygon | FALSE | TRUE | America/Chicago | 3 | 57276 | 1840002505 | [10 empty] | WhiteSD
McKenney | McKenney | VA | Virginia | 51053 | Dinwiddie | 36.9853 | -77.7219 | 489 | 203 | polygon | FALSE | TRUE | America/New_York | 3 | 23872 | 1840006463 | [10 empty] | McKenneyVA
Lizton | Lizton | IN | Indiana | 18063 | Hendricks | 39.8837 | -86.5416 | 489 | 284 | polygon | FALSE | TRUE | America/Indiana/Indianapolis | 3 | 46149 | 1840009540 | [10 empty] | LiztonIN
Fort Towson | Fort Towson | OK | Oklahoma | 40023 | Choctaw | 34.0244 | -95.2972 | 489 | 33 | polygon | FALSE | TRUE | America/Chicago | 3 | 74735 74756 | 1840021932 | [10 empty] | Fort TowsonOK
Circleville | Circleville | UT | Utah | 49031 | Piute | 38.1684 | -112.2716 | 489 | 17 | polygon | FALSE | TRUE | America/Denver | 3 | 84723 | 1840022514 | [10 empty] | CirclevilleUT
Falkner | Falkner | MS | Mississippi | 28139 | Tippah | 34.8381 | -88.9424 | 489 | 37 | polygon | FALSE | TRUE | America/Chicago | 3 | 38629 | 1840016517 | [10 empty] | FalknerMS
Manistee Lake | Manistee Lake | MI | Michigan | 26079 | Kalkaska | 44.7841 | -85.0211 | 489 | 53 | polygon | FALSE | TRUE | America/Detroit | 3 | 49646 | 1840039589 | [10 empty] | Manistee LakeMI
Ellsworth | Ellsworth | IA | Iowa | 19079 | Hamilton | 42.3101 | -93.5819 | 489 | 210 | polygon | FALSE | TRUE | America/Chicago | 3 | 50075 | 1840008075 | [10 empty] | EllsworthIA
Pineview | Pineview | GA | Georgia | 13315 | Wilcox | 32.1084 | -83.503 | 489 | 96 | polygon | FALSE | TRUE | America/New_York | 3 | 31071 | 1840017041 | [10 empty] | PineviewGA
Knollwood | Knollwood | TX | Texas | 48181 | Grayson | 33.6893 | -96.6185 | 489 | 573 | polygon | FALSE | TRUE | America/Chicago | 3 | 75092 | 1840022937 | [10 empty] | KnollwoodTX
Blucksberg Mountain | Blucksberg Mountain | SD | South Dakota | 46093 | Meade | 44.3593 | -103.4538 | 489 | 282 | polygon | FALSE | TRUE | America/Denver | 3 | 57785 | 1840040547 | [10 empty] | Blucksberg MountainSD
Garden Valley | Garden Valley | ID | Idaho | 16015 | Boise | 44.083 | -115.9612 | 489 | 25 | polygon | FALSE | FALSE | America/Boise | 3 | 83622 | 1840023991 | [10 empty] | Garden ValleyID
Rose Bud | Rose Bud | AR | Arkansas | 5145 | White | 35.3249 | -92.0811 | 488 | 31 | polygon | FALSE | TRUE | America/Chicago | 3 | 72137 | 1840017838 | [10 empty] | Rose BudAR
Maynard | Maynard | IA | Iowa | 19065 | Fayette | 42.7739 | -91.8775 | 488 | 189 | polygon | FALSE | TRUE | America/Chicago | 3 | 50655 | 1840008006 | [10 empty] | MaynardIA
Jasper | Jasper | AR | Arkansas | 5101 | Newton | 36.0125 | -93.1874 | 488 | 199 | polygon | FALSE | TRUE | America/Chicago | 3 | 72641 | 1840014492 | [10 empty] | JasperAR
New Hartford | New Hartford | IA | Iowa | 19023 | Butler | 42.5682 | -92.6213 | 488 | 303 | polygon | FALSE | TRUE | America/Chicago | 3 | 50613 50660 | 1840008039 | [10 empty] | New HartfordIA
Mayking | Mayking | KY | Kentucky | 21133 | Letcher | 37.1335 | -82.773 | 488 | 122 | polygon | FALSE | FALSE | America/New_York | 3 | 41858 41837 | 1840026873 | [10 empty] | MaykingKY
Jumpertown | Jumpertown | MS | Mississippi | 28117 | Prentiss | 34.708 | -88.662 | 488 | 105 | polygon | FALSE | TRUE | America/Chicago | 3 | 38865 38829 | 1840016599 | [10 empty] | JumpertownMS
Pine Hollow | Pine Hollow | OR | Oregon | 41065 | Wasco | 45.242 | -121.291 | 488 | 84 | polygon | FALSE | FALSE | America/Los_Angeles | 3 | 97063 | 1840034825 | [10 empty] | Pine HollowOR
Lipan | Lipan | TX | Texas | 48221 | Hood | 32.5187 | -98.0471 | 488 | 177 | polygon | FALSE | TRUE | America/Chicago | 3 | 76462 | 1840020750 | [10 empty] | LipanTX
Fort Jennings | Fort Jennings | OH | Ohio | 39137 | Putnam | 40.9067 | -84.2997 | 488 | 339 | polygon | FALSE | TRUE | America/New_York | 3 | 45844 | 1840011754 | [10 empty] | Fort JenningsOH
Honomu | Honomu | HI | Hawaii | 15001 | Hawaii | 19.8695 | -155.1124 | 488 | 412 | polygon | FALSE | FALSE | Pacific/Honolulu | 3 | 96728 | 1840023197 | [10 empty] | HonomuHI
Ponderosa Pines | Ponderosa Pines | MT | Montana | 30031 | Gallatin | 46.0374 | -111.35 | 488 | 4 | polygon | FALSE | TRUE | America/Denver | 3 | 59752 | 1840039688 | [10 empty] | Ponderosa PinesMT
Green Valley Farms | Green Valley Farms | TX | Texas | 48061 | Cameron | 26.1219 | -97.561 | 487 | 48 | polygon | FALSE | FALSE | America/Chicago | 3 | 78586 | 1840037049 | [10 empty] | Green Valley FarmsTX
Grapeville | Grapeville | PA | Pennsylvania | 42129 | Westmoreland | 40.3253 | -79.606 | 487 | 1486 | polygon | FALSE | FALSE | America/New_York | 3 | 15634 | 1840034995 | [10 empty] | GrapevillePA
Mappsville | Mappsville | VA | Virginia | 51001 | Accomack | 37.8433 | -75.5689 | 487 | 238 | polygon | FALSE | FALSE | America/New_York | 3 | 23407 23359 23308 | 1840024734 | [10 empty] | MappsvilleVA
Shiloh | Shiloh | NJ | New Jersey | 34011 | Cumberland | 39.4595 | -75.297 | 487 | 156 | polygon | FALSE | TRUE | America/New_York | 3 | 8353 | 1840001549 | [10 empty] | ShilohNJ
Fox Chase | Fox Chase | KY | Kentucky | 21029 | Bullitt | 38.046 | -85.6911 | 487 | 492 | polygon | FALSE | TRUE | America/New_York | 3 | 40165 | 1840030796 | [10 empty] | Fox ChaseKY
Middleville | Middleville | NY | New York | 36043 | Herkimer | 43.1384 | -74.9707 | 487 | 245 | polygon | FALSE | TRUE | America/New_York | 3 | 13406 13416 | 1840004150 | [10 empty] | MiddlevilleNY
Miltonvale | Miltonvale | KS | Kansas | 20029 | Cloud | 39.3497 | -97.4524 | 487 | 247 | polygon | FALSE | TRUE | America/Chicago | 3 | 67466 | 1840008453 | [10 empty] | MiltonvaleKS
Lenzburg | Lenzburg | IL | Illinois | 17163 | St. Clair | 38.2859 | -89.8179 | 487 | 162 | polygon | FALSE | TRUE | America/Chicago | 3 | 62255 | 1840012866 | [10 empty] | LenzburgIL
Aaronsburg | Aaronsburg | PA | Pennsylvania | 42027 | Centre | 40.9042 | -77.4513 | 487 | 211 | polygon | FALSE | FALSE | America/New_York | 3 | 16820 | 1840005152 | [10 empty] | AaronsburgPA
Kelayres | Kelayres | PA | Pennsylvania | 42107 | Schuylkill | 40.9006 | -76.0046 | 487 | 1641 | polygon | FALSE | FALSE | America/New_York | 3 | 18231 | 1840035040 | [10 empty] | KelayresPA
McGuffey | McGuffey | OH | Ohio | 39065 | Hardin | 40.6928 | -83.7859 | 487 | 504 | polygon | FALSE | TRUE | America/New_York | 3 | 45812 45859 | 1840011960 | [10 empty] | McGuffeyOH
Charleston | Charleston | UT | Utah | 49051 | Wasatch | 40.4661 | -111.4599 | 487 | 65 | polygon | FALSE | TRUE | America/Denver | 3 | 84032 | 1840022414 | [10 empty] | CharlestonUT
Beacon | Beacon | IA | Iowa | 19123 | Mahaska | 41.2747 | -92.6814 | 487 | 187 | polygon | FALSE | TRUE | America/Chicago | 3 | 52577 52534 | 1840007113 | [10 empty] | BeaconIA
Cochiti Lake | Cochiti Lake | NM | New Mexico | 35043 | Sandoval | 35.6478 | -106.3425 | 487 | 151 | polygon | FALSE | FALSE | America/Denver | 3 | 87083 | 1840024904 | [10 empty] | Cochiti LakeNM
New Troy | New Troy | MI | Michigan | 26021 | Berrien | 41.879 | -86.5476 | 487 | 141 | polygon | FALSE | FALSE | America/Detroit | 3 | 49119 49125 | 1840025506 | [10 empty] | New TroyMI
Rosholt | Rosholt | WI | Wisconsin | 55097 | Portage | 44.63 | -89.3052 | 486 | 178 | polygon | FALSE | TRUE | America/Chicago | 3 | 54473 | 1840002329 | [10 empty] | RosholtWI
Mount Blanchard | Mount Blanchard | OH | Ohio | 39063 | Hancock | 40.8986 | -83.5568 | 486 | 348 | polygon | FALSE | TRUE | America/New_York | 3 | 45867 | 1840011743 | [10 empty] | Mount BlanchardOH
Woodland | Woodland | MN | Minnesota | 27053 | Hennepin | 44.9524 | -93.5155 | 486 | 325 | polygon | FALSE | TRUE | America/Chicago | 3 | 55391 | 1840010001 | [10 empty] | WoodlandMN
Ethridge | Ethridge | TN | Tennessee | 47099 | Lawrence | 35.3218 | -87.3013 | 486 | 162 | polygon | FALSE | TRUE | America/Chicago | 3 | 38456 | 1840016373 | [10 empty] | EthridgeTN
Shiloh | Shiloh | GA | Georgia | 13145 | Harris | 32.8115 | -84.6989 | 486 | 85 | polygon | FALSE | TRUE | America/New_York | 3 | 31826 | 1840015784 | [10 empty] | ShilohGA
Valier | Valier | MT | Montana | 30073 | Pondera | 48.3056 | -112.2523 | 486 | 216 | polygon | FALSE | TRUE | America/Denver | 3 | 59486 | 1840022284 | [10 empty] | ValierMT
Quaker City | Quaker City | OH | Ohio | 39059 | Guernsey | 39.9697 | -81.2973 | 486 | 357 | polygon | FALSE | TRUE | America/New_York | 3 | 43773 | 1840012356 | [10 empty] | Quaker CityOH
Western Lake | Western Lake | TX | Texas | 48367 | Parker | 32.6215 | -97.816 | 486 | 54 | polygon | FALSE | FALSE | America/Chicago | 3 | 76087 | 1840025885 | [10 empty] | Western LakeTX
Otis | Otis | CO | Colorado | 8121 | Washington | 40.1501 | -102.9621 | 486 | 454 | polygon | FALSE | TRUE | America/Denver | 3 | 80743 | 1840022422 | [10 empty] | OtisCO
Center Point | Center Point | LA | Louisiana | 22009 | Avoyelles | 31.2524 | -92.2099 | 486 | 39 | polygon | FALSE | FALSE | America/Chicago | 3 | 71323 | 1840025976 | [10 empty] | Center PointLA
Crystal Lake Park | Crystal Lake Park | MO | Missouri | 29189 | St. Louis | 38.6212 | -90.432 | 486 | 1932 | polygon | FALSE | TRUE | America/Chicago | 3 | 63131 | 1840007444 | [10 empty] | Crystal Lake ParkMO
Toomsboro | Toomsboro | GA | Georgia | 13319 | Wilkinson | 32.8225 | -83.0826 | 486 | 100 | polygon | FALSE | TRUE | America/New_York | 3 | 31090 | 1840015774 | [10 empty] | ToomsboroGA
Rockford | Rockford | WA | Washington | 53063 | Spokane | 47.4515 | -117.1307 | 486 | 282 | polygon | FALSE | TRUE | America/Los_Angeles | 3 | 99030 | 1840021095 | [10 empty] | RockfordWA
Brecon | Brecon | OH | Ohio | 39061 | Hamilton | 39.2797 | -84.3521 | 486 | 311 | polygon | FALSE | FALSE | America/New_York | 3 | 45249 | 1840024514 | [10 empty] | BreconOH
Gordon | Gordon | TX | Texas | 48363 | Palo Pinto | 32.5455 | -98.3672 | 486 | 193 | polygon | FALSE | TRUE | America/Chicago | 3 | 76453 | 1840020687 | [10 empty] | GordonTX
Smith Corner | Smith Corner | CA | California | 6029 | Kern | 35.4788 | -119.2771 | 486 | 854 | polygon | FALSE | FALSE | America/Los_Angeles | 3 | 93263 | 1840026946 | [10 empty] | Smith CornerCA
Bonneau | Bonneau | SC | South Carolina | 45015 | Berkeley | 33.3081 | -79.9573 | 486 | 62 | polygon | FALSE | TRUE | America/New_York | 3 | 29431 | 1840015720 | [10 empty] | BonneauSC
Tower | Tower | MN | Minnesota | 27137 | St. Louis | 47.8103 | -92.2832 | 486 | 62 | polygon | FALSE | TRUE | America/Chicago | 3 | 55790 | 1840009953 | [10 empty] | TowerMN
Junior | Junior | WV | West Virginia | 54001 | Barbour | 38.9783 | -79.9506 | 486 | 598 | polygon | FALSE | TRUE | America/New_York | 3 | 26275 26250 | 1840005885 | [10 empty] | JuniorWV
Webberville | Webberville | TX | Texas | 48453 | Travis | 30.226 | -97.4995 | 485 | 89 | polygon | FALSE | TRUE | America/Chicago | 3 | 78621 78653 | 1840023148 | [10 empty] | WebbervilleTX
Woodson | Woodson | IL | Illinois | 17137 | Morgan | 39.6275 | -90.2256 | 485 | 475 | polygon | FALSE | TRUE | America/Chicago | 3 | 62695 62650 | 1840012515 | [10 empty] | WoodsonIL
Brandon | Brandon | MN | Minnesota | 27041 | Douglas | 45.9663 | -95.5945 | 485 | 386 | polygon | FALSE | TRUE | America/Chicago | 3 | 56315 | 1840006681 | [10 empty] | BrandonMN
Wilmar | Wilmar | AR | Arkansas | 5043 | Drew | 33.6264 | -91.9294 | 485 | 122 | polygon | FALSE | TRUE | America/Chicago | 3 | 71675 | 1840015684 | [10 empty] | WilmarAR
Murray | Murray | NE | Nebraska | 31025 | Cass | 40.9163 | -95.9267 | 485 | 501 | polygon | FALSE | TRUE | America/Chicago | 3 | 68409 | 1840011815 | [10 empty] | MurrayNE
Accomac | Accomac | VA | Virginia | 51001 | Accomack | 37.7196 | -75.6674 | 485 | 458 | polygon | FALSE | TRUE | America/New_York | 3 | 23301 | 1840006320 | [10 empty] | AccomacVA
Freeman | Freeman | MO | Missouri | 29037 | Cass | 38.6215 | -94.5057 | 485 | 218 | polygon | FALSE | TRUE | America/Chicago | 3 | 64746 | 1840008610 | [10 empty] | FreemanMO
Kanosh | Kanosh | UT | Utah | 49027 | Millard | 38.8024 | -112.4378 | 485 | 220 | polygon | FALSE | TRUE | America/Denver | 3 | 84637 | 1840021458 | [10 empty] | KanoshUT
Bowersville | Bowersville | GA | Georgia | 13147 | Hart | 34.373 | -83.0838 | 485 | 57 | polygon | FALSE | TRUE | America/New_York | 3 | 30516 | 1840015564 | [10 empty] | BowersvilleGA
New Kent | New Kent | VA | Virginia | 51127 | New Kent | 37.5095 | -76.9862 | 485 | 41 | polygon | FALSE | FALSE | America/New_York | 3 | 23124 | 1840026835 | [10 empty] | New KentVA
College Station | College Station | AR | Arkansas | 5119 | Pulaski | 34.705 | -92.2296 | 485 | 179 | polygon | FALSE | FALSE | America/Chicago | 3 | 72206 72053 | 1840013083 | [10 empty] | College StationAR
Humeston | Humeston | IA | Iowa | 19185 | Wayne | 40.861 | -93.4973 | 484 | 306 | polygon | FALSE | TRUE | America/Chicago | 3 | 50123 | 1840007202 | [10 empty] | HumestonIA
Rose City | Rose City | TX | Texas | 48361 | Orange | 30.1049 | -94.0506 | 484 | 123 | polygon | FALSE | TRUE | America/Chicago | 3 | 77662 | 1840020909 | [10 empty] | Rose CityTX
Clarence | Clarence | LA | Louisiana | 22069 | Natchitoches | 31.8198 | -93.029 | 484 | 118 | polygon | FALSE | TRUE | America/Chicago | 3 | 71457 71414 | 1840018139 | [10 empty] | ClarenceLA
Pewamo | Pewamo | MI | Michigan | 26067 | Ionia | 43.002 | -84.8473 | 484 | 186 | polygon | FALSE | TRUE | America/Detroit | 3 | 48873 | 1840011021 | [10 empty] | PewamoMI
Gilman | Gilman | IA | Iowa | 19127 | Marshall | 41.8788 | -92.7881 | 484 | 345 | polygon | FALSE | TRUE | America/Chicago | 3 | 50106 | 1840008111 | [10 empty] | GilmanIA
Urich | Urich | MO | Missouri | 29083 | Henry | 38.4604 | -93.9989 | 484 | 462 | polygon | FALSE | TRUE | America/Chicago | 3 | 64788 | 1840010790 | [10 empty] | UrichMO
Lyndon Station | Lyndon Station | WI | Wisconsin | 55057 | Juneau | 43.7088 | -89.8937 | 484 | 88 | polygon | FALSE | TRUE | America/Chicago | 3 | 53944 | 1840002229 | [10 empty] | Lyndon StationWI
Haring | Haring | MI | Michigan | 26165 | Wexford | 44.2821 | -85.4005 | 484 | 83 | polygon | FALSE | FALSE | America/Detroit | 3 | 49601 | 1840023969 | [10 empty] | HaringMI
West Farmington | West Farmington | OH | Ohio | 39155 | Trumbull | 41.391 | -80.974 | 484 | 206 | polygon | FALSE | TRUE | America/New_York | 3 | 44491 | 1840011598 | [10 empty] | West FarmingtonOH
Springfield | Springfield | SC | South Carolina | 45075 | Orangeburg | 33.4967 | -81.2795 | 484 | 107 | polygon | FALSE | TRUE | America/New_York | 3 | 29146 | 1840018009 | [10 empty] | SpringfieldSC
Rancho Banquete | Rancho Banquete | TX | Texas | 48355 | Nueces | 27.8094 | -97.8455 | 484 | 65 | polygon | FALSE | FALSE | America/Chicago | 3 | 78380 | 1840037072 | [10 empty] | Rancho BanqueteTX
New Odanah | New Odanah | WI | Wisconsin | 55003 | Ashland | 46.5986 | -90.6618 | 484 | 49 | polygon | FALSE | TRUE | America/Chicago | 3 | 54806 54861 | 1840042189 | [10 empty] | New OdanahWI
Owensburg | Owensburg | IN | Indiana | 18055 | Greene | 38.9305 | -86.7292 | 483 | 31 | polygon | FALSE | FALSE | America/Indiana/Indianapolis | 3 | 47453 47462 | 1840024532 | [10 empty] | OwensburgIN
Fletcher | Fletcher | OH | Ohio | 39109 | Miami | 40.1419 | -84.1119 | 483 | 600 | polygon | FALSE | TRUE | America/New_York | 3 | 45326 | 1840012375 | [10 empty] | FletcherOH
Lilesville | Lilesville | NC | North Carolina | 37007 | Anson | 34.9675 | -79.9845 | 483 | 187 | polygon | FALSE | TRUE | America/New_York | 3 | 28091 | 1840016447 | [10 empty] | LilesvilleNC
Stockport | Stockport | OH | Ohio | 39115 | Morgan | 39.5489 | -81.7944 | 483 | 567 | polygon | FALSE | TRUE | America/New_York | 3 | 43787 | 1840012570 | [10 empty] | StockportOH
Hayesville | Hayesville | NC | North Carolina | 37043 | Clay | 35.045 | -83.8179 | 483 | 293 | polygon | FALSE | TRUE | America/New_York | 3 | 28904 | 1840015491 | [10 empty] | HayesvilleNC
Hoffman | Hoffman | IL | Illinois | 17027 | Clinton | 38.5404 | -89.2644 | 483 | 368 | polygon | FALSE | TRUE | America/Chicago | 3 | 62801 62250 | 1840012854 | [10 empty] | HoffmanIL
Lake Meredith Estates | Lake Meredith Estates | TX | Texas | 48233 | Hutchinson | 35.6639 | -101.6027 | 483 | 220 | polygon | FALSE | TRUE | America/Chicago | 3 | 79036 | 1840042606 | [10 empty] | Lake Meredith EstatesTX
Oxford Junction | Oxford Junction | IA | Iowa | 19105 | Jones | 41.9838 | -90.9541 | 483 | 268 | polygon | FALSE | TRUE | America/Chicago | 3 | 52323 | 1840009153 | [10 empty] | Oxford JunctionIA
Delmar | Delmar | IA | Iowa | 19045 | Clinton | 41.9988 | -90.608 | 483 | 245 | polygon | FALSE | TRUE | America/Chicago | 3 | 52037 | 1840007043 | [10 empty] | DelmarIA
Pillager | Pillager | MN | Minnesota | 27021 | Cass | 46.3295 | -94.4796 | 483 | 219 | polygon | FALSE | TRUE | America/Chicago | 3 | 56473 | 1840008836 | [10 empty] | PillagerMN
Fair Play | Fair Play | MO | Missouri | 29167 | Polk | 37.6331 | -93.5769 | 483 | 457 | polygon | FALSE | TRUE | America/Chicago | 3 | 65649 | 1840008714 | [10 empty] | Fair PlayMO
Big Horn | Big Horn | WY | Wyoming | 56033 | Sheridan | 44.6791 | -106.9971 | 483 | 103 | polygon | FALSE | FALSE | America/Denver | 3 | 82801 | 1840017428 | [10 empty] | Big HornWY
Pleasant View | Pleasant View | KY | Kentucky | 21235 | Whitley | 36.6781 | -84.1284 | 483 | 236 | polygon | FALSE | FALSE | America/New_York | 3 | 40769 | 1840026915 | [10 empty] | Pleasant ViewKY
Allenhurst | Allenhurst | NJ | New Jersey | 34025 | Monmouth | 40.2362 | -74.0017 | 483 | 744 | polygon | FALSE | TRUE | America/New_York | 3 | 7711 | 1840003682 | [10 empty] | AllenhurstNJ
Lewiston Woodville | Lewiston Woodville | NC | North Carolina | 37015 | Bertie | 36.1141 | -77.1811 | 482 | 95 | polygon | FALSE | TRUE | America/New_York | 3 | 27849 | 1840016148 | [10 empty] | Lewiston WoodvilleNC
Ehrhardt | Ehrhardt | SC | South Carolina | 45009 | Bamberg | 33.0985 | -81.0138 | 482 | 59 | polygon | FALSE | TRUE | America/New_York | 3 | 29081 | 1840016873 | [10 empty] | EhrhardtSC
Melbourne | Melbourne | KY | Kentucky | 21037 | Campbell | 39.0319 | -84.3707 | 482 | 222 | polygon | FALSE | TRUE | America/New_York | 3 | 41059 | 1840015168 | [10 empty] | MelbourneKY
Dawson | Dawson | IL | Illinois | 17167 | Sangamon | 39.8534 | -89.4625 | 482 | 217 | polygon | FALSE | TRUE | America/Chicago | 3 | 62520 | 1840012446 | [10 empty] | DawsonIL
Pine Grove | Pine Grove | WV | West Virginia | 54103 | Wetzel | 39.5642 | -80.6826 | 482 | 528 | polygon | FALSE | TRUE | America/New_York | 3 | 26419 | 1840005672 | [10 empty] | Pine GroveWV
Bertha | Bertha | MN | Minnesota | 27153 | Todd | 46.2671 | -95.0618 | 482 | 171 | polygon | FALSE | TRUE | America/Chicago | 3 | 56437 | 1840006666 | [10 empty] | BerthaMN
Fielding | Fielding | UT | Utah | 49003 | Box Elder | 41.8126 | -112.1174 | 482 | 364 | polygon | FALSE | TRUE | America/Denver | 3 | 84311 | 1840021332 | [10 empty] | FieldingUT
Newport | Newport | IN | Indiana | 18165 | Vermillion | 39.8841 | -87.4072 | 482 | 213 | polygon | FALSE | TRUE | America/Indiana/Indianapolis | 3 | 47854 47966 | 1840009472 | [10 empty] | NewportIN
Deercroft | Deercroft | NC | North Carolina | 37165 | Scotland | 34.9592 | -79.4351 | 482 | 144 | polygon | FALSE | TRUE | America/New_York | 3 | 28396 | 1840043056 | [10 empty] | DeercroftNC
Clearview | Clearview | WV | West Virginia | 54069 | Ohio | 40.1399 | -80.6899 | 482 | 460 | polygon | FALSE | TRUE | America/New_York | 3 | 26003 | 1840005515 | [10 empty] | ClearviewWV
Young | Young | AZ | Arizona | 4007 | Gila | 34.1189 | -110.9559 | 482 | 3 | polygon | FALSE | FALSE | America/Phoenix | 3 | 85554 | 1840019265 | [10 empty] | YoungAZ
Simpson | Simpson | NC | North Carolina | 37147 | Pitt | 35.5752 | -77.2789 | 482 | 499 | polygon | FALSE | TRUE | America/New_York | 3 | 27858 27879 | 1840017788 | [10 empty] | SimpsonNC
Tabernash | Tabernash | CO | Colorado | 8049 | Grand | 39.9789 | -105.8444 | 482 | 39 | polygon | FALSE | FALSE | America/Denver | 3 | 80478 | 1840018759 | [10 empty] | TabernashCO
Lennon | Lennon | MI | Michigan | 26155 | Shiawassee | 42.9855 | -83.9325 | 482 | 203 | polygon | FALSE | TRUE | America/Detroit | 3 | 48449 | 1840011012 | [10 empty] | LennonMI
St. Paul | St. Paul | AK | Alaska | 2016 | Aleutians West | 57.1815 | -170.2743 | 481 | 4 | polygon | FALSE | TRUE | America/Nome | 3 | 99660 | 1840023264 | [10 empty] | St. PaulAK
Kandiyohi | Kandiyohi | MN | Minnesota | 27067 | Kandiyohi | 45.1315 | -94.9331 | 481 | 493 | polygon | FALSE | TRUE | America/Chicago | 3 | 56251 | 1840007802 | [10 empty] | KandiyohiMN
Monterey | Monterey | LA | Louisiana | 22029 | Concordia | 31.4436 | -91.7191 | 481 | 65 | polygon | FALSE | FALSE | America/Chicago | 3 | 71354 | 1840025948 | [10 empty] | MontereyLA
Arnett | Arnett | OK | Oklahoma | 40045 | Ellis | 36.135 | -99.7712 | 481 | 432 | polygon | FALSE | TRUE | America/Chicago | 3 | 73832 | 1840020375 | [10 empty] | ArnettOK
Fort Garland | Fort Garland | CO | Colorado | 8023 | Costilla | 37.4279 | -105.435 | 481 | 494 | polygon | FALSE | FALSE | America/Denver | 3 | 81133 | 1840017626 | [10 empty] | Fort GarlandCO
Bobtown | Bobtown | PA | Pennsylvania | 42059 | Greene | 39.7603 | -79.9848 | 481 | 301 | polygon | FALSE | FALSE | America/New_York | 3 | 15315 | 1840026585 | [10 empty] | BobtownPA
Scotch Meadows | Scotch Meadows | NC | North Carolina | 37165 | Scotland | 34.689 | -79.5177 | 481 | 545 | polygon | FALSE | TRUE | America/New_York | 3 | 28352 | 1840043083 | [10 empty] | Scotch MeadowsNC
Berthold | Berthold | ND | North Dakota | 38101 | Ward | 48.317 | -101.7478 | 481 | 156 | polygon | FALSE | TRUE | America/Chicago | 3 | 58718 | 1840001866 | [10 empty] | BertholdND
Lacomb | Lacomb | OR | Oregon | 41043 | Linn | 44.5844 | -122.7417 | 481 | 46 | polygon | FALSE | FALSE | America/Los_Angeles | 3 | 97355 | 1840023942 | [10 empty] | LacombOR
Old Hundred | Old Hundred | NC | North Carolina | 37165 | Scotland | 34.8246 | -79.5922 | 481 | 191 | polygon | FALSE | FALSE | America/New_York | 3 | 28351 | 1840024991 | [10 empty] | Old HundredNC
Burlington Junction | Burlington Junction | MO | Missouri | 29147 | Nodaway | 40.4466 | -95.0667 | 481 | 185 | polygon | FALSE | TRUE | America/Chicago | 3 | 64428 | 1840007225 | [10 empty] | Burlington JunctionMO
Auburn | Auburn | WY | Wyoming | 56023 | Lincoln | 42.7943 | -111.0135 | 481 | 86 | polygon | FALSE | FALSE | America/Denver | 3 | 83111 | 1840017450 | [10 empty] | AuburnWY
Kaneville | Kaneville | IL | Illinois | 17089 | Kane | 41.8336 | -88.5216 | 480 | 589 | polygon | FALSE | TRUE | America/Chicago | 3 | 60119 60144 | 1840011344 | [10 empty] | KanevilleIL
Ohio | Ohio | IL | Illinois | 17011 | Bureau | 41.556 | -89.4606 | 480 | 230 | polygon | FALSE | TRUE | America/Chicago | 3 | 61349 | 1840011579 | [10 empty] | OhioIL
Aguilar | Aguilar | CO | Colorado | 8071 | Las Animas | 37.4036 | -104.655 | 480 | 472 | polygon | FALSE | TRUE | America/Denver | 3 | 81020 | 1840021546 | [10 empty] | AguilarCO
Lostant | Lostant | IL | Illinois | 17099 | LaSalle | 41.1252 | -89.0668 | 480 | 165 | polygon | FALSE | TRUE | America/Chicago | 3 | 61334 | 1840011537 | [10 empty] | LostantIL
Buffalo | Buffalo | IL | Illinois | 17167 | Sangamon | 39.8499 | -89.409 | 480 | 521 | polygon | FALSE | TRUE | America/Chicago | 3 | 62515 | 1840010558 | [10 empty] | BuffaloIL
Fife Lake | Fife Lake | MI | Michigan | 26055 | Grand Traverse | 44.5731 | -85.3511 | 480 | 255 | polygon | FALSE | TRUE | America/Detroit | 3 | 49633 | 1840013143 | [10 empty] | Fife LakeMI
Portage | Portage | OH | Ohio | 39173 | Wood | 41.3232 | -83.6468 | 480 | 124 | polygon | FALSE | TRUE | America/New_York | 3 | 43451 | 1840011555 | [10 empty] | PortageOH
Amber | Amber | OK | Oklahoma | 40051 | Grady | 35.1602 | -97.882 | 480 | 46 | polygon | FALSE | TRUE | America/Chicago | 3 | 73004 | 1840021804 | [10 empty] | AmberOK
Glen Allen | Glen Allen | AL | Alabama | 1057 | Fayette | 33.8922 | -87.7328 | 480 | 28 | polygon | FALSE | TRUE | America/Chicago | 3 | 35559 35594 35554 | 1840005839 | [10 empty] | Glen AllenAL
Lefors | Lefors | TX | Texas | 48179 | Gray | 35.4396 | -100.804 | 480 | 475 | polygon | FALSE | TRUE | America/Chicago | 3 | 79054 | 1840022590 | [10 empty] | LeforsTX
Jacksonville | Jacksonville | OH | Ohio | 39009 | Athens | 39.4762 | -82.0799 | 480 | 765 | polygon | FALSE | TRUE | America/New_York | 3 | 45740 | 1840012624 | [10 empty] | JacksonvilleOH
Bear Creek | Bear Creek | TX | Texas | 48209 | Hays | 30.1826 | -97.94 | 480 | 157 | polygon | FALSE | TRUE | America/Chicago | 3 | 78737 | 1840023149 | [10 empty] | Bear CreekTX
Los Ebanos | Los Ebanos | TX | Texas | 48427 | Starr | 26.4114 | -98.9185 | 480 | 6143 | polygon | FALSE | FALSE | America/Chicago | 2 | 78582 | 1840037124 | [10 empty] | Los EbanosTX
Collins | Collins | OH | Ohio | 39077 | Huron | 41.2508 | -82.4915 | 480 | 40 | polygon | FALSE | FALSE | America/New_York | 3 | 44826 | 1840026343 | [10 empty] | CollinsOH
Pettus | Pettus | TX | Texas | 48025 | Bee | 28.6156 | -97.8121 | 479 | 31 | polygon | FALSE | FALSE | America/Chicago | 3 | 78146 | 1840019694 | [10 empty] | PettusTX
Arnot | Arnot | PA | Pennsylvania | 42117 | Tioga | 41.6623 | -77.1222 | 479 | 180 | polygon | FALSE | FALSE | America/New_York | 3 | 16911 | 1840026233 | [10 empty] | ArnotPA
Humphrey | Humphrey | AR | Arkansas | 5001 | Arkansas | 34.4224 | -91.7025 | 479 | 141 | polygon | FALSE | TRUE | America/Chicago | 3 | 72073 | 1840014685 | [10 empty] | HumphreyAR
Orangeville | Orangeville | PA | Pennsylvania | 42037 | Columbia | 41.0769 | -76.4115 | 479 | 415 | polygon | FALSE | TRUE | America/New_York | 3 | 17859 | 1840000815 | [10 empty] | OrangevillePA
Pollock | Pollock | LA | Louisiana | 22043 | Grant | 31.4985 | -92.4432 | 479 | 23 | polygon | FALSE | TRUE | America/Chicago | 3 | 71407 71467 | 1840017070 | [10 empty] | PollockLA
Depew | Depew | OK | Oklahoma | 40037 | Creek | 35.7977 | -96.524 | 479 | 269 | polygon | FALSE | TRUE | America/Chicago | 3 | 74028 | 1840021692 | [10 empty] | DepewOK
Hammond | Hammond | IL | Illinois | 17147 | Piatt | 39.7994 | -88.5921 | 479 | 244 | polygon | FALSE | TRUE | America/Chicago | 3 | 61929 | 1840012321 | [10 empty] | HammondIL
Fairview Beach | Fairview Beach | VA | Virginia | 51099 | King George | 38.3282 | -77.2423 | 479 | 638 | polygon | FALSE | FALSE | America/New_York | 3 | 22485 | 1840001665 | [10 empty] | Fairview BeachVA
Friendsville | Friendsville | MD | Maryland | 24023 | Garrett | 39.6624 | -79.4044 | 479 | 185 | polygon | FALSE | TRUE | America/New_York | 3 | 21531 | 1840005628 | [10 empty] | FriendsvilleMD
Lake Ivanhoe | Lake Ivanhoe | WI | Wisconsin | 55127 | Walworth | 42.58 | -88.3415 | 479 | 356 | polygon | FALSE | TRUE | America/Chicago | 3 | 53105 | 1840042465 | [10 empty] | Lake IvanhoeWI
West Alexander | West Alexander | PA | Pennsylvania | 42125 | Washington | 40.107 | -80.5092 | 479 | 151 | polygon | FALSE | FALSE | America/New_York | 3 | 15376 | 1840026508 | [10 empty] | West AlexanderPA
Lyons | Lyons | PA | Pennsylvania | 42011 | Berks | 40.4807 | -75.7591 | 479 | 519 | polygon | FALSE | TRUE | America/New_York | 3 | 19536 | 1840001182 | [10 empty] | LyonsPA
Old Forge | Old Forge | NY | New York | 36043 | Herkimer | 43.706 | -74.9722 | 479 | 103 | polygon | FALSE | FALSE | America/New_York | 3 | 13420 | 1840026142 | [10 empty] | Old ForgeNY
Bellefonte | Bellefonte | AR | Arkansas | 5009 | Boone | 36.1998 | -93.047 | 478 | 296 | polygon | FALSE | TRUE | America/Chicago | 3 | 72601 | 1840015297 | [10 empty] | BellefonteAR
Red Oak | Red Oak | OK | Oklahoma | 40077 | Latimer | 34.9508 | -95.0814 | 478 | 199 | polygon | FALSE | TRUE | America/Chicago | 3 | 74563 | 1840021833 | [10 empty] | Red OakOK
Cooper Landing | Cooper Landing | AK | Alaska | 2122 | Kenai Peninsula | 60.4945 | -149.841 | 478 | 2 | polygon | FALSE | FALSE | America/Anchorage | 3 | 99572 | 1840023414 | [10 empty] | Cooper LandingAK
Omar | Omar | WV | West Virginia | 54045 | Logan | 37.7583 | -81.9973 | 478 | 164 | polygon | FALSE | FALSE | America/New_York | 3 | 25638 | 1840038156 | [10 empty] | OmarWV
Nassawadox | Nassawadox | VA | Virginia | 51131 | Northampton | 37.4763 | -75.8591 | 478 | 278 | polygon | FALSE | TRUE | America/New_York | 3 | 23413 | 1840006418 | [10 empty] | NassawadoxVA
Charter Oak | Charter Oak | IA | Iowa | 19047 | Crawford | 42.0683 | -95.589 | 478 | 382 | polygon | FALSE | TRUE | America/Chicago | 3 | 51439 | 1840007004 | [10 empty] | Charter OakIA
Loganton | Loganton | PA | Pennsylvania | 42035 | Clinton | 41.0338 | -77.3023 | 478 | 175 | polygon | FALSE | TRUE | America/New_York | 3 | 17747 | 1840003451 | [10 empty] | LogantonPA
Hecker | Hecker | IL | Illinois | 17133 | Monroe | 38.3054 | -89.9934 | 478 | 730 | polygon | FALSE | TRUE | America/Chicago | 3 | 62278 62248 62298 | 1840012895 | [10 empty] | HeckerIL
Verona | Verona | OH | Ohio | 39135 | Preble | 39.9018 | -84.4959 | 478 | 404 | polygon | FALSE | TRUE | America/New_York | 3 | 45338 45309 45378 | 1840012497 | [10 empty] | VeronaOH
Red Level | Red Level | AL | Alabama | 1039 | Covington | 31.4055 | -86.6084 | 478 | 96 | polygon | FALSE | TRUE | America/Chicago | 3 | 36474 | 1840018176 | [10 empty] | Red LevelAL
Onyx | Onyx | CA | California | 6029 | Kern | 35.6839 | -118.2102 | 478 | 16 | polygon | FALSE | FALSE | America/Los_Angeles | 3 | 93255 | 1840019138 | [10 empty] | OnyxCA
Falmouth | Falmouth | PA | Pennsylvania | 42071 | Lancaster | 40.1316 | -76.7045 | 478 | 187 | polygon | FALSE | FALSE | America/New_York | 3 | 17502 17022 | 1840024333 | [10 empty] | FalmouthPA
Icehouse Canyon | Icehouse Canyon | AZ | Arizona | 4007 | Gila | 33.3553 | -110.7965 | 478 | 37 | polygon | FALSE | TRUE | America/Phoenix | 3 | 85501 | 1840075398 | [10 empty] | Icehouse CanyonAZ
Smyer | Smyer | TX | Texas | 48219 | Hockley | 33.5874 | -102.1635 | 478 | 231 | polygon | FALSE | TRUE | America/Chicago | 3 | 79367 | 1840022948 | [10 empty] | SmyerTX
Webb | Webb | MS | Mississippi | 28135 | Tallahatchie | 33.9478 | -90.3464 | 478 | 437 | polygon | FALSE | TRUE | America/Chicago | 3 | 38966 | 1840016742 | [10 empty] | WebbMS
Chapin | Chapin | IL | Illinois | 17137 | Morgan | 39.7669 | -90.4028 | 478 | 184 | polygon | FALSE | TRUE | America/Chicago | 3 | 62628 | 1840010591 | [10 empty] | ChapinIL
Star Harbor | Star Harbor | TX | Texas | 48213 | Henderson | 32.1927 | -96.0541 | 477 | 394 | polygon | FALSE | TRUE | America/Chicago | 3 | 75148 | 1840022110 | [10 empty] | Star HarborTX
Burnsville | Burnsville | WV | West Virginia | 54007 | Braxton | 38.8579 | -80.6538 | 477 | 174 | polygon | FALSE | TRUE | America/New_York | 3 | 26412 26335 | 1840006115 | [10 empty] | BurnsvilleWV
Gateway | Gateway | AR | Arkansas | 5007 | Benton | 36.4854 | -93.9365 | 477 | 28 | polygon | FALSE | TRUE | America/Chicago | 3 | 72732 72733 | 1840016075 | [10 empty] | GatewayAR
Melrose | Melrose | WI | Wisconsin | 55053 | Jackson | 44.1316 | -90.997 | 477 | 229 | polygon | FALSE | TRUE | America/Chicago | 3 | 54642 | 1840002398 | [10 empty] | MelroseWI
Allendale | Allendale | IL | Illinois | 17185 | Wabash | 38.5276 | -87.7102 | 477 | 600 | polygon | FALSE | TRUE | America/Chicago | 3 | 62410 | 1840010789 | [10 empty] | AllendaleIL
Bliss | Bliss | NY | New York | 36121 | Wyoming | 42.5801 | -78.2538 | 477 | 18 | polygon | FALSE | FALSE | America/New_York | 3 | 14024 | 1840025470 | [10 empty] | BlissNY
Mather | Mather | PA | Pennsylvania | 42059 | Greene | 39.9357 | -80.0751 | 477 | 209 | polygon | FALSE | FALSE | America/New_York | 3 | 15346 | 1840026589 | [10 empty] | MatherPA
Delleker | Delleker | CA | California | 6063 | Plumas | 39.8101 | -120.4969 | 477 | 66 | polygon | FALSE | FALSE | America/Los_Angeles | 3 | 96122 | 1840018763 | [10 empty] | DellekerCA
Glenwood | Glenwood | UT | Utah | 49041 | Sevier | 38.7625 | -111.988 | 476 | 340 | polygon | FALSE | TRUE | America/Denver | 3 | 84701 84730 | 1840021479 | [10 empty] | GlenwoodUT
Breda | Breda | IA | Iowa | 19027 | Carroll | 42.184 | -94.9751 | 476 | 247 | polygon | FALSE | TRUE | America/Chicago | 3 | 51436 | 1840004701 | [10 empty] | BredaIA
Whittemore | Whittemore | IA | Iowa | 19109 | Kossuth | 43.0634 | -94.4251 | 476 | 437 | polygon | FALSE | TRUE | America/Chicago | 3 | 50598 | 1840010057 | [10 empty] | WhittemoreIA
Withee | Withee | WI | Wisconsin | 55019 | Clark | 44.9508 | -90.5989 | 476 | 220 | polygon | FALSE | TRUE | America/Chicago | 3 | 54498 | 1840002178 | [10 empty] | WitheeWI
Nances Creek | Nances Creek | AL | Alabama | 1015 | Calhoun | 33.8588 | -85.6733 | 476 | 31 | polygon | FALSE | FALSE | America/Chicago | 3 | 36265 36272 | 1840022931 | [10 empty] | Nances CreekAL
Josephville | Josephville | MO | Missouri | 29183 | St. Charles | 38.8293 | -90.7869 | 476 | 70 | polygon | FALSE | TRUE | America/Chicago | 3 | 63385 | 1840012808 | [10 empty] | JosephvilleMO
Bennett | Bennett | NC | North Carolina | 37037 | Chatham | 35.5664 | -79.54 | 476 | 57 | polygon | FALSE | FALSE | America/New_York | 3 | 27208 | 1840025792 | [10 empty] | BennettNC
Altura | Altura | MN | Minnesota | 27169 | Winona | 44.0642 | -91.9435 | 476 | 61 | polygon | FALSE | TRUE | America/Chicago | 3 | 55969 55910 | 1840006813 | [10 empty] | AlturaMN
Sledge | Sledge | MS | Mississippi | 28119 | Quitman | 34.4327 | -90.2213 | 476 | 353 | polygon | FALSE | TRUE | America/Chicago | 3 | 38670 | 1840017942 | [10 empty] | SledgeMS
Tovey | Tovey | IL | Illinois | 17021 | Christian | 39.5883 | -89.4486 | 476 | 824 | polygon | FALSE | TRUE | America/Chicago | 3 | 62570 | 1840012551 | [10 empty] | ToveyIL
Summit | Summit | SC | South Carolina | 45063 | Lexington | 33.9246 | -81.4226 | 476 | 123 | polygon | FALSE | TRUE | America/New_York | 3 | 29070 | 1840016728 | [10 empty] | SummitSC
Hopkins | Hopkins | MO | Missouri | 29147 | Nodaway | 40.5511 | -94.8169 | 476 | 257 | polygon | FALSE | TRUE | America/Chicago | 3 | 64461 | 1840007228 | [10 empty] | HopkinsMO
Pleasant Grove | Pleasant Grove | MD | Maryland | 24001 | Allegany | 39.6803 | -78.6903 | 476 | 116 | polygon | FALSE | FALSE | America/New_York | 3 | 21502 | 1840031390 | [10 empty] | Pleasant GroveMD
Prospect | Prospect | OR | Oregon | 41029 | Jackson | 42.7526 | -122.4757 | 476 | 52 | polygon | FALSE | FALSE | America/Los_Angeles | 3 | 97536 | 1840025460 | [10 empty] | ProspectOR
Erskine | Erskine | MN | Minnesota | 27119 | Polk | 47.6648 | -96.0125 | 475 | 249 | polygon | FALSE | TRUE | America/Chicago | 3 | 56535 | 1840007701 | [10 empty] | ErskineMN
Morning Glory | Morning Glory | TX | Texas | 48141 | El Paso | 31.5648 | -106.2089 | 475 | 170 | polygon | FALSE | FALSE | America/Denver | 3 | 79836 | 1840037064 | [10 empty] | Morning GloryTX
Dover | Dover | OK | Oklahoma | 40073 | Kingfisher | 35.9815 | -97.9106 | 475 | 591 | polygon | FALSE | TRUE | America/Chicago | 3 | 73734 | 1840021679 | [10 empty] | DoverOK
Bruceville | Bruceville | IN | Indiana | 18083 | Knox | 38.758 | -87.4154 | 475 | 534 | polygon | FALSE | TRUE | America/Indiana/Vincennes | 3 | 47516 | 1840009730 | [10 empty] | BrucevilleIN
Neapolis | Neapolis | OH | Ohio | 39095 | Lucas | 41.4906 | -83.8748 | 475 | 258 | polygon | FALSE | FALSE | America/New_York | 3 | 43522 43547 43532 | 1840026264 | [10 empty] | NeapolisOH
Dyckesville | Dyckesville | WI | Wisconsin | 55009 | Brown | 44.6404 | -87.7656 | 475 | 176 | polygon | FALSE | FALSE | America/Chicago | 3 | 54217 | 1840025359 | [10 empty] | DyckesvilleWI
Cement | Cement | OK | Oklahoma | 40015 | Caddo | 34.9362 | -98.1364 | 475 | 402 | polygon | FALSE | TRUE | America/Chicago | 3 | 73017 | 1840022751 | [10 empty] | CementOK
Enterprise | Enterprise | MS | Mississippi | 28023 | Clarke | 32.1731 | -88.8163 | 475 | 74 | polygon | FALSE | TRUE | America/Chicago | 3 | 39330 | 1840017032 | [10 empty] | EnterpriseMS
Taylor | Taylor | WI | Wisconsin | 55053 | Jackson | 44.3217 | -91.1206 | 475 | 251 | polygon | FALSE | TRUE | America/Chicago | 3 | 54659 | 1840002394 | [10 empty] | TaylorWI
White Haven | White Haven | MT | Montana | 30053 | Lincoln | 48.3478 | -115.516 | 475 | 185 | polygon | FALSE | FALSE | America/Denver | 3 | 59923 | 1840023750 | [10 empty] | White HavenMT
Butterfield | Butterfield | MO | Missouri | 29009 | Barry | 36.7468 | -93.9043 | 475 | 395 | polygon | FALSE | TRUE | America/Chicago | 3 | 65625 65623 | 1840010898 | [10 empty] | ButterfieldMO
Baumstown | Baumstown | PA | Pennsylvania | 42011 | Berks | 40.2777 | -75.8066 | 475 | 183 | polygon | FALSE | FALSE | America/New_York | 3 | 19508 | 1840026460 | [10 empty] | BaumstownPA
Wauhillau | Wauhillau | OK | Oklahoma | 40001 | Adair | 35.8682 | -94.7623 | 474 | 23 | polygon | FALSE | FALSE | America/Chicago | 3 | 74960 | 1840034597 | [10 empty] | WauhillauOK
Lime Springs | Lime Springs | IA | Iowa | 19089 | Howard | 43.4499 | -92.2842 | 474 | 179 | polygon | FALSE | TRUE | America/Chicago | 3 | 52155 | 1840009036 | [10 empty] | Lime SpringsIA
Brazos Country | Brazos Country | TX | Texas | 48015 | Austin | 29.7547 | -96.0424 | 474 | 88 | polygon | FALSE | TRUE | America/Chicago | 3 | 77474 | 1840019625 | [10 empty] | Brazos CountryTX
Neelyville | Neelyville | MO | Missouri | 29023 | Butler | 36.5562 | -90.5139 | 474 | 159 | polygon | FALSE | TRUE | America/Chicago | 3 | 63954 | 1840008799 | [10 empty] | NeelyvilleMO
Tallula | Tallula | IL | Illinois | 17129 | Menard | 39.9457 | -89.9365 | 474 | 344 | polygon | FALSE | TRUE | America/Chicago | 3 | 62688 | 1840012400 | [10 empty] | TallulaIL
Fair Play | Fair Play | SC | South Carolina | 45073 | Oconee | 34.5077 | -82.9862 | 474 | 27 | polygon | FALSE | FALSE | America/New_York | 3 | 29643 | 1840024986 | [10 empty] | Fair PlaySC
Sudlersville | Sudlersville | MD | Maryland | 24035 | Queen Anne's | 39.1832 | -75.8535 | 474 | 120 | polygon | FALSE | TRUE | America/New_York | 3 | 21668 | 1840005903 | [10 empty] | SudlersvilleMD
Scotland | Scotland | TX | Texas | 48009 | Archer | 33.6499 | -98.4677 | 474 | 23 | polygon | FALSE | TRUE | America/Chicago | 3 | 76379 | 1840021977 | [10 empty] | ScotlandTX
San Fidel | San Fidel | NM | New Mexico | 35006 | Cibola | 35.1025 | -107.5975 | 473 | 43 | polygon | FALSE | FALSE | America/Denver | 3 | 87049 | 1840024966 | [10 empty] | San FidelNM
Coalton | Coalton | OH | Ohio | 39079 | Jackson | 39.1117 | -82.611 | 473 | 332 | polygon | FALSE | TRUE | America/New_York | 3 | 45692 45621 | 1840012744 | [10 empty] | CoaltonOH
Lyman | Lyman | WA | Washington | 53057 | Skagit | 48.523 | -122.0634 | 473 | 272 | polygon | FALSE | TRUE | America/Los_Angeles | 3 | 98263 98284 | 1840021069 | [10 empty] | LymanWA
South Wayne | South Wayne | WI | Wisconsin | 55065 | Lafayette | 42.5673 | -89.8761 | 473 | 224 | polygon | FALSE | TRUE | America/Chicago | 3 | 53587 | 1840002498 | [10 empty] | South WayneWI
Corwin | Corwin | OH | Ohio | 39165 | Warren | 39.5249 | -84.0676 | 473 | 529 | polygon | FALSE | TRUE | America/New_York | 3 | 45068 | 1840012612 | [10 empty] | CorwinOH
St. Joe | St. Joe | IN | Indiana | 18033 | DeKalb | 41.3147 | -84.9012 | 473 | 544 | polygon | FALSE | TRUE | America/Indiana/Indianapolis | 3 | 46785 | 1840010247 | [10 empty] | St. JoeIN
Shaver Lake | Shaver Lake | CA | California | 6019 | Fresno | 37.0971 | -119.3245 | 473 | 5 | polygon | FALSE | FALSE | America/Los_Angeles | 3 | 93664 | 1840018939 | [10 empty] | Shaver LakeCA
Crawfordville | Crawfordville | GA | Georgia | 13265 | Taliaferro | 33.5545 | -82.8965 | 473 | 58 | polygon | FALSE | TRUE | America/New_York | 3 | 30631 | 1840014811 | [10 empty] | CrawfordvilleGA
Rouseville | Rouseville | PA | Pennsylvania | 42121 | Venango | 41.4704 | -79.6847 | 473 | 204 | polygon | FALSE | TRUE | America/New_York | 3 | 16344 | 1840003429 | [10 empty] | RousevillePA
East Carondelet | East Carondelet | IL | Illinois | 17163 | St. Clair | 38.5385 | -90.24 | 473 | 155 | polygon | FALSE | TRUE | America/Chicago | 3 | 62240 | 1840012868 | [10 empty] | East CarondeletIL
Winthrop | Winthrop | WA | Washington | 53047 | Okanogan | 48.4717 | -120.179 | 472 | 195 | polygon | FALSE | TRUE | America/Los_Angeles | 3 | 98862 | 1840022272 | [10 empty] | WinthropWA
Amsterdam | Amsterdam | OH | Ohio | 39081 | Jefferson | 40.4717 | -80.9217 | 472 | 570 | polygon | FALSE | TRUE | America/New_York | 3 | 43903 | 1840010409 | [10 empty] | AmsterdamOH
Ione | Ione | WA | Washington | 53051 | Pend Oreille | 48.7401 | -117.4215 | 472 | 343 | polygon | FALSE | TRUE | America/Los_Angeles | 3 | 99139 | 1840021061 | [10 empty] | IoneWA
Tamms | Tamms | IL | Illinois | 17003 | Alexander | 37.2416 | -89.2714 | 472 | 78 | polygon | FALSE | TRUE | America/Chicago | 3 | 62988 62993 | 1840013020 | [10 empty] | TammsIL
Corn | Corn | OK | Oklahoma | 40149 | Washita | 35.3793 | -98.7814 | 472 | 510 | polygon | FALSE | TRUE | America/Chicago | 3 | 73024 | 1840022761 | [10 empty] | CornOK
Coopers Plains | Coopers Plains | NY | New York | 36101 | Steuben | 42.1794 | -77.1376 | 472 | 221 | polygon | FALSE | FALSE | America/New_York | 3 | 14870 14827 | 1840026197 | [10 empty] | Coopers PlainsNY
Hewlett Neck | Hewlett Neck | NY | New York | 36059 | Nassau | 40.6247 | -73.6981 | 472 | 932 | polygon | FALSE | TRUE | America/New_York | 3 | 11598 | 1840005296 | [10 empty] | Hewlett NeckNY
Oak Grove Village | Oak Grove Village | MO | Missouri | 29071 | Franklin | 38.2278 | -91.1494 | 472 | 296 | polygon | FALSE | TRUE | America/Chicago | 3 | 63080 | 1840012862 | [10 empty] | Oak Grove VillageMO
Chrisney | Chrisney | IN | Indiana | 18147 | Spencer | 38.01 | -87.0319 | 472 | 258 | polygon | FALSE | TRUE | America/Chicago | 3 | 47611 | 1840009757 | [10 empty] | ChrisneyIN
Cortland | Cortland | NE | Nebraska | 31067 | Gage | 40.5059 | -96.7064 | 472 | 693 | polygon | FALSE | TRUE | America/Chicago | 3 | 68331 | 1840012162 | [10 empty] | CortlandNE
Kenvir | Kenvir | KY | Kentucky | 21095 | Harlan | 36.8531 | -83.1539 | 472 | 623 | polygon | FALSE | FALSE | America/New_York | 3 | 40828 40847 | 1840026897 | [10 empty] | KenvirKY
Millsboro | Millsboro | PA | Pennsylvania | 42125 | Washington | 39.9902 | -80.0022 | 472 | 231 | polygon | FALSE | FALSE | America/New_York | 3 | 15348 15333 | 1840024313 | [10 empty] | MillsboroPA
Kendall | Kendall | WI | Wisconsin | 55081 | Monroe | 43.7926 | -90.3677 | 472 | 238 | polygon | FALSE | TRUE | America/Chicago | 3 | 54638 | 1840002570 | [10 empty] | KendallWI
Argonia | Argonia | KS | Kansas | 20191 | Sumner | 37.2679 | -97.7629 | 471 | 258 | polygon | FALSE | TRUE | America/Chicago | 3 | 67004 | 1840007609 | [10 empty] | ArgoniaKS
Unionville | Unionville | MI | Michigan | 26157 | Tuscola | 43.6538 | -83.4671 | 471 | 193 | polygon | FALSE | TRUE | America/Detroit | 3 | 48767 | 1840010975 | [10 empty] | UnionvilleMI
Marianna | Marianna | PA | Pennsylvania | 42125 | Washington | 40.0128 | -80.1121 | 471 | 92 | polygon | FALSE | TRUE | America/New_York | 3 | 15345 15370 | 1840003659 | [10 empty] | MariannaPA
Mackinac Island | Mackinac Island | MI | Michigan | 26097 | Mackinac | 45.8593 | -84.6253 | 471 | 41 | polygon | FALSE | TRUE | America/Detroit | 3 | 49757 | 1840003939 | [10 empty] | Mackinac IslandMI
Fairview | Fairview | IL | Illinois | 17057 | Fulton | 40.6485 | -90.1841 | 471 | 43 | polygon | FALSE | TRUE | America/Chicago | 3 | 61432 | 1840012014 | [10 empty] | FairviewIL
Timbercreek Canyon | Timbercreek Canyon | TX | Texas | 48381 | Randall | 35.0539 | -101.8186 | 471 | 95 | polygon | FALSE | TRUE | America/Chicago | 3 | 79118 | 1840037026 | [10 empty] | Timbercreek CanyonTX
Rothsay | Rothsay | MN | Minnesota | 27167 | Wilkin | 46.4735 | -96.2845 | 471 | 222 | polygon | FALSE | TRUE | America/Chicago | 3 | 56579 | 1840008854 | [10 empty] | RothsayMN
Chefornak | Chefornak | AK | Alaska | 2050 | Bethel | 60.155 | -164.255 | 471 | 34 | polygon | FALSE | TRUE | America/Nome | 3 | 99561 | 1840023354 | [10 empty] | ChefornakAK
Bayfield | Bayfield | WI | Wisconsin | 55007 | Bayfield | 46.8141 | -90.8226 | 471 | 211 | polygon | FALSE | TRUE | America/Chicago | 3 | 54814 | 1840003914 | [10 empty] | BayfieldWI
Glen Park | Glen Park | NY | New York | 36045 | Jefferson | 44.0016 | -75.9548 | 471 | 254 | polygon | FALSE | TRUE | America/New_York | 3 | 13601 | 1840004112 | [10 empty] | Glen ParkNY
Oacoma | Oacoma | SD | South Dakota | 46085 | Lyman | 43.8038 | -99.3721 | 471 | 70 | polygon | FALSE | TRUE | America/Chicago | 3 | 57365 | 1840000323 | [10 empty] | OacomaSD
East Millstone | East Millstone | NJ | New Jersey | 34035 | Somerset | 40.5011 | -74.5661 | 471 | 81 | polygon | FALSE | FALSE | America/New_York | 3 | 8873 | 1840024273 | [10 empty] | East MillstoneNJ
Mountain Lake | Mountain Lake | NJ | New Jersey | 34041 | Warren | 40.8614 | -74.9858 | 471 | 161 | polygon | FALSE | TRUE | America/New_York | 3 | 7823 | 1840039933 | [10 empty] | Mountain LakeNJ
Bedias | Bedias | TX | Texas | 48185 | Grimes | 30.7792 | -95.9469 | 470 | 163 | polygon | FALSE | TRUE | America/Chicago | 3 | 77831 | 1840019577 | [10 empty] | BediasTX
Thayer | Thayer | KS | Kansas | 20133 | Neosho | 37.4851 | -95.4845 | 470 | 241 | polygon | FALSE | TRUE | America/Chicago | 3 | 66776 | 1840009886 | [10 empty] | ThayerKS
McNeil | McNeil | AR | Arkansas | 5027 | Columbia | 33.3479 | -93.2083 | 470 | 143 | polygon | FALSE | TRUE | America/Chicago | 3 | 71752 | 1840015727 | [10 empty] | McNeilAR
St. Marie | St. Marie | MT | Montana | 30105 | Valley | 48.4053 | -106.4986 | 470 | 7 | polygon | FALSE | FALSE | America/Denver | 3 | 59230 59231 | 1840018348 | [10 empty] | St. MarieMT
Oak Park | Oak Park | GA | Georgia | 13107 | Emanuel | 32.3822 | -82.3153 | 470 | 25 | polygon | FALSE | TRUE | America/New_York | 3 | 30471 30436 | 1840016962 | [10 empty] | Oak ParkGA
Naplate | Naplate | IL | Illinois | 17099 | LaSalle | 41.3321 | -88.8782 | 470 | 1610 | polygon | FALSE | TRUE | America/Chicago | 3 | 61350 | 1840011538 | [10 empty] | NaplateIL
Weston | Weston | ID | Idaho | 16041 | Franklin | 42.0368 | -111.9783 | 470 | 95 | polygon | FALSE | TRUE | America/Boise | 3 | 83286 | 1840021316 | [10 empty] | WestonID
Hornbeak | Hornbeak | TN | Tennessee | 47131 | Obion | 36.3352 | -89.2983 | 470 | 172 | polygon | FALSE | TRUE | America/Chicago | 3 | 38232 | 1840016066 | [10 empty] | HornbeakTN
Wheatland | Wheatland | IN | Indiana | 18083 | Knox | 38.6632 | -87.3062 | 470 | 443 | polygon | FALSE | TRUE | America/Indiana/Vincennes | 3 | 47597 | 1840010731 | [10 empty] | WheatlandIN
Prue | Prue | OK | Oklahoma | 40113 | Osage | 36.2497 | -96.2668 | 470 | 402 | polygon | FALSE | TRUE | America/Chicago | 3 | 74060 | 1840021591 | [10 empty] | PrueOK
Chance | Chance | MD | Maryland | 24039 | Somerset | 38.1772 | -75.9366 | 470 | 108 | polygon | FALSE | FALSE | America/New_York | 3 | 21821 | 1840006273 | [10 empty] | ChanceMD
Wounded Knee | Wounded Knee | SD | South Dakota | 46102 | Oglala Lakota | 43.1435 | -102.3682 | 470 | 169 | polygon | FALSE | FALSE | America/Denver | 3 | 57794 | 1840006845 | [10 empty] | Wounded KneeSD
Latimer | Latimer | IA | Iowa | 19069 | Franklin | 42.7629 | -93.3655 | 470 | 75 | polygon | FALSE | TRUE | America/Chicago | 3 | 50452 | 1840008036 | [10 empty] | LatimerIA
University Park | University Park | IA | Iowa | 19123 | Mahaska | 41.2857 | -92.6149 | 469 | 234 | polygon | FALSE | TRUE | America/Chicago | 3 | 52595 52577 | 1840010262 | [10 empty] | University ParkIA
Thompson | Thompson | IA | Iowa | 19189 | Winnebago | 43.3698 | -93.7747 | 469 | 206 | polygon | FALSE | TRUE | America/Chicago | 3 | 50478 | 1840009017 | [10 empty] | ThompsonIA
Rawlings | Rawlings | MD | Maryland | 24001 | Allegany | 39.5403 | -78.8858 | 469 | 202 | polygon | FALSE | FALSE | America/New_York | 3 | 21557 | 1840024434 | [10 empty] | RawlingsMD
Shartlesville | Shartlesville | PA | Pennsylvania | 42011 | Berks | 40.5135 | -76.1017 | 469 | 203 | polygon | FALSE | FALSE | America/New_York | 3 | 19526 19554 19506 | 1840026456 | [10 empty] | ShartlesvillePA
Franklin | Franklin | MN | Minnesota | 27129 | Renville | 44.531 | -94.8851 | 469 | 168 | polygon | FALSE | TRUE | America/Chicago | 3 | 55333 | 1840007861 | [10 empty] | FranklinMN
Gilmore City | Gilmore City | IA | Iowa | 19091 | Humboldt | 42.7269 | -94.4369 | 469 | 145 | polygon | FALSE | TRUE | America/Chicago | 3 | 50541 | 1840008029 | [10 empty] | Gilmore CityIA
Jenkins | Jenkins | MN | Minnesota | 27035 | Crow Wing | 46.6527 | -94.3299 | 469 | 40 | polygon | FALSE | TRUE | America/Chicago | 3 | 56472 56474 56456 | 1840007742 | [10 empty] | JenkinsMN
Delhi | Delhi | IA | Iowa | 19055 | Delaware | 42.4303 | -91.3305 | 469 | 185 | polygon | FALSE | TRUE | America/Chicago | 3 | 52223 | 1840006936 | [10 empty] | DelhiIA
Foxworth | Foxworth | MS | Mississippi | 28091 | Marion | 31.2386 | -89.8829 | 469 | 65 | polygon | FALSE | FALSE | America/Chicago | 3 | 39483 | 1840025972 | [10 empty] | FoxworthMS
Sorento | Sorento | IL | Illinois | 17005 | Bond | 39.0007 | -89.5749 | 469 | 227 | polygon | FALSE | TRUE | America/Chicago | 3 | 62086 | 1840012785 | [10 empty] | SorentoIL
Beech Bottom | Beech Bottom | WV | West Virginia | 54009 | Brooke | 40.2181 | -80.6588 | 469 | 155 | polygon | FALSE | TRUE | America/New_York | 3 | 26030 26070 26075 | 1840005481 | [10 empty] | Beech BottomWV
Grand View | Grand View | ID | Idaho | 16073 | Owyhee | 42.984 | -116.0918 | 469 | 315 | polygon | FALSE | TRUE | America/Boise | 3 | 83624 | 1840020048 | [10 empty] | Grand ViewID
Mercer | Mercer | WI | Wisconsin | 55051 | Iron | 46.1635 | -90.0528 | 469 | 40 | polygon | FALSE | FALSE | America/Chicago | 3 | 54547 | 1840025271 | [10 empty] | MercerWI
East Kingston | East Kingston | NY | New York | 36111 | Ulster | 41.9523 | -73.9704 | 469 | 268 | polygon | FALSE | FALSE | America/New_York | 3 | 12401 | 1840004705 | [10 empty] | East KingstonNY
Warner | Warner | SD | South Dakota | 46013 | Brown | 45.3252 | -98.4952 | 468 | 646 | polygon | FALSE | TRUE | America/Chicago | 3 | 57479 | 1840002030 | [10 empty] | WarnerSD
Hallsburg | Hallsburg | TX | Texas | 48309 | McLennan | 31.5684 | -96.9464 | 468 | 34 | polygon | FALSE | TRUE | America/Chicago | 3 | 76682 76624 76705 | 1840020808 | [10 empty] | HallsburgTX
Bowdle | Bowdle | SD | South Dakota | 46045 | Edmunds | 45.4513 | -99.6564 | 468 | 283 | polygon | FALSE | TRUE | America/Chicago | 3 | 57428 | 1840000273 | [10 empty] | BowdleSD
Cowen | Cowen | WV | West Virginia | 54101 | Webster | 38.411 | -80.5542 | 468 | 287 | polygon | FALSE | TRUE | America/New_York | 3 | 26206 | 1840006159 | [10 empty] | CowenWV
Dakota | Dakota | IL | Illinois | 17177 | Stephenson | 42.3879 | -89.5265 | 468 | 727 | polygon | FALSE | TRUE | America/Chicago | 3 | 61018 | 1840011112 | [10 empty] | DakotaIL
Argusville | Argusville | ND | North Dakota | 38017 | Cass | 47.0501 | -96.9431 | 468 | 45 | polygon | FALSE | TRUE | America/Chicago | 3 | 58005 | 1840000171 | [10 empty] | ArgusvilleND
Palmyra | Palmyra | UT | Utah | 49049 | Utah | 40.1473 | -111.6979 | 468 | 16 | polygon | FALSE | FALSE | America/Denver | 3 | 84660 | 1840018753 | [10 empty] | PalmyraUT
South Toledo Bend | South Toledo Bend | TX | Texas | 48351 | Newton | 31.1568 | -93.6074 | 468 | 55 | polygon | FALSE | FALSE | America/Chicago | 3 | 75932 | 1840019558 | [10 empty] | South Toledo BendTX
Gustine | Gustine | TX | Texas | 48093 | Comanche | 31.8457 | -98.4025 | 468 | 197 | polygon | FALSE | TRUE | America/Chicago | 3 | 76455 | 1840022122 | [10 empty] | GustineTX
North Hampton | North Hampton | OH | Ohio | 39023 | Clark | 39.9893 | -83.9442 | 468 | 469 | polygon | FALSE | TRUE | America/New_York | 3 | 45349 45502 | 1840012436 | [10 empty] | North HamptonOH
Naknek | Naknek | AK | Alaska | 2060 | Bristol Bay | 58.7847 | -156.8967 | 468 | 2 | polygon | FALSE | FALSE | America/Anchorage | 3 | 99633 | 1840023273 | [10 empty] | NaknekAK
Thorne Bay | Thorne Bay | AK | Alaska | 2198 | Prince of Wales-Hyder | 55.6652 | -132.5337 | 467 | 6 | polygon | FALSE | TRUE | America/Sitka | 3 | 99919 | 1840023517 | [10 empty] | Thorne BayAK
Ducktown | Ducktown | TN | Tennessee | 47139 | Polk | 35.036 | -84.3848 | 467 | 68 | polygon | FALSE | TRUE | America/New_York | 3 | 37317 37326 | 1840013488 | [10 empty] | DucktownTN
Palmer | Palmer | NE | Nebraska | 31121 | Merrick | 41.2224 | -98.2599 | 467 | 338 | polygon | FALSE | TRUE | America/Chicago | 3 | 68864 | 1840011657 | [10 empty] | PalmerNE
Denver | Denver | IN | Indiana | 18103 | Miami | 40.8647 | -86.0772 | 467 | 751 | polygon | FALSE | TRUE | America/Indiana/Indianapolis | 3 | 46926 | 1840009366 | [10 empty] | DenverIN
Blum | Blum | TX | Texas | 48217 | Hill | 32.1419 | -97.3972 | 467 | 182 | polygon | FALSE | TRUE | America/Chicago | 3 | 76627 | 1840022121 | [10 empty] | BlumTX
Idaho City | Idaho City | ID | Idaho | 16015 | Boise | 43.8281 | -115.8307 | 467 | 271 | polygon | FALSE | TRUE | America/Boise | 3 | 83631 | 1840018620 | [10 empty] | Idaho CityID
Potts Camp | Potts Camp | MS | Mississippi | 28093 | Marshall | 34.6492 | -89.3065 | 467 | 185 | polygon | FALSE | TRUE | America/Chicago | 3 | 38659 | 1840017898 | [10 empty] | Potts CampMS
Harrisville | Harrisville | MI | Michigan | 26001 | Alcona | 44.6575 | -83.2946 | 467 | 285 | polygon | FALSE | TRUE | America/Detroit | 3 | 48740 | 1840002290 | [10 empty] | HarrisvilleMI
Spokane Creek | Spokane Creek | MT | Montana | 30007 | Broadwater | 46.5343 | -111.7393 | 467 | 10 | polygon | FALSE | TRUE | America/Denver | 3 | 59635 59647 | 1840039737 | [10 empty] | Spokane CreekMT
Sulphur Rock | Sulphur Rock | AR | Arkansas | 5063 | Independence | 35.7516 | -91.5003 | 467 | 144 | polygon | FALSE | TRUE | America/Chicago | 3 | 72579 | 1840016249 | [10 empty] | Sulphur RockAR
Maysville | Maysville | AR | Arkansas | 5007 | Benton | 36.4019 | -94.5889 | 467 | 76 | polygon | FALSE | FALSE | America/Chicago | 3 | 72736 | 1840022677 | [10 empty] | MaysvilleAR
Wamsutter | Wamsutter | WY | Wyoming | 56037 | Sweetwater | 41.6679 | -107.979 | 467 | 105 | polygon | FALSE | TRUE | America/Denver | 3 | 82336 | 1840022374 | [10 empty] | WamsutterWY
East Arcadia | East Arcadia | NC | North Carolina | 37017 | Bladen | 34.3816 | -78.3232 | 467 | 80 | polygon | FALSE | TRUE | America/New_York | 3 | 28456 | 1840016563 | [10 empty] | East ArcadiaNC
Brewster | Brewster | MN | Minnesota | 27105 | Nobles | 43.6973 | -95.4644 | 467 | 130 | polygon | FALSE | TRUE | America/Chicago | 3 | 56119 | 1840004168 | [10 empty] | BrewsterMN
Collins | Collins | IA | Iowa | 19169 | Story | 41.902 | -93.3083 | 467 | 369 | polygon | FALSE | TRUE | America/Chicago | 3 | 50055 | 1840007017 | [10 empty] | CollinsIA
Mammoth | Mammoth | PA | Pennsylvania | 42129 | Westmoreland | 40.1987 | -79.4628 | 467 | 89 | polygon | FALSE | FALSE | America/New_York | 3 | 15666 | 1840026442 | [10 empty] | MammothPA
Roxie | Roxie | MS | Mississippi | 28037 | Franklin | 31.5046 | -91.0674 | 466 | 159 | polygon | FALSE | TRUE | America/Chicago | 3 | 39661 | 1840018175 | [10 empty] | RoxieMS
Plymouth | Plymouth | IL | Illinois | 17067 | Hancock | 40.2921 | -90.9162 | 466 | 318 | polygon | FALSE | TRUE | America/Chicago | 3 | 62367 | 1840012105 | [10 empty] | PlymouthIL
Millingport | Millingport | NC | North Carolina | 37167 | Stanly | 35.3763 | -80.3113 | 466 | 31 | polygon | FALSE | FALSE | America/New_York | 3 | 28127 28001 | 1840024952 | [10 empty] | MillingportNC
Lynd | Lynd | MN | Minnesota | 27083 | Lyon | 44.3973 | -95.8812 | 466 | 143 | polygon | FALSE | TRUE | America/Chicago | 3 | 56157 | 1840008966 | [10 empty] | LyndMN
Junction City | Junction City | IL | Illinois | 17121 | Marion | 38.5774 | -89.1258 | 466 | 263 | polygon | FALSE | TRUE | America/Chicago | 3 | 62882 | 1840012844 | [10 empty] | Junction CityIL
Manalapan | Manalapan | FL | Florida | 12099 | Palm Beach | 26.562 | -80.0438 | 466 | 402 | polygon | FALSE | TRUE | America/New_York | 3 | 33462 | 1840017261 | [10 empty] | ManalapanFL
North Rose | North Rose | NY | New York | 36117 | Wayne | 43.1872 | -76.8864 | 466 | 106 | polygon | FALSE | FALSE | America/New_York | 3 | 14516 | 1840026167 | [10 empty] | North RoseNY
Clintonville | Clintonville | PA | Pennsylvania | 42121 | Venango | 41.2016 | -79.8748 | 466 | 164 | polygon | FALSE | TRUE | America/New_York | 3 | 16372 | 1840003423 | [10 empty] | ClintonvillePA
Pinal | Pinal | AZ | Arizona | 4007 | Gila | 33.3799 | -110.7571 | 466 | 438 | polygon | FALSE | FALSE | America/Phoenix | 3 | 85501 | 1840027956 | [10 empty] | PinalAZ
Riverwood | Riverwood | KY | Kentucky | 21111 | Jefferson | 38.2831 | -85.6614 | 466 | 864 | polygon | FALSE | TRUE | America/New_York | 3 | 40207 | 1840014302 | [10 empty] | RiverwoodKY
Kosse | Kosse | TX | Texas | 48293 | Limestone | 31.307 | -96.6293 | 466 | 139 | polygon | FALSE | TRUE | America/Chicago | 3 | 76653 | 1840022144 | [10 empty] | KosseTX
Midway | Midway | AL | Alabama | 1011 | Bullock | 32.0764 | -85.5244 | 466 | 54 | polygon | FALSE | TRUE | America/Chicago | 3 | 36053 | 1840017020 | [10 empty] | MidwayAL
Bancroft | Bancroft | NE | Nebraska | 31039 | Cuming | 42.0104 | -96.5733 | 466 | 491 | polygon | FALSE | TRUE | America/Chicago | 3 | 68004 | 1840011360 | [10 empty] | BancroftNE
Bellamy | Bellamy | AL | Alabama | 1119 | Sumter | 32.4582 | -88.1277 | 466 | 47 | polygon | FALSE | FALSE | America/Chicago | 3 | 35470 36901 | 1840025886 | [10 empty] | BellamyAL
Morven | Morven | NC | North Carolina | 37007 | Anson | 34.8643 | -80 | 466 | 175 | polygon | FALSE | TRUE | America/New_York | 3 | 28119 | 1840016449 | [10 empty] | MorvenNC
St. Cloud | St. Cloud | WI | Wisconsin | 55039 | Fond du Lac | 43.8245 | -88.1687 | 466 | 195 | polygon | FALSE | TRUE | America/Chicago | 3 | 53079 | 1840002611 | [10 empty] | St. CloudWI
Wilbur Park | Wilbur Park | MO | Missouri | 29189 | St. Louis | 38.5532 | -90.3087 | 466 | 3027 | polygon | FALSE | TRUE | America/Chicago | 2 | 63123 | 1840012831 | [10 empty] | Wilbur ParkMO
Forestville | Forestville | PA | Pennsylvania | 42107 | Schuylkill | 40.6938 | -76.2921 | 466 | 206 | polygon | FALSE | FALSE | America/New_York | 3 | 17901 | 1840034973 | [10 empty] | ForestvillePA
Takilma | Takilma | OR | Oregon | 41033 | Josephine | 42.0409 | -123.6222 | 466 | 30 | polygon | FALSE | FALSE | America/Los_Angeles | 3 | 97523 | 1840025488 | [10 empty] | TakilmaOR
Hector | Hector | AR | Arkansas | 5115 | Pope | 35.4644 | -92.976 | 466 | 78 | polygon | FALSE | TRUE | America/Chicago | 3 | 72843 | 1840015403 | [10 empty] | HectorAR
Endeavor | Endeavor | WI | Wisconsin | 55077 | Marquette | 43.7146 | -89.4684 | 465 | 285 | polygon | FALSE | TRUE | America/Chicago | 3 | 53930 | 1840000335 | [10 empty] | EndeavorWI
Penn | Penn | PA | Pennsylvania | 42129 | Westmoreland | 40.3294 | -79.6419 | 465 | 1145 | polygon | FALSE | TRUE | America/New_York | 3 | 15675 | 1840001156 | [10 empty] | PennPA
Great Cacapon | Great Cacapon | WV | West Virginia | 54065 | Morgan | 39.6144 | -78.2857 | 465 | 209 | polygon | FALSE | FALSE | America/New_York | 3 | 25422 | 1840025594 | [10 empty] | Great CacaponWV
Oglesby | Oglesby | TX | Texas | 48099 | Coryell | 31.4187 | -97.5113 | 465 | 351 | polygon | FALSE | TRUE | America/Chicago | 3 | 76561 | 1840020826 | [10 empty] | OglesbyTX
Weedville | Weedville | PA | Pennsylvania | 42047 | Elk | 41.2764 | -78.4902 | 465 | 91 | polygon | FALSE | FALSE | America/New_York | 3 | 15868 | 1840026305 | [10 empty] | WeedvillePA
Sicily Island | Sicily Island | LA | Louisiana | 22025 | Catahoula | 31.8492 | -91.6599 | 465 | 312 | polygon | FALSE | TRUE | America/Chicago | 3 | 71368 | 1840018154 | [10 empty] | Sicily IslandLA
Beallsville | Beallsville | PA | Pennsylvania | 42125 | Washington | 40.0619 | -80.0302 | 465 | 73 | polygon | FALSE | TRUE | America/New_York | 3 | 15360 15313 15333 | 1840003639 | [10 empty] | BeallsvillePA
West Point | West Point | IN | Indiana | 18157 | Tippecanoe | 40.3412 | -87.0432 | 465 | 36 | polygon | FALSE | TRUE | America/Indiana/Indianapolis | 3 | 47992 | 1840030042 | [10 empty] | West PointIN
Haysi | Haysi | VA | Virginia | 51051 | Dickenson | 37.2151 | -82.2931 | 465 | 49 | polygon | FALSE | TRUE | America/New_York | 3 | 24256 | 1840006457 | [10 empty] | HaysiVA
Waterford | Waterford | OH | Ohio | 39167 | Washington | 39.5407 | -81.6424 | 464 | 380 | polygon | FALSE | FALSE | America/New_York | 3 | 45786 | 1840026638 | [10 empty] | WaterfordOH
Knapp | Knapp | WI | Wisconsin | 55033 | Dunn | 44.9514 | -92.0769 | 464 | 114 | polygon | FALSE | TRUE | America/Chicago | 3 | 54749 | 1840002142 | [10 empty] | KnappWI
Fromberg | Fromberg | MT | Montana | 30009 | Carbon | 45.3921 | -108.9067 | 464 | 403 | polygon | FALSE | TRUE | America/Denver | 3 | 59029 | 1840021215 | [10 empty] | FrombergMT
North Lynbrook | North Lynbrook | NY | New York | 36059 | Nassau | 40.6686 | -73.6736 | 464 | 2070 | polygon | FALSE | FALSE | America/New_York | 2 | 11563 | 1840034039 | [10 empty] | North LynbrookNY
Hermitage | Hermitage | MO | Missouri | 29085 | Hickory | 37.9443 | -93.3255 | 464 | 138 | polygon | FALSE | TRUE | America/Chicago | 3 | 65668 | 1840007554 | [10 empty] | HermitageMO
Gadsden | Gadsden | TN | Tennessee | 47033 | Crockett | 35.7767 | -88.9861 | 464 | 159 | polygon | FALSE | TRUE | America/Chicago | 3 | 38337 | 1840016236 | [10 empty] | GadsdenTN
Coleville | Coleville | CA | California | 6051 | Mono | 38.5834 | -119.516 | 464 | 12 | polygon | FALSE | FALSE | America/Los_Angeles | 3 | 96107 | 1840022498 | [10 empty] | ColevilleCA
Lyle | Lyle | WA | Washington | 53039 | Klickitat | 45.6955 | -121.2805 | 464 | 253 | polygon | FALSE | FALSE | America/Los_Angeles | 3 | 98635 | 1840017402 | [10 empty] | LyleWA
Glenbeulah | Glenbeulah | WI | Wisconsin | 55117 | Sheboygan | 43.7982 | -88.0465 | 464 | 257 | polygon | FALSE | TRUE | America/Chicago | 3 | 53073 53023 | 1840002618 | [10 empty] | GlenbeulahWI
Nunn | Nunn | CO | Colorado | 8123 | Weld | 40.7132 | -104.7884 | 464 | 48 | polygon | FALSE | TRUE | America/Denver | 3 | 80648 | 1840022398 | [10 empty] | NunnCO
Sidon | Sidon | MS | Mississippi | 28083 | Leflore | 33.4079 | -90.2081 | 464 | 1444 | polygon | FALSE | TRUE | America/Chicago | 3 | 38954 | 1840018003 | [10 empty] | SidonMS
Iuka | Iuka | IL | Illinois | 17121 | Marion | 38.6181 | -88.7881 | 464 | 244 | polygon | FALSE | TRUE | America/Chicago | 3 | 62849 | 1840012843 | [10 empty] | IukaIL
Lost Creek | Lost Creek | WV | West Virginia | 54033 | Harrison | 39.1627 | -80.3484 | 464 | 184 | polygon | FALSE | TRUE | America/New_York | 3 | 26385 | 1840005772 | [10 empty] | Lost CreekWV
Fort Johnson | Fort Johnson | NY | New York | 36057 | Montgomery | 42.9591 | -74.2381 | 464 | 242 | polygon | FALSE | TRUE | America/New_York | 3 | 12010 12070 | 1840004401 | [10 empty] | Fort JohnsonNY
Whigham | Whigham | GA | Georgia | 13131 | Grady | 30.8845 | -84.3247 | 464 | 152 | polygon | FALSE | TRUE | America/New_York | 3 | 39897 | 1840015891 | [10 empty] | WhighamGA
Turkey Creek | Turkey Creek | LA | Louisiana | 22039 | Evangeline | 30.8732 | -92.417 | 464 | 72 | polygon | FALSE | TRUE | America/Chicago | 3 | 70586 70585 | 1840018206 | [10 empty] | Turkey CreekLA
Mosier | Mosier | OR | Oregon | 41065 | Wasco | 45.685 | -121.395 | 464 | 393 | polygon | FALSE | TRUE | America/Los_Angeles | 3 | 97040 | 1840019944 | [10 empty] | MosierOR
West Nanticoke | West Nanticoke | PA | Pennsylvania | 42079 | Luzerne | 41.2202 | -76.0095 | 464 | 303 | polygon | FALSE | FALSE | America/New_York | 3 | 18634 | 1840026337 | [10 empty] | West NanticokePA
Petersburg | Petersburg | PA | Pennsylvania | 42061 | Huntingdon | 40.5726 | -78.0507 | 464 | 538 | polygon | FALSE | TRUE | America/New_York | 3 | 16669 | 1840001074 | [10 empty] | PetersburgPA
Yampa | Yampa | CO | Colorado | 8107 | Routt | 40.153 | -106.9086 | 464 | 745 | polygon | FALSE | TRUE | America/Denver | 3 | 80483 | 1840022403 | [10 empty] | YampaCO
Allensville | Allensville | PA | Pennsylvania | 42087 | Mifflin | 40.5331 | -77.8141 | 464 | 91 | polygon | FALSE | FALSE | America/New_York | 3 | 17002 | 1840024262 | [10 empty] | AllensvillePA
Pathfork | Pathfork | KY | Kentucky | 21095 | Harlan | 36.7595 | -83.4711 | 464 | 144 | polygon | FALSE | FALSE | America/New_York | 3 | 40863 | 1840026898 | [10 empty] | PathforkKY
Alford | Alford | FL | Florida | 12063 | Jackson | 30.6967 | -85.3952 | 463 | 169 | polygon | FALSE | TRUE | America/Chicago | 3 | 32420 | 1840015898 | [10 empty] | AlfordFL
Decatur | Decatur | NE | Nebraska | 31021 | Burt | 42.0056 | -96.2497 | 463 | 175 | polygon | FALSE | TRUE | America/Chicago | 3 | 68020 | 1840011390 | [10 empty] | DecaturNE
Munnsville | Munnsville | NY | New York | 36053 | Madison | 42.9765 | -75.5865 | 463 | 204 | polygon | FALSE | TRUE | America/New_York | 3 | 13409 | 1840004357 | [10 empty] | MunnsvilleNY
Rolling Prairie | Rolling Prairie | IN | Indiana | 18091 | LaPorte | 41.6743 | -86.6207 | 463 | 169 | polygon | FALSE | FALSE | America/Chicago | 3 | 46371 | 1840026258 | [10 empty] | Rolling PrairieIN
Red River | Red River | NM | New Mexico | 35055 | Taos | 36.7041 | -105.4064 | 463 | 176 | polygon | FALSE | TRUE | America/Denver | 3 | 87558 | 1840021630 | [10 empty] | Red RiverNM
Mullen | Mullen | NE | Nebraska | 31091 | Hooker | 42.0432 | -101.0445 | 463 | 380 | polygon | FALSE | TRUE | America/Denver | 3 | 69152 | 1840011359 | [10 empty] | MullenNE
Stacyville | Stacyville | IA | Iowa | 19131 | Mitchell | 43.4391 | -92.784 | 463 | 348 | polygon | FALSE | TRUE | America/Chicago | 3 | 50476 | 1840009030 | [10 empty] | StacyvilleIA
Dean | Dean | TX | Texas | 48077 | Clay | 33.9299 | -98.3676 | 463 | 83 | polygon | FALSE | TRUE | America/Chicago | 3 | 76305 | 1840019284 | [10 empty] | DeanTX
Greenville | Greenville | MO | Missouri | 29223 | Wayne | 37.1284 | -90.4472 | 463 | 264 | polygon | FALSE | TRUE | America/Chicago | 3 | 63944 | 1840008776 | [10 empty] | GreenvilleMO
Allen | Allen | SD | South Dakota | 46007 | Bennett | 43.2792 | -101.9265 | 463 | 55 | polygon | FALSE | FALSE | America/Denver | 3 | 57714 | 1840004256 | [10 empty] | AllenSD
Tremont | Tremont | MS | Mississippi | 28057 | Itawamba | 34.2327 | -88.2507 | 463 | 36 | polygon | FALSE | TRUE | America/Chicago | 3 | 38876 | 1840016670 | [10 empty] | TremontMS
Klemme | Klemme | IA | Iowa | 19081 | Hancock | 43.0098 | -93.6014 | 463 | 351 | polygon | FALSE | TRUE | America/Chicago | 3 | 50449 | 1840007989 | [10 empty] | KlemmeIA
Fairview | Fairview | AL | Alabama | 1043 | Cullman | 34.2477 | -86.6843 | 463 | 66 | polygon | FALSE | TRUE | America/Chicago | 3 | 35058 | 1840002078 | [10 empty] | FairviewAL
St. Bernice | St. Bernice | IN | Indiana | 18165 | Vermillion | 39.7119 | -87.52 | 463 | 99 | polygon | FALSE | FALSE | America/Indiana/Indianapolis | 3 | 47842 | 1840026557 | [10 empty] | St. BerniceIN
Protection | Protection | KS | Kansas | 20033 | Comanche | 37.2004 | -99.4808 | 463 | 192 | polygon | FALSE | TRUE | America/Chicago | 3 | 67127 | 1840009909 | [10 empty] | ProtectionKS
Big Chimney | Big Chimney | WV | West Virginia | 54039 | Kanawha | 38.4119 | -81.5374 | 463 | 89 | polygon | FALSE | FALSE | America/New_York | 3 | 25302 | 1840025658 | [10 empty] | Big ChimneyWV
Naytahwaush | Naytahwaush | MN | Minnesota | 27087 | Mahnomen | 47.2704 | -95.6334 | 463 | 61 | polygon | FALSE | FALSE | America/Chicago | 3 | 56566 | 1840003999 | [10 empty] | NaytahwaushMN
Spring Bay | Spring Bay | IL | Illinois | 17203 | Woodford | 40.8207 | -89.5285 | 462 | 241 | polygon | FALSE | TRUE | America/Chicago | 3 | 61611 | 1840011948 | [10 empty] | Spring BayIL
Arbyrd | Arbyrd | MO | Missouri | 29069 | Dunklin | 36.0535 | -90.2399 | 462 | 177 | polygon | FALSE | TRUE | America/Chicago | 3 | 63821 | 1840007665 | [10 empty] | ArbyrdMO
Louisville | Louisville | AL | Alabama | 1005 | Barbour | 31.781 | -85.5583 | 462 | 64 | polygon | FALSE | TRUE | America/Chicago | 3 | 36048 | 1840003795 | [10 empty] | LouisvilleAL
Tull | Tull | AR | Arkansas | 5053 | Grant | 34.441 | -92.5779 | 462 | 44 | polygon | FALSE | TRUE | America/Chicago | 3 | 72015 | 1840016657 | [10 empty] | TullAR
Irving | Irving | IL | Illinois | 17135 | Montgomery | 39.2053 | -89.4054 | 462 | 198 | polygon | FALSE | TRUE | America/Chicago | 3 | 62051 | 1840012637 | [10 empty] | IrvingIL
Townsend | Townsend | TN | Tennessee | 47009 | Blount | 35.6763 | -83.7528 | 462 | 89 | polygon | FALSE | TRUE | America/New_York | 3 | 37882 | 1840015381 | [10 empty] | TownsendTN
Ferndale | Ferndale | FL | Florida | 12069 | Lake | 28.622 | -81.7014 | 462 | 66 | polygon | FALSE | FALSE | America/New_York | 3 | 34715 34729 | 1840014044 | [10 empty] | FerndaleFL
Crescent Valley | Crescent Valley | NV | Nevada | 32011 | Eureka | 40.4198 | -116.5753 | 462 | 79 | polygon | FALSE | FALSE | America/Los_Angeles | 3 | 89821 | 1840024243 | [10 empty] | Crescent ValleyNV
Lucerne | Lucerne | WY | Wyoming | 56017 | Hot Springs | 43.7136 | -108.1873 | 462 | 8 | polygon | FALSE | FALSE | America/Denver | 3 | 82443 | 1840017431 | [10 empty] | LucerneWY
Eureka | Eureka | NV | Nevada | 32011 | Eureka | 39.5113 | -115.9668 | 462 | 127 | polygon | FALSE | FALSE | America/Los_Angeles | 3 | 89316 | 1840024244 | [10 empty] | EurekaNV
Seward | Seward | PA | Pennsylvania | 42129 | Westmoreland | 40.413 | -79.0219 | 462 | 882 | polygon | FALSE | TRUE | America/New_York | 3 | 15954 | 1840001158 | [10 empty] | SewardPA
Kiester | Kiester | MN | Minnesota | 27043 | Faribault | 43.5369 | -93.7113 | 462 | 413 | polygon | FALSE | TRUE | America/Chicago | 3 | 56051 | 1840007948 | [10 empty] | KiesterMN
Robinette | Robinette | WV | West Virginia | 54045 | Logan | 37.7856 | -81.788 | 462 | 59 | polygon | FALSE | FALSE | America/New_York | 3 | 25607 | 1840038205 | [10 empty] | RobinetteWV
Towanda | Towanda | IL | Illinois | 17113 | McLean | 40.5633 | -88.9008 | 462 | 239 | polygon | FALSE | TRUE | America/Chicago | 3 | 61776 61761 | 1840011983 | [10 empty] | TowandaIL
Eighty Four | Eighty Four | PA | Pennsylvania | 42125 | Washington | 40.1777 | -80.1303 | 462 | 27 | polygon | FALSE | FALSE | America/New_York | 3 | 15301 15330 | 1840026500 | [10 empty] | Eighty FourPA
Broadus | Broadus | MT | Montana | 30075 | Powder River | 45.4431 | -105.4085 | 462 | 506 | polygon | FALSE | TRUE | America/Denver | 3 | 59317 | 1840021202 | [10 empty] | BroadusMT
Marshall | Marshall | AK | Alaska | 2158 | Kusilvak | 61.8753 | -162.0488 | 461 | 43 | polygon | FALSE | TRUE | America/Nome | 3 | 99585 | 1840023326 | [10 empty] | MarshallAK
Emmet | Emmet | AR | Arkansas | 5099 | Nevada | 33.7227 | -93.4657 | 461 | 123 | polygon | FALSE | TRUE | America/Chicago | 3 | 71835 | 1840013710 | [10 empty] | EmmetAR
Millsap | Millsap | TX | Texas | 48367 | Parker | 32.7493 | -98.0117 | 461 | 121 | polygon | FALSE | TRUE | America/Chicago | 3 | 76066 | 1840023027 | [10 empty] | MillsapTX
Bridgewater | Bridgewater | SD | South Dakota | 46087 | McCook | 43.5502 | -97.4984 | 461 | 158 | polygon | FALSE | TRUE | America/Chicago | 3 | 57319 | 1840002657 | [10 empty] | BridgewaterSD
Ephesus | Ephesus | GA | Georgia | 13149 | Heard | 33.4069 | -85.2568 | 461 | 48 | polygon | FALSE | TRUE | America/New_York | 3 | 30170 30108 | 1840013768 | [10 empty] | EphesusGA
Abrams | Abrams | WI | Wisconsin | 55083 | Oconto | 44.7796 | -88.0605 | 461 | 215 | polygon | FALSE | FALSE | America/Chicago | 3 | 54101 | 1840025311 | [10 empty] | AbramsWI
Kingman | Kingman | IN | Indiana | 18045 | Fountain | 39.9664 | -87.278 | 461 | 273 | polygon | FALSE | TRUE | America/Indiana/Indianapolis | 3 | 47952 | 1840010465 | [10 empty] | KingmanIN
Lafe | Lafe | AR | Arkansas | 5055 | Greene | 36.2092 | -90.5043 | 461 | 87 | polygon | FALSE | TRUE | America/Chicago | 3 | 72436 72443 | 1840016120 | [10 empty] | LafeAR
Martensdale | Martensdale | IA | Iowa | 19181 | Warren | 41.3738 | -93.7387 | 461 | 467 | polygon | FALSE | TRUE | America/Chicago | 3 | 50160 | 1840008211 | [10 empty] | MartensdaleIA
North Adams | North Adams | MI | Michigan | 26059 | Hillsdale | 41.9707 | -84.5251 | 461 | 334 | polygon | FALSE | TRUE | America/Detroit | 3 | 49262 | 1840011380 | [10 empty] | North AdamsMI
El Refugio | El Refugio | TX | Texas | 48427 | Starr | 26.3406 | -98.7589 | 461 | 285 | polygon | FALSE | FALSE | America/Chicago | 3 | 78582 | 1840018312 | [10 empty] | El RefugioTX
Beersheba Springs | Beersheba Springs | TN | Tennessee | 47061 | Grundy | 35.4589 | -85.6688 | 460 | 36 | polygon | FALSE | TRUE | America/Chicago | 3 | 37305 | 1840015432 | [10 empty] | Beersheba SpringsTN
North Powder | North Powder | OR | Oregon | 41061 | Union | 45.03 | -117.9205 | 460 | 283 | polygon | FALSE | TRUE | America/Los_Angeles | 3 | 97867 | 1840019923 | [10 empty] | North PowderOR
Leeds | Leeds | ND | North Dakota | 38005 | Benson | 48.2875 | -99.4344 | 460 | 290 | polygon | FALSE | TRUE | America/Chicago | 3 | 58346 | 1840000090 | [10 empty] | LeedsND
Hatley | Hatley | MS | Mississippi | 28095 | Monroe | 33.9773 | -88.4184 | 460 | 129 | polygon | FALSE | TRUE | America/Chicago | 3 | 38821 | 1840016750 | [10 empty] | HatleyMS
Salesville | Salesville | AR | Arkansas | 5005 | Baxter | 36.241 | -92.2769 | 460 | 39 | polygon | FALSE | TRUE | America/Chicago | 3 | 72653 | 1840015302 | [10 empty] | SalesvilleAR
Leitersburg | Leitersburg | MD | Maryland | 24043 | Washington | 39.6928 | -77.6206 | 460 | 101 | polygon | FALSE | FALSE | America/New_York | 3 | 21742 | 1840005607 | [10 empty] | LeitersburgMD
Glen St. Mary | Glen St. Mary | FL | Florida | 12003 | Baker | 30.2752 | -82.1604 | 460 | 387 | polygon | FALSE | TRUE | America/New_York | 3 | 32040 | 1840017191 | [10 empty] | Glen St. MaryFL
Plymouth | Plymouth | UT | Utah | 49003 | Box Elder | 41.8734 | -112.1454 | 460 | 214 | polygon | FALSE | TRUE | America/Denver | 3 | 84330 | 1840021330 | [10 empty] | PlymouthUT
Kaleva | Kaleva | MI | Michigan | 26101 | Manistee | 44.3723 | -86.0135 | 460 | 160 | polygon | FALSE | TRUE | America/Detroit | 3 | 49645 | 1840010937 | [10 empty] | KalevaMI
Berlin | Berlin | AL | Alabama | 1043 | Cullman | 34.1868 | -86.7442 | 460 | 214 | polygon | FALSE | TRUE | America/Chicago | 3 | 35055 | 1840146895 | [10 empty] | BerlinAL
Sprague | Sprague | WA | Washington | 53043 | Lincoln | 47.3049 | -117.9714 | 460 | 168 | polygon | FALSE | TRUE | America/Los_Angeles | 3 | 99032 | 1840021107 | [10 empty] | SpragueWA
Emden | Emden | IL | Illinois | 17107 | Logan | 40.2982 | -89.4851 | 460 | 756 | polygon | FALSE | TRUE | America/Chicago | 3 | 62635 | 1840012309 | [10 empty] | EmdenIL
Alta | Alta | WY | Wyoming | 56039 | Teton | 43.7737 | -111.0312 | 460 | 21 | polygon | FALSE | FALSE | America/Denver | 3 | 83414 | 1840017429 | [10 empty] | AltaWY
Hatteras | Hatteras | NC | North Carolina | 37055 | Dare | 35.2173 | -75.6873 | 460 | 112 | polygon | FALSE | FALSE | America/New_York | 3 | 27943 | 1840025783 | [10 empty] | HatterasNC
Sterling | Sterling | NE | Nebraska | 31097 | Johnson | 40.4612 | -96.3776 | 459 | 435 | polygon | FALSE | TRUE | America/Chicago | 3 | 68443 | 1840012170 | [10 empty] | SterlingNE
Norwood | Norwood | IL | Illinois | 17143 | Peoria | 40.7078 | -89.6995 | 459 | 577 | polygon | FALSE | TRUE | America/Chicago | 3 | 61604 | 1840011928 | [10 empty] | NorwoodIL
Cushman | Cushman | AR | Arkansas | 5063 | Independence | 35.8658 | -91.7781 | 459 | 43 | polygon | FALSE | TRUE | America/Chicago | 3 | 72501 72526 | 1840014510 | [10 empty] | CushmanAR
Ocheyedan | Ocheyedan | IA | Iowa | 19143 | Osceola | 43.4181 | -95.5365 | 459 | 152 | polygon | FALSE | TRUE | America/Chicago | 3 | 51354 | 1840007969 | [10 empty] | OcheyedanIA
Ivanhoe | Ivanhoe | VA | Virginia | 51197 | Wythe | 36.8428 | -80.9683 | 459 | 66 | polygon | FALSE | FALSE | America/New_York | 3 | 24350 | 1840026891 | [10 empty] | IvanhoeVA
Angoon | Angoon | AK | Alaska | 2105 | Hoonah-Angoon | 57.455 | -134.4978 | 459 | 6 | polygon | FALSE | TRUE | America/Juneau | 3 | 99820 | 1840023312 | [10 empty] | AngoonAK
Greentop | Greentop | MO | Missouri | 29197 | Schuyler | 40.3508 | -92.5657 | 459 | 216 | polygon | FALSE | TRUE | America/Chicago | 3 | 63546 | 1840008345 | [10 empty] | GreentopMO
Ivy | Ivy | VA | Virginia | 51003 | Albemarle | 38.0611 | -78.5987 | 459 | 75 | polygon | FALSE | FALSE | America/New_York | 3 | 22901 22903 22945 | 1840026776 | [10 empty] | IvyVA
Hawthorn | Hawthorn | PA | Pennsylvania | 42031 | Clarion | 41.021 | -79.2782 | 458 | 172 | polygon | FALSE | TRUE | America/New_York | 3 | 16230 | 1840003457 | [10 empty] | HawthornPA
Hayesville | Hayesville | OH | Ohio | 39005 | Ashland | 40.7752 | -82.2596 | 458 | 239 | polygon | FALSE | TRUE | America/New_York | 3 | 44838 44805 | 1840011802 | [10 empty] | HayesvilleOH
Forest Hills | Forest Hills | KY | Kentucky | 21111 | Jefferson | 38.2158 | -85.5837 | 458 | 611 | polygon | FALSE | TRUE | America/New_York | 3 | 40299 | 1840013202 | [10 empty] | Forest HillsKY
Danube | Danube | MN | Minnesota | 27129 | Renville | 44.791 | -95.1029 | 458 | 362 | polygon | FALSE | TRUE | America/Chicago | 3 | 56230 | 1840006772 | [10 empty] | DanubeMN
Nezperce | Nezperce | ID | Idaho | 16061 | Lewis | 46.2341 | -116.2405 | 458 | 411 | polygon | FALSE | TRUE | America/Los_Angeles | 3 | 83543 | 1840019902 | [10 empty] | NezperceID
Colton | Colton | WA | Washington | 53075 | Whitman | 46.5675 | -117.1285 | 458 | 286 | polygon | FALSE | TRUE | America/Los_Angeles | 3 | 99113 | 1840022315 | [10 empty] | ColtonWA
Mesquite Creek | Mesquite Creek | AZ | Arizona | 4015 | Mohave | 34.9606 | -114.5714 | 458 | 174 | polygon | FALSE | FALSE | America/Phoenix | 3 | 86440 | 1840027981 | [10 empty] | Mesquite CreekAZ
Urbanna | Urbanna | VA | Virginia | 51119 | Middlesex | 37.6395 | -76.5747 | 458 | 417 | polygon | FALSE | TRUE | America/New_York | 3 | 23175 | 1840003850 | [10 empty] | UrbannaVA
Mad River | Mad River | CA | California | 6105 | Trinity | 40.4325 | -123.4917 | 458 | 4 | polygon | FALSE | FALSE | America/Los_Angeles | 3 | 95552 | 1840024176 | [10 empty] | Mad RiverCA
Gisela | Gisela | AZ | Arizona | 4007 | Gila | 34.1015 | -111.2895 | 458 | 61 | polygon | FALSE | FALSE | America/Phoenix | 3 | 85541 | 1840017946 | [10 empty] | GiselaAZ
Versailles | Versailles | IL | Illinois | 17009 | Brown | 39.8842 | -90.6587 | 458 | 189 | polygon | FALSE | TRUE | America/Chicago | 3 | 62378 | 1840012423 | [10 empty] | VersaillesIL
Mount Crawford | Mount Crawford | VA | Virginia | 51165 | Rockingham | 38.3601 | -78.9413 | 458 | 366 | polygon | FALSE | TRUE | America/New_York | 3 | 22841 | 1840006138 | [10 empty] | Mount CrawfordVA
Lamont | Lamont | IA | Iowa | 19019 | Buchanan | 42.5984 | -91.6405 | 457 | 301 | polygon | FALSE | TRUE | America/Chicago | 3 | 50650 | 1840008060 | [10 empty] | LamontIA
Lockhart | Lockhart | SC | South Carolina | 45087 | Union | 34.7923 | -81.4613 | 457 | 578 | polygon | FALSE | TRUE | America/New_York | 3 | 29364 | 1840016543 | [10 empty] | LockhartSC
Butte Falls | Butte Falls | OR | Oregon | 41029 | Jackson | 42.5414 | -122.5692 | 457 | 412 | polygon | FALSE | TRUE | America/Los_Angeles | 3 | 97522 | 1840021298 | [10 empty] | Butte FallsOR
Bowen | Bowen | IL | Illinois | 17067 | Hancock | 40.2321 | -91.0633 | 457 | 412 | polygon | FALSE | TRUE | America/Chicago | 3 | 62316 | 1840012102 | [10 empty] | BowenIL
Summersville | Summersville | KY | Kentucky | 21087 | Green | 37.3265 | -85.543 | 457 | 61 | polygon | FALSE | FALSE | America/Chicago | 3 | 42743 | 1840026853 | [10 empty] | SummersvilleKY
Florence | Florence | WI | Wisconsin | 55037 | Florence | 45.925 | -88.2525 | 457 | 103 | polygon | FALSE | FALSE | America/Chicago | 3 | 54121 | 1840025288 | [10 empty] | FlorenceWI
Caldwell | Caldwell | AR | Arkansas | 5123 | St. Francis | 35.0788 | -90.8136 | 456 | 55 | polygon | FALSE | TRUE | America/Chicago | 3 | 72326 72322 72335 | 1840015493 | [10 empty] | CaldwellAR
Big Stone City | Big Stone City | SD | South Dakota | 46051 | Grant | 45.2985 | -96.4657 | 456 | 146 | polygon | FALSE | TRUE | America/Chicago | 3 | 57216 | 1840006730 | [10 empty] | Big Stone CitySD
Lingle | Lingle | WY | Wyoming | 56015 | Goshen | 42.1387 | -104.3461 | 456 | 565 | polygon | FALSE | TRUE | America/Denver | 3 | 82223 | 1840021305 | [10 empty] | LingleWY
Richmond | Richmond | KS | Kansas | 20059 | Franklin | 38.4004 | -95.2519 | 456 | 508 | polygon | FALSE | TRUE | America/Chicago | 3 | 66080 | 1840009640 | [10 empty] | RichmondKS
Paden | Paden | OK | Oklahoma | 40107 | Okfuskee | 35.5076 | -96.5665 | 456 | 346 | polygon | FALSE | TRUE | America/Chicago | 3 | 74860 | 1840022741 | [10 empty] | PadenOK
Dumas | Dumas | MS | Mississippi | 28139 | Tippah | 34.638 | -88.8431 | 456 | 45 | polygon | FALSE | TRUE | America/Chicago | 3 | 38663 38625 | 1840016516 | [10 empty] | DumasMS
Clarksburg | Clarksburg | CA | California | 6113 | Yolo | 38.4193 | -121.5416 | 456 | 86 | polygon | FALSE | FALSE | America/Los_Angeles | 3 | 95612 | 1840022483 | [10 empty] | ClarksburgCA
Qulin | Qulin | MO | Missouri | 29023 | Butler | 36.5977 | -90.2522 | 456 | 390 | polygon | FALSE | TRUE | America/Chicago | 3 | 63961 | 1840009936 | [10 empty] | QulinMO
Crawfordsville | Crawfordsville | AR | Arkansas | 5035 | Crittenden | 35.2267 | -90.3241 | 456 | 315 | polygon | FALSE | TRUE | America/Chicago | 3 | 72327 | 1840016383 | [10 empty] | CrawfordsvilleAR
Pasadena Park | Pasadena Park | MO | Missouri | 29189 | St. Louis | 38.711 | -90.2974 | 456 | 1794 | polygon | FALSE | TRUE | America/Chicago | 3 | 63121 | 1840012824 | [10 empty] | Pasadena ParkMO
Menlo | Menlo | GA | Georgia | 13055 | Chattooga | 34.4835 | -85.4776 | 456 | 224 | polygon | FALSE | TRUE | America/New_York | 3 | 30731 | 1840014679 | [10 empty] | MenloGA
Ellsworth | Ellsworth | MN | Minnesota | 27105 | Nobles | 43.5209 | -96.0197 | 456 | 267 | polygon | FALSE | TRUE | America/Chicago | 3 | 56129 | 1840007927 | [10 empty] | EllsworthMN
South Mills | South Mills | NC | North Carolina | 37029 | Camden | 36.4379 | -76.3308 | 456 | 98 | polygon | FALSE | FALSE | America/New_York | 3 | 27976 | 1840025766 | [10 empty] | South MillsNC
Strong City | Strong City | KS | Kansas | 20017 | Chase | 38.3956 | -96.537 | 455 | 320 | polygon | FALSE | TRUE | America/Chicago | 3 | 66869 | 1840009806 | [10 empty] | Strong CityKS
Drummond | Drummond | OK | Oklahoma | 40047 | Garfield | 36.3012 | -98.0358 | 455 | 756 | polygon | FALSE | TRUE | America/Chicago | 3 | 73735 | 1840021647 | [10 empty] | DrummondOK
Fontanet | Fontanet | IN | Indiana | 18167 | Vigo | 39.5713 | -87.2434 | 455 | 45 | polygon | FALSE | FALSE | America/Indiana/Indianapolis | 3 | 47874 47805 47834 | 1840024457 | [10 empty] | FontanetIN
Valley Falls | Valley Falls | NY | New York | 36083 | Rensselaer | 42.9006 | -73.5627 | 455 | 379 | polygon | FALSE | TRUE | America/New_York | 3 | 12185 | 1840004439 | [10 empty] | Valley FallsNY
Waite Hill | Waite Hill | OH | Ohio | 39085 | Lake | 41.6124 | -81.3859 | 455 | 42 | polygon | FALSE | TRUE | America/New_York | 3 | 44094 | 1840000545 | [10 empty] | Waite HillOH
Cornell | Cornell | IL | Illinois | 17105 | Livingston | 40.9921 | -88.7298 | 455 | 268 | polygon | FALSE | TRUE | America/Chicago | 3 | 61319 | 1840011781 | [10 empty] | CornellIL
Glasco | Glasco | KS | Kansas | 20029 | Cloud | 39.3609 | -97.8371 | 455 | 529 | polygon | FALSE | TRUE | America/Chicago | 3 | 67445 | 1840008452 | [10 empty] | GlascoKS
Fredonia | Fredonia | PA | Pennsylvania | 42085 | Mercer | 41.3219 | -80.2581 | 455 | 492 | polygon | FALSE | TRUE | America/New_York | 3 | 16124 | 1840000658 | [10 empty] | FredoniaPA
Jerome | Jerome | AZ | Arizona | 4025 | Yavapai | 34.7466 | -112.1072 | 455 | 203 | polygon | FALSE | TRUE | America/Phoenix | 3 | 86331 | 1840021773 | [10 empty] | JeromeAZ
St. Paul | St. Paul | OR | Oregon | 41047 | Marion | 45.2122 | -122.9772 | 455 | 597 | polygon | FALSE | TRUE | America/Los_Angeles | 3 | 97137 | 1840021223 | [10 empty] | St. PaulOR
Gilt Edge | Gilt Edge | TN | Tennessee | 47167 | Tipton | 35.5336 | -89.8303 | 455 | 64 | polygon | FALSE | TRUE | America/Chicago | 3 | 38015 | 1840013428 | [10 empty] | Gilt EdgeTN
White Pine | White Pine | MI | Michigan | 26131 | Ontonagon | 46.7402 | -89.5812 | 455 | 35 | polygon | FALSE | FALSE | America/Detroit | 3 | 49971 | 1840025260 | [10 empty] | White PineMI
Kendleton | Kendleton | TX | Texas | 48157 | Fort Bend | 29.447 | -96.001 | 454 | 159 | polygon | FALSE | TRUE | America/Chicago | 3 | 77417 77451 | 1840019649 | [10 empty] | KendletonTX
Jackson | Jackson | NC | North Carolina | 37131 | Northampton | 36.3901 | -77.4193 | 454 | 173 | polygon | FALSE | TRUE | America/New_York | 3 | 27845 | 1840016039 | [10 empty] | JacksonNC
Proctor | Proctor | OK | Oklahoma | 40001 | Adair | 35.9759 | -94.7511 | 454 | 20 | polygon | FALSE | FALSE | America/Chicago | 3 | 74457 74965 | 1840024907 | [10 empty] | ProctorOK
Greasewood | Greasewood | AZ | Arizona | 4017 | Navajo | 35.5279 | -109.8614 | 454 | 32 | polygon | FALSE | FALSE | America/Denver | 3 | 86505 | 1840017656 | [10 empty] | GreasewoodAZ
Bryant | Bryant | SD | South Dakota | 46057 | Hamlin | 44.5899 | -97.4673 | 454 | 334 | polygon | FALSE | TRUE | America/Chicago | 3 | 57221 | 1840002297 | [10 empty] | BryantSD
Orchid | Orchid | FL | Florida | 12061 | Indian River | 27.7733 | -80.4182 | 454 | 141 | polygon | FALSE | TRUE | America/New_York | 3 | 32963 | 1840017247 | [10 empty] | OrchidFL
Laketon | Laketon | IN | Indiana | 18169 | Wabash | 40.9807 | -85.8393 | 454 | 166 | polygon | FALSE | FALSE | America/Indiana/Indianapolis | 3 | 46943 46962 | 1840026384 | [10 empty] | LaketonIN
Wilkinson | Wilkinson | IN | Indiana | 18059 | Hancock | 39.8857 | -85.6084 | 454 | 922 | polygon | FALSE | TRUE | America/Indiana/Indianapolis | 3 | 46186 | 1840010569 | [10 empty] | WilkinsonIN
West Point | West Point | CA | California | 6009 | Calaveras | 38.4043 | -120.5374 | 454 | 47 | polygon | FALSE | FALSE | America/Los_Angeles | 3 | 95255 | 1840018872 | [10 empty] | West PointCA
Lanesboro | Lanesboro | PA | Pennsylvania | 42115 | Susquehanna | 41.9625 | -75.5825 | 454 | 67 | polygon | FALSE | TRUE | America/New_York | 3 | 18847 18827 | 1840003323 | [10 empty] | LanesboroPA
Mecosta | Mecosta | MI | Michigan | 26107 | Mecosta | 43.621 | -85.2304 | 454 | 157 | polygon | FALSE | TRUE | America/Detroit | 3 | 49332 | 1840010965 | [10 empty] | MecostaMI
Nelsonia | Nelsonia | VA | Virginia | 51001 | Accomack | 37.8224 | -75.5895 | 454 | 100 | polygon | FALSE | FALSE | America/New_York | 3 | 23407 23414 23308 | 1840024737 | [10 empty] | NelsoniaVA
Kellogg | Kellogg | MN | Minnesota | 27157 | Wabasha | 44.3074 | -91.9989 | 453 | 565 | polygon | FALSE | TRUE | America/Chicago | 3 | 55945 | 1840007902 | [10 empty] | KelloggMN
Calhoun | Calhoun | MO | Missouri | 29083 | Henry | 38.4684 | -93.6251 | 453 | 177 | polygon | FALSE | TRUE | America/Chicago | 3 | 65323 | 1840007491 | [10 empty] | CalhounMO
Beecher City | Beecher City | IL | Illinois | 17049 | Effingham | 39.1866 | -88.7876 | 453 | 193 | polygon | FALSE | TRUE | America/Chicago | 3 | 62414 | 1840012737 | [10 empty] | Beecher CityIL
Chattanooga | Chattanooga | OK | Oklahoma | 40031 | Comanche | 34.4242 | -98.654 | 453 | 307 | polygon | FALSE | TRUE | America/Chicago | 3 | 73528 | 1840022821 | [10 empty] | ChattanoogaOK
Otterville | Otterville | MO | Missouri | 29053 | Cooper | 38.7029 | -93.0029 | 453 | 357 | polygon | FALSE | TRUE | America/Chicago | 3 | 65348 | 1840009712 | [10 empty] | OttervilleMO
Allen | Allen | MD | Maryland | 24045 | Wicomico | 38.2886 | -75.6904 | 453 | 497 | polygon | FALSE | FALSE | America/New_York | 3 | 21810 | 1840024664 | [10 empty] | AllenMD
Cherry | Cherry | IL | Illinois | 17011 | Bureau | 41.428 | -89.2132 | 453 | 339 | polygon | FALSE | TRUE | America/Chicago | 3 | 61312 61317 | 1840010240 | [10 empty] | CherryIL
Jupiter Inlet Colony | Jupiter Inlet Colony | FL | Florida | 12099 | Palm Beach | 26.948 | -80.0755 | 453 | 1129 | polygon | FALSE | TRUE | America/New_York | 3 | 33469 | 1840036152 | [10 empty] | Jupiter Inlet ColonyFL
Ashley Heights | Ashley Heights | NC | North Carolina | 37093 | Hoke | 35.09 | -79.3739 | 453 | 78 | polygon | FALSE | FALSE | America/New_York | 3 | 28315 | 1840013504 | [10 empty] | Ashley HeightsNC
Thompsonville | Thompsonville | MI | Michigan | 26019 | Benzie | 44.5205 | -85.9388 | 453 | 175 | polygon | FALSE | TRUE | America/Detroit | 3 | 49683 | 1840010935 | [10 empty] | ThompsonvilleMI
Kanopolis | Kanopolis | KS | Kansas | 20053 | Ellsworth | 38.7081 | -98.1581 | 452 | 148 | polygon | FALSE | TRUE | America/Chicago | 3 | 67454 | 1840008604 | [10 empty] | KanopolisKS
Medicine Park | Medicine Park | OK | Oklahoma | 40031 | Comanche | 34.7294 | -98.4846 | 452 | 86 | polygon | FALSE | TRUE | America/Chicago | 3 | 73557 73507 | 1840022820 | [10 empty] | Medicine ParkOK
Byers | Byers | TX | Texas | 48077 | Clay | 34.0696 | -98.1913 | 452 | 175 | polygon | FALSE | TRUE | America/Chicago | 3 | 76357 | 1840019282 | [10 empty] | ByersTX
Martinsville | Martinsville | OH | Ohio | 39027 | Clinton | 39.3224 | -83.8109 | 452 | 397 | polygon | FALSE | TRUE | America/New_York | 3 | 45146 | 1840012621 | [10 empty] | MartinsvilleOH
Lane | Lane | SC | South Carolina | 45089 | Williamsburg | 33.5251 | -79.8797 | 452 | 44 | polygon | FALSE | TRUE | America/New_York | 3 | 29564 | 1840016791 | [10 empty] | LaneSC
Alleman | Alleman | IA | Iowa | 19153 | Polk | 41.8158 | -93.6094 | 452 | 64 | polygon | FALSE | TRUE | America/Chicago | 3 | 50007 50244 | 1840007064 | [10 empty] | AllemanIA
Michigantown | Michigantown | IN | Indiana | 18023 | Clinton | 40.3281 | -86.3916 | 452 | 644 | polygon | FALSE | TRUE | America/Indiana/Indianapolis | 3 | 46057 | 1840009433 | [10 empty] | MichigantownIN
Wimer | Wimer | OR | Oregon | 41029 | Jackson | 42.5446 | -123.148 | 452 | 35 | polygon | FALSE | FALSE | America/Los_Angeles | 3 | 97537 | 1840025463 | [10 empty] | WimerOR
Crooked Creek | Crooked Creek | GA | Georgia | 13237 | Putnam | 33.2616 | -83.2679 | 452 | 54 | polygon | FALSE | FALSE | America/New_York | 3 | 31024 | 1840139859 | [10 empty] | Crooked CreekGA
Avondale | Avondale | MO | Missouri | 29047 | Clay | 39.1545 | -94.5452 | 451 | 1288 | polygon | FALSE | TRUE | America/Chicago | 3 | 64117 | 1840007371 | [10 empty] | AvondaleMO
Fawn Grove | Fawn Grove | PA | Pennsylvania | 42133 | York | 39.7312 | -76.4521 | 451 | 105 | polygon | FALSE | TRUE | America/New_York | 3 | 17321 | 1840001444 | [10 empty] | Fawn GrovePA
Lake Hart | Lake Hart | FL | Florida | 12095 | Orange | 28.3851 | -81.2322 | 451 | 153 | polygon | FALSE | FALSE | America/New_York | 3 | 32832 | 1840014094 | [10 empty] | Lake HartFL
Roann | Roann | IN | Indiana | 18169 | Wabash | 40.9111 | -85.9245 | 451 | 765 | polygon | FALSE | TRUE | America/Indiana/Indianapolis | 3 | 46974 | 1840010334 | [10 empty] | RoannIN
Carnelian Bay | Carnelian Bay | CA | California | 6061 | Placer | 39.2346 | -120.0767 | 451 | 134 | polygon | FALSE | FALSE | America/Los_Angeles | 3 | 95604 96140 | 1840025620 | [10 empty] | Carnelian BayCA
Baileyton | Baileyton | TN | Tennessee | 47059 | Greene | 36.3304 | -82.8292 | 451 | 107 | polygon | FALSE | TRUE | America/New_York | 3 | 37745 | 1840015306 | [10 empty] | BaileytonTN
Mount Lena | Mount Lena | MD | Maryland | 24043 | Washington | 39.554 | -77.6218 | 451 | 138 | polygon | FALSE | FALSE | America/New_York | 3 | 21713 | 1840005601 | [10 empty] | Mount LenaMD
Highland Meadows | Highland Meadows | NM | New Mexico | 35061 | Valencia | 34.94 | -107.1656 | 451 | 25 | polygon | FALSE | TRUE | America/Denver | 3 | 87026 | 1840040081 | [10 empty] | Highland MeadowsNM
Island | Island | KY | Kentucky | 21149 | McLean | 37.4433 | -87.1474 | 451 | 517 | polygon | FALSE | TRUE | America/Chicago | 3 | 42350 | 1840014358 | [10 empty] | IslandKY
Ravenden | Ravenden | AR | Arkansas | 5075 | Lawrence | 36.2417 | -91.2511 | 451 | 82 | polygon | FALSE | TRUE | America/Chicago | 3 | 72459 | 1840017732 | [10 empty] | RavendenAR
Cousins Island | Cousins Island | ME | Maine | 23005 | Cumberland | 43.7631 | -70.1409 | 451 | 164 | polygon | FALSE | FALSE | America/New_York | 3 | 4096 | 1840024002 | [10 empty] | Cousins IslandME
Reyno | Reyno | AR | Arkansas | 5121 | Randolph | 36.3609 | -90.759 | 451 | 172 | polygon | FALSE | TRUE | America/Chicago | 3 | 72462 72413 | 1840014449 | [10 empty] | ReynoAR
PeÃ±a Pobre | Pena Pobre | PR | Puerto Rico | 72103 | Naguabo | 18.2174 | -65.8221 | 451 | 1741 | polygon | FALSE | FALSE | America/Puerto_Rico | 3 | 718 | 1630035545 | [10 empty] | PeÃ±a PobrePR
Falls Village | Falls Village | CT | Connecticut | 9005 | Litchfield | 41.9576 | -73.3562 | 451 | 109 | polygon | FALSE | FALSE | America/New_York | 3 | 06031 06018 | 1840026221 | [10 empty] | Falls VillageCT
Bayard | Bayard | IA | Iowa | 19077 | Guthrie | 41.852 | -94.5578 | 451 | 380 | polygon | FALSE | TRUE | America/Chicago | 3 | 50029 | 1840007074 | [10 empty] | BayardIA
Carolina | Carolina | WV | West Virginia | 54049 | Marion | 39.4795 | -80.2728 | 451 | 209 | polygon | FALSE | FALSE | America/New_York | 3 | 26563 26591 | 1840025597 | [10 empty] | CarolinaWV
Newfield Hamlet | Newfield Hamlet | NY | New York | 36109 | Tompkins | 42.3582 | -76.5923 | 451 | 138 | polygon | FALSE | FALSE | America/New_York | 3 | 14867 | 1840073636 | [10 empty] | Newfield HamletNY
Emery | Emery | SD | South Dakota | 46061 | Hanson | 43.602 | -97.6195 | 451 | 381 | polygon | FALSE | TRUE | America/Chicago | 3 | 57332 | 1840002644 | [10 empty] | EmerySD
Edgar | Edgar | NE | Nebraska | 31035 | Clay | 40.3683 | -97.971 | 450 | 220 | polygon | FALSE | TRUE | America/Chicago | 3 | 68935 | 1840008335 | [10 empty] | EdgarNE
Funston | Funston | GA | Georgia | 13071 | Colquitt | 31.1989 | -83.8771 | 450 | 152 | polygon | FALSE | TRUE | America/New_York | 3 | 31768 | 1840013881 | [10 empty] | FunstonGA
Fernville | Fernville | PA | Pennsylvania | 42037 | Columbia | 41.0024 | -76.4752 | 450 | 215 | polygon | FALSE | FALSE | America/New_York | 3 | 17815 | 1840034965 | [10 empty] | FernvillePA
Galena | Galena | AK | Alaska | 2290 | Yukon-Koyukuk | 64.7381 | -156.8635 | 450 | 9 | polygon | FALSE | TRUE | America/Anchorage | 3 | 99741 | 1840023447 | [10 empty] | GalenaAK
Holton | Holton | IN | Indiana | 18137 | Ripley | 39.0752 | -85.3847 | 450 | 96 | polygon | FALSE | TRUE | America/Indiana/Indianapolis | 3 | 47023 | 1840010674 | [10 empty] | HoltonIN
Coleridge | Coleridge | NE | Nebraska | 31027 | Cedar | 42.5065 | -97.2029 | 450 | 339 | polygon | FALSE | TRUE | America/Chicago | 3 | 68727 | 1840011070 | [10 empty] | ColeridgeNE
Pleasanton | Pleasanton | NM | New Mexico | 35003 | Catron | 33.2759 | -108.8792 | 450 | 114 | polygon | FALSE | FALSE | America/Denver | 3 | 88039 | 1840025027 | [10 empty] | PleasantonNM
Vanderbilt | Vanderbilt | PA | Pennsylvania | 42051 | Fayette | 40.0339 | -79.6633 | 450 | 991 | polygon | FALSE | TRUE | America/New_York | 3 | 15486 | 1840000672 | [10 empty] | VanderbiltPA
Mount Auburn | Mount Auburn | IL | Illinois | 17021 | Christian | 39.7649 | -89.2608 | 450 | 174 | polygon | FALSE | TRUE | America/Chicago | 3 | 62547 | 1840012547 | [10 empty] | Mount AuburnIL
Hallsboro | Hallsboro | NC | North Carolina | 37047 | Columbus | 34.3189 | -78.5934 | 450 | 53 | polygon | FALSE | FALSE | America/New_York | 3 | 28442 | 1840025858 | [10 empty] | HallsboroNC
Fithian | Fithian | IL | Illinois | 17183 | Vermilion | 40.1143 | -87.875 | 449 | 453 | polygon | FALSE | TRUE | America/Chicago | 3 | 61844 | 1840012180 | [10 empty] | FithianIL
Cobb | Cobb | WI | Wisconsin | 55049 | Iowa | 42.966 | -90.3296 | 449 | 194 | polygon | FALSE | TRUE | America/Chicago | 3 | 53526 | 1840002958 | [10 empty] | CobbWI
Cosmos | Cosmos | MN | Minnesota | 27093 | Meeker | 44.9354 | -94.6949 | 449 | 156 | polygon | FALSE | TRUE | America/Chicago | 3 | 56228 | 1840006731 | [10 empty] | CosmosMN
Skellytown | Skellytown | TX | Texas | 48065 | Carson | 35.5704 | -101.1728 | 449 | 326 | polygon | FALSE | TRUE | America/Chicago | 3 | 79080 | 1840022746 | [10 empty] | SkellytownTX
Norbourne Estates | Norbourne Estates | KY | Kentucky | 21111 | Jefferson | 38.2466 | -85.6465 | 449 | 2171 | polygon | FALSE | TRUE | America/New_York | 2 | 40207 | 1840030542 | [10 empty] | Norbourne EstatesKY
Rutledge | Rutledge | AL | Alabama | 1041 | Crenshaw | 31.724 | -86.302 | 449 | 29 | polygon | FALSE | TRUE | America/Chicago | 3 | 36049 36071 | 1840005396 | [10 empty] | RutledgeAL
Senecaville | Senecaville | OH | Ohio | 39059 | Guernsey | 39.9348 | -81.4594 | 449 | 364 | polygon | FALSE | TRUE | America/New_York | 3 | 43780 | 1840012360 | [10 empty] | SenecavilleOH
Emerson | Emerson | IA | Iowa | 19129 | Mills | 41.018 | -95.4028 | 449 | 676 | polygon | FALSE | TRUE | America/Chicago | 3 | 51533 | 1840008272 | [10 empty] | EmersonIA
Point Arena | Point Arena | CA | California | 6045 | Mendocino | 38.9123 | -123.6955 | 449 | 127 | polygon | FALSE | TRUE | America/Los_Angeles | 3 | 95468 | 1840020190 | [10 empty] | Point ArenaCA
Arlington | Arlington | KS | Kansas | 20155 | Reno | 37.8963 | -98.1781 | 449 | 140 | polygon | FALSE | TRUE | America/Chicago | 3 | 67514 | 1840007539 | [10 empty] | ArlingtonKS
Lake Petersburg | Lake Petersburg | IL | Illinois | 17129 | Menard | 39.9832 | -89.8655 | 449 | 98 | polygon | FALSE | FALSE | America/Chicago | 3 | 62675 | 1840026556 | [10 empty] | Lake PetersburgIL
Touchet | Touchet | WA | Washington | 53071 | Walla Walla | 46.0412 | -118.6724 | 449 | 142 | polygon | FALSE | FALSE | America/Los_Angeles | 3 | 99360 | 1840018488 | [10 empty] | TouchetWA
Emerado | Emerado | ND | North Dakota | 38035 | Grand Forks | 47.9241 | -97.3655 | 449 | 559 | polygon | FALSE | TRUE | America/Chicago | 3 | 58228 58207 | 1840000099 | [10 empty] | EmeradoND
Bass Lake | Bass Lake | CA | California | 6039 | Madera | 37.328 | -119.5668 | 449 | 92 | polygon | FALSE | FALSE | America/Los_Angeles | 3 | 93604 | 1840025723 | [10 empty] | Bass LakeCA
Cheriton | Cheriton | VA | Virginia | 51131 | Northampton | 37.2919 | -75.9679 | 448 | 158 | polygon | FALSE | TRUE | America/New_York | 3 | 23310 23316 | 1840006417 | [10 empty] | CheritonVA
Montcalm | Montcalm | WV | West Virginia | 54055 | Mercer | 37.3516 | -81.2515 | 448 | 63 | polygon | FALSE | FALSE | America/New_York | 3 | 24701 24737 24747 | 1840006400 | [10 empty] | MontcalmWV
Fox | Fox | AK | Alaska | 2090 | Fairbanks North Star | 64.9749 | -147.609 | 448 | 13 | polygon | FALSE | FALSE | America/Anchorage | 3 | 99712 | 1840023461 | [10 empty] | FoxAK
Coloma | Coloma | WI | Wisconsin | 55137 | Waushara | 44.0387 | -89.5311 | 448 | 116 | polygon | FALSE | TRUE | America/Chicago | 3 | 54930 | 1840002238 | [10 empty] | ColomaWI
Rothbury | Rothbury | MI | Michigan | 26127 | Oceana | 43.52 | -86.3588 | 448 | 70 | polygon | FALSE | TRUE | America/Detroit | 3 | 49437 49446 49452 | 1840010956 | [10 empty] | RothburyMI
Elgin | Elgin | TN | Tennessee | 47151 | Scott | 36.3285 | -84.6091 | 448 | 89 | polygon | FALSE | FALSE | America/New_York | 3 | 37852 37732 37872 | 1840025755 | [10 empty] | ElginTN
Lattimore | Lattimore | NC | North Carolina | 37045 | Cleveland | 35.3154 | -81.6602 | 448 | 168 | polygon | FALSE | TRUE | America/New_York | 3 | 28089 28150 | 1840016330 | [10 empty] | LattimoreNC
Ualapue | Ualapue | HI | Hawaii | 15009 | Maui | 21.0704 | -156.8355 | 448 | 54 | polygon | FALSE | FALSE | Pacific/Honolulu | 3 | 96748 | 1840029548 | [10 empty] | UalapueHI
Essex | Essex | MO | Missouri | 29207 | Stoddard | 36.8118 | -89.8626 | 448 | 598 | polygon | FALSE | TRUE | America/Chicago | 3 | 63846 | 1840008785 | [10 empty] | EssexMO
Diablo | Diablo | CA | California | 6013 | Contra Costa | 37.8408 | -121.9565 | 448 | 127 | polygon | FALSE | FALSE | America/Los_Angeles | 3 | 94506 94528 | 1840018896 | [10 empty] | DiabloCA
Gustavus | Gustavus | AK | Alaska | 2105 | Hoonah-Angoon | 58.4275 | -135.7492 | 447 | 4 | polygon | FALSE | TRUE | America/Juneau | 3 | 99826 | 1840023313 | [10 empty] | GustavusAK
Wacissa | Wacissa | FL | Florida | 12065 | Jefferson | 30.3566 | -83.9937 | 447 | 41 | polygon | FALSE | FALSE | America/New_York | 3 | 32344 32361 | 1840026007 | [10 empty] | WacissaFL
Lodge Grass | Lodge Grass | MT | Montana | 30003 | Big Horn | 45.3142 | -107.3677 | 447 | 668 | polygon | FALSE | TRUE | America/Denver | 3 | 59050 | 1840021192 | [10 empty] | Lodge GrassMT
Tildenville | Tildenville | FL | Florida | 12095 | Orange | 28.5385 | -81.6026 | 447 | 831 | polygon | FALSE | FALSE | America/New_York | 3 | 34787 | 1840014089 | [10 empty] | TildenvilleFL
Jamesville | Jamesville | NC | North Carolina | 37117 | Martin | 35.8121 | -76.9002 | 447 | 122 | polygon | FALSE | TRUE | America/New_York | 3 | 27846 | 1840016202 | [10 empty] | JamesvilleNC
Broad Top City | Broad Top City | PA | Pennsylvania | 42061 | Huntingdon | 40.2012 | -78.1406 | 447 | 255 | polygon | FALSE | TRUE | America/New_York | 3 | 16621 | 1840001064 | [10 empty] | Broad Top CityPA
Camargo | Camargo | IL | Illinois | 17041 | Douglas | 39.7991 | -88.1671 | 447 | 137 | polygon | FALSE | TRUE | America/Chicago | 3 | 61919 | 1840010589 | [10 empty] | CamargoIL
Henry | Henry | TN | Tennessee | 47079 | Henry | 36.2001 | -88.4111 | 447 | 131 | polygon | FALSE | TRUE | America/Chicago | 3 | 38231 | 1840015283 | [10 empty] | HenryTN
Keytesville | Keytesville | MO | Missouri | 29041 | Chariton | 39.4313 | -92.9371 | 447 | 224 | polygon | FALSE | TRUE | America/Chicago | 3 | 65261 | 1840008447 | [10 empty] | KeytesvilleMO
South Bethlehem | South Bethlehem | PA | Pennsylvania | 42005 | Armstrong | 40.9991 | -79.3395 | 447 | 1134 | polygon | FALSE | TRUE | America/New_York | 3 | 16242 | 1840035294 | [10 empty] | South BethlehemPA
Randolph | Randolph | MN | Minnesota | 27037 | Dakota | 44.526 | -93.0198 | 446 | 180 | polygon | FALSE | TRUE | America/Chicago | 3 | 55009 55065 | 1840008950 | [10 empty] | RandolphMN
Lauderdale | Lauderdale | MS | Mississippi | 28075 | Lauderdale | 32.5104 | -88.5264 | 446 | 60 | polygon | FALSE | FALSE | America/Chicago | 3 | 39335 | 1840025906 | [10 empty] | LauderdaleMS
Milton | Milton | IN | Indiana | 18177 | Wayne | 39.7862 | -85.1563 | 446 | 620 | polygon | FALSE | TRUE | America/Indiana/Indianapolis | 3 | 47357 | 1840009496 | [10 empty] | MiltonIN
Alberton | Alberton | MT | Montana | 30061 | Mineral | 47.0037 | -114.4817 | 446 | 314 | polygon | FALSE | TRUE | America/Denver | 3 | 59820 | 1840021125 | [10 empty] | AlbertonMT
Woodland | Woodland | MI | Michigan | 26015 | Barry | 42.7268 | -85.1344 | 446 | 203 | polygon | FALSE | TRUE | America/Detroit | 3 | 48897 | 1840011091 | [10 empty] | WoodlandMI
Branson West | Branson West | MO | Missouri | 29209 | Stone | 36.703 | -93.3778 | 446 | 38 | polygon | FALSE | TRUE | America/Chicago | 3 | 65737 | 1840007652 | [10 empty] | Branson WestMO
Richmond | Richmond | OH | Ohio | 39081 | Jefferson | 40.4329 | -80.772 | 446 | 311 | polygon | FALSE | TRUE | America/New_York | 3 | 43944 | 1840012123 | [10 empty] | RichmondOH
Convent | Convent | LA | Louisiana | 22093 | St. James | 30.0132 | -90.8232 | 446 | 44 | polygon | FALSE | FALSE | America/Chicago | 3 | 70723 | 1840025126 | [10 empty] | ConventLA
Farragut | Farragut | IA | Iowa | 19071 | Fremont | 40.72 | -95.4807 | 446 | 424 | polygon | FALSE | TRUE | America/Chicago | 3 | 51639 | 1840008297 | [10 empty] | FarragutIA
Kennard | Kennard | IN | Indiana | 18065 | Henry | 39.9054 | -85.5222 | 446 | 406 | polygon | FALSE | TRUE | America/Indiana/Indianapolis | 3 | 47351 | 1840010532 | [10 empty] | KennardIN
Carter Springs | Carter Springs | NV | Nevada | 32005 | Douglas | 38.8619 | -119.6413 | 446 | 61 | polygon | FALSE | TRUE | America/Los_Angeles | 3 | 89410 | 1840039791 | [10 empty] | Carter SpringsNV
Appleby | Appleby | TX | Texas | 48347 | Nacogdoches | 31.717 | -94.6078 | 446 | 79 | polygon | FALSE | TRUE | America/Chicago | 3 | 75965 | 1840019534 | [10 empty] | ApplebyTX
Marston | Marston | MO | Missouri | 29143 | New Madrid | 36.5177 | -89.6062 | 446 | 155 | polygon | FALSE | TRUE | America/Chicago | 3 | 63873 63866 | 1840008801 | [10 empty] | MarstonMO
Springboro | Springboro | PA | Pennsylvania | 42039 | Crawford | 41.8006 | -80.3715 | 446 | 207 | polygon | FALSE | TRUE | America/New_York | 3 | 16435 | 1840000561 | [10 empty] | SpringboroPA
Terminous | Terminous | CA | California | 6077 | San Joaquin | 38.1154 | -121.4896 | 446 | 176 | polygon | FALSE | FALSE | America/Los_Angeles | 3 | 95242 | 1840026769 | [10 empty] | TerminousCA
Fries | Fries | VA | Virginia | 51077 | Grayson | 36.714 | -80.9752 | 446 | 269 | polygon | FALSE | TRUE | America/New_York | 3 | 24330 24333 | 1840006561 | [10 empty] | FriesVA
Point Place | Point Place | LA | Louisiana | 22069 | Natchitoches | 31.6882 | -93.0245 | 446 | 176 | polygon | FALSE | FALSE | America/Chicago | 3 | 71457 | 1840031020 | [10 empty] | Point PlaceLA
West Manchester | West Manchester | OH | Ohio | 39135 | Preble | 39.9033 | -84.6262 | 446 | 633 | polygon | FALSE | TRUE | America/New_York | 3 | 45382 | 1840012500 | [10 empty] | West ManchesterOH
Huntsville | Huntsville | OH | Ohio | 39091 | Logan | 40.4424 | -83.8043 | 446 | 569 | polygon | FALSE | TRUE | America/New_York | 3 | 43324 | 1840012151 | [10 empty] | HuntsvilleOH
Brownsdale | Brownsdale | FL | Florida | 12113 | Santa Rosa | 30.8859 | -87.2218 | 446 | 19 | polygon | FALSE | FALSE | America/Chicago | 3 | 32565 | 1840025110 | [10 empty] | BrownsdaleFL
Kopperston | Kopperston | WV | West Virginia | 54109 | Wyoming | 37.7502 | -81.5764 | 446 | 90 | polygon | FALSE | FALSE | America/New_York | 3 | 24870 24854 | 1840025721 | [10 empty] | KopperstonWV
McArthur | McArthur | CA | California | 6089 | Shasta | 41.0415 | -121.4068 | 446 | 171 | polygon | FALSE | FALSE | America/Los_Angeles | 3 | 96056 96028 | 1840017493 | [10 empty] | McArthurCA
Wilroads Gardens | Wilroads Gardens | KS | Kansas | 20057 | Ford | 37.7153 | -99.9269 | 446 | 76 | polygon | FALSE | FALSE | America/Chicago | 3 | 67801 | 1840030179 | [10 empty] | Wilroads GardensKS
Hudson | Hudson | WY | Wyoming | 56013 | Fremont | 42.9028 | -108.5819 | 445 | 403 | polygon | FALSE | TRUE | America/Denver | 3 | 82515 82520 | 1840021270 | [10 empty] | HudsonWY
Gloria Glens Park | Gloria Glens Park | OH | Ohio | 39103 | Medina | 41.0577 | -81.901 | 445 | 1603 | polygon | FALSE | TRUE | America/New_York | 3 | 44215 | 1840011713 | [10 empty] | Gloria Glens ParkOH
Cinco Bayou | Cinco Bayou | FL | Florida | 12091 | Okaloosa | 30.4223 | -86.6095 | 445 | 1004 | polygon | FALSE | TRUE | America/Chicago | 3 | 32548 | 1840017158 | [10 empty] | Cinco BayouFL
Nelson | Nelson | NE | Nebraska | 31129 | Nuckolls | 40.2011 | -98.0687 | 445 | 210 | polygon | FALSE | TRUE | America/Chicago | 3 | 68961 | 1840008367 | [10 empty] | NelsonNE
Atlantic Beach | Atlantic Beach | SC | South Carolina | 45051 | Horry | 33.8035 | -78.7177 | 445 | 1062 | polygon | FALSE | TRUE | America/New_York | 3 | 29582 29598 | 1840015592 | [10 empty] | Atlantic BeachSC
Gouglersville | Gouglersville | PA | Pennsylvania | 42011 | Berks | 40.2701 | -76.0192 | 445 | 125 | polygon | FALSE | FALSE | America/New_York | 3 | 19608 | 1840026461 | [10 empty] | GouglersvillePA
Moorland | Moorland | KY | Kentucky | 21111 | Jefferson | 38.2728 | -85.58 | 445 | 1830 | polygon | FALSE | TRUE | America/New_York | 3 | 40242 40223 | 1840014296 | [10 empty] | MoorlandKY
Briarwood | Briarwood | KY | Kentucky | 21111 | Jefferson | 38.278 | -85.5926 | 445 | 1803 | polygon | FALSE | TRUE | America/New_York | 3 | 40242 | 1840030393 | [10 empty] | BriarwoodKY
Cochiti | Cochiti | NM | New Mexico | 35043 | Sandoval | 35.6105 | -106.3501 | 445 | 220 | polygon | FALSE | FALSE | America/Denver | 3 | 87072 | 1840017741 | [10 empty] | CochitiNM
Fenwick Island | Fenwick Island | DE | Delaware | 10005 | Sussex | 38.4604 | -75.0542 | 445 | 518 | polygon | FALSE | TRUE | America/New_York | 3 | 19944 | 1840006063 | [10 empty] | Fenwick IslandDE
Bakersville | Bakersville | NC | North Carolina | 37121 | Mitchell | 36.0153 | -82.1582 | 445 | 226 | polygon | FALSE | TRUE | America/New_York | 3 | 28705 | 1840015345 | [10 empty] | BakersvilleNC
Calion | Calion | AR | Arkansas | 5139 | Union | 33.3285 | -92.5402 | 445 | 156 | polygon | FALSE | TRUE | America/Chicago | 3 | 71724 71730 | 1840013774 | [10 empty] | CalionAR
Weippe | Weippe | ID | Idaho | 16035 | Clearwater | 46.3787 | -115.9394 | 444 | 429 | polygon | FALSE | TRUE | America/Los_Angeles | 3 | 83553 | 1840021158 | [10 empty] | WeippeID
Taylor | Taylor | MS | Mississippi | 28071 | Lafayette | 34.2691 | -89.5833 | 444 | 58 | polygon | FALSE | TRUE | America/Chicago | 3 | 38655 38673 | 1840017935 | [10 empty] | TaylorMS
Clarksburg | Clarksburg | OH | Ohio | 39141 | Ross | 39.5059 | -83.1541 | 444 | 993 | polygon | FALSE | TRUE | America/New_York | 3 | 43115 | 1840010652 | [10 empty] | ClarksburgOH
Evening Shade | Evening Shade | AR | Arkansas | 5135 | Sharp | 36.0701 | -91.6218 | 444 | 102 | polygon | FALSE | TRUE | America/Chicago | 3 | 72532 | 1840013325 | [10 empty] | Evening ShadeAR
Scammon | Scammon | KS | Kansas | 20021 | Cherokee | 37.278 | -94.823 | 444 | 273 | polygon | FALSE | TRUE | America/Chicago | 3 | 66773 | 1840001717 | [10 empty] | ScammonKS
Avery | Avery | TX | Texas | 48387 | Red River | 33.5522 | -94.7803 | 444 | 180 | polygon | FALSE | TRUE | America/Chicago | 3 | 75554 | 1840020570 | [10 empty] | AveryTX
Holland Patent | Holland Patent | NY | New York | 36065 | Oneida | 43.2413 | -75.2566 | 444 | 339 | polygon | FALSE | TRUE | America/New_York | 3 | 13354 | 1840004205 | [10 empty] | Holland PatentNY
Moreland | Moreland | GA | Georgia | 13077 | Coweta | 33.2861 | -84.7699 | 444 | 189 | polygon | FALSE | TRUE | America/New_York | 3 | 30259 | 1840016859 | [10 empty] | MorelandGA
Elk Park | Elk Park | NC | North Carolina | 37011 | Avery | 36.1582 | -81.9808 | 444 | 248 | polygon | FALSE | TRUE | America/New_York | 3 | 28622 | 1840016114 | [10 empty] | Elk ParkNC
Panama | Panama | NY | New York | 36013 | Chautauqua | 42.0747 | -79.485 | 444 | 77 | polygon | FALSE | TRUE | America/New_York | 3 | 14767 | 1840004569 | [10 empty] | PanamaNY
Robinson | Robinson | PA | Pennsylvania | 42063 | Indiana | 40.4048 | -79.1383 | 444 | 173 | polygon | FALSE | FALSE | America/New_York | 3 | 15949 | 1840026400 | [10 empty] | RobinsonPA
Bransford | Bransford | TN | Tennessee | 47165 | Sumner | 36.5133 | -86.2853 | 444 | 42 | polygon | FALSE | FALSE | America/Chicago | 3 | 37022 | 1840024889 | [10 empty] | BransfordTN
Ripley | Ripley | CA | California | 6065 | Riverside | 33.5238 | -114.6531 | 444 | 100 | polygon | FALSE | FALSE | America/Los_Angeles | 3 | 92225 | 1840025033 | [10 empty] | RipleyCA
Summerhill | Summerhill | PA | Pennsylvania | 42021 | Cambria | 40.3765 | -78.7616 | 444 | 522 | polygon | FALSE | TRUE | America/New_York | 3 | 15958 | 1840001098 | [10 empty] | SummerhillPA
Greenview | Greenview | WV | West Virginia | 54005 | Boone | 37.9963 | -81.8202 | 444 | 173 | polygon | FALSE | FALSE | America/New_York | 3 | 25053 | 1840025687 | [10 empty] | GreenviewWV
Mount Pleasant | Mount Pleasant | OH | Ohio | 39081 | Jefferson | 40.1759 | -80.7996 | 443 | 671 | polygon | FALSE | TRUE | America/New_York | 3 | 43939 | 1840012125 | [10 empty] | Mount PleasantOH
South Prairie | South Prairie | WA | Washington | 53053 | Pierce | 47.1374 | -122.0939 | 443 | 446 | polygon | FALSE | TRUE | America/Los_Angeles | 3 | 98385 | 1840022308 | [10 empty] | South PrairieWA
Sigurd | Sigurd | UT | Utah | 49041 | Sevier | 38.8507 | -111.9673 | 443 | 174 | polygon | FALSE | TRUE | America/Denver | 3 | 84620 84657 | 1840022480 | [10 empty] | SigurdUT
Montrose | Montrose | SD | South Dakota | 46087 | McCook | 43.7001 | -97.1844 | 443 | 415 | polygon | FALSE | TRUE | America/Chicago | 3 | 57048 | 1840002659 | [10 empty] | MontroseSD
Titonka | Titonka | IA | Iowa | 19109 | Kossuth | 43.2369 | -94.0411 | 443 | 610 | polygon | FALSE | TRUE | America/Chicago | 3 | 50480 | 1840010054 | [10 empty] | TitonkaIA
Winchester | Winchester | ID | Idaho | 16061 | Lewis | 46.2409 | -116.6242 | 443 | 970 | polygon | FALSE | TRUE | America/Los_Angeles | 3 | 83555 | 1840021179 | [10 empty] | WinchesterID
Akeley | Akeley | MN | Minnesota | 27057 | Hubbard | 47.0005 | -94.728 | 443 | 116 | polygon | FALSE | TRUE | America/Chicago | 3 | 56433 | 1840006627 | [10 empty] | AkeleyMN
Highland Haven | Highland Haven | TX | Texas | 48053 | Burnet | 30.6074 | -98.3951 | 443 | 387 | polygon | FALSE | TRUE | America/Chicago | 3 | 78654 | 1840020868 | [10 empty] | Highland HavenTX
Edison | Edison | OH | Ohio | 39117 | Morrow | 40.5583 | -82.8632 | 443 | 595 | polygon | FALSE | TRUE | America/New_York | 3 | 43338 43320 | 1840012021 | [10 empty] | EdisonOH
Wapanucka | Wapanucka | OK | Oklahoma | 40069 | Johnston | 34.3735 | -96.4254 | 443 | 254 | polygon | FALSE | TRUE | America/Chicago | 3 | 73461 | 1840022850 | [10 empty] | WapanuckaOK
South Heights | South Heights | PA | Pennsylvania | 42007 | Beaver | 40.5745 | -80.2363 | 443 | 523 | polygon | FALSE | TRUE | America/New_York | 3 | 15081 | 1840001031 | [10 empty] | South HeightsPA
Leedey | Leedey | OK | Oklahoma | 40043 | Dewey | 35.8688 | -99.3451 | 443 | 416 | polygon | FALSE | TRUE | America/Chicago | 3 | 73654 | 1840021690 | [10 empty] | LeedeyOK
Lashmeet | Lashmeet | WV | West Virginia | 54055 | Mercer | 37.4228 | -81.1967 | 443 | 228 | polygon | FALSE | FALSE | America/New_York | 3 | 24733 24747 | 1840038147 | [10 empty] | LashmeetWV
Douglassville | Douglassville | PA | Pennsylvania | 42011 | Berks | 40.2577 | -75.7251 | 443 | 265 | polygon | FALSE | FALSE | America/New_York | 3 | 19518 | 1840026446 | [10 empty] | DouglassvillePA
JAARS | JAARS | NC | North Carolina | 37179 | Union | 34.8622 | -80.7489 | 443 | 199 | polygon | FALSE | FALSE | America/New_York | 3 | 28173 | 1840033012 | [10 empty] | JAARSNC
Mount Sidney | Mount Sidney | VA | Virginia | 51015 | Augusta | 38.2586 | -78.9654 | 442 | 102 | polygon | FALSE | FALSE | America/New_York | 3 | 24467 | 1840024686 | [10 empty] | Mount SidneyVA
Bigfork | Bigfork | MN | Minnesota | 27061 | Itasca | 47.7473 | -93.6525 | 442 | 92 | polygon | FALSE | TRUE | America/Chicago | 3 | 56628 | 1840006612 | [10 empty] | BigforkMN
Grimesland | Grimesland | NC | North Carolina | 37147 | Pitt | 35.5686 | -77.2025 | 442 | 250 | polygon | FALSE | TRUE | America/New_York | 3 | 27837 | 1840016278 | [10 empty] | GrimeslandNC
Harrison | Harrison | GA | Georgia | 13303 | Washington | 32.8263 | -82.7258 | 442 | 99 | polygon | FALSE | TRUE | America/New_York | 3 | 31035 | 1840016897 | [10 empty] | HarrisonGA
Buffalo Springs | Buffalo Springs | TX | Texas | 48303 | Lubbock | 33.5327 | -101.7077 | 442 | 113 | polygon | FALSE | TRUE | America/Chicago | 3 | 79404 | 1840022945 | [10 empty] | Buffalo SpringsTX
Shippenville | Shippenville | PA | Pennsylvania | 42031 | Clarion | 41.2528 | -79.4633 | 442 | 556 | polygon | FALSE | TRUE | America/New_York | 3 | 16254 | 1840003462 | [10 empty] | ShippenvillePA
River Bluff | River Bluff | KY | Kentucky | 21185 | Oldham | 38.3719 | -85.604 | 442 | 724 | polygon | FALSE | TRUE | America/New_York | 3 | 40059 | 1840014286 | [10 empty] | River BluffKY
Mansfield | Mansfield | GA | Georgia | 13217 | Newton | 33.518 | -83.7349 | 442 | 156 | polygon | FALSE | TRUE | America/New_York | 3 | 30055 | 1840015691 | [10 empty] | MansfieldGA
La Grange | La Grange | WY | Wyoming | 56015 | Goshen | 41.6384 | -104.163 | 442 | 419 | polygon | FALSE | FALSE | America/Denver | 3 | 82221 | 1840021304 | [10 empty] | La GrangeWY
Carmichaels | Carmichaels | PA | Pennsylvania | 42059 | Greene | 39.8976 | -79.975 | 442 | 1034 | polygon | FALSE | TRUE | America/New_York | 3 | 15320 | 1840000717 | [10 empty] | CarmichaelsPA
Dillwyn | Dillwyn | VA | Virginia | 51029 | Buckingham | 37.5411 | -78.4613 | 442 | 264 | polygon | FALSE | TRUE | America/New_York | 3 | 23936 | 1840006384 | [10 empty] | DillwynVA
Spottsville | Spottsville | KY | Kentucky | 21101 | Henderson | 37.8564 | -87.4167 | 442 | 362 | polygon | FALSE | FALSE | America/Chicago | 3 | 42458 | 1840026803 | [10 empty] | SpottsvilleKY
Ashby | Ashby | MN | Minnesota | 27051 | Grant | 46.0931 | -95.8157 | 441 | 308 | polygon | FALSE | TRUE | America/Chicago | 3 | 56309 | 1840006675 | [10 empty] | AshbyMN
Heeney | Heeney | CO | Colorado | 8117 | Summit | 39.8711 | -106.3001 | 441 | 748 | polygon | FALSE | FALSE | America/Denver | 3 | 80498 | 1840024367 | [10 empty] | HeeneyCO
St. Stephens | St. Stephens | AL | Alabama | 1129 | Washington | 31.5474 | -88.0555 | 441 | 17 | polygon | FALSE | FALSE | America/Chicago | 3 | 36569 | 1840004299 | [10 empty] | St. StephensAL
Clay | Clay | WV | West Virginia | 54015 | Clay | 38.4661 | -81.0816 | 441 | 305 | polygon | FALSE | TRUE | America/New_York | 3 | 25043 | 1840006185 | [10 empty] | ClayWV
Maupin | Maupin | OR | Oregon | 41065 | Wasco | 45.1731 | -121.0882 | 441 | 124 | polygon | FALSE | TRUE | America/Los_Angeles | 3 | 97037 | 1840019943 | [10 empty] | MaupinOR
Follett | Follett | TX | Texas | 48295 | Lipscomb | 36.434 | -100.1408 | 441 | 175 | polygon | FALSE | TRUE | America/Chicago | 3 | 79034 | 1840020380 | [10 empty] | FollettTX
Ridgeside | Ridgeside | TN | Tennessee | 47065 | Hamilton | 35.0349 | -85.2469 | 441 | 1004 | polygon | FALSE | TRUE | America/New_York | 3 | 37411 | 1840014572 | [10 empty] | RidgesideTN
Bridgeton | Bridgeton | NC | North Carolina | 37049 | Craven | 35.1347 | -77.0159 | 441 | 83 | polygon | FALSE | TRUE | America/New_York | 3 | 28560 28519 | 1840015456 | [10 empty] | BridgetonNC
Bigfoot | Bigfoot | TX | Texas | 48163 | Frio | 29.0619 | -98.8522 | 441 | 7 | polygon | FALSE | FALSE | America/Chicago | 3 | 78005 | 1840018280 | [10 empty] | BigfootTX
Offerman | Offerman | GA | Georgia | 13229 | Pierce | 31.4088 | -82.1132 | 441 | 52 | polygon | FALSE | TRUE | America/New_York | 3 | 31557 31556 | 1840014958 | [10 empty] | OffermanGA
Tierra Verde | Tierra Verde | TX | Texas | 48355 | Nueces | 27.7616 | -97.7174 | 441 | 85 | polygon | FALSE | TRUE | America/Chicago | 3 | 78380 | 1840042640 | [10 empty] | Tierra VerdeTX
Spalding | Spalding | NE | Nebraska | 31077 | Greeley | 41.6892 | -98.3626 | 440 | 529 | polygon | FALSE | TRUE | America/Chicago | 3 | 68665 | 1840011466 | [10 empty] | SpaldingNE
Arden | Arden | DE | Delaware | 10003 | New Castle | 39.8113 | -75.4886 | 440 | 675 | polygon | FALSE | TRUE | America/New_York | 3 | 19810 | 1840005585 | [10 empty] | ArdenDE
Arjay | Arjay | KY | Kentucky | 21013 | Bell | 36.8061 | -83.6421 | 440 | 274 | polygon | FALSE | FALSE | America/New_York | 3 | 40902 | 1840030368 | [10 empty] | ArjayKY
Sacramento | Sacramento | KY | Kentucky | 21149 | McLean | 37.416 | -87.2678 | 440 | 394 | polygon | FALSE | TRUE | America/Chicago | 3 | 42372 | 1840015238 | [10 empty] | SacramentoKY
Herman | Herman | MN | Minnesota | 27051 | Grant | 45.8105 | -96.1414 | 440 | 153 | polygon | FALSE | TRUE | America/Chicago | 3 | 56248 | 1840006677 | [10 empty] | HermanMN
Max Meadows | Max Meadows | VA | Virginia | 51197 | Wythe | 36.9798 | -80.9678 | 440 | 37 | polygon | FALSE | FALSE | America/New_York | 3 | 24382 24360 | 1840006502 | [10 empty] | Max MeadowsVA
Dix | Dix | IL | Illinois | 17081 | Jefferson | 38.4431 | -88.9423 | 440 | 81 | polygon | FALSE | TRUE | America/Chicago | 3 | 62830 | 1840012913 | [10 empty] | DixIL
Teton Village | Teton Village | WY | Wyoming | 56039 | Teton | 43.5931 | -110.8441 | 440 | 34 | polygon | FALSE | FALSE | America/Denver | 3 | 83025 | 1840018613 | [10 empty] | Teton VillageWY
Merrimac | Merrimac | WI | Wisconsin | 55111 | Sauk | 43.3741 | -89.6273 | 440 | 206 | polygon | FALSE | TRUE | America/Chicago | 3 | 53561 | 1840002723 | [10 empty] | MerrimacWI
Irondale | Irondale | MO | Missouri | 29221 | Washington | 37.8356 | -90.6718 | 440 | 318 | polygon | FALSE | TRUE | America/Chicago | 3 | 63648 | 1840008674 | [10 empty] | IrondaleMO
Manokotak | Manokotak | AK | Alaska | 2070 | Dillingham | 58.893 | -158.9109 | 440 | 2 | polygon | FALSE | TRUE | America/Anchorage | 3 | 99628 | 1840023281 | [10 empty] | ManokotakAK
Neola | Neola | UT | Utah | 49013 | Duchesne | 40.4342 | -110.0309 | 440 | 45 | polygon | FALSE | FALSE | America/Denver | 3 | 84053 | 1840018750 | [10 empty] | NeolaUT
Roanoke | Roanoke | LA | Louisiana | 22053 | Jefferson Davis | 30.2355 | -92.7481 | 440 | 397 | polygon | FALSE | FALSE | America/Chicago | 3 | 70581 | 1840026024 | [10 empty] | RoanokeLA
New Era | New Era | MI | Michigan | 26127 | Oceana | 43.5595 | -86.3477 | 440 | 202 | polygon | FALSE | TRUE | America/Detroit | 3 | 49446 | 1840010957 | [10 empty] | New EraMI
Fort Thomas | Fort Thomas | AZ | Arizona | 4009 | Graham | 33.0222 | -109.9665 | 440 | 19 | polygon | FALSE | FALSE | America/Phoenix | 3 | 85536 | 1840022959 | [10 empty] | Fort ThomasAZ
Wheeler | Wheeler | OR | Oregon | 41057 | Tillamook | 45.6874 | -123.8871 | 440 | 329 | polygon | FALSE | TRUE | America/Los_Angeles | 3 | 97136 97147 | 1840021204 | [10 empty] | WheelerOR
Norwich | Norwich | KS | Kansas | 20095 | Kingman | 37.4573 | -97.8478 | 440 | 422 | polygon | FALSE | TRUE | America/Chicago | 3 | 67118 | 1840008719 | [10 empty] | NorwichKS
Cleveland | Cleveland | UT | Utah | 49015 | Emery | 39.3494 | -110.8556 | 440 | 199 | polygon | FALSE | TRUE | America/Denver | 3 | 84521 84518 | 1840022448 | [10 empty] | ClevelandUT
Buckner | Buckner | IL | Illinois | 17055 | Franklin | 37.9807 | -89.0151 | 440 | 194 | polygon | FALSE | TRUE | America/Chicago | 3 | 62819 62812 | 1840010835 | [10 empty] | BucknerIL
Strasburg | Strasburg | IL | Illinois | 17173 | Shelby | 39.3497 | -88.6212 | 439 | 317 | polygon | FALSE | TRUE | America/Chicago | 3 | 62465 | 1840012592 | [10 empty] | StrasburgIL
Oak Island | Oak Island | TX | Texas | 48071 | Chambers | 29.6632 | -94.6882 | 439 | 141 | polygon | FALSE | FALSE | America/Chicago | 3 | 77514 | 1840026037 | [10 empty] | Oak IslandTX
Parkton | Parkton | NC | North Carolina | 37155 | Robeson | 34.9028 | -79.0098 | 439 | 249 | polygon | FALSE | TRUE | America/New_York | 3 | 28371 | 1840016540 | [10 empty] | ParktonNC
Stewartsville | Stewartsville | NJ | New Jersey | 34041 | Warren | 40.6939 | -75.1115 | 439 | 1318 | polygon | FALSE | FALSE | America/New_York | 3 | 8886 | 1840024232 | [10 empty] | StewartsvilleNJ
Bloomingdale | Bloomingdale | MI | Michigan | 26159 | Van Buren | 42.3833 | -85.959 | 439 | 149 | polygon | FALSE | TRUE | America/Detroit | 3 | 49026 | 1840011203 | [10 empty] | BloomingdaleMI
Oakesdale | Oakesdale | WA | Washington | 53075 | Whitman | 47.1305 | -117.2465 | 439 | 163 | polygon | FALSE | TRUE | America/Los_Angeles | 3 | 99158 | 1840022314 | [10 empty] | OakesdaleWA
Junction City | Junction City | WI | Wisconsin | 55097 | Portage | 44.593 | -89.7679 | 439 | 112 | polygon | FALSE | TRUE | America/Chicago | 3 | 54443 | 1840002322 | [10 empty] | Junction CityWI
Ideal | Ideal | GA | Georgia | 13193 | Macon | 32.3726 | -84.1894 | 439 | 148 | polygon | FALSE | TRUE | America/New_York | 3 | 31041 | 1840014900 | [10 empty] | IdealGA
DISH | DISH | TX | Texas | 48121 | Denton | 33.133 | -97.3014 | 439 | 104 | polygon | FALSE | TRUE | America/Chicago | 3 | 76247 | 1840022007 | [10 empty] | DISHTX
Prairie Farm | Prairie Farm | WI | Wisconsin | 55005 | Barron | 45.2368 | -91.9804 | 439 | 176 | polygon | FALSE | TRUE | America/Chicago | 3 | 54762 | 1840002074 | [10 empty] | Prairie FarmWI
New Village | New Village | NJ | New Jersey | 34041 | Warren | 40.7184 | -75.0774 | 439 | 178 | polygon | FALSE | FALSE | America/New_York | 3 | 8886 | 1840033366 | [10 empty] | New VillageNJ
Fossil | Fossil | OR | Oregon | 41069 | Wheeler | 44.9981 | -120.2146 | 438 | 215 | polygon | FALSE | TRUE | America/Los_Angeles | 3 | 97830 | 1840019972 | [10 empty] | FossilOR
Grover | Grover | WY | Wyoming | 56023 | Lincoln | 42.7947 | -110.9294 | 438 | 197 | polygon | FALSE | FALSE | America/Denver | 3 | 83122 | 1840017455 | [10 empty] | GroverWY
Bear Creek | Bear Creek | WI | Wisconsin | 55087 | Outagamie | 44.5313 | -88.7275 | 438 | 183 | polygon | FALSE | TRUE | America/Chicago | 3 | 54922 | 1840002405 | [10 empty] | Bear CreekWI
Dry Prong | Dry Prong | LA | Louisiana | 22043 | Grant | 31.5806 | -92.5305 | 438 | 122 | polygon | FALSE | TRUE | America/Chicago | 3 | 71423 | 1840018165 | [10 empty] | Dry ProngLA
Chase | Chase | KS | Kansas | 20159 | Rice | 38.3553 | -98.3489 | 438 | 608 | polygon | FALSE | TRUE | America/Chicago | 3 | 67524 | 1840007500 | [10 empty] | ChaseKS
Leakey | Leakey | TX | Texas | 48385 | Real | 29.7254 | -99.7631 | 438 | 301 | polygon | FALSE | TRUE | America/Chicago | 3 | 78873 | 1840020935 | [10 empty] | LeakeyTX
McMullin | McMullin | VA | Virginia | 51173 | Smyth | 36.8179 | -81.5775 | 438 | 172 | polygon | FALSE | FALSE | America/New_York | 3 | 24354 | 1840026899 | [10 empty] | McMullinVA
Murdo | Murdo | SD | South Dakota | 46075 | Jones | 43.8893 | -100.7142 | 438 | 268 | polygon | FALSE | TRUE | America/Chicago | 3 | 57559 | 1840000331 | [10 empty] | MurdoSD
Manuel Garcia | Manuel Garcia | TX | Texas | 48427 | Starr | 26.3337 | -98.7016 | 438 | 4748 | polygon | FALSE | TRUE | America/Chicago | 2 | 78582 | 1840041136 | [10 empty] | Manuel GarciaTX
Cunningham | Cunningham | KS | Kansas | 20095 | Kingman | 37.6447 | -98.4311 | 438 | 362 | polygon | FALSE | TRUE | America/Chicago | 3 | 67035 | 1840007585 | [10 empty] | CunninghamKS
Stouchsburg | Stouchsburg | PA | Pennsylvania | 42011 | Berks | 40.3808 | -76.2306 | 438 | 125 | polygon | FALSE | FALSE | America/New_York | 3 | 19567 | 1840026458 | [10 empty] | StouchsburgPA
Montrose Manor | Montrose Manor | PA | Pennsylvania | 42011 | Berks | 40.3065 | -75.9869 | 438 | 730 | polygon | FALSE | TRUE | America/New_York | 3 | 19607 | 1840035446 | [10 empty] | Montrose ManorPA
Industry | Industry | IL | Illinois | 17109 | McDonough | 40.327 | -90.6082 | 438 | 367 | polygon | FALSE | TRUE | America/Chicago | 3 | 61440 | 1840012111 | [10 empty] | IndustryIL
San Pedro | San Pedro | TX | Texas | 48061 | Cameron | 25.9815 | -97.5882 | 438 | 142 | polygon | FALSE | FALSE | America/Chicago | 3 | 78520 | 1840136677 | [10 empty] | San PedroTX
Bitter Springs | Bitter Springs | AZ | Arizona | 4005 | Coconino | 36.6118 | -111.6475 | 438 | 21 | polygon | FALSE | FALSE | America/Denver | 3 | 86040 86036 | 1840017661 | [10 empty] | Bitter SpringsAZ
Nettie | Nettie | WV | West Virginia | 54067 | Nicholas | 38.2183 | -80.6889 | 438 | 53 | polygon | FALSE | FALSE | America/New_York | 3 | 26681 | 1840025669 | [10 empty] | NettieWV
Noxapater | Noxapater | MS | Mississippi | 28159 | Winston | 32.9936 | -89.0636 | 438 | 167 | polygon | FALSE | TRUE | America/Chicago | 3 | 39346 | 1840016891 | [10 empty] | NoxapaterMS
Fallon Station | Fallon Station | NV | Nevada | 32001 | Churchill | 39.4151 | -118.7165 | 438 | 59 | polygon | TRUE | TRUE | America/Los_Angeles | 3 | 89406 | 1840073918 | [10 empty] | Fallon StationNV
Sextonville | Sextonville | WI | Wisconsin | 55103 | Richland | 43.2797 | -90.2922 | 437 | 192 | polygon | FALSE | FALSE | America/Chicago | 3 | 53581 53556 53584 | 1840025442 | [10 empty] | SextonvilleWI
Dalmatia | Dalmatia | PA | Pennsylvania | 42097 | Northumberland | 40.65 | -76.9026 | 437 | 247 | polygon | FALSE | FALSE | America/New_York | 3 | 17017 | 1840026371 | [10 empty] | DalmatiaPA
Galena | Galena | MO | Missouri | 29209 | Stone | 36.8054 | -93.4709 | 437 | 226 | polygon | FALSE | TRUE | America/Chicago | 3 | 65656 | 1840008794 | [10 empty] | GalenaMO
D'Lo | D'Lo | MS | Mississippi | 28127 | Simpson | 31.9869 | -89.9011 | 437 | 242 | polygon | FALSE | TRUE | America/Chicago | 3 | 39062 | 1840017048 | [10 empty] | D'LoMS
Potwin | Potwin | KS | Kansas | 20015 | Butler | 37.9388 | -97.0183 | 437 | 719 | polygon | FALSE | TRUE | America/Chicago | 3 | 67123 | 1840009855 | [10 empty] | PotwinKS
New Auburn | New Auburn | MN | Minnesota | 27143 | Sibley | 44.6728 | -94.232 | 437 | 247 | polygon | FALSE | TRUE | America/Chicago | 3 | 55366 | 1840007868 | [10 empty] | New AuburnMN
Kensington | Kensington | KS | Kansas | 20183 | Smith | 39.7667 | -99.0329 | 437 | 503 | polygon | FALSE | TRUE | America/Chicago | 3 | 66951 | 1840008411 | [10 empty] | KensingtonKS
Miles | Miles | IA | Iowa | 19097 | Jackson | 42.0481 | -90.3133 | 437 | 133 | polygon | FALSE | TRUE | America/Chicago | 3 | 52064 | 1840008089 | [10 empty] | MilesIA
Marysvale | Marysvale | UT | Utah | 49031 | Piute | 38.4384 | -112.2544 | 437 | 9 | polygon | FALSE | TRUE | America/Denver | 3 | 84750 | 1840022513 | [10 empty] | MarysvaleUT
Hornbeck | Hornbeck | LA | Louisiana | 22115 | Vernon | 31.3265 | -93.396 | 437 | 146 | polygon | FALSE | TRUE | America/Chicago | 3 | 71439 | 1840017110 | [10 empty] | HornbeckLA
North Omak | North Omak | WA | Washington | 53047 | Okanogan | 48.444 | -119.4459 | 437 | 15 | polygon | FALSE | FALSE | America/Los_Angeles | 3 | 98841 | 1840037879 | [10 empty] | North OmakWA
Sidman | Sidman | PA | Pennsylvania | 42021 | Cambria | 40.3235 | -78.7523 | 437 | 170 | polygon | FALSE | FALSE | America/New_York | 3 | 15955 | 1840024285 | [10 empty] | SidmanPA
Martins Creek | Martins Creek | PA | Pennsylvania | 42095 | Northampton | 40.7816 | -75.1912 | 437 | 206 | polygon | FALSE | FALSE | America/New_York | 3 | 18063 18013 | 1840026394 | [10 empty] | Martins CreekPA
Meadville | Meadville | MO | Missouri | 29115 | Linn | 39.7882 | -93.2992 | 436 | 311 | polygon | FALSE | TRUE | America/Chicago | 3 | 64659 | 1840008403 | [10 empty] | MeadvilleMO
Neponset | Neponset | IL | Illinois | 17011 | Bureau | 41.2968 | -89.7894 | 436 | 165 | polygon | FALSE | TRUE | America/Chicago | 3 | 61345 | 1840011577 | [10 empty] | NeponsetIL
Huntington | Huntington | OR | Oregon | 41001 | Baker | 44.3502 | -117.2668 | 436 | 225 | polygon | FALSE | TRUE | America/Los_Angeles | 3 | 97907 | 1840019968 | [10 empty] | HuntingtonOR
Jerry City | Jerry City | OH | Ohio | 39173 | Wood | 41.2537 | -83.6023 | 436 | 167 | polygon | FALSE | TRUE | America/New_York | 3 | 43437 | 1840011551 | [10 empty] | Jerry CityOH
Hodge | Hodge | LA | Louisiana | 22049 | Jackson | 32.2719 | -92.7303 | 436 | 174 | polygon | FALSE | TRUE | America/Chicago | 3 | 71247 | 1840018113 | [10 empty] | HodgeLA
Bucklin | Bucklin | MO | Missouri | 29115 | Linn | 39.7837 | -92.8879 | 436 | 142 | polygon | FALSE | TRUE | America/Chicago | 3 | 64631 | 1840007273 | [10 empty] | BucklinMO
McLain | McLain | MS | Mississippi | 28041 | Greene | 31.1037 | -88.8239 | 436 | 49 | polygon | FALSE | TRUE | America/Chicago | 3 | 39456 | 1840017105 | [10 empty] | McLainMS
Rockford | Rockford | AL | Alabama | 1037 | Coosa | 32.8896 | -86.215 | 436 | 50 | polygon | FALSE | TRUE | America/Chicago | 3 | 35136 | 1840005393 | [10 empty] | RockfordAL
Newburg | Newburg | MO | Missouri | 29161 | Phelps | 37.916 | -91.9004 | 436 | 261 | polygon | FALSE | TRUE | America/Chicago | 3 | 65550 | 1840008680 | [10 empty] | NewburgMO
Bolivar | Bolivar | PA | Pennsylvania | 42129 | Westmoreland | 40.3952 | -79.1521 | 436 | 987 | polygon | FALSE | TRUE | America/New_York | 3 | 15923 | 1840003627 | [10 empty] | BolivarPA
Clara | Clara | MS | Mississippi | 28153 | Wayne | 31.5831 | -88.6916 | 436 | 43 | polygon | FALSE | FALSE | America/Chicago | 3 | 39367 39324 | 1840025937 | [10 empty] | ClaraMS
Shuqualak | Shuqualak | MS | Mississippi | 28103 | Noxubee | 32.9793 | -88.5693 | 436 | 149 | polygon | FALSE | TRUE | America/Chicago | 3 | 39361 | 1840018044 | [10 empty] | ShuqualakMS
Mount Enterprise | Mount Enterprise | TX | Texas | 48401 | Rusk | 31.9113 | -94.6826 | 436 | 113 | polygon | FALSE | TRUE | America/Chicago | 3 | 75681 | 1840020768 | [10 empty] | Mount EnterpriseTX
Drysdale | Drysdale | AZ | Arizona | 4027 | Yuma | 32.6452 | -114.7067 | 436 | 1028 | polygon | FALSE | TRUE | America/Phoenix | 3 | 85365 | 1840075320 | [10 empty] | DrysdaleAZ
Rose Hill Acres | Rose Hill Acres | TX | Texas | 48199 | Hardin | 30.1933 | -94.193 | 436 | 434 | polygon | FALSE | TRUE | America/Chicago | 3 | 77657 | 1840037018 | [10 empty] | Rose Hill AcresTX
Floyd | Floyd | VA | Virginia | 51063 | Floyd | 36.9118 | -80.3184 | 436 | 369 | polygon | FALSE | TRUE | America/New_York | 3 | 24091 | 1840006496 | [10 empty] | FloydVA
Kennedyville | Kennedyville | MD | Maryland | 24029 | Kent | 39.3059 | -75.9947 | 436 | 301 | polygon | FALSE | FALSE | America/New_York | 3 | 21645 | 1840024477 | [10 empty] | KennedyvilleMD
Garceno | Garceno | TX | Texas | 48427 | Starr | 26.4124 | -98.9405 | 436 | 736 | polygon | FALSE | FALSE | America/Chicago | 3 | 78584 | 1840018316 | [10 empty] | GarcenoTX
Batavia | Batavia | MT | Montana | 30029 | Flathead | 48.1778 | -114.4107 | 436 | 93 | polygon | FALSE | FALSE | America/Denver | 3 | 59901 | 1840032772 | [10 empty] | BataviaMT
Mount Vernon | Mount Vernon | SD | South Dakota | 46035 | Davison | 43.7126 | -98.261 | 436 | 484 | polygon | FALSE | TRUE | America/Chicago | 3 | 57363 | 1840000338 | [10 empty] | Mount VernonSD
Mechanicsville | Mechanicsville | PA | Pennsylvania | 42107 | Schuylkill | 40.6908 | -76.1807 | 435 | 515 | polygon | FALSE | TRUE | America/New_York | 3 | 17901 | 1840002764 | [10 empty] | MechanicsvillePA
Fountain | Fountain | NC | North Carolina | 37147 | Pitt | 35.672 | -77.6308 | 435 | 180 | polygon | FALSE | TRUE | America/New_York | 3 | 27828 27829 | 1840016276 | [10 empty] | FountainNC
Riverdale | Riverdale | IA | Iowa | 19163 | Scott | 41.5371 | -90.4637 | 435 | 91 | polygon | FALSE | TRUE | America/Chicago | 3 | 52722 | 1840009237 | [10 empty] | RiverdaleIA
Guys | Guys | TN | Tennessee | 47109 | McNairy | 35.0191 | -88.5427 | 435 | 14 | polygon | FALSE | TRUE | America/Chicago | 3 | 38367 38339 | 1840016411 | [10 empty] | GuysTN
Fairplay | Fairplay | MD | Maryland | 24043 | Washington | 39.5357 | -77.7463 | 435 | 139 | polygon | FALSE | FALSE | America/New_York | 3 | 21733 21713 | 1840024399 | [10 empty] | FairplayMD
Murray City | Murray City | OH | Ohio | 39073 | Hocking | 39.5097 | -82.1678 | 435 | 529 | polygon | FALSE | TRUE | America/New_York | 3 | 43144 | 1840012585 | [10 empty] | Murray CityOH
Kismet | Kismet | KS | Kansas | 20175 | Seward | 37.2045 | -100.7015 | 435 | 712 | polygon | FALSE | TRUE | America/Chicago | 3 | 67859 | 1840008761 | [10 empty] | KismetKS
West Decatur | West Decatur | PA | Pennsylvania | 42033 | Clearfield | 40.929 | -78.2827 | 435 | 119 | polygon | FALSE | FALSE | America/New_York | 3 | 16878 | 1840026361 | [10 empty] | West DecaturPA
Hunts Point | Hunts Point | WA | Washington | 53033 | King | 47.6444 | -122.2293 | 435 | 547 | polygon | FALSE | TRUE | America/Los_Angeles | 3 | 98004 | 1840021122 | [10 empty] | Hunts PointWA
Florence | Florence | KS | Kansas | 20115 | Marion | 38.2431 | -96.9293 | 435 | 216 | polygon | FALSE | TRUE | America/Chicago | 3 | 66851 | 1840001660 | [10 empty] | FlorenceKS
Gibbsville | Gibbsville | WI | Wisconsin | 55117 | Sheboygan | 43.652 | -87.8317 | 435 | 196 | polygon | FALSE | FALSE | America/Chicago | 3 | 53070 53085 | 1840025422 | [10 empty] | GibbsvilleWI
Monroe Center | Monroe Center | IL | Illinois | 17141 | Ogle | 42.1003 | -88.9941 | 435 | 138 | polygon | FALSE | TRUE | America/Chicago | 3 | 61052 | 1840011237 | [10 empty] | Monroe CenterIL
Stockwell | Stockwell | IN | Indiana | 18157 | Tippecanoe | 40.2822 | -86.7687 | 435 | 64 | polygon | FALSE | FALSE | America/Indiana/Indianapolis | 3 | 47983 47909 | 1840030028 | [10 empty] | StockwellIN
Gallatin | Gallatin | TX | Texas | 48073 | Cherokee | 31.8968 | -95.152 | 434 | 36 | polygon | FALSE | TRUE | America/Chicago | 3 | 75764 75766 75785 | 1840020788 | [10 empty] | GallatinTX
Karnak | Karnak | IL | Illinois | 17153 | Pulaski | 37.2942 | -88.9758 | 434 | 92 | polygon | FALSE | TRUE | America/Chicago | 3 | 62956 | 1840013023 | [10 empty] | KarnakIL
Keys | Keys | OK | Oklahoma | 40021 | Cherokee | 35.8056 | -94.9425 | 434 | 30 | polygon | FALSE | FALSE | America/Chicago | 3 | 74451 | 1840034457 | [10 empty] | KeysOK
New Goshen | New Goshen | IN | Indiana | 18167 | Vigo | 39.583 | -87.4646 | 434 | 50 | polygon | FALSE | FALSE | America/Indiana/Indianapolis | 3 | 47863 47885 | 1840024458 | [10 empty] | New GoshenIN
Manitou | Manitou | KY | Kentucky | 21107 | Hopkins | 37.3754 | -87.5782 | 434 | 254 | polygon | FALSE | FALSE | America/Chicago | 3 | 42436 | 1840026843 | [10 empty] | ManitouKY
Coram | Coram | MT | Montana | 30029 | Flathead | 48.4306 | -114.0444 | 434 | 45 | polygon | FALSE | FALSE | America/Denver | 3 | 59913 | 1840017295 | [10 empty] | CoramMT
Dateland | Dateland | AZ | Arizona | 4027 | Yuma | 32.8212 | -113.5417 | 434 | 7 | polygon | FALSE | FALSE | America/Phoenix | 3 | 85333 85347 | 1840022978 | [10 empty] | DatelandAZ
Claypool | Claypool | IN | Indiana | 18085 | Kosciusko | 41.1306 | -85.8826 | 434 | 686 | polygon | FALSE | TRUE | America/Indiana/Indianapolis | 3 | 46510 | 1840009304 | [10 empty] | ClaypoolIN
Raft Island | Raft Island | WA | Washington | 53053 | Pierce | 47.3293 | -122.6686 | 434 | 605 | polygon | FALSE | TRUE | America/Los_Angeles | 3 | 98335 | 1840042039 | [10 empty] | Raft IslandWA
Ellendale | Ellendale | DE | Delaware | 10005 | Sussex | 38.8102 | -75.425 | 434 | 394 | polygon | FALSE | TRUE | America/New_York | 3 | 19941 | 1840006062 | [10 empty] | EllendaleDE
Matagorda | Matagorda | TX | Texas | 48321 | Matagorda | 28.6973 | -95.9667 | 434 | 90 | polygon | FALSE | FALSE | America/Chicago | 3 | 77457 | 1840026046 | [10 empty] | MatagordaTX
Belmont | Belmont | OH | Ohio | 39013 | Belmont | 40.0279 | -81.041 | 434 | 629 | polygon | FALSE | TRUE | America/New_York | 3 | 43718 | 1840012382 | [10 empty] | BelmontOH
Wynona | Wynona | OK | Oklahoma | 40113 | Osage | 36.5458 | -96.3267 | 434 | 313 | polygon | FALSE | TRUE | America/Chicago | 3 | 74084 | 1840022599 | [10 empty] | WynonaOK
Laona | Laona | WI | Wisconsin | 55041 | Forest | 45.5597 | -88.6697 | 434 | 86 | polygon | FALSE | FALSE | America/Chicago | 3 | 54541 | 1840025285 | [10 empty] | LaonaWI
Websterville | Websterville | VT | Vermont | 50023 | Washington | 44.1617 | -72.4722 | 434 | 100 | polygon | FALSE | FALSE | America/New_York | 3 | 05641 05678 | 1840023975 | [10 empty] | WebstervilleVT
Tasley | Tasley | VA | Virginia | 51001 | Accomack | 37.7125 | -75.6971 | 434 | 157 | polygon | FALSE | FALSE | America/New_York | 3 | 23301 23441 | 1840024746 | [10 empty] | TasleyVA
Lake Viking | Lake Viking | MO | Missouri | 29061 | Daviess | 39.9253 | -94.0692 | 434 | 21 | polygon | FALSE | TRUE | America/Chicago | 3 | 64640 64620 | 1840042726 | [10 empty] | Lake VikingMO
Zephyr Cove | Zephyr Cove | NV | Nevada | 32005 | Douglas | 39.0082 | -119.9307 | 434 | 78 | polygon | FALSE | FALSE | America/Los_Angeles | 3 | 89448 | 1840033820 | [10 empty] | Zephyr CoveNV
Allenspark | Allenspark | CO | Colorado | 8013 | Boulder | 40.2099 | -105.5112 | 433 | 14 | polygon | FALSE | FALSE | America/Denver | 3 | 80540 80510 | 1840017526 | [10 empty] | AllensparkCO
Little Rock | Little Rock | IA | Iowa | 19119 | Lyon | 43.4455 | -95.8804 | 433 | 208 | polygon | FALSE | TRUE | America/Chicago | 3 | 51243 | 1840009034 | [10 empty] | Little RockIA
Kongiganak | Kongiganak | AK | Alaska | 2050 | Bethel | 59.958 | -162.8831 | 433 | 87 | polygon | FALSE | FALSE | America/Nome | 3 | 99559 | 1840023335 | [10 empty] | KongiganakAK
Hampton | Hampton | NE | Nebraska | 31081 | Hamilton | 40.8812 | -97.8875 | 433 | 483 | polygon | FALSE | TRUE | America/Chicago | 3 | 68843 | 1840011732 | [10 empty] | HamptonNE
Crawford | Crawford | CO | Colorado | 8029 | Delta | 38.7049 | -107.6093 | 433 | 665 | polygon | FALSE | TRUE | America/Denver | 3 | 81415 | 1840021465 | [10 empty] | CrawfordCO
Perrysville | Perrysville | IN | Indiana | 18165 | Vermillion | 40.0532 | -87.436 | 433 | 655 | polygon | FALSE | TRUE | America/Indiana/Indianapolis | 3 | 47974 | 1840010519 | [10 empty] | PerrysvilleIN
Novinger | Novinger | MO | Missouri | 29001 | Adair | 40.2341 | -92.7066 | 433 | 212 | polygon | FALSE | TRUE | America/Chicago | 3 | 63501 63559 | 1840008371 | [10 empty] | NovingerMO
Marquette | Marquette | IA | Iowa | 19043 | Clayton | 43.0443 | -91.192 | 433 | 89 | polygon | FALSE | TRUE | America/Chicago | 3 | 52157 52158 | 1840008014 | [10 empty] | MarquetteIA
Three Springs | Three Springs | PA | Pennsylvania | 42061 | Huntingdon | 40.197 | -77.9819 | 433 | 135 | polygon | FALSE | TRUE | America/New_York | 3 | 17264 | 1840001079 | [10 empty] | Three SpringsPA
Converse | Converse | LA | Louisiana | 22085 | Sabine | 31.7795 | -93.7001 | 433 | 76 | polygon | FALSE | TRUE | America/Chicago | 3 | 71419 | 1840018157 | [10 empty] | ConverseLA
Cawker City | Cawker City | KS | Kansas | 20123 | Mitchell | 39.5095 | -98.4331 | 433 | 166 | polygon | FALSE | TRUE | America/Chicago | 3 | 67430 | 1840007349 | [10 empty] | Cawker CityKS
Fessenden | Fessenden | ND | North Dakota | 38103 | Wells | 47.6496 | -99.6267 | 433 | 378 | polygon | FALSE | TRUE | America/Chicago | 3 | 58438 | 1840000117 | [10 empty] | FessendenND
Green Acres | Green Acres | ND | North Dakota | 38079 | Rolette | 48.8381 | -99.6901 | 433 | 111 | polygon | FALSE | TRUE | America/Chicago | 3 | 58316 | 1840040312 | [10 empty] | Green AcresND
Sedalia | Sedalia | KY | Kentucky | 21083 | Graves | 36.6437 | -88.6049 | 433 | 141 | polygon | FALSE | FALSE | America/Chicago | 3 | 42079 42066 | 1840026921 | [10 empty] | SedaliaKY
Hull | Hull | IL | Illinois | 17149 | Pike | 39.7086 | -91.2034 | 433 | 91 | polygon | FALSE | TRUE | America/Chicago | 3 | 62343 | 1840012531 | [10 empty] | HullIL
French Gulch | French Gulch | CA | California | 6089 | Shasta | 40.7166 | -122.6312 | 433 | 13 | polygon | FALSE | FALSE | America/Los_Angeles | 3 | 96033 96095 | 1840017494 | [10 empty] | French GulchCA
York Hamlet | York Hamlet | NY | New York | 36051 | Livingston | 42.8696 | -77.8872 | 433 | 60 | polygon | FALSE | FALSE | America/New_York | 3 | 14533 14592 | 1840040263 | [10 empty] | York HamletNY
Brushton | Brushton | NY | New York | 36033 | Franklin | 44.8308 | -74.5117 | 432 | 603 | polygon | FALSE | TRUE | America/New_York | 3 | 12916 | 1840004070 | [10 empty] | BrushtonNY
Lava Hot Springs | Lava Hot Springs | ID | Idaho | 16005 | Bannock | 42.6198 | -112.0098 | 432 | 240 | polygon | FALSE | TRUE | America/Boise | 3 | 83246 | 1840020072 | [10 empty] | Lava Hot SpringsID
Bird City | Bird City | KS | Kansas | 20023 | Cheyenne | 39.7495 | -101.5328 | 432 | 73 | polygon | FALSE | TRUE | America/Chicago | 3 | 67731 | 1840007275 | [10 empty] | Bird CityKS
Almond | Almond | WI | Wisconsin | 55097 | Portage | 44.2607 | -89.4087 | 432 | 159 | polygon | FALSE | TRUE | America/Chicago | 3 | 54909 | 1840002323 | [10 empty] | AlmondWI
Ridgeway | Ridgeway | MO | Missouri | 29081 | Harrison | 40.3781 | -93.9379 | 432 | 137 | polygon | FALSE | TRUE | America/Chicago | 3 | 64481 | 1840009420 | [10 empty] | RidgewayMO
Long Branch | Long Branch | PA | Pennsylvania | 42125 | Washington | 40.0984 | -79.8801 | 432 | 52 | polygon | FALSE | TRUE | America/New_York | 3 | 15423 | 1840003658 | [10 empty] | Long BranchPA
Washburn | Washburn | MO | Missouri | 29009 | Barry | 36.5888 | -93.9655 | 432 | 186 | polygon | FALSE | TRUE | America/Chicago | 3 | 65772 | 1840010896 | [10 empty] | WashburnMO
Garrett | Garrett | PA | Pennsylvania | 42111 | Somerset | 39.8643 | -79.0619 | 432 | 329 | polygon | FALSE | TRUE | America/New_York | 3 | 15542 | 1840003736 | [10 empty] | GarrettPA
B and E | B and E | TX | Texas | 48427 | Starr | 26.3565 | -98.7537 | 432 | 2393 | polygon | FALSE | FALSE | America/Chicago | 2 | 78582 | 1840037128 | [10 empty] | B and ETX
Beaver | Beaver | OH | Ohio | 39131 | Pike | 39.0319 | -82.8252 | 432 | 427 | polygon | FALSE | TRUE | America/New_York | 3 | 45613 | 1840012751 | [10 empty] | BeaverOH
Waltonville | Waltonville | IL | Illinois | 17081 | Jefferson | 38.2141 | -89.0381 | 432 | 134 | polygon | FALSE | TRUE | America/Chicago | 3 | 62894 | 1840012915 | [10 empty] | WaltonvilleIL
California Pines | California Pines | CA | California | 6049 | Modoc | 41.4117 | -120.6605 | 431 | 22 | polygon | FALSE | FALSE | America/Los_Angeles | 3 | 96101 | 1840022384 | [10 empty] | California PinesCA
Cuyamungue | Cuyamungue | NM | New Mexico | 35049 | Santa Fe | 35.8648 | -106.0096 | 431 | 142 | polygon | FALSE | FALSE | America/Denver | 3 | 87506 | 1840019099 | [10 empty] | CuyamungueNM
Ernest | Ernest | PA | Pennsylvania | 42063 | Indiana | 40.6783 | -79.1647 | 431 | 724 | polygon | FALSE | TRUE | America/New_York | 3 | 15739 | 1840000994 | [10 empty] | ErnestPA
Amo | Amo | IN | Indiana | 18063 | Hendricks | 39.6889 | -86.6127 | 431 | 271 | polygon | FALSE | TRUE | America/Indiana/Indianapolis | 3 | 46103 46121 | 1840010580 | [10 empty] | AmoIN
Caswell Beach | Caswell Beach | NC | North Carolina | 37019 | Brunswick | 33.9074 | -78.0473 | 431 | 56 | polygon | FALSE | TRUE | America/New_York | 3 | 28465 | 1840016684 | [10 empty] | Caswell BeachNC
Bondville | Bondville | IL | Illinois | 17019 | Champaign | 40.1115 | -88.3683 | 431 | 662 | polygon | FALSE | TRUE | America/Chicago | 3 | 61815 61822 | 1840012220 | [10 empty] | BondvilleIL
Clarksville | Clarksville | MO | Missouri | 29163 | Pike | 39.3693 | -90.9049 | 431 | 286 | polygon | FALSE | TRUE | America/Chicago | 3 | 63336 | 1840007342 | [10 empty] | ClarksvilleMO
Herrick | Herrick | IL | Illinois | 17173 | Shelby | 39.2196 | -88.9848 | 431 | 454 | polygon | FALSE | TRUE | America/Chicago | 3 | 62431 | 1840012586 | [10 empty] | HerrickIL
Leonardville | Leonardville | KS | Kansas | 20161 | Riley | 39.3641 | -96.8596 | 431 | 569 | polygon | FALSE | TRUE | America/Chicago | 3 | 66449 | 1840008480 | [10 empty] | LeonardvilleKS
Centertown | Centertown | KY | Kentucky | 21183 | Ohio | 37.4177 | -86.9959 | 430 | 530 | polygon | FALSE | TRUE | America/Chicago | 3 | 42328 | 1840014349 | [10 empty] | CentertownKY
Beverly Beach | Beverly Beach | FL | Florida | 12035 | Flagler | 29.5165 | -81.1476 | 430 | 494 | polygon | FALSE | TRUE | America/New_York | 3 | 32136 | 1840015947 | [10 empty] | Beverly BeachFL
Wykoff | Wykoff | MN | Minnesota | 27045 | Fillmore | 43.7086 | -92.2674 | 430 | 177 | polygon | FALSE | TRUE | America/Chicago | 3 | 55990 | 1840010040 | [10 empty] | WykoffMN
Keyport | Keyport | WA | Washington | 53035 | Kitsap | 47.6993 | -122.6232 | 430 | 328 | polygon | FALSE | FALSE | America/Los_Angeles | 3 | 98345 | 1840023797 | [10 empty] | KeyportWA
Glenburn | Glenburn | ND | North Dakota | 38075 | Renville | 48.5136 | -101.2211 | 430 | 551 | polygon | FALSE | TRUE | America/Chicago | 3 | 58740 | 1840000042 | [10 empty] | GlenburnND
Chestertown | Chestertown | NY | New York | 36113 | Warren | 43.6461 | -73.7945 | 430 | 43 | polygon | FALSE | FALSE | America/New_York | 3 | 12817 | 1840025430 | [10 empty] | ChestertownNY
Shidler | Shidler | OK | Oklahoma | 40113 | Osage | 36.7808 | -96.6596 | 430 | 215 | polygon | FALSE | TRUE | America/Chicago | 3 | 74652 | 1840021590 | [10 empty] | ShidlerOK
Ewing | Ewing | MO | Missouri | 29111 | Lewis | 40.0088 | -91.7147 | 430 | 265 | polygon | FALSE | TRUE | America/Chicago | 3 | 63440 | 1840008383 | [10 empty] | EwingMO
Silas | Silas | AL | Alabama | 1023 | Choctaw | 31.7678 | -88.3258 | 430 | 31 | polygon | FALSE | TRUE | America/Chicago | 3 | 36919 | 1840018123 | [10 empty] | SilasAL
Picacho | Picacho | AZ | Arizona | 4021 | Pinal | 32.709 | -111.4908 | 430 | 27 | polygon | FALSE | FALSE | America/Phoenix | 3 | 85141 | 1840022984 | [10 empty] | PicachoAZ
Edgewood | Edgewood | IL | Illinois | 17049 | Effingham | 38.9222 | -88.6641 | 430 | 165 | polygon | FALSE | TRUE | America/Chicago | 3 | 62426 | 1840012739 | [10 empty] | EdgewoodIL
Oak Glen | Oak Glen | CA | California | 6071 | San Bernardino | 34.0448 | -116.9497 | 430 | 11 | polygon | FALSE | FALSE | America/Los_Angeles | 3 | 92399 | 1840024933 | [10 empty] | Oak GlenCA
Alcolu | Alcolu | SC | South Carolina | 45027 | Clarendon | 33.7547 | -80.2221 | 430 | 36 | polygon | FALSE | FALSE | America/New_York | 3 | 29001 | 1840026988 | [10 empty] | AlcoluSC
Denmark | Denmark | IA | Iowa | 19111 | Lee | 40.7385 | -91.3381 | 429 | 99 | polygon | FALSE | FALSE | America/Chicago | 3 | 52627 52624 52658 | 1840026405 | [10 empty] | DenmarkIA
Rosholt | Rosholt | SD | South Dakota | 46109 | Roberts | 45.8662 | -96.7316 | 429 | 560 | polygon | FALSE | TRUE | America/Chicago | 3 | 57260 | 1840002036 | [10 empty] | RosholtSD
Ellsinore | Ellsinore | MO | Missouri | 29035 | Carter | 36.9326 | -90.7479 | 429 | 327 | polygon | FALSE | TRUE | America/Chicago | 3 | 63937 | 1840008786 | [10 empty] | EllsinoreMO
Ramey | Ramey | PA | Pennsylvania | 42033 | Clearfield | 40.8017 | -78.3994 | 429 | 178 | polygon | FALSE | TRUE | America/New_York | 3 | 16671 | 1840003503 | [10 empty] | RameyPA
Spavinaw | Spavinaw | OK | Oklahoma | 40097 | Mayes | 36.3927 | -95.0501 | 429 | 442 | polygon | FALSE | TRUE | America/Chicago | 3 | 74366 | 1840022669 | [10 empty] | SpavinawOK
South Heart | South Heart | ND | North Dakota | 38089 | Stark | 46.8679 | -102.9895 | 429 | 173 | polygon | FALSE | TRUE | America/Denver | 3 | 58655 | 1840001938 | [10 empty] | South HeartND
McCool Junction | McCool Junction | NE | Nebraska | 31185 | York | 40.744 | -97.6007 | 429 | 343 | polygon | FALSE | TRUE | America/Chicago | 3 | 68401 | 1840011823 | [10 empty] | McCool JunctionNE
Oklee | Oklee | MN | Minnesota | 27125 | Red Lake | 47.839 | -95.8509 | 429 | 268 | polygon | FALSE | TRUE | America/Chicago | 3 | 56742 | 1840007712 | [10 empty] | OkleeMN
Angus | Angus | TX | Texas | 48349 | Navarro | 31.9976 | -96.427 | 429 | 50 | polygon | FALSE | TRUE | America/Chicago | 3 | 75110 75109 | 1840019502 | [10 empty] | AngusTX
Rhinecliff | Rhinecliff | NY | New York | 36027 | Dutchess | 41.9223 | -73.9441 | 429 | 166 | polygon | FALSE | FALSE | America/New_York | 3 | 12572 12574 | 1840024105 | [10 empty] | RhinecliffNY
Neshkoro | Neshkoro | WI | Wisconsin | 55077 | Marquette | 43.965 | -89.2159 | 429 | 82 | polygon | FALSE | TRUE | America/Chicago | 3 | 54960 | 1840002596 | [10 empty] | NeshkoroWI
Vanderbilt | Vanderbilt | TX | Texas | 48239 | Jackson | 28.8208 | -96.6096 | 429 | 86 | polygon | FALSE | FALSE | America/Chicago | 3 | 77991 | 1840019678 | [10 empty] | VanderbiltTX
Springwater Hamlet | Springwater Hamlet | NY | New York | 36051 | Livingston | 42.635 | -77.5964 | 429 | 124 | polygon | FALSE | FALSE | America/New_York | 3 | 14560 | 1840040262 | [10 empty] | Springwater HamletNY
Bangor | Bangor | CA | California | 6007 | Butte | 39.3761 | -121.4117 | 429 | 12 | polygon | FALSE | FALSE | America/Los_Angeles | 3 | 95966 95901 95914 | 1840025562 | [10 empty] | BangorCA
Stevens | Stevens | PA | Pennsylvania | 42071 | Lancaster | 40.2141 | -76.1605 | 429 | 106 | polygon | FALSE | FALSE | America/New_York | 3 | 17578 17522 | 1840024346 | [10 empty] | StevensPA
Hewlett Bay Park | Hewlett Bay Park | NY | New York | 36059 | Nassau | 40.6346 | -73.6953 | 429 | 490 | polygon | FALSE | TRUE | America/New_York | 3 | 11557 | 1840005294 | [10 empty] | Hewlett Bay ParkNY
Sturgeon Lake | Sturgeon Lake | MN | Minnesota | 27115 | Pine | 46.3863 | -92.8241 | 429 | 43 | polygon | FALSE | TRUE | America/Chicago | 3 | 55783 | 1840008855 | [10 empty] | Sturgeon LakeMN
Brethren | Brethren | MI | Michigan | 26101 | Manistee | 44.2987 | -86.0184 | 429 | 52 | polygon | FALSE | FALSE | America/Detroit | 3 | 49619 | 1840023961 | [10 empty] | BrethrenMI
North Carrollton | North Carrollton | MS | Mississippi | 28015 | Carroll | 33.5186 | -89.9193 | 429 | 525 | polygon | FALSE | TRUE | America/Chicago | 3 | 38947 38917 | 1840016836 | [10 empty] | North CarrolltonMS
Union | Union | WA | Washington | 53045 | Mason | 47.3475 | -123.0952 | 428 | 102 | polygon | FALSE | FALSE | America/Los_Angeles | 3 | 98592 | 1840025253 | [10 empty] | UnionWA
Greeley Center | Greeley Center | NE | Nebraska | 31077 | Greeley | 41.5484 | -98.5305 | 428 | 262 | polygon | FALSE | TRUE | America/Chicago | 3 | 68842 | 1840073804 | [10 empty] | Greeley CenterNE
Washington Park | Washington Park | NC | North Carolina | 37013 | Beaufort | 35.5328 | -77.0316 | 428 | 625 | polygon | FALSE | TRUE | America/New_York | 3 | 27889 | 1840016303 | [10 empty] | Washington ParkNC
Purcell | Purcell | MO | Missouri | 29097 | Jasper | 37.2433 | -94.4394 | 428 | 380 | polygon | FALSE | TRUE | America/Chicago | 3 | 64857 | 1840009911 | [10 empty] | PurcellMO
Beaver Creek | Beaver Creek | MT | Montana | 30041 | Hill | 48.5437 | -109.8069 | 428 | 36 | polygon | FALSE | FALSE | America/Denver | 3 | 59501 | 1840032827 | [10 empty] | Beaver CreekMT
Churchtown | Churchtown | PA | Pennsylvania | 42071 | Lancaster | 40.135 | -75.9593 | 428 | 87 | polygon | FALSE | FALSE | America/New_York | 3 | 17555 17519 | 1840024331 | [10 empty] | ChurchtownPA
Rough Rock | Rough Rock | AZ | Arizona | 4001 | Apache | 36.4106 | -109.8691 | 428 | 12 | polygon | FALSE | FALSE | America/Denver | 3 | 86503 | 1840019000 | [10 empty] | Rough RockAZ
Fruitvale | Fruitvale | TX | Texas | 48467 | Van Zandt | 32.6834 | -95.8036 | 428 | 87 | polygon | FALSE | TRUE | America/Chicago | 3 | 75127 | 1840020736 | [10 empty] | FruitvaleTX
Yantis | Yantis | TX | Texas | 48499 | Wood | 32.9305 | -95.5761 | 428 | 89 | polygon | FALSE | TRUE | America/Chicago | 3 | 75497 | 1840023026 | [10 empty] | YantisTX
Lago | Lago | TX | Texas | 48061 | Cameron | 26.0885 | -97.6132 | 428 | 3499 | polygon | FALSE | FALSE | America/Chicago | 2 | 78586 | 1840037052 | [10 empty] | LagoTX
Birchwood | Birchwood | WI | Wisconsin | 55129 | Washburn | 45.6577 | -91.5507 | 428 | 153 | polygon | FALSE | TRUE | America/Chicago | 3 | 54817 | 1840002003 | [10 empty] | BirchwoodWI
Castalian Springs | Castalian Springs | TN | Tennessee | 47165 | Sumner | 36.4012 | -86.3068 | 428 | 28 | polygon | FALSE | FALSE | America/Chicago | 3 | 37031 | 1840024890 | [10 empty] | Castalian SpringsTN
Williams Creek | Williams Creek | IN | Indiana | 18097 | Marion | 39.9001 | -86.1502 | 427 | 492 | polygon | FALSE | TRUE | America/Indiana/Indianapolis | 3 | 46240 | 1840010576 | [10 empty] | Williams CreekIN
Eden | Eden | ID | Idaho | 16053 | Jerome | 42.6053 | -114.209 | 427 | 528 | polygon | FALSE | TRUE | America/Boise | 3 | 83325 | 1840020085 | [10 empty] | EdenID
Hulett | Hulett | WY | Wyoming | 56011 | Crook | 44.6828 | -104.5982 | 427 | 191 | polygon | FALSE | TRUE | America/Denver | 3 | 82720 | 1840021246 | [10 empty] | HulettWY
Whitesville | Whitesville | WV | West Virginia | 54005 | Boone | 37.9825 | -81.5367 | 427 | 536 | polygon | FALSE | TRUE | America/New_York | 3 | 25209 | 1840006308 | [10 empty] | WhitesvilleWV
Conesville | Conesville | IA | Iowa | 19139 | Muscatine | 41.3796 | -91.3486 | 427 | 459 | polygon | FALSE | TRUE | America/Chicago | 3 | 52739 | 1840007096 | [10 empty] | ConesvilleIA
West Goshen | West Goshen | CA | California | 6107 | Tulare | 36.349 | -119.4516 | 427 | 140 | polygon | FALSE | TRUE | America/Los_Angeles | 3 | 93291 | 1840042852 | [10 empty] | West GoshenCA
Troutville | Troutville | VA | Virginia | 51023 | Botetourt | 37.4168 | -79.8779 | 427 | 238 | polygon | FALSE | TRUE | America/New_York | 3 | 24175 | 1840006380 | [10 empty] | TroutvilleVA
Hanover | Hanover | MI | Michigan | 26075 | Jackson | 42.1001 | -84.554 | 427 | 392 | polygon | FALSE | TRUE | America/Detroit | 3 | 49241 | 1840011196 | [10 empty] | HanoverMI
Cement City | Cement City | MI | Michigan | 26091 | Lenawee | 42.0682 | -84.3282 | 427 | 184 | polygon | FALSE | TRUE | America/Detroit | 3 | 49233 | 1840010152 | [10 empty] | Cement CityMI
Leola | Leola | SD | South Dakota | 46089 | McPherson | 45.7212 | -98.9386 | 427 | 222 | polygon | FALSE | TRUE | America/Chicago | 3 | 57456 | 1840002026 | [10 empty] | LeolaSD
Topsail Beach | Topsail Beach | NC | North Carolina | 37141 | Pender | 34.3744 | -77.6322 | 427 | 37 | polygon | FALSE | TRUE | America/New_York | 3 | 28445 | 1840016604 | [10 empty] | Topsail BeachNC
Weir | Weir | MS | Mississippi | 28019 | Choctaw | 33.2635 | -89.2905 | 427 | 156 | polygon | FALSE | TRUE | America/Chicago | 3 | 39772 | 1840016857 | [10 empty] | WeirMS
Coloma | Coloma | CA | California | 6017 | El Dorado | 38.8026 | -120.8946 | 427 | 49 | polygon | FALSE | FALSE | America/Los_Angeles | 3 | 95667 95633 95651 | 1840022478 | [10 empty] | ColomaCA
Ramah | Ramah | NM | New Mexico | 35031 | McKinley | 35.1375 | -108.4861 | 427 | 43 | polygon | FALSE | FALSE | America/Denver | 3 | 87321 | 1840019090 | [10 empty] | RamahNM
Ropesville | Ropesville | TX | Texas | 48219 | Hockley | 33.4132 | -102.1552 | 427 | 454 | polygon | FALSE | TRUE | America/Chicago | 3 | 79358 | 1840020607 | [10 empty] | RopesvilleTX
Oneida | Oneida | KY | Kentucky | 21051 | Clay | 37.2701 | -83.6496 | 427 | 80 | polygon | FALSE | FALSE | America/New_York | 3 | 40962 40972 | 1840026864 | [10 empty] | OneidaKY
Turkey Creek | Turkey Creek | AZ | Arizona | 4017 | Navajo | 33.8011 | -109.9461 | 426 | 200 | polygon | FALSE | TRUE | America/Phoenix | 3 | 85941 | 1840075498 | [10 empty] | Turkey CreekAZ
South Renovo | South Renovo | PA | Pennsylvania | 42035 | Clinton | 41.3244 | -77.743 | 426 | 806 | polygon | FALSE | TRUE | America/New_York | 3 | 17764 | 1840035202 | [10 empty] | South RenovoPA
Encampment | Encampment | WY | Wyoming | 56007 | Carbon | 41.2088 | -106.7948 | 426 | 102 | polygon | FALSE | TRUE | America/Denver | 3 | 82325 | 1840021313 | [10 empty] | EncampmentWY
Prospect | Prospect | NY | New York | 36065 | Oneida | 43.3026 | -75.1514 | 426 | 382 | polygon | FALSE | FALSE | America/New_York | 3 | 13438 13435 | 1840004211 | [10 empty] | ProspectNY
Niangua | Niangua | MO | Missouri | 29225 | Webster | 37.3886 | -92.8304 | 426 | 401 | polygon | FALSE | TRUE | America/Chicago | 3 | 65713 | 1840008743 | [10 empty] | NianguaMO
Bonanza | Bonanza | OR | Oregon | 41035 | Klamath | 42.2003 | -121.4066 | 426 | 200 | polygon | FALSE | TRUE | America/Los_Angeles | 3 | 97623 | 1840021283 | [10 empty] | BonanzaOR
Macclesfield | Macclesfield | NC | North Carolina | 37065 | Edgecombe | 35.7523 | -77.6703 | 426 | 317 | polygon | FALSE | TRUE | America/New_York | 3 | 27852 | 1840016175 | [10 empty] | MacclesfieldNC
Sugar Grove | Sugar Grove | OH | Ohio | 39045 | Fairfield | 39.628 | -82.5455 | 426 | 568 | polygon | FALSE | TRUE | America/New_York | 3 | 43155 | 1840012474 | [10 empty] | Sugar GroveOH
Anderson | Anderson | SD | South Dakota | 46099 | Minnehaha | 43.5208 | -96.6132 | 426 | 167 | polygon | FALSE | TRUE | America/Chicago | 3 | 57110 | 1840040544 | [10 empty] | AndersonSD
Victor | Victor | CO | Colorado | 8119 | Teller | 38.7087 | -105.142 | 426 | 573 | polygon | FALSE | TRUE | America/Denver | 3 | 80860 | 1840021467 | [10 empty] | VictorCO
Christine | Christine | TX | Texas | 48013 | Atascosa | 28.7863 | -98.4979 | 425 | 95 | polygon | FALSE | TRUE | America/Chicago | 3 | 78012 | 1840023164 | [10 empty] | ChristineTX
Lydia | Lydia | SC | South Carolina | 45031 | Darlington | 34.2866 | -80.1185 | 425 | 62 | polygon | FALSE | FALSE | America/New_York | 3 | 29079 29550 29069 | 1840026973 | [10 empty] | LydiaSC
Delta | Delta | MO | Missouri | 29031 | Cape Girardeau | 37.1974 | -89.7392 | 425 | 416 | polygon | FALSE | TRUE | America/Chicago | 3 | 63744 63740 | 1840007599 | [10 empty] | DeltaMO
Artesia | Artesia | MS | Mississippi | 28087 | Lowndes | 33.4164 | -88.6425 | 425 | 223 | polygon | FALSE | TRUE | America/Chicago | 3 | 39701 39736 | 1840015689 | [10 empty] | ArtesiaMS
Attapulgus | Attapulgus | GA | Georgia | 13087 | Decatur | 30.7495 | -84.4839 | 425 | 206 | polygon | FALSE | TRUE | America/New_York | 3 | 39815 | 1840013898 | [10 empty] | AttapulgusGA
Nuiqsut | Nuiqsut | AK | Alaska | 2185 | North Slope | 70.2135 | -150.9897 | 425 | 18 | polygon | FALSE | TRUE | America/Anchorage | 3 | 99789 | 1840023483 | [10 empty] | NuiqsutAK
German Valley | German Valley | IL | Illinois | 17177 | Stephenson | 42.2143 | -89.4845 | 425 | 343 | polygon | FALSE | TRUE | America/Chicago | 3 | 61039 | 1840011114 | [10 empty] | German ValleyIL
Ansley | Ansley | NE | Nebraska | 31041 | Custer | 41.2863 | -99.3825 | 425 | 228 | polygon | FALSE | TRUE | America/Chicago | 3 | 68814 | 1840010211 | [10 empty] | AnsleyNE
Benham | Benham | KY | Kentucky | 21095 | Harlan | 36.9652 | -82.9544 | 425 | 700 | polygon | FALSE | TRUE | America/New_York | 3 | 40823 40807 | 1840013281 | [10 empty] | BenhamKY
De Land | De Land | IL | Illinois | 17147 | Piatt | 40.1218 | -88.6435 | 425 | 386 | polygon | FALSE | TRUE | America/Chicago | 3 | 61839 | 1840012322 | [10 empty] | De LandIL
Lowgap | Lowgap | NC | North Carolina | 37171 | Surry | 36.5232 | -80.8671 | 425 | 144 | polygon | FALSE | FALSE | America/New_York | 3 | 27024 | 1840025761 | [10 empty] | LowgapNC
Hermosa | Hermosa | SD | South Dakota | 46033 | Custer | 43.8398 | -103.193 | 425 | 341 | polygon | FALSE | TRUE | America/Denver | 3 | 57744 | 1840002640 | [10 empty] | HermosaSD
South Fork | South Fork | CO | Colorado | 8105 | Rio Grande | 37.6691 | -106.6418 | 425 | 65 | polygon | FALSE | TRUE | America/Denver | 3 | 81154 | 1840022544 | [10 empty] | South ForkCO
Rose Creek | Rose Creek | MN | Minnesota | 27099 | Mower | 43.6045 | -92.8289 | 424 | 333 | polygon | FALSE | TRUE | America/Chicago | 3 | 55970 | 1840009006 | [10 empty] | Rose CreekMN
Iola | Iola | TX | Texas | 48185 | Grimes | 30.7719 | -96.0771 | 424 | 158 | polygon | FALSE | TRUE | America/Chicago | 3 | 77861 | 1840023138 | [10 empty] | IolaTX
Alta Vista | Alta Vista | KS | Kansas | 20197 | Wabaunsee | 38.8628 | -96.4889 | 424 | 469 | polygon | FALSE | TRUE | America/Chicago | 3 | 66834 | 1840007404 | [10 empty] | Alta VistaKS
Hixton | Hixton | WI | Wisconsin | 55053 | Jackson | 44.3831 | -91.0148 | 424 | 143 | polygon | FALSE | TRUE | America/Chicago | 3 | 54635 | 1840002395 | [10 empty] | HixtonWI
Upsala | Upsala | MN | Minnesota | 27097 | Morrison | 45.81 | -94.5673 | 424 | 50 | polygon | FALSE | TRUE | America/Chicago | 3 | 56384 56340 56318 56382 | 1840009983 | [10 empty] | UpsalaMN
St. Helena | St. Helena | NC | North Carolina | 37141 | Pender | 34.5166 | -77.9174 | 424 | 29 | polygon | FALSE | TRUE | America/New_York | 3 | 28425 | 1840017926 | [10 empty] | St. HelenaNC
Rio Lucio | Rio Lucio | NM | New Mexico | 35055 | Taos | 36.1922 | -105.7199 | 424 | 155 | polygon | FALSE | FALSE | America/Denver | 3 | 87553 | 1840019012 | [10 empty] | Rio LucioNM
Wrenshall | Wrenshall | MN | Minnesota | 27017 | Carlton | 46.6217 | -92.384 | 424 | 109 | polygon | FALSE | TRUE | America/Chicago | 3 | 55797 | 1840009973 | [10 empty] | WrenshallMN
Muir | Muir | PA | Pennsylvania | 42107 | Schuylkill | 40.5943 | -76.5186 | 424 | 329 | polygon | FALSE | FALSE | America/New_York | 3 | 17957 17980 | 1840035115 | [10 empty] | MuirPA
Savageville | Savageville | VA | Virginia | 51001 | Accomack | 37.6826 | -75.7591 | 424 | 152 | polygon | FALSE | FALSE | America/New_York | 3 | 23417 | 1840024745 | [10 empty] | SavagevilleVA
Miltona | Miltona | MN | Minnesota | 27041 | Douglas | 46.0462 | -95.2931 | 424 | 246 | polygon | FALSE | TRUE | America/Chicago | 3 | 56354 | 1840007773 | [10 empty] | MiltonaMN
Rices Landing | Rices Landing | PA | Pennsylvania | 42059 | Greene | 39.9476 | -79.9986 | 424 | 206 | polygon | FALSE | TRUE | America/New_York | 3 | 15357 | 1840000721 | [10 empty] | Rices LandingPA
Matewan | Matewan | WV | West Virginia | 54059 | Mingo | 37.626 | -82.17 | 424 | 296 | polygon | FALSE | TRUE | America/New_York | 3 | 25688 25678 | 1840006362 | [10 empty] | MatewanWV
Oden | Oden | MI | Michigan | 26047 | Emmet | 45.4251 | -84.8257 | 424 | 266 | polygon | FALSE | FALSE | America/Detroit | 3 | 49706 49764 | 1840025187 | [10 empty] | OdenMI
Ochelata | Ochelata | OK | Oklahoma | 40147 | Washington | 36.6011 | -95.9808 | 424 | 676 | polygon | FALSE | TRUE | America/Chicago | 3 | 74051 | 1840022602 | [10 empty] | OchelataOK
Uplands Park | Uplands Park | MO | Missouri | 29189 | St. Louis | 38.6927 | -90.2828 | 424 | 2482 | polygon | FALSE | TRUE | America/Chicago | 2 | 63121 | 1840012825 | [10 empty] | Uplands ParkMO
Winslow | Winslow | AR | Arkansas | 5143 | Washington | 35.8008 | -94.1305 | 424 | 89 | polygon | FALSE | TRUE | America/Chicago | 3 | 72959 | 1840015339 | [10 empty] | WinslowAR
Rolling Hills | Rolling Hills | WY | Wyoming | 56009 | Converse | 42.9037 | -105.8431 | 424 | 249 | polygon | FALSE | TRUE | America/Denver | 3 | 82637 | 1840021286 | [10 empty] | Rolling HillsWY
Starbrick | Starbrick | PA | Pennsylvania | 42123 | Warren | 41.8419 | -79.2133 | 424 | 138 | polygon | FALSE | FALSE | America/New_York | 3 | 16365 | 1840026243 | [10 empty] | StarbrickPA
Morrison | Morrison | CO | Colorado | 8059 | Jefferson | 39.643 | -105.1936 | 424 | 75 | polygon | FALSE | TRUE | America/Denver | 3 | 80465 80228 | 1840022437 | [10 empty] | MorrisonCO
North Vandergrift | North Vandergrift | PA | Pennsylvania | 42005 | Armstrong | 40.61 | -79.5555 | 424 | 270 | polygon | FALSE | FALSE | America/New_York | 3 | 15690 | 1840026437 | [10 empty] | North VandergriftPA
Sumner | Sumner | GA | Georgia | 13321 | Worth | 31.5103 | -83.7368 | 424 | 92 | polygon | FALSE | TRUE | America/New_York | 3 | 31781 31789 | 1840017062 | [10 empty] | SumnerGA
Orland | Orland | IN | Indiana | 18151 | Steuben | 41.7305 | -85.1722 | 424 | 238 | polygon | FALSE | TRUE | America/Detroit | 3 | 46776 | 1840009250 | [10 empty] | OrlandIN
New Jerusalem | New Jerusalem | PA | Pennsylvania | 42011 | Berks | 40.4455 | -75.753 | 424 | 90 | polygon | FALSE | FALSE | America/New_York | 3 | 19522 | 1840026464 | [10 empty] | New JerusalemPA
Clarendon | Clarendon | PA | Pennsylvania | 42123 | Warren | 41.7807 | -79.0941 | 424 | 486 | polygon | FALSE | TRUE | America/New_York | 3 | 16313 | 1840003332 | [10 empty] | ClarendonPA
Au Sable Forks | Au Sable Forks | NY | New York | 36019 | Clinton | 44.4507 | -73.6738 | 424 | 66 | polygon | FALSE | FALSE | America/New_York | 3 | 12912 | 1840004036 | [10 empty] | Au Sable ForksNY
Williston | Williston | OH | Ohio | 39123 | Ottawa | 41.6026 | -83.3419 | 423 | 267 | polygon | FALSE | FALSE | America/New_York | 3 | 43468 43412 | 1840026267 | [10 empty] | WillistonOH
Minnesott Beach | Minnesott Beach | NC | North Carolina | 37137 | Pamlico | 34.9858 | -76.8239 | 423 | 47 | polygon | FALSE | TRUE | America/New_York | 3 | 28510 | 1840016423 | [10 empty] | Minnesott BeachNC
Benoit | Benoit | MS | Mississippi | 28011 | Bolivar | 33.6517 | -91.0087 | 423 | 167 | polygon | FALSE | TRUE | America/Chicago | 3 | 38725 | 1840015625 | [10 empty] | BenoitMS
Abbeville | Abbeville | MS | Mississippi | 28071 | Lafayette | 34.5034 | -89.5025 | 423 | 47 | polygon | FALSE | TRUE | America/Chicago | 3 | 38601 | 1840015557 | [10 empty] | AbbevilleMS
Glen Elder | Glen Elder | KS | Kansas | 20123 | Mitchell | 39.5002 | -98.3067 | 423 | 374 | polygon | FALSE | TRUE | America/Chicago | 3 | 67446 | 1840008477 | [10 empty] | Glen ElderKS
Goldonna | Goldonna | LA | Louisiana | 22069 | Natchitoches | 32.0193 | -92.9162 | 423 | 14 | polygon | FALSE | TRUE | America/Chicago | 3 | 71031 | 1840018140 | [10 empty] | GoldonnaLA
Freeburg | Freeburg | MO | Missouri | 29151 | Osage | 38.3164 | -91.9223 | 423 | 195 | polygon | FALSE | TRUE | America/Chicago | 3 | 65035 | 1840012864 | [10 empty] | FreeburgMO
Pleasant City | Pleasant City | OH | Ohio | 39059 | Guernsey | 39.9033 | -81.5437 | 423 | 925 | polygon | FALSE | TRUE | America/New_York | 3 | 43772 | 1840012359 | [10 empty] | Pleasant CityOH
Poplar Hills | Poplar Hills | KY | Kentucky | 21111 | Jefferson | 38.178 | -85.6931 | 423 | 6406 | polygon | FALSE | TRUE | America/New_York | 2 | 40213 | 1840030793 | [10 empty] | Poplar HillsKY
Teachey | Teachey | NC | North Carolina | 37061 | Duplin | 34.769 | -78.0093 | 423 | 160 | polygon | FALSE | TRUE | America/New_York | 3 | 28464 | 1840016470 | [10 empty] | TeacheyNC
Barton | Barton | MD | Maryland | 24001 | Allegany | 39.5323 | -79.0171 | 423 | 790 | polygon | FALSE | TRUE | America/New_York | 3 | 21521 | 1840005623 | [10 empty] | BartonMD
Palmer | Palmer | MI | Michigan | 26103 | Marquette | 46.4436 | -87.5817 | 423 | 275 | polygon | FALSE | FALSE | America/Detroit | 3 | 49866 49871 | 1840006569 | [10 empty] | PalmerMI
Mexican Colony | Mexican Colony | CA | California | 6029 | Kern | 35.4689 | -119.2687 | 423 | 5138 | polygon | FALSE | FALSE | America/Los_Angeles | 2 | 93263 | 1840026945 | [10 empty] | Mexican ColonyCA
Chilcoot-Vinton | Chilcoot-Vinton | CA | California | 6063 | Plumas | 39.8067 | -120.1388 | 422 | 12 | polygon | FALSE | TRUE | America/Los_Angeles | 3 | 96105 | 1840073908 | [10 empty] | Chilcoot-VintonCA
Pueblo of Sandia Village | Pueblo of Sandia Village | NM | New Mexico | 35043 | Sandoval | 35.2536 | -106.5706 | 422 | 143 | polygon | FALSE | FALSE | America/Denver | 3 | 87004 | 1840033713 | [10 empty] | Pueblo of Sandia VillageNM
Campton | Campton | KY | Kentucky | 21237 | Wolfe | 37.7353 | -83.5473 | 422 | 163 | polygon | FALSE | TRUE | America/New_York | 3 | 41301 | 1840013226 | [10 empty] | CamptonKY
Hytop | Hytop | AL | Alabama | 1071 | Jackson | 34.8965 | -86.088 | 422 | 47 | polygon | FALSE | TRUE | America/Chicago | 3 | 35768 | 1840016523 | [10 empty] | HytopAL
Haines | Haines | OR | Oregon | 41001 | Baker | 44.9123 | -117.9396 | 422 | 215 | polygon | FALSE | TRUE | America/Los_Angeles | 3 | 97833 | 1840019966 | [10 empty] | HainesOR
Chauncey | Chauncey | WV | West Virginia | 54045 | Logan | 37.7652 | -81.9834 | 422 | 113 | polygon | FALSE | FALSE | America/New_York | 3 | 25647 25652 25638 25612 | 1840038227 | [10 empty] | ChaunceyWV
Buckland | Buckland | AK | Alaska | 2188 | Northwest Arctic | 65.9784 | -161.1341 | 422 | 191 | polygon | FALSE | TRUE | America/Anchorage | 3 | 99727 | 1840023489 | [10 empty] | BucklandAK
Vanleer | Vanleer | TN | Tennessee | 47043 | Dickson | 36.2381 | -87.4466 | 422 | 232 | polygon | FALSE | TRUE | America/Chicago | 3 | 37181 | 1840016105 | [10 empty] | VanleerTN
Lindsey | Lindsey | OH | Ohio | 39143 | Sandusky | 41.4217 | -83.221 | 422 | 104 | polygon | FALSE | TRUE | America/New_York | 3 | 43442 | 1840011599 | [10 empty] | LindseyOH
Bell City | Bell City | MO | Missouri | 29207 | Stoddard | 37.0237 | -89.8196 | 422 | 296 | polygon | FALSE | TRUE | America/Chicago | 3 | 63735 | 1840007640 | [10 empty] | Bell CityMO
Fort Coffee | Fort Coffee | OK | Oklahoma | 40079 | Le Flore | 35.2942 | -94.5726 | 422 | 25 | polygon | FALSE | TRUE | America/Chicago | 3 | 74959 | 1840021798 | [10 empty] | Fort CoffeeOK
New Pittsburg | New Pittsburg | OH | Ohio | 39169 | Wayne | 40.8416 | -82.0989 | 422 | 119 | polygon | FALSE | FALSE | America/New_York | 3 | 44691 | 1840026389 | [10 empty] | New PittsburgOH
Sacaton Flats Village | Sacaton Flats Village | AZ | Arizona | 4021 | Pinal | 33.0559 | -111.659 | 422 | 26 | polygon | FALSE | TRUE | America/Phoenix | 3 | 85147 85128 | 1840042786 | [10 empty] | Sacaton Flats VillageAZ
Blue River | Blue River | WI | Wisconsin | 55043 | Grant | 43.1844 | -90.5719 | 421 | 178 | polygon | FALSE | TRUE | America/Chicago | 3 | 53518 | 1840002971 | [10 empty] | Blue RiverWI
Kennedy | Kennedy | AL | Alabama | 1075 | Lamar | 33.5809 | -87.9862 | 421 | 52 | polygon | FALSE | TRUE | America/Chicago | 3 | 35574 | 1840016755 | [10 empty] | KennedyAL
Broomes Island | Broomes Island | MD | Maryland | 24009 | Calvert | 38.4202 | -76.5475 | 421 | 223 | polygon | FALSE | FALSE | America/New_York | 3 | 20615 | 1840026721 | [10 empty] | Broomes IslandMD
New Hebron | New Hebron | MS | Mississippi | 28077 | Lawrence | 31.7332 | -89.9833 | 421 | 242 | polygon | FALSE | TRUE | America/Chicago | 3 | 39140 | 1840017078 | [10 empty] | New HebronMS
Ipava | Ipava | IL | Illinois | 17057 | Fulton | 40.3526 | -90.3234 | 421 | 606 | polygon | FALSE | TRUE | America/Chicago | 3 | 61441 | 1840012009 | [10 empty] | IpavaIL
Fortine | Fortine | MT | Montana | 30053 | Lincoln | 48.7723 | -114.9008 | 421 | 22 | polygon | FALSE | FALSE | America/Denver | 3 | 59918 59934 | 1840017301 | [10 empty] | FortineMT
Avinger | Avinger | TX | Texas | 48067 | Cass | 32.8981 | -94.5531 | 421 | 83 | polygon | FALSE | TRUE | America/Chicago | 3 | 75630 | 1840020681 | [10 empty] | AvingerTX
Naselle | Naselle | WA | Washington | 53049 | Pacific | 46.365 | -123.8013 | 421 | 71 | polygon | FALSE | FALSE | America/Los_Angeles | 3 | 98638 | 1840018467 | [10 empty] | NaselleWA
Birmingham | Birmingham | IA | Iowa | 19177 | Van Buren | 40.8777 | -91.9472 | 421 | 153 | polygon | FALSE | TRUE | America/Chicago | 3 | 52535 | 1840007191 | [10 empty] | BirminghamIA
Meadville | Meadville | MS | Mississippi | 28037 | Franklin | 31.4721 | -90.893 | 421 | 147 | polygon | FALSE | TRUE | America/Chicago | 3 | 39653 | 1840017092 | [10 empty] | MeadvilleMS
Ascutney | Ascutney | VT | Vermont | 50027 | Windsor | 43.408 | -72.407 | 421 | 96 | polygon | FALSE | FALSE | America/New_York | 3 | 05151 05089 | 1840025403 | [10 empty] | AscutneyVT
Oak Valley | Oak Valley | TX | Texas | 48349 | Navarro | 32.0331 | -96.5116 | 421 | 84 | polygon | FALSE | TRUE | America/Chicago | 3 | 75110 | 1840023099 | [10 empty] | Oak ValleyTX
Sublette | Sublette | IL | Illinois | 17103 | Lee | 41.6437 | -89.2308 | 421 | 507 | polygon | FALSE | TRUE | America/Chicago | 3 | 61367 | 1840011434 | [10 empty] | SubletteIL
Ketchum | Ketchum | OK | Oklahoma | 40035 | Craig | 36.5261 | -95.0383 | 421 | 127 | polygon | FALSE | TRUE | America/Chicago | 3 | 74331 74301 74349 | 1840021600 | [10 empty] | KetchumOK
West Jefferson | West Jefferson | AL | Alabama | 1073 | Jefferson | 33.652 | -87.0569 | 421 | 90 | polygon | FALSE | TRUE | America/Chicago | 3 | 35130 35005 35062 | 1840016805 | [10 empty] | West JeffersonAL
Avon | Avon | NC | North Carolina | 37055 | Dare | 35.3467 | -75.5069 | 421 | 71 | polygon | FALSE | FALSE | America/New_York | 3 | 27915 | 1840025780 | [10 empty] | AvonNC
Milano | Milano | TX | Texas | 48331 | Milam | 30.7083 | -96.8594 | 421 | 88 | polygon | FALSE | TRUE | America/Chicago | 3 | 76556 | 1840020860 | [10 empty] | MilanoTX
Robbins | Robbins | CA | California | 6101 | Sutter | 38.8672 | -121.7055 | 421 | 62 | polygon | FALSE | FALSE | America/Los_Angeles | 3 | 95645 | 1840024526 | [10 empty] | RobbinsCA
Everglades | Everglades | FL | Florida | 12021 | Collier | 25.8579 | -81.3862 | 421 | 177 | polygon | FALSE | TRUE | America/New_York | 3 | 34114 34139 | 1840073877 | [10 empty] | EvergladesFL
Lake Arthur | Lake Arthur | NM | New Mexico | 35005 | Chaves | 32.9994 | -104.3637 | 420 | 304 | polygon | FALSE | TRUE | America/Denver | 3 | 88253 | 1840021935 | [10 empty] | Lake ArthurNM
Bellwood | Bellwood | NE | Nebraska | 31023 | Butler | 41.3419 | -97.24 | 420 | 681 | polygon | FALSE | TRUE | America/Chicago | 3 | 68624 | 1840011621 | [10 empty] | BellwoodNE
Stovall | Stovall | NC | North Carolina | 37077 | Granville | 36.4475 | -78.5689 | 420 | 154 | polygon | FALSE | TRUE | America/New_York | 3 | 27582 27565 | 1840016052 | [10 empty] | StovallNC
Rosslyn Farms | Rosslyn Farms | PA | Pennsylvania | 42003 | Allegheny | 40.4224 | -80.0886 | 420 | 289 | polygon | FALSE | TRUE | America/New_York | 3 | 15106 | 1840001258 | [10 empty] | Rosslyn FarmsPA
Stanton | Stanton | TN | Tennessee | 47075 | Haywood | 35.4613 | -89.4013 | 420 | 316 | polygon | FALSE | TRUE | America/Chicago | 3 | 38069 | 1840016287 | [10 empty] | StantonTN
Meadow Valley | Meadow Valley | CA | California | 6063 | Plumas | 39.9322 | -121.0831 | 420 | 19 | polygon | FALSE | FALSE | America/Los_Angeles | 3 | 95956 95971 | 1840018765 | [10 empty] | Meadow ValleyCA
Parsonsburg | Parsonsburg | MD | Maryland | 24045 | Wicomico | 38.3936 | -75.4748 | 420 | 124 | polygon | FALSE | FALSE | America/New_York | 3 | 21849 | 1840024669 | [10 empty] | ParsonsburgMD
Pioneer | Pioneer | FL | Florida | 12051 | Hendry | 26.7258 | -81.219 | 420 | 7 | polygon | FALSE | TRUE | America/New_York | 3 | 33440 | 1840039063 | [10 empty] | PioneerFL
Cooperstown | Cooperstown | PA | Pennsylvania | 42121 | Venango | 41.4998 | -79.8736 | 420 | 292 | polygon | FALSE | TRUE | America/New_York | 3 | 16317 | 1840003424 | [10 empty] | CooperstownPA
Marlin | Marlin | PA | Pennsylvania | 42107 | Schuylkill | 40.686 | -76.2422 | 420 | 178 | polygon | FALSE | FALSE | America/New_York | 3 | 17901 17951 | 1840035083 | [10 empty] | MarlinPA
Ashton | Ashton | IA | Iowa | 19143 | Osceola | 43.3089 | -95.7925 | 420 | 163 | polygon | FALSE | TRUE | America/Chicago | 3 | 51232 | 1840006854 | [10 empty] | AshtonIA
Brady | Brady | NE | Nebraska | 31111 | Lincoln | 41.0223 | -100.3674 | 420 | 494 | polygon | FALSE | TRUE | America/Chicago | 3 | 69123 | 1840011648 | [10 empty] | BradyNE
Somerset | Somerset | IN | Indiana | 18169 | Wabash | 40.6695 | -85.8321 | 420 | 243 | polygon | FALSE | FALSE | America/Indiana/Indianapolis | 3 | 46984 46940 | 1840026385 | [10 empty] | SomersetIN
Linwood | Linwood | KS | Kansas | 20103 | Leavenworth | 39.0019 | -95.0363 | 419 | 270 | polygon | FALSE | TRUE | America/Chicago | 3 | 66052 | 1840009612 | [10 empty] | LinwoodKS
Fisher | Fisher | MN | Minnesota | 27119 | Polk | 47.7993 | -96.7995 | 419 | 379 | polygon | FALSE | TRUE | America/Chicago | 3 | 56723 | 1840007703 | [10 empty] | FisherMN
New Germany | New Germany | MN | Minnesota | 27019 | Carver | 44.8861 | -93.9731 | 419 | 162 | polygon | FALSE | TRUE | America/Chicago | 3 | 55367 | 1840007848 | [10 empty] | New GermanyMN
Vermillion | Vermillion | MN | Minnesota | 27037 | Dakota | 44.6735 | -92.9643 | 419 | 164 | polygon | FALSE | TRUE | America/Chicago | 3 | 55085 55033 | 1840010011 | [10 empty] | VermillionMN
Lawler | Lawler | IA | Iowa | 19037 | Chickasaw | 43.072 | -92.1532 | 419 | 170 | polygon | FALSE | TRUE | America/Chicago | 3 | 52154 | 1840008001 | [10 empty] | LawlerIA
Galva | Galva | IA | Iowa | 19093 | Ida | 42.5059 | -95.4177 | 419 | 227 | polygon | FALSE | TRUE | America/Chicago | 3 | 51020 | 1840008071 | [10 empty] | GalvaIA
Bentonia | Bentonia | MS | Mississippi | 28163 | Yazoo | 32.6437 | -90.3692 | 419 | 113 | polygon | FALSE | TRUE | America/Chicago | 3 | 39040 | 1840015765 | [10 empty] | BentoniaMS
Haydenville | Haydenville | OH | Ohio | 39073 | Hocking | 39.4807 | -82.3238 | 419 | 189 | polygon | FALSE | FALSE | America/New_York | 3 | 43127 45764 43138 | 1840026632 | [10 empty] | HaydenvilleOH
Mud Lake | Mud Lake | ID | Idaho | 16051 | Jefferson | 43.8431 | -112.48 | 419 | 1136 | polygon | FALSE | TRUE | America/Boise | 3 | 83450 | 1840020024 | [10 empty] | Mud LakeID
Richburg | Richburg | NY | New York | 36003 | Allegany | 42.0887 | -78.1565 | 419 | 179 | polygon | FALSE | TRUE | America/New_York | 3 | 14715 14774 | 1840004606 | [10 empty] | RichburgNY
Harrington | Harrington | WA | Washington | 53043 | Lincoln | 47.4802 | -118.2554 | 418 | 413 | polygon | FALSE | TRUE | America/Los_Angeles | 3 | 99134 | 1840019819 | [10 empty] | HarringtonWA
Humboldt | Humboldt | IL | Illinois | 17029 | Coles | 39.6047 | -88.3201 | 418 | 469 | polygon | FALSE | TRUE | America/Chicago | 3 | 61931 | 1840012580 | [10 empty] | HumboldtIL
Sandyfield | Sandyfield | NC | North Carolina | 37047 | Columbus | 34.3738 | -78.3 | 418 | 52 | polygon | FALSE | TRUE | America/New_York | 3 | 28456 | 1840017950 | [10 empty] | SandyfieldNC
Belleville | Belleville | AR | Arkansas | 5149 | Yell | 35.0915 | -93.4458 | 418 | 86 | polygon | FALSE | TRUE | America/Chicago | 3 | 72824 | 1840013487 | [10 empty] | BellevilleAR
Marion Center | Marion Center | PA | Pennsylvania | 42063 | Indiana | 40.7705 | -79.0472 | 418 | 217 | polygon | FALSE | TRUE | America/New_York | 3 | 15759 | 1840002786 | [10 empty] | Marion CenterPA
Waveland | Waveland | IN | Indiana | 18107 | Montgomery | 39.8774 | -87.0454 | 418 | 487 | polygon | FALSE | TRUE | America/Indiana/Indianapolis | 3 | 47989 | 1840010502 | [10 empty] | WavelandIN
Vail | Vail | IA | Iowa | 19047 | Crawford | 42.0599 | -95.2003 | 417 | 281 | polygon | FALSE | TRUE | America/Chicago | 3 | 51465 | 1840010135 | [10 empty] | VailIA
Birdseye | Birdseye | IN | Indiana | 18037 | Dubois | 38.315 | -86.6961 | 417 | 252 | polygon | FALSE | TRUE | America/Indiana/Vincennes | 3 | 47513 | 1840009805 | [10 empty] | BirdseyeIN
Lafayette | Lafayette | OH | Ohio | 39003 | Allen | 40.7589 | -83.9499 | 417 | 692 | polygon | FALSE | TRUE | America/New_York | 3 | 45850 45854 | 1840011953 | [10 empty] | LafayetteOH
Baggs | Baggs | WY | Wyoming | 56007 | Carbon | 41.0345 | -107.6574 | 417 | 318 | polygon | FALSE | TRUE | America/Denver | 3 | 82321 | 1840020095 | [10 empty] | BaggsWY
Twin Bridges | Twin Bridges | MT | Montana | 30057 | Madison | 45.5429 | -112.3341 | 417 | 158 | polygon | FALSE | TRUE | America/Denver | 3 | 59754 | 1840022336 | [10 empty] | Twin BridgesMT
Maynard | Maynard | AR | Arkansas | 5121 | Randolph | 36.4214 | -90.9018 | 417 | 137 | polygon | FALSE | TRUE | America/Chicago | 3 | 72444 | 1840016079 | [10 empty] | MaynardAR
Prospect | Prospect | LA | Louisiana | 22043 | Grant | 31.4488 | -92.4969 | 417 | 109 | polygon | FALSE | FALSE | America/Chicago | 3 | 71423 | 1840030991 | [10 empty] | ProspectLA
Port Gibson | Port Gibson | NY | New York | 36069 | Ontario | 43.0334 | -77.1576 | 417 | 137 | polygon | FALSE | FALSE | America/New_York | 3 | 14537 14432 | 1840025456 | [10 empty] | Port GibsonNY
Raysal | Raysal | WV | West Virginia | 54047 | McDowell | 37.3367 | -81.7712 | 417 | 130 | polygon | FALSE | FALSE | America/New_York | 3 | 24879 | 1840038289 | [10 empty] | RaysalWV
Union Star | Union Star | MO | Missouri | 29063 | DeKalb | 39.9794 | -94.5987 | 417 | 614 | polygon | FALSE | TRUE | America/Chicago | 3 | 64494 | 1840010540 | [10 empty] | Union StarMO
College Corner | College Corner | OH | Ohio | 39135 | Preble | 39.5682 | -84.8109 | 417 | 643 | polygon | FALSE | TRUE | America/New_York | 3 | 45003 | 1840012606 | [10 empty] | College CornerOH
Manzanola | Manzanola | CO | Colorado | 8089 | Otero | 38.1087 | -103.8669 | 417 | 566 | polygon | FALSE | TRUE | America/Denver | 3 | 81058 | 1840022526 | [10 empty] | ManzanolaCO
Leigh | Leigh | NE | Nebraska | 31037 | Colfax | 41.7023 | -97.2398 | 417 | 268 | polygon | FALSE | TRUE | America/Chicago | 3 | 68643 | 1840011446 | [10 empty] | LeighNE
Wyoming | Wyoming | NY | New York | 36121 | Wyoming | 42.824 | -78.0842 | 417 | 240 | polygon | FALSE | TRUE | America/New_York | 3 | 14591 | 1840004472 | [10 empty] | WyomingNY
Weekapaug | Weekapaug | RI | Rhode Island | 44009 | Washington | 41.3359 | -71.7633 | 417 | 138 | polygon | FALSE | FALSE | America/New_York | 3 | 2891 | 1840026293 | [10 empty] | WeekapaugRI
Riggins | Riggins | ID | Idaho | 16049 | Idaho | 45.4204 | -116.318 | 416 | 403 | polygon | FALSE | TRUE | America/Boise | 3 | 83549 | 1840019894 | [10 empty] | RigginsID
Spencer | Spencer | NE | Nebraska | 31015 | Boyd | 42.8749 | -98.7002 | 416 | 308 | polygon | FALSE | TRUE | America/Chicago | 3 | 68777 | 1840011036 | [10 empty] | SpencerNE
Wheatfields | Wheatfields | AZ | Arizona | 4007 | Gila | 33.4805 | -110.8366 | 416 | 19 | polygon | FALSE | TRUE | America/Phoenix | 3 | 85501 | 1840075566 | [10 empty] | WheatfieldsAZ
Hackneyville | Hackneyville | AL | Alabama | 1123 | Tallapoosa | 33.0567 | -85.9312 | 416 | 17 | polygon | FALSE | FALSE | America/Chicago | 3 | 35072 35010 | 1840023016 | [10 empty] | HackneyvilleAL
Readstown | Readstown | WI | Wisconsin | 55123 | Vernon | 43.4485 | -90.759 | 416 | 93 | polygon | FALSE | TRUE | America/Chicago | 3 | 54652 | 1840002697 | [10 empty] | ReadstownWI
Beaver Crossing | Beaver Crossing | NE | Nebraska | 31159 | Seward | 40.7782 | -97.2825 | 416 | 245 | polygon | FALSE | TRUE | America/Chicago | 3 | 68313 | 1840011836 | [10 empty] | Beaver CrossingNE
Commodore | Commodore | PA | Pennsylvania | 42063 | Indiana | 40.7154 | -78.939 | 416 | 209 | polygon | FALSE | FALSE | America/New_York | 3 | 15729 | 1840005348 | [10 empty] | CommodorePA
Strausstown | Strausstown | PA | Pennsylvania | 42011 | Berks | 40.4911 | -76.1823 | 416 | 495 | polygon | FALSE | FALSE | America/New_York | 3 | 19559 19506 | 1840001191 | [10 empty] | StrausstownPA
Herreid | Herreid | SD | South Dakota | 46021 | Campbell | 45.8377 | -100.0749 | 416 | 115 | polygon | FALSE | TRUE | America/Chicago | 3 | 57632 | 1840002022 | [10 empty] | HerreidSD
Rosburg | Rosburg | WA | Washington | 53069 | Wahkiakum | 46.3076 | -123.6344 | 416 | 7 | polygon | FALSE | FALSE | America/Los_Angeles | 3 | 98643 | 1840023878 | [10 empty] | RosburgWA
Rudolph | Rudolph | WI | Wisconsin | 55141 | Wood | 44.4972 | -89.8018 | 416 | 133 | polygon | FALSE | TRUE | America/Chicago | 3 | 54475 | 1840002341 | [10 empty] | RudolphWI
Finley | Finley | ND | North Dakota | 38091 | Steele | 47.5125 | -97.8373 | 416 | 46 | polygon | FALSE | TRUE | America/Chicago | 3 | 58230 | 1840000128 | [10 empty] | FinleyND
El Chaparral | El Chaparral | TX | Texas | 48427 | Starr | 26.3489 | -98.7673 | 416 | 1639 | polygon | FALSE | TRUE | America/Chicago | 3 | 78582 | 1840040713 | [10 empty] | El ChaparralTX
Belfonte | Belfonte | OK | Oklahoma | 40135 | Sequoyah | 35.5368 | -94.5507 | 416 | 20 | polygon | FALSE | FALSE | America/Chicago | 3 | 74948 | 1840034626 | [10 empty] | BelfonteOK
Fairhaven | Fairhaven | MN | Minnesota | 27145 | Stearns | 45.3232 | -94.204 | 416 | 84 | polygon | FALSE | FALSE | America/Chicago | 3 | 55382 | 1840025297 | [10 empty] | FairhavenMN
Lewis | Lewis | KS | Kansas | 20047 | Edwards | 37.937 | -99.2547 | 416 | 510 | polygon | FALSE | TRUE | America/Chicago | 3 | 67552 | 1840008685 | [10 empty] | LewisKS
Harlingen | Harlingen | NJ | New Jersey | 34035 | Somerset | 40.4493 | -74.6586 | 416 | 223 | polygon | FALSE | FALSE | America/New_York | 3 | 8502 | 1840024278 | [10 empty] | HarlingenNJ
Parkerfield | Parkerfield | KS | Kansas | 20035 | Cowley | 37.0678 | -96.9957 | 415 | 175 | polygon | FALSE | TRUE | America/Chicago | 3 | 67005 | 1840030355 | [10 empty] | ParkerfieldKS
Mount Pleasant | Mount Pleasant | AR | Arkansas | 5065 | Izard | 35.9818 | -91.7771 | 415 | 45 | polygon | FALSE | TRUE | America/Chicago | 3 | 72561 | 1840016126 | [10 empty] | Mount PleasantAR
Long Beach | Long Beach | MN | Minnesota | 27121 | Pope | 45.6509 | -95.4294 | 415 | 110 | polygon | FALSE | TRUE | America/Chicago | 3 | 56334 | 1840008888 | [10 empty] | Long BeachMN
Urbana | Urbana | MO | Missouri | 29059 | Dallas | 37.8436 | -93.1676 | 415 | 166 | polygon | FALSE | TRUE | America/Chicago | 3 | 65767 | 1840010851 | [10 empty] | UrbanaMO
Frizzleburg | Frizzleburg | PA | Pennsylvania | 42073 | Lawrence | 41.0744 | -80.449 | 415 | 57 | polygon | FALSE | FALSE | America/New_York | 3 | 16143 | 1840026378 | [10 empty] | FrizzleburgPA
Holyrood | Holyrood | KS | Kansas | 20053 | Ellsworth | 38.5876 | -98.412 | 415 | 372 | polygon | FALSE | TRUE | America/Chicago | 3 | 67450 | 1840007457 | [10 empty] | HolyroodKS
Noatak | Noatak | AK | Alaska | 2188 | Northwest Arctic | 67.5987 | -163.0309 | 415 | 9 | polygon | FALSE | FALSE | America/Nome | 3 | 99761 | 1840023486 | [10 empty] | NoatakAK
Golden | Golden | MO | Missouri | 29009 | Barry | 36.5266 | -93.6637 | 415 | 30 | polygon | FALSE | FALSE | America/Chicago | 3 | 65658 | 1840025745 | [10 empty] | GoldenMO
Salley | Salley | SC | South Carolina | 45003 | Aiken | 33.5678 | -81.3037 | 415 | 213 | polygon | FALSE | TRUE | America/New_York | 3 | 29137 | 1840018000 | [10 empty] | SalleySC
Savannah | Savannah | OH | Ohio | 39005 | Ashland | 40.9669 | -82.3661 | 415 | 280 | polygon | FALSE | TRUE | America/New_York | 3 | 44805 44874 | 1840011808 | [10 empty] | SavannahOH
Snydertown | Snydertown | PA | Pennsylvania | 42027 | Centre | 40.9872 | -77.5994 | 415 | 52 | polygon | FALSE | FALSE | America/New_York | 3 | 16841 | 1840146950 | [10 empty] | SnydertownPA
Laurelton | Laurelton | PA | Pennsylvania | 42119 | Union | 40.8815 | -77.2024 | 415 | 280 | polygon | FALSE | FALSE | America/New_York | 3 | 17835 17845 | 1840024210 | [10 empty] | LaureltonPA
Joffre | Joffre | PA | Pennsylvania | 42125 | Washington | 40.3809 | -80.3533 | 415 | 178 | polygon | FALSE | FALSE | America/New_York | 3 | 15053 15019 15021 | 1840026501 | [10 empty] | JoffrePA
Hissop | Hissop | AL | Alabama | 1037 | Coosa | 32.8746 | -86.1159 | 415 | 8 | polygon | FALSE | FALSE | America/Chicago | 3 | 35010 35089 | 1840023019 | [10 empty] | HissopAL
Leslie | Leslie | AR | Arkansas | 5129 | Searcy | 35.8294 | -92.5563 | 415 | 211 | polygon | FALSE | TRUE | America/Chicago | 3 | 72645 | 1840014494 | [10 empty] | LeslieAR
Tiger | Tiger | GA | Georgia | 13241 | Rabun | 34.8458 | -83.433 | 415 | 193 | polygon | FALSE | TRUE | America/New_York | 3 | 30576 | 1840016508 | [10 empty] | TigerGA
Nevis | Nevis | MN | Minnesota | 27057 | Hubbard | 46.9646 | -94.8423 | 414 | 172 | polygon | FALSE | TRUE | America/Chicago | 3 | 56467 | 1840007723 | [10 empty] | NevisMN
St. Michael | St. Michael | AK | Alaska | 2180 | Nome | 63.4664 | -162.1324 | 414 | 7 | polygon | FALSE | TRUE | America/Nome | 3 | 99659 | 1840023511 | [10 empty] | St. MichaelAK
Colony | Colony | KS | Kansas | 20003 | Anderson | 38.0712 | -95.3629 | 414 | 330 | polygon | FALSE | TRUE | America/Chicago | 3 | 66015 | 1840007516 | [10 empty] | ColonyKS
Spreckels | Spreckels | CA | California | 6053 | Monterey | 36.6247 | -121.6465 | 414 | 1308 | polygon | FALSE | FALSE | America/Los_Angeles | 3 | 93962 | 1840019017 | [10 empty] | SpreckelsCA
Salemburg | Salemburg | NC | North Carolina | 37163 | Sampson | 35.0152 | -78.5029 | 414 | 163 | polygon | FALSE | TRUE | America/New_York | 3 | 28385 | 1840017874 | [10 empty] | SalemburgNC
Beckwourth | Beckwourth | CA | California | 6063 | Plumas | 39.8485 | -120.4111 | 414 | 13 | polygon | FALSE | FALSE | America/Los_Angeles | 3 | 96122 | 1840017511 | [10 empty] | BeckwourthCA
Huntley | Huntley | MT | Montana | 30111 | Yellowstone | 45.8995 | -108.3054 | 414 | 105 | polygon | FALSE | FALSE | America/Denver | 3 | 59037 | 1840017390 | [10 empty] | HuntleyMT
Tribbey | Tribbey | OK | Oklahoma | 40125 | Pottawatomie | 35.0992 | -97.0938 | 414 | 8 | polygon | FALSE | TRUE | America/Chicago | 3 | 74852 74878 | 1840022766 | [10 empty] | TribbeyOK
Plainfield | Plainfield | IA | Iowa | 19017 | Bremer | 42.8446 | -92.5357 | 414 | 477 | polygon | FALSE | TRUE | America/Chicago | 3 | 50666 | 1840009089 | [10 empty] | PlainfieldIA
Mapleton | Mapleton | PA | Pennsylvania | 42061 | Huntingdon | 40.3928 | -77.9412 | 414 | 873 | polygon | FALSE | TRUE | America/New_York | 3 | 17052 | 1840001069 | [10 empty] | MapletonPA
Kinde | Kinde | MI | Michigan | 26063 | Huron | 43.9405 | -82.9963 | 414 | 135 | polygon | FALSE | TRUE | America/Detroit | 3 | 48445 | 1840013147 | [10 empty] | KindeMI
Glen | Glen | MS | Mississippi | 28003 | Alcorn | 34.8585 | -88.4199 | 414 | 34 | polygon | FALSE | TRUE | America/Chicago | 3 | 38846 38834 | 1840073885 | [10 empty] | GlenMS
Raisin City | Raisin City | CA | California | 6019 | Fresno | 36.6033 | -119.9092 | 414 | 210 | polygon | FALSE | FALSE | America/Los_Angeles | 3 | 93652 93706 | 1840018941 | [10 empty] | Raisin CityCA
Mount Hood | Mount Hood | OR | Oregon | 41027 | Hood River | 45.5339 | -121.5662 | 414 | 83 | polygon | FALSE | FALSE | America/Los_Angeles | 3 | 97041 | 1840025300 | [10 empty] | Mount HoodOR
Midland | Midland | MD | Maryland | 24001 | Allegany | 39.5897 | -78.9485 | 414 | 1011 | polygon | FALSE | TRUE | America/New_York | 3 | 21542 | 1840005626 | [10 empty] | MidlandMD
Deepwater | Deepwater | MO | Missouri | 29083 | Henry | 38.2592 | -93.7746 | 413 | 187 | polygon | FALSE | TRUE | America/Chicago | 3 | 64740 | 1840007494 | [10 empty] | DeepwaterMO
Thornburg | Thornburg | PA | Pennsylvania | 42003 | Allegheny | 40.4345 | -80.0842 | 413 | 366 | polygon | FALSE | TRUE | America/New_York | 3 | 15205 | 1840001266 | [10 empty] | ThornburgPA
Bussey | Bussey | IA | Iowa | 19125 | Marion | 41.2057 | -92.8843 | 413 | 479 | polygon | FALSE | TRUE | America/Chicago | 3 | 50044 | 1840007114 | [10 empty] | BusseyIA
Randlett | Randlett | OK | Oklahoma | 40033 | Cotton | 34.1773 | -98.4639 | 413 | 254 | polygon | FALSE | TRUE | America/Chicago | 3 | 73562 | 1840021908 | [10 empty] | RandlettOK
Ruth | Ruth | NC | North Carolina | 37161 | Rutherford | 35.3824 | -81.9448 | 413 | 375 | polygon | FALSE | TRUE | America/New_York | 3 | 28139 | 1840017833 | [10 empty] | RuthNC
Forbestown | Forbestown | CA | California | 6007 | Butte | 39.53 | -121.2689 | 413 | 25 | polygon | FALSE | FALSE | America/Los_Angeles | 3 | 95941 | 1840025568 | [10 empty] | ForbestownCA
Clinton | Clinton | MN | Minnesota | 27011 | Big Stone | 45.4632 | -96.4415 | 413 | 166 | polygon | FALSE | TRUE | America/Chicago | 3 | 56225 | 1840006695 | [10 empty] | ClintonMN
Cutler | Cutler | IL | Illinois | 17145 | Perry | 38.0325 | -89.5676 | 413 | 340 | polygon | FALSE | TRUE | America/Chicago | 3 | 62238 | 1840012945 | [10 empty] | CutlerIL
Fort Jesup | Fort Jesup | LA | Louisiana | 22085 | Sabine | 31.6118 | -93.4077 | 413 | 37 | polygon | FALSE | FALSE | America/Chicago | 3 | 71449 71469 | 1840025941 | [10 empty] | Fort JesupLA
Finley Point | Finley Point | MT | Montana | 30047 | Lake | 47.7464 | -114.0666 | 413 | 37 | polygon | FALSE | FALSE | America/Denver | 3 | 59860 | 1840032845 | [10 empty] | Finley PointMT
Engelhard | Engelhard | NC | North Carolina | 37095 | Hyde | 35.5092 | -76.0095 | 413 | 49 | polygon | FALSE | FALSE | America/New_York | 3 | 27824 | 1840025809 | [10 empty] | EngelhardNC
Richlawn | Richlawn | KY | Kentucky | 21111 | Jefferson | 38.2547 | -85.6412 | 412 | 1571 | polygon | FALSE | TRUE | America/New_York | 3 | 40207 | 1840030566 | [10 empty] | RichlawnKY
Bloomingburg | Bloomingburg | NY | New York | 36105 | Sullivan | 41.5519 | -74.4437 | 412 | 231 | polygon | FALSE | TRUE | America/New_York | 3 | 12721 | 1840004794 | [10 empty] | BloomingburgNY
Boys Ranch | Boys Ranch | TX | Texas | 48359 | Oldham | 35.5331 | -102.2536 | 412 | 99 | polygon | FALSE | FALSE | America/Chicago | 3 | 79010 | 1840025815 | [10 empty] | Boys RanchTX
Whiteface | Whiteface | TX | Texas | 48079 | Cochran | 33.5995 | -102.6134 | 412 | 270 | polygon | FALSE | TRUE | America/Chicago | 3 | 79379 | 1840022946 | [10 empty] | WhitefaceTX
Mattoon | Mattoon | WI | Wisconsin | 55115 | Shawano | 45.0046 | -89.0411 | 412 | 97 | polygon | FALSE | TRUE | America/Chicago | 3 | 54450 | 1840002265 | [10 empty] | MattoonWI
Turpin | Turpin | OK | Oklahoma | 40007 | Beaver | 36.8705 | -100.8825 | 412 | 159 | polygon | FALSE | FALSE | America/Chicago | 3 | 73950 | 1840026905 | [10 empty] | TurpinOK
Carlisle | Carlisle | SC | South Carolina | 45087 | Union | 34.5921 | -81.4645 | 412 | 112 | polygon | FALSE | TRUE | America/New_York | 3 | 29031 | 1840015532 | [10 empty] | CarlisleSC
Wasco | Wasco | OR | Oregon | 41055 | Sherman | 45.5916 | -120.6975 | 412 | 157 | polygon | FALSE | TRUE | America/Los_Angeles | 3 | 97065 | 1840021208 | [10 empty] | WascoOR
Asher | Asher | OK | Oklahoma | 40125 | Pottawatomie | 34.9884 | -96.9254 | 412 | 200 | polygon | FALSE | TRUE | America/Chicago | 3 | 74826 | 1840020442 | [10 empty] | AsherOK
Fredericksburg | Fredericksburg | OH | Ohio | 39169 | Wayne | 40.677 | -81.8697 | 412 | 493 | polygon | FALSE | TRUE | America/New_York | 3 | 44627 | 1840011895 | [10 empty] | FredericksburgOH
Weldon | Weldon | IL | Illinois | 17039 | De Witt | 40.1216 | -88.7497 | 412 | 595 | polygon | FALSE | TRUE | America/Chicago | 3 | 61882 | 1840012318 | [10 empty] | WeldonIL
Elberta | Elberta | UT | Utah | 49049 | Utah | 39.9739 | -111.9553 | 412 | 11 | polygon | FALSE | TRUE | America/Denver | 3 | 84626 | 1840073914 | [10 empty] | ElbertaUT
McCune | McCune | KS | Kansas | 20037 | Crawford | 37.3539 | -95.019 | 412 | 500 | polygon | FALSE | TRUE | America/Chicago | 3 | 66753 | 1840008724 | [10 empty] | McCuneKS
Bay View Gardens | Bay View Gardens | IL | Illinois | 17203 | Woodford | 40.8102 | -89.5272 | 412 | 233 | polygon | FALSE | TRUE | America/Chicago | 3 | 61611 | 1840073802 | [10 empty] | Bay View GardensIL
South Shaftsbury | South Shaftsbury | VT | Vermont | 50003 | Bennington | 42.9411 | -73.202 | 412 | 70 | polygon | FALSE | FALSE | America/New_York | 3 | 5262 | 1840004303 | [10 empty] | South ShaftsburyVT
Cochrane | Cochrane | WI | Wisconsin | 55011 | Buffalo | 44.2281 | -91.8387 | 411 | 193 | polygon | FALSE | TRUE | America/Chicago | 3 | 54622 | 1840002380 | [10 empty] | CochraneWI
Glennallen | Glennallen | AK | Alaska | 2261 | Valdez-Cordova | 62.1278 | -145.7693 | 411 | 1 | polygon | FALSE | FALSE | America/Anchorage | 3 | 99588 | 1840023387 | [10 empty] | GlennallenAK
Ronda | Ronda | NC | North Carolina | 37193 | Wilkes | 36.2217 | -80.9432 | 411 | 146 | polygon | FALSE | TRUE | America/New_York | 3 | 28670 | 1840017720 | [10 empty] | RondaNC
Romeo | Romeo | CO | Colorado | 8021 | Conejos | 37.1718 | -105.9854 | 411 | 679 | polygon | FALSE | TRUE | America/Denver | 3 | 81148 | 1840021577 | [10 empty] | RomeoCO
New Vienna | New Vienna | IA | Iowa | 19061 | Dubuque | 42.5477 | -91.1139 | 411 | 340 | polygon | FALSE | TRUE | America/Chicago | 3 | 52065 | 1840008048 | [10 empty] | New ViennaIA
Union Deposit | Union Deposit | PA | Pennsylvania | 42043 | Dauphin | 40.291 | -76.681 | 411 | 564 | polygon | FALSE | FALSE | America/New_York | 3 | 17033 | 1840035399 | [10 empty] | Union DepositPA
Osyka | Osyka | MS | Mississippi | 28113 | Pike | 31.0072 | -90.4719 | 411 | 149 | polygon | FALSE | TRUE | America/Chicago | 3 | 39657 | 1840017117 | [10 empty] | OsykaMS
Boydton | Boydton | VA | Virginia | 51117 | Mecklenburg | 36.666 | -78.3908 | 411 | 193 | polygon | FALSE | TRUE | America/New_York | 3 | 23917 | 1840006537 | [10 empty] | BoydtonVA
Kirkwood | Kirkwood | PA | Pennsylvania | 42071 | Lancaster | 39.8539 | -76.0798 | 411 | 71 | polygon | FALSE | FALSE | America/New_York | 3 | 17536 | 1840024338 | [10 empty] | KirkwoodPA
Oliver | Oliver | WI | Wisconsin | 55031 | Douglas | 46.6493 | -92.1884 | 411 | 76 | polygon | FALSE | TRUE | America/Chicago | 3 | 54880 | 1840003911 | [10 empty] | OliverWI
Stewart | Stewart | OH | Ohio | 39009 | Athens | 39.308 | -81.8974 | 411 | 536 | polygon | FALSE | FALSE | America/New_York | 3 | 45778 | 1840026651 | [10 empty] | StewartOH
Faith | Faith | SD | South Dakota | 46093 | Meade | 45.0258 | -102.0363 | 411 | 132 | polygon | FALSE | TRUE | America/Denver | 3 | 57626 | 1840002175 | [10 empty] | FaithSD
Dowling | Dowling | MI | Michigan | 26015 | Barry | 42.5227 | -85.2531 | 411 | 26 | polygon | FALSE | FALSE | America/Detroit | 3 | 49058 49050 | 1840024093 | [10 empty] | DowlingMI
Harmonsburg | Harmonsburg | PA | Pennsylvania | 42039 | Crawford | 41.6656 | -80.3142 | 410 | 114 | polygon | FALSE | FALSE | America/New_York | 3 | 16422 | 1840004809 | [10 empty] | HarmonsburgPA
Melvin | Melvin | IL | Illinois | 17053 | Ford | 40.5709 | -88.2469 | 410 | 457 | polygon | FALSE | TRUE | America/Chicago | 3 | 60952 | 1840011878 | [10 empty] | MelvinIL
Evant | Evant | TX | Texas | 48099 | Coryell | 31.4762 | -98.1501 | 410 | 259 | polygon | FALSE | TRUE | America/Chicago | 3 | 76525 | 1840022145 | [10 empty] | EvantTX
Napaskiak | Napaskiak | AK | Alaska | 2050 | Bethel | 60.7018 | -161.7616 | 410 | 54 | polygon | FALSE | TRUE | America/Anchorage | 3 | 99559 | 1840023362 | [10 empty] | NapaskiakAK
Weaubleau | Weaubleau | MO | Missouri | 29085 | Hickory | 37.8915 | -93.5403 | 410 | 183 | polygon | FALSE | TRUE | America/Chicago | 3 | 65774 | 1840010839 | [10 empty] | WeaubleauMO
Highland Lake | Highland Lake | AL | Alabama | 1009 | Blount | 33.8876 | -86.4244 | 410 | 97 | polygon | FALSE | TRUE | America/Chicago | 3 | 35121 | 1840015602 | [10 empty] | Highland LakeAL
Cedar Creek | Cedar Creek | NE | Nebraska | 31025 | Cass | 41.0451 | -96.1016 | 410 | 277 | polygon | FALSE | TRUE | America/Chicago | 3 | 68016 | 1840010326 | [10 empty] | Cedar CreekNE
Hartford | Hartford | OH | Ohio | 39089 | Licking | 40.2395 | -82.6884 | 410 | 296 | polygon | FALSE | TRUE | America/New_York | 3 | 43013 43011 | 1840095037 | [10 empty] | HartfordOH
Burlison | Burlison | TN | Tennessee | 47167 | Tipton | 35.5569 | -89.7847 | 410 | 150 | polygon | FALSE | TRUE | America/Chicago | 3 | 38015 | 1840015418 | [10 empty] | BurlisonTN
Middleway | Middleway | WV | West Virginia | 54037 | Jefferson | 39.3032 | -77.981 | 410 | 141 | polygon | FALSE | FALSE | America/New_York | 3 | 25430 | 1840025609 | [10 empty] | MiddlewayWV
Waynesville | Waynesville | IL | Illinois | 17039 | De Witt | 40.2413 | -89.1245 | 410 | 496 | polygon | FALSE | TRUE | America/Chicago | 3 | 61778 | 1840012317 | [10 empty] | WaynesvilleIL
Martin | Martin | MI | Michigan | 26005 | Allegan | 42.537 | -85.6389 | 409 | 206 | polygon | FALSE | TRUE | America/Detroit | 3 | 49070 | 1840011093 | [10 empty] | MartinMI
Earling | Earling | IA | Iowa | 19165 | Shelby | 41.7761 | -95.4189 | 409 | 262 | polygon | FALSE | TRUE | America/Chicago | 3 | 51530 | 1840008160 | [10 empty] | EarlingIA
Mystic | Mystic | IA | Iowa | 19007 | Appanoose | 40.7792 | -92.9446 | 409 | 54 | polygon | FALSE | TRUE | America/Chicago | 3 | 52574 | 1840008316 | [10 empty] | MysticIA
Royal | Royal | IA | Iowa | 19041 | Clay | 43.0644 | -95.2837 | 409 | 535 | polygon | FALSE | TRUE | America/Chicago | 3 | 51357 | 1840009060 | [10 empty] | RoyalIA
Kingston | Kingston | MI | Michigan | 26157 | Tuscola | 43.4128 | -83.1863 | 409 | 154 | polygon | FALSE | TRUE | America/Detroit | 3 | 48741 | 1840010969 | [10 empty] | KingstonMI
Ripley | Ripley | OK | Oklahoma | 40119 | Payne | 36.0158 | -96.9039 | 409 | 336 | polygon | FALSE | TRUE | America/Chicago | 3 | 74062 | 1840021677 | [10 empty] | RipleyOK
Kurten | Kurten | TX | Texas | 48041 | Brazos | 30.7896 | -96.2759 | 409 | 34 | polygon | FALSE | TRUE | America/Chicago | 3 | 77808 77862 | 1840022163 | [10 empty] | KurtenTX
Centre Island | Centre Island | NY | New York | 36059 | Nassau | 40.9018 | -73.5211 | 409 | 144 | polygon | FALSE | TRUE | America/New_York | 3 | 11771 | 1840005340 | [10 empty] | Centre IslandNY
Kelly | Kelly | NC | North Carolina | 37017 | Bladen | 34.4639 | -78.3109 | 409 | 13 | polygon | FALSE | FALSE | America/New_York | 3 | 28448 | 1840013569 | [10 empty] | KellyNC
Brewer | Brewer | MO | Missouri | 29157 | Perry | 37.7836 | -89.918 | 409 | 67 | polygon | FALSE | FALSE | America/Chicago | 3 | 63775 | 1840025715 | [10 empty] | BrewerMO
Leonard | Leonard | MI | Michigan | 26125 | Oakland | 42.8652 | -83.1429 | 409 | 158 | polygon | FALSE | TRUE | America/Detroit | 3 | 48367 | 1840011055 | [10 empty] | LeonardMI
Benson | Benson | IL | Illinois | 17203 | Woodford | 40.8505 | -89.1211 | 409 | 966 | polygon | FALSE | TRUE | America/Chicago | 3 | 61516 | 1840011939 | [10 empty] | BensonIL
Crawfordsville | Crawfordsville | OR | Oregon | 41043 | Linn | 44.3562 | -122.8649 | 409 | 82 | polygon | FALSE | FALSE | America/Los_Angeles | 3 | 97386 97327 97336 | 1840023940 | [10 empty] | CrawfordsvilleOR
Lindisfarne | Lindisfarne | MT | Montana | 30047 | Lake | 47.8043 | -114.2122 | 409 | 61 | polygon | FALSE | FALSE | America/Denver | 3 | 59860 59910 | 1840032776 | [10 empty] | LindisfarneMT
Peak Place | Peak Place | NM | New Mexico | 35049 | Santa Fe | 35.7911 | -105.9432 | 409 | 120 | polygon | FALSE | TRUE | America/Denver | 3 | 87506 | 1840040161 | [10 empty] | Peak PlaceNM
Gunnison | Gunnison | MS | Mississippi | 28011 | Bolivar | 33.9437 | -90.9468 | 408 | 160 | polygon | FALSE | TRUE | America/Chicago | 3 | 38746 | 1840016747 | [10 empty] | GunnisonMS
Halchita | Halchita | UT | Utah | 49037 | San Juan | 37.1314 | -109.9131 | 408 | 9 | polygon | FALSE | FALSE | America/Denver | 3 | 84531 | 1840037245 | [10 empty] | HalchitaUT
Pelham | Pelham | TN | Tennessee | 47061 | Grundy | 35.3342 | -85.8703 | 408 | 9 | polygon | FALSE | FALSE | America/Chicago | 3 | 37366 37324 | 1840025821 | [10 empty] | PelhamTN
Hawkeye | Hawkeye | IA | Iowa | 19065 | Fayette | 42.9378 | -91.9504 | 408 | 234 | polygon | FALSE | TRUE | America/Chicago | 3 | 52147 | 1840006889 | [10 empty] | HawkeyeIA
Gage | Gage | OK | Oklahoma | 40045 | Ellis | 36.3182 | -99.7578 | 408 | 375 | polygon | FALSE | TRUE | America/Chicago | 3 | 73843 | 1840021654 | [10 empty] | GageOK
Williamsburg | Williamsburg | NM | New Mexico | 35051 | Sierra | 33.1158 | -107.2951 | 408 | 324 | polygon | FALSE | TRUE | America/Denver | 3 | 87901 87942 | 1840022975 | [10 empty] | WilliamsburgNM
Lake Almanor Country Club | Lake Almanor Country Club | CA | California | 6063 | Plumas | 40.2578 | -121.147 | 408 | 57 | polygon | FALSE | FALSE | America/Los_Angeles | 3 | 96137 | 1840028417 | [10 empty] | Lake Almanor Country ClubCA
Hilda | Hilda | SC | South Carolina | 45011 | Barnwell | 33.274 | -81.2466 | 408 | 51 | polygon | FALSE | TRUE | America/New_York | 3 | 29812 | 1840016867 | [10 empty] | HildaSC
Assaria | Assaria | KS | Kansas | 20169 | Saline | 38.6802 | -97.604 | 408 | 674 | polygon | FALSE | TRUE | America/Chicago | 3 | 67416 | 1840007429 | [10 empty] | AssariaKS
Mesquite | Mesquite | NM | New Mexico | 35013 | DoÃ±a Ana | 32.167 | -106.6885 | 408 | 192 | polygon | FALSE | FALSE | America/Denver | 3 | 88048 | 1840019410 | [10 empty] | MesquiteNM
Andrew | Andrew | IA | Iowa | 19097 | Jackson | 42.1533 | -90.5921 | 408 | 635 | polygon | FALSE | TRUE | America/Chicago | 3 | 52030 | 1840006979 | [10 empty] | AndrewIA
Dunlevy | Dunlevy | PA | Pennsylvania | 42125 | Washington | 40.113 | -79.8591 | 408 | 296 | polygon | FALSE | TRUE | America/New_York | 3 | 15432 | 1840003651 | [10 empty] | DunlevyPA
Forestville | Forestville | WI | Wisconsin | 55029 | Door | 44.6907 | -87.4787 | 408 | 302 | polygon | FALSE | TRUE | America/Chicago | 3 | 54213 | 1840003937 | [10 empty] | ForestvilleWI
Basalt | Basalt | ID | Idaho | 16011 | Bingham | 43.3144 | -112.1651 | 408 | 538 | polygon | FALSE | TRUE | America/Boise | 3 | 83218 83236 | 1840018649 | [10 empty] | BasaltID
Three Lakes | Three Lakes | WI | Wisconsin | 55085 | Oneida | 45.8048 | -89.1708 | 408 | 55 | polygon | FALSE | FALSE | America/Chicago | 3 | 54562 | 1840025294 | [10 empty] | Three LakesWI
Barrett | Barrett | MN | Minnesota | 27051 | Grant | 45.9124 | -95.8943 | 407 | 75 | polygon | FALSE | TRUE | America/Chicago | 3 | 56311 | 1840006676 | [10 empty] | BarrettMN
St. Rose | St. Rose | IL | Illinois | 17027 | Clinton | 38.6826 | -89.5536 | 407 | 266 | polygon | FALSE | TRUE | America/Chicago | 3 | 62230 | 1840029820 | [10 empty] | St. RoseIL
Glendale | Glendale | UT | Utah | 49025 | Kane | 37.3342 | -112.6035 | 407 | 22 | polygon | FALSE | TRUE | America/Denver | 3 | 84729 | 1840021569 | [10 empty] | GlendaleUT
Maceo | Maceo | KY | Kentucky | 21059 | Daviess | 37.8624 | -86.9914 | 407 | 105 | polygon | FALSE | FALSE | America/Chicago | 3 | 42355 | 1840026806 | [10 empty] | MaceoKY
Orchard | Orchard | TX | Texas | 48157 | Fort Bend | 29.6 | -95.9694 | 407 | 411 | polygon | FALSE | TRUE | America/Chicago | 3 | 77441 77485 77464 | 1840020952 | [10 empty] | OrchardTX
Rocky Ridge | Rocky Ridge | OH | Ohio | 39123 | Ottawa | 41.531 | -83.2126 | 407 | 156 | polygon | FALSE | TRUE | America/New_York | 3 | 43458 | 1840011501 | [10 empty] | Rocky RidgeOH
Kanarraville | Kanarraville | UT | Utah | 49021 | Iron | 37.5378 | -113.181 | 407 | 352 | polygon | FALSE | TRUE | America/Denver | 3 | 84720 84742 | 1840021527 | [10 empty] | KanarravilleUT
Osborn | Osborn | MO | Missouri | 29049 | Clinton | 39.7496 | -94.3566 | 407 | 275 | polygon | FALSE | TRUE | America/Chicago | 3 | 64474 | 1840009490 | [10 empty] | OsbornMO
Long Hollow | Long Hollow | SD | South Dakota | 46109 | Roberts | 45.6823 | -97.1611 | 406 | 10 | polygon | FALSE | TRUE | America/Chicago | 3 | 57262 | 1840040574 | [10 empty] | Long HollowSD
Eldorado | Eldorado | OK | Oklahoma | 40065 | Jackson | 34.473 | -99.6498 | 406 | 214 | polygon | FALSE | TRUE | America/Chicago | 3 | 73537 | 1840021847 | [10 empty] | EldoradoOK
Lost Nation | Lost Nation | IA | Iowa | 19045 | Clinton | 41.9666 | -90.8167 | 406 | 246 | polygon | FALSE | TRUE | America/Chicago | 3 | 52254 | 1840009194 | [10 empty] | Lost NationIA
Wyndmere | Wyndmere | ND | North Dakota | 38077 | Richland | 46.2641 | -97.1312 | 406 | 182 | polygon | FALSE | TRUE | America/Chicago | 3 | 58081 | 1840001948 | [10 empty] | WyndmereND
Shubuta | Shubuta | MS | Mississippi | 28023 | Clarke | 31.862 | -88.7021 | 406 | 64 | polygon | FALSE | TRUE | America/Chicago | 3 | 39360 | 1840018130 | [10 empty] | ShubutaMS
Altmar | Altmar | NY | New York | 36075 | Oswego | 43.511 | -76.0037 | 406 | 75 | polygon | FALSE | FALSE | America/New_York | 3 | 13302 | 1840004196 | [10 empty] | AltmarNY
Irene | Irene | SD | South Dakota | 46027 | Clay | 43.0837 | -97.1575 | 406 | 614 | polygon | FALSE | TRUE | America/Chicago | 3 | 57073 57037 | 1840003060 | [10 empty] | IreneSD
Leaf River | Leaf River | IL | Illinois | 17141 | Ogle | 42.1233 | -89.404 | 406 | 180 | polygon | FALSE | TRUE | America/Chicago | 3 | 61047 | 1840011232 | [10 empty] | Leaf RiverIL
Blanca | Blanca | CO | Colorado | 8023 | Costilla | 37.4393 | -105.5135 | 406 | 85 | polygon | FALSE | TRUE | America/Denver | 3 | 81123 | 1840021555 | [10 empty] | BlancaCO
Malcolm | Malcolm | NE | Nebraska | 31109 | Lancaster | 40.909 | -96.8657 | 406 | 1069 | polygon | FALSE | TRUE | America/Chicago | 3 | 68402 | 1840011851 | [10 empty] | MalcolmNE
Edisto Beach | Edisto Beach | SC | South Carolina | 45029 | Colleton | 32.4922 | -80.3239 | 406 | 74 | polygon | FALSE | TRUE | America/New_York | 3 | 29438 | 1840016902 | [10 empty] | Edisto BeachSC
New Haven | New Haven | OH | Ohio | 39061 | Hamilton | 39.2772 | -84.744 | 406 | 150 | polygon | FALSE | FALSE | America/New_York | 3 | 45030 | 1840139259 | [10 empty] | New HavenOH
Lisbon | Lisbon | FL | Florida | 12069 | Lake | 28.8823 | -81.7812 | 406 | 89 | polygon | FALSE | FALSE | America/New_York | 3 | 34788 | 1840028935 | [10 empty] | LisbonFL
Platte Woods | Platte Woods | MO | Missouri | 29165 | Platte | 39.2288 | -94.6522 | 405 | 420 | polygon | FALSE | TRUE | America/Chicago | 3 | 64151 | 1840009592 | [10 empty] | Platte WoodsMO
Warm Springs | Warm Springs | GA | Georgia | 13199 | Meriwether | 32.8869 | -84.678 | 405 | 104 | polygon | FALSE | TRUE | America/New_York | 3 | 31830 | 1840015750 | [10 empty] | Warm SpringsGA
Boulevard | Boulevard | CA | California | 6073 | San Diego | 32.664 | -116.2896 | 405 | 40 | polygon | FALSE | FALSE | America/Los_Angeles | 3 | 91905 | 1840022968 | [10 empty] | BoulevardCA
Hancock | Hancock | WI | Wisconsin | 55137 | Waushara | 44.1334 | -89.521 | 405 | 149 | polygon | FALSE | TRUE | America/Chicago | 3 | 54943 | 1840002237 | [10 empty] | HancockWI
Waubun | Waubun | MN | Minnesota | 27087 | Mahnomen | 47.184 | -95.9401 | 405 | 304 | polygon | FALSE | TRUE | America/Chicago | 3 | 56589 | 1840009965 | [10 empty] | WaubunMN
Cumming | Cumming | IA | Iowa | 19181 | Warren | 41.4876 | -93.7594 | 405 | 62 | polygon | FALSE | TRUE | America/Chicago | 3 | 50061 | 1840007103 | [10 empty] | CummingIA
Portia | Portia | AR | Arkansas | 5075 | Lawrence | 36.0849 | -91.0711 | 405 | 120 | polygon | FALSE | TRUE | America/Chicago | 3 | 72433 72457 | 1840017730 | [10 empty] | PortiaAR
Mesick | Mesick | MI | Michigan | 26165 | Wexford | 44.4043 | -85.7171 | 405 | 118 | polygon | FALSE | TRUE | America/Detroit | 3 | 49668 | 1840010942 | [10 empty] | MesickMI
Houston | Houston | DE | Delaware | 10001 | Kent | 38.9174 | -75.5039 | 405 | 408 | polygon | FALSE | TRUE | America/New_York | 3 | 19954 | 1840005809 | [10 empty] | HoustonDE
Lanagan | Lanagan | MO | Missouri | 29119 | McDonald | 36.6061 | -94.4517 | 405 | 166 | polygon | FALSE | TRUE | America/Chicago | 3 | 64831 64847 | 1840009947 | [10 empty] | LanaganMO
Fanshawe | Fanshawe | OK | Oklahoma | 40079 | Le Flore | 34.9733 | -94.856 | 405 | 6 | polygon | FALSE | TRUE | America/Chicago | 3 | 74966 74935 | 1840021797 | [10 empty] | FanshaweOK
Rome | Rome | PA | Pennsylvania | 42015 | Bradford | 41.8575 | -76.3414 | 405 | 300 | polygon | FALSE | TRUE | America/New_York | 3 | 18837 | 1840000516 | [10 empty] | RomePA
Keyesport | Keyesport | IL | Illinois | 17027 | Clinton | 38.746 | -89.2737 | 405 | 217 | polygon | FALSE | TRUE | America/Chicago | 3 | 62253 | 1840012778 | [10 empty] | KeyesportIL
Rosebud | Rosebud | MO | Missouri | 29073 | Gasconade | 38.385 | -91.4024 | 405 | 179 | polygon | FALSE | TRUE | America/Chicago | 3 | 63091 | 1840009642 | [10 empty] | RosebudMO
Powers | Powers | MI | Michigan | 26109 | Menominee | 45.688 | -87.5265 | 405 | 166 | polygon | FALSE | TRUE | America/Menominee | 3 | 49874 | 1840010918 | [10 empty] | PowersMI
Sedley | Sedley | VA | Virginia | 51175 | Southampton | 36.7753 | -76.9862 | 405 | 46 | polygon | FALSE | FALSE | America/New_York | 3 | 23878 | 1840026906 | [10 empty] | SedleyVA
Kane | Kane | IL | Illinois | 17061 | Greene | 39.1905 | -90.3512 | 404 | 286 | polygon | FALSE | TRUE | America/Chicago | 3 | 62054 | 1840012664 | [10 empty] | KaneIL
Saunemin | Saunemin | IL | Illinois | 17105 | Livingston | 40.8924 | -88.4058 | 404 | 674 | polygon | FALSE | TRUE | America/Chicago | 3 | 61769 | 1840011788 | [10 empty] | SauneminIL
Crowder | Crowder | OK | Oklahoma | 40121 | Pittsburg | 35.1157 | -95.6787 | 404 | 79 | polygon | FALSE | TRUE | America/Chicago | 3 | 74430 | 1840021812 | [10 empty] | CrowderOK
Fifty Lakes | Fifty Lakes | MN | Minnesota | 27035 | Crow Wing | 46.7618 | -94.0898 | 404 | 5 | polygon | FALSE | TRUE | America/Chicago | 3 | 56448 | 1840007737 | [10 empty] | Fifty LakesMN
Orestes | Orestes | IN | Indiana | 18095 | Madison | 40.271 | -85.7247 | 404 | 386 | polygon | FALSE | TRUE | America/Indiana/Indianapolis | 3 | 46001 46063 | 1840009441 | [10 empty] | OrestesIN
Fairview | Fairview | WV | West Virginia | 54049 | Marion | 39.5927 | -80.2469 | 404 | 557 | polygon | FALSE | TRUE | America/New_York | 3 | 26570 | 1840005729 | [10 empty] | FairviewWV
Cooter | Cooter | MO | Missouri | 29155 | Pemiscot | 36.0467 | -89.8092 | 404 | 528 | polygon | FALSE | TRUE | America/Chicago | 3 | 63839 | 1840007668 | [10 empty] | CooterMO
Derby | Derby | OH | Ohio | 39129 | Pickaway | 39.764 | -83.2068 | 404 | 117 | polygon | FALSE | FALSE | America/New_York | 3 | 43146 43117 | 1840026612 | [10 empty] | DerbyOH
Sandborn | Sandborn | IN | Indiana | 18083 | Knox | 38.8967 | -87.1849 | 404 | 399 | polygon | FALSE | TRUE | America/Indiana/Vincennes | 3 | 47578 | 1840010728 | [10 empty] | SandbornIN
Saratoga | Saratoga | NC | North Carolina | 37195 | Wilson | 35.6537 | -77.7753 | 404 | 243 | polygon | FALSE | TRUE | America/New_York | 3 | 27873 | 1840017784 | [10 empty] | SaratogaNC
Fleming | Fleming | CO | Colorado | 8075 | Logan | 40.6821 | -102.8396 | 404 | 318 | polygon | FALSE | TRUE | America/Denver | 3 | 80728 | 1840021379 | [10 empty] | FlemingCO
Trimble | Trimble | OH | Ohio | 39009 | Athens | 39.4862 | -82.0808 | 404 | 235 | polygon | FALSE | TRUE | America/New_York | 3 | 45732 45782 | 1840012627 | [10 empty] | TrimbleOH
Beech Grove | Beech Grove | KY | Kentucky | 21149 | McLean | 37.6183 | -87.392 | 404 | 84 | polygon | FALSE | FALSE | America/Chicago | 3 | 42327 42322 | 1840026830 | [10 empty] | Beech GroveKY
Onekama | Onekama | MI | Michigan | 26101 | Manistee | 44.3656 | -86.202 | 404 | 265 | polygon | FALSE | TRUE | America/Detroit | 3 | 49675 | 1840010940 | [10 empty] | OnekamaMI
Pleasant Groves | Pleasant Groves | AL | Alabama | 1071 | Jackson | 34.735 | -86.2054 | 404 | 42 | polygon | FALSE | TRUE | America/Chicago | 3 | 35776 | 1840073888 | [10 empty] | Pleasant GrovesAL
Elfrida | Elfrida | AZ | Arizona | 4003 | Cochise | 31.6858 | -109.6896 | 403 | 40 | polygon | FALSE | FALSE | America/Phoenix | 3 | 85610 | 1840023086 | [10 empty] | ElfridaAZ
Grandfalls | Grandfalls | TX | Texas | 48475 | Ward | 31.3405 | -102.8545 | 403 | 288 | polygon | FALSE | TRUE | America/Chicago | 3 | 79742 | 1840022150 | [10 empty] | GrandfallsTX
Garden Farms | Garden Farms | CA | California | 6079 | San Luis Obispo | 35.4158 | -120.614 | 403 | 142 | polygon | FALSE | FALSE | America/Los_Angeles | 3 | 93422 | 1840024938 | [10 empty] | Garden FarmsCA
Bonaparte | Bonaparte | IA | Iowa | 19177 | Van Buren | 40.7013 | -91.8004 | 403 | 426 | polygon | FALSE | TRUE | America/Chicago | 3 | 52620 | 1840007192 | [10 empty] | BonaparteIA
Mirando City | Mirando City | TX | Texas | 48479 | Webb | 27.4403 | -99.0006 | 403 | 489 | polygon | FALSE | FALSE | America/Chicago | 3 | 78369 | 1840019704 | [10 empty] | Mirando CityTX
Stringtown | Stringtown | OK | Oklahoma | 40005 | Atoka | 34.4697 | -96.0548 | 403 | 28 | polygon | FALSE | TRUE | America/Chicago | 3 | 74569 74525 | 1840022832 | [10 empty] | StringtownOK
Hazel | Hazel | KY | Kentucky | 21035 | Calloway | 36.5055 | -88.3253 | 403 | 444 | polygon | FALSE | TRUE | America/Chicago | 3 | 42049 | 1840014411 | [10 empty] | HazelKY
Orbisonia | Orbisonia | PA | Pennsylvania | 42061 | Huntingdon | 40.2429 | -77.893 | 403 | 1594 | polygon | FALSE | TRUE | America/New_York | 3 | 17243 | 1840001073 | [10 empty] | OrbisoniaPA
Harrod | Harrod | OH | Ohio | 39003 | Allen | 40.7074 | -83.9213 | 403 | 665 | polygon | FALSE | TRUE | America/New_York | 3 | 45850 | 1840011952 | [10 empty] | HarrodOH
Westhope | Westhope | ND | North Dakota | 38009 | Bottineau | 48.9112 | -101.0178 | 403 | 481 | polygon | FALSE | TRUE | America/Chicago | 3 | 58793 | 1840001853 | [10 empty] | WesthopeND
Eastman | Eastman | WI | Wisconsin | 55023 | Crawford | 43.1622 | -91.0254 | 403 | 43 | polygon | FALSE | TRUE | America/Chicago | 3 | 54626 | 1840002887 | [10 empty] | EastmanWI
Axtell | Axtell | KS | Kansas | 20117 | Marshall | 39.8711 | -96.2567 | 403 | 297 | polygon | FALSE | TRUE | America/Chicago | 3 | 66403 | 1840007292 | [10 empty] | AxtellKS
Corral Viejo | Corral Viejo | PR | Puerto Rico | 72113 | Ponce | 18.0756 | -66.6523 | 403 | 888 | polygon | FALSE | FALSE | America/Puerto_Rico | 3 | 731 | 1630025225 | [10 empty] | Corral ViejoPR
Holmesville | Holmesville | OH | Ohio | 39075 | Holmes | 40.629 | -81.9233 | 402 | 697 | polygon | FALSE | TRUE | America/New_York | 3 | 44633 | 1840012080 | [10 empty] | HolmesvilleOH
Jewell | Jewell | KS | Kansas | 20089 | Jewell | 39.6716 | -98.1524 | 402 | 377 | polygon | FALSE | TRUE | America/Chicago | 3 | 66949 | 1840008409 | [10 empty] | JewellKS
Tabor | Tabor | SD | South Dakota | 46009 | Bon Homme | 42.9476 | -97.6595 | 402 | 409 | polygon | FALSE | TRUE | America/Chicago | 3 | 57063 | 1840003065 | [10 empty] | TaborSD
Thornton | Thornton | IA | Iowa | 19033 | Cerro Gordo | 42.9442 | -93.3871 | 402 | 124 | polygon | FALSE | TRUE | America/Chicago | 3 | 50479 | 1840010067 | [10 empty] | ThorntonIA
Edna | Edna | KS | Kansas | 20099 | Labette | 37.0587 | -95.3592 | 402 | 394 | polygon | FALSE | TRUE | America/Chicago | 3 | 67342 | 1840008765 | [10 empty] | EdnaKS
Rocky Boy's Agency | Rocky Boy's Agency | MT | Montana | 30041 | Hill | 48.259 | -109.7648 | 402 | 18 | polygon | FALSE | TRUE | America/Denver | 3 | 59521 | 1840074581 | [10 empty] | Rocky Boy's AgencyMT
Crown City | Crown City | OH | Ohio | 39053 | Gallia | 38.5901 | -82.2912 | 402 | 133 | polygon | FALSE | TRUE | America/New_York | 3 | 45623 | 1840012774 | [10 empty] | Crown CityOH
Dowelltown | Dowelltown | TN | Tennessee | 47041 | DeKalb | 36.0125 | -85.9427 | 402 | 206 | polygon | FALSE | TRUE | America/Chicago | 3 | 37059 37095 | 1840016185 | [10 empty] | DowelltownTN
Elmo | Elmo | UT | Utah | 49015 | Emery | 39.3877 | -110.8156 | 402 | 220 | polygon | FALSE | TRUE | America/Denver | 3 | 84521 | 1840021444 | [10 empty] | ElmoUT
Marshallberg | Marshallberg | NC | North Carolina | 37031 | Carteret | 34.7266 | -76.5149 | 402 | 243 | polygon | FALSE | FALSE | America/New_York | 3 | 28553 | 1840025838 | [10 empty] | MarshallbergNC
Isleta Village Proper | Isleta Village Proper | NM | New Mexico | 35001 | Bernalillo | 34.9065 | -106.6935 | 402 | 579 | polygon | FALSE | FALSE | America/Denver | 3 | 87022 | 1840073262 | [10 empty] | Isleta Village ProperNM
Cedro | Cedro | NM | New Mexico | 35001 | Bernalillo | 35.018 | -106.3508 | 402 | 28 | polygon | FALSE | FALSE | America/Denver | 3 | 87059 87176 | 1840024970 | [10 empty] | CedroNM
Green Bluff | Green Bluff | WA | Washington | 53063 | Spokane | 47.819 | -117.277 | 402 | 20 | polygon | FALSE | FALSE | America/Los_Angeles | 3 | 99021 99005 | 1840023785 | [10 empty] | Green BluffWA
Peachland | Peachland | NC | North Carolina | 37007 | Anson | 34.9931 | -80.266 | 402 | 153 | polygon | FALSE | TRUE | America/New_York | 3 | 28133 | 1840016451 | [10 empty] | PeachlandNC
Grand River | Grand River | OH | Ohio | 39085 | Lake | 41.7418 | -81.2846 | 402 | 264 | polygon | FALSE | TRUE | America/New_York | 3 | 44045 | 1840000534 | [10 empty] | Grand RiverOH
Holley | Holley | OR | Oregon | 41043 | Linn | 44.349 | -122.7855 | 402 | 55 | polygon | FALSE | FALSE | America/Los_Angeles | 3 | 97386 | 1840023941 | [10 empty] | HolleyOR
Casey | Casey | IA | Iowa | 19077 | Guthrie | 41.5075 | -94.5213 | 401 | 209 | polygon | FALSE | TRUE | America/Chicago | 3 | 50048 | 1840007072 | [10 empty] | CaseyIA
Clyman | Clyman | WI | Wisconsin | 55027 | Dodge | 43.3116 | -88.7231 | 401 | 412 | polygon | FALSE | TRUE | America/Chicago | 3 | 53016 53039 | 1840002739 | [10 empty] | ClymanWI
Skillman | Skillman | NJ | New Jersey | 34035 | Somerset | 40.4247 | -74.7139 | 401 | 105 | polygon | FALSE | FALSE | America/New_York | 3 | 8558 | 1840024281 | [10 empty] | SkillmanNJ
Yarborough Landing | Yarborough Landing | AR | Arkansas | 5081 | Little River | 33.7126 | -94.0108 | 401 | 69 | polygon | FALSE | FALSE | America/Chicago | 3 | 71822 | 1840027800 | [10 empty] | Yarborough LandingAR
Wood Lake | Wood Lake | MN | Minnesota | 27173 | Yellow Medicine | 44.6513 | -95.5358 | 401 | 205 | polygon | FALSE | TRUE | America/Chicago | 3 | 56297 | 1840010010 | [10 empty] | Wood LakeMN
New Market | New Market | IA | Iowa | 19173 | Taylor | 40.7324 | -94.9005 | 401 | 352 | polygon | FALSE | TRUE | America/Chicago | 3 | 51646 | 1840008301 | [10 empty] | New MarketIA
Corder | Corder | MO | Missouri | 29107 | Lafayette | 39.0991 | -93.6391 | 401 | 435 | polygon | FALSE | TRUE | America/Chicago | 3 | 64021 | 1840007386 | [10 empty] | CorderMO
Winside | Winside | NE | Nebraska | 31179 | Wayne | 42.1773 | -97.1751 | 401 | 593 | polygon | FALSE | TRUE | America/Chicago | 3 | 68790 | 1840011215 | [10 empty] | WinsideNE
Tuppers Plains | Tuppers Plains | OH | Ohio | 39105 | Meigs | 39.1726 | -81.8466 | 401 | 85 | polygon | FALSE | FALSE | America/New_York | 3 | 45723 45772 45783 | 1840026674 | [10 empty] | Tuppers PlainsOH
Calamus | Calamus | IA | Iowa | 19045 | Clinton | 41.8265 | -90.76 | 401 | 320 | polygon | FALSE | TRUE | America/Chicago | 3 | 52729 | 1840007038 | [10 empty] | CalamusIA
Ravenwood | Ravenwood | MO | Missouri | 29147 | Nodaway | 40.3525 | -94.6723 | 401 | 513 | polygon | FALSE | TRUE | America/Chicago | 3 | 64479 | 1840010415 | [10 empty] | RavenwoodMO
Brevig Mission | Brevig Mission | AK | Alaska | 2180 | Nome | 65.3413 | -166.4953 | 401 | 63 | polygon | FALSE | TRUE | America/Nome | 3 | 99785 | 1840023504 | [10 empty] | Brevig MissionAK
La Yuca | La Yuca | PR | Puerto Rico | 72113 | Ponce | 18.0727 | -66.6077 | 401 | 1638 | polygon | FALSE | TRUE | America/Puerto_Rico | 3 | 731 | 1630025227 | [10 empty] | La YucaPR
Manilla | Manilla | IN | Indiana | 18139 | Rush | 39.5727 | -85.622 | 401 | 686 | polygon | FALSE | FALSE | America/Indiana/Indianapolis | 3 | 46150 | 1840026615 | [10 empty] | ManillaIN
Lomax | Lomax | IL | Illinois | 17071 | Henderson | 40.6792 | -91.0754 | 401 | 130 | polygon | FALSE | TRUE | America/Chicago | 3 | 61454 | 1840011792 | [10 empty] | LomaxIL
Tununak | Tununak | AK | Alaska | 2050 | Bethel | 60.579 | -165.2077 | 401 | 2 | polygon | FALSE | FALSE | America/Nome | 3 | 99681 | 1840023350 | [10 empty] | TununakAK
Sipsey | Sipsey | AL | Alabama | 1127 | Walker | 33.8225 | -87.0834 | 401 | 322 | polygon | FALSE | TRUE | America/Chicago | 3 | 35584 35063 | 1840017992 | [10 empty] | SipseyAL
South Vienna | South Vienna | OH | Ohio | 39023 | Clark | 39.9295 | -83.6139 | 400 | 245 | polygon | FALSE | TRUE | America/New_York | 3 | 45369 | 1840012438 | [10 empty] | South ViennaOH
Topawa | Topawa | AZ | Arizona | 4019 | Pima | 31.8078 | -111.8305 | 400 | 29 | polygon | FALSE | FALSE | America/Phoenix | 3 | 85634 85639 | 1840023079 | [10 empty] | TopawaAZ
Molena | Molena | GA | Georgia | 13231 | Pike | 33.0122 | -84.5005 | 400 | 82 | polygon | FALSE | TRUE | America/New_York | 3 | 30258 | 1840014854 | [10 empty] | MolenaGA
Clearwater | Clearwater | NE | Nebraska | 31003 | Antelope | 42.1707 | -98.1897 | 400 | 421 | polygon | FALSE | TRUE | America/Chicago | 3 | 68726 | 1840010117 | [10 empty] | ClearwaterNE
Harbor Hills | Harbor Hills | NY | New York | 36059 | Nassau | 40.7881 | -73.7492 | 400 | 1293 | polygon | FALSE | FALSE | America/New_York | 3 | 11023 | 1840005262 | [10 empty] | Harbor HillsNY
Platea | Platea | PA | Pennsylvania | 42049 | Erie | 41.951 | -80.3305 | 400 | 46 | polygon | FALSE | TRUE | America/New_York | 3 | 16417 16410 | 1840000484 | [10 empty] | PlateaPA
Martell | Martell | CA | California | 6005 | Amador | 38.3623 | -120.8039 | 400 | 64 | polygon | FALSE | FALSE | America/Los_Angeles | 3 | 95685 95642 95654 | 1840024636 | [10 empty] | MartellCA
Hubbardston | Hubbardston | MI | Michigan | 26067 | Ionia | 43.0939 | -84.8413 | 400 | 100 | polygon | FALSE | TRUE | America/Detroit | 3 | 48845 | 1840011017 | [10 empty] | HubbardstonMI
Pigeon Falls | Pigeon Falls | WI | Wisconsin | 55121 | Trempealeau | 44.4246 | -91.2084 | 400 | 355 | polygon | FALSE | TRUE | America/Chicago | 3 | 54773 54760 54758 | 1840002393 | [10 empty] | Pigeon FallsWI
Ullin | Ullin | IL | Illinois | 17153 | Pulaski | 37.2777 | -89.1752 | 400 | 54 | polygon | FALSE | TRUE | America/Chicago | 3 | 62992 | 1840013027 | [10 empty] | UllinIL
Rosser | Rosser | TX | Texas | 48257 | Kaufman | 32.4648 | -96.4431 | 400 | 80 | polygon | FALSE | TRUE | America/Chicago | 3 | 75157 75158 | 1840023039 | [10 empty] | RosserTX
Dewey Beach | Dewey Beach | DE | Delaware | 10005 | Sussex | 38.6958 | -75.0749 | 400 | 466 | polygon | FALSE | TRUE | America/New_York | 3 | 19971 | 1840006061 | [10 empty] | Dewey BeachDE
Hartsville | Hartsville | IN | Indiana | 18005 | Bartholomew | 39.2669 | -85.6992 | 400 | 475 | polygon | FALSE | TRUE | America/Indiana/Indianapolis | 3 | 47244 | 1840010668 | [10 empty] | HartsvilleIN
Willow River | Willow River | MN | Minnesota | 27115 | Pine | 46.3204 | -92.835 | 400 | 90 | polygon | FALSE | TRUE | America/Chicago | 3 | 55795 | 1840009981 | [10 empty] | Willow RiverMN
Kingsland | Kingsland | AR | Arkansas | 5025 | Cleveland | 33.8658 | -92.2911 | 400 | 137 | polygon | FALSE | TRUE | America/Chicago | 3 | 71652 | 1840014762 | [10 empty] | KingslandAR
Watersmeet | Watersmeet | MI | Michigan | 26053 | Gogebic | 46.2872 | -89.1937 | 400 | 16 | polygon | FALSE | FALSE | America/Menominee | 3 | 49969 | 1840025269 | [10 empty] | WatersmeetMI
Azure | Azure | MT | Montana | 30041 | Hill | 48.305 | -109.8072 | 400 | 34 | polygon | FALSE | FALSE | America/Denver | 3 | 59521 | 1840032851 | [10 empty] | AzureMT
Ranchitos Las Lomas | Ranchitos Las Lomas | TX | Texas | 48479 | Webb | 27.6283 | -99.2344 | 400 | 42 | polygon | FALSE | FALSE | America/Chicago | 3 | 78044 | 1840037070 | [10 empty] | Ranchitos Las LomasTX
Kwigillingok | Kwigillingok | AK | Alaska | 2050 | Bethel | 59.8767 | -163.1717 | 399 | 6 | polygon | FALSE | FALSE | America/Nome | 3 | 99622 | 1840023336 | [10 empty] | KwigillingokAK
Lone Wolf | Lone Wolf | OK | Oklahoma | 40075 | Kiowa | 34.9904 | -99.2457 | 399 | 297 | polygon | FALSE | TRUE | America/Chicago | 3 | 73655 | 1840021827 | [10 empty] | Lone WolfOK
Delaware | Delaware | OK | Oklahoma | 40105 | Nowata | 36.7789 | -95.6426 | 399 | 401 | polygon | FALSE | TRUE | America/Chicago | 3 | 74027 | 1840021587 | [10 empty] | DelawareOK
Sand City | Sand City | CA | California | 6053 | Monterey | 36.6189 | -121.8478 | 399 | 273 | polygon | FALSE | TRUE | America/Los_Angeles | 3 | 93955 | 1840021633 | [10 empty] | Sand CityCA
Jacksonboro | Jacksonboro | SC | South Carolina | 45029 | Colleton | 32.7718 | -80.4769 | 399 | 10 | polygon | FALSE | FALSE | America/New_York | 3 | 29474 29452 | 1840026998 | [10 empty] | JacksonboroSC
St. Regis Falls | St. Regis Falls | NY | New York | 36033 | Franklin | 44.6764 | -74.5309 | 399 | 119 | polygon | FALSE | FALSE | America/New_York | 3 | 12980 | 1840025341 | [10 empty] | St. Regis FallsNY
Fountain | Fountain | MN | Minnesota | 27045 | Fillmore | 43.7426 | -92.1342 | 399 | 154 | polygon | FALSE | TRUE | America/Chicago | 3 | 55935 | 1840007939 | [10 empty] | FountainMN
Lake Bridgeport | Lake Bridgeport | TX | Texas | 48497 | Wise | 33.2074 | -97.8311 | 399 | 330 | polygon | FALSE | TRUE | America/Chicago | 3 | 76426 | 1840020637 | [10 empty] | Lake BridgeportTX
Wolsey | Wolsey | SD | South Dakota | 46005 | Beadle | 44.4105 | -98.4738 | 399 | 68 | polygon | FALSE | TRUE | America/Chicago | 3 | 57384 | 1840002369 | [10 empty] | WolseySD
Arlington | Arlington | IA | Iowa | 19065 | Fayette | 42.7488 | -91.6711 | 399 | 146 | polygon | FALSE | TRUE | America/Chicago | 3 | 50606 | 1840006888 | [10 empty] | ArlingtonIA
Tyonek | Tyonek | AK | Alaska | 2122 | Kenai Peninsula | 61.0734 | -151.3331 | 399 | 2 | polygon | FALSE | FALSE | America/Anchorage | 3 | 99682 | 1840023418 | [10 empty] | TyonekAK
Hurley | Hurley | SD | South Dakota | 46125 | Turner | 43.2794 | -97.0894 | 399 | 250 | polygon | FALSE | TRUE | America/Chicago | 3 | 57036 | 1840002855 | [10 empty] | HurleySD
Wausau | Wausau | FL | Florida | 12133 | Washington | 30.6333 | -85.5873 | 399 | 133 | polygon | FALSE | TRUE | America/Chicago | 3 | 32428 32463 | 1840017179 | [10 empty] | WausauFL
Burkeville | Burkeville | VA | Virginia | 51135 | Nottoway | 37.1879 | -78.2012 | 399 | 153 | polygon | FALSE | TRUE | America/New_York | 3 | 23922 | 1840006461 | [10 empty] | BurkevilleVA
San Geronimo | San Geronimo | CA | California | 6041 | Marin | 38.0068 | -122.6634 | 399 | 102 | polygon | FALSE | FALSE | America/Los_Angeles | 3 | 94963 | 1840018886 | [10 empty] | San GeronimoCA
Lewis | Lewis | IA | Iowa | 19029 | Cass | 41.3065 | -95.0843 | 399 | 308 | polygon | FALSE | TRUE | America/Chicago | 3 | 51544 | 1840008236 | [10 empty] | LewisIA
Harts | Harts | WV | West Virginia | 54043 | Lincoln | 38.0343 | -82.129 | 398 | 16 | polygon | FALSE | FALSE | America/New_York | 3 | 25524 | 1840006270 | [10 empty] | HartsWV
Swan Quarter | Swan Quarter | NC | North Carolina | 37095 | Hyde | 35.4109 | -76.3251 | 398 | 38 | polygon | FALSE | TRUE | America/New_York | 3 | 27885 | 1840032987 | [10 empty] | Swan QuarterNC
Milton | Milton | IA | Iowa | 19177 | Van Buren | 40.6712 | -92.1621 | 398 | 61 | polygon | FALSE | TRUE | America/Chicago | 3 | 52570 | 1840008305 | [10 empty] | MiltonIA
Grenada | Grenada | CA | California | 6093 | Siskiyou | 41.6406 | -122.526 | 398 | 297 | polygon | FALSE | FALSE | America/Los_Angeles | 3 | 96038 | 1840017472 | [10 empty] | GrenadaCA
Cameron | Cameron | SC | South Carolina | 45017 | Calhoun | 33.558 | -80.7151 | 398 | 49 | polygon | FALSE | TRUE | America/New_York | 3 | 29030 | 1840015665 | [10 empty] | CameronSC
Holiday Pocono | Holiday Pocono | PA | Pennsylvania | 42025 | Carbon | 41.0292 | -75.6092 | 398 | 65 | polygon | FALSE | FALSE | America/New_York | 3 | 18210 | 1840035385 | [10 empty] | Holiday PoconoPA
Troy | Troy | IN | Indiana | 18123 | Perry | 38.0018 | -86.7991 | 398 | 135 | polygon | FALSE | TRUE | America/Indiana/Tell_City | 3 | 47588 47586 | 1840010817 | [10 empty] | TroyIN
Union Valley | Union Valley | TX | Texas | 48231 | Hunt | 32.9324 | -96.2471 | 398 | 85 | polygon | FALSE | TRUE | America/Chicago | 3 | 75189 75474 | 1840022996 | [10 empty] | Union ValleyTX
Remer | Remer | MN | Minnesota | 27021 | Cass | 47.0569 | -93.9126 | 398 | 115 | polygon | FALSE | TRUE | America/Chicago | 3 | 56672 | 1840008838 | [10 empty] | RemerMN
Staley | Staley | NC | North Carolina | 37151 | Randolph | 35.7979 | -79.5518 | 398 | 132 | polygon | FALSE | TRUE | America/New_York | 3 | 27355 | 1840017782 | [10 empty] | StaleyNC
Keokee | Keokee | VA | Virginia | 51105 | Lee | 36.8622 | -82.9161 | 398 | 32 | polygon | FALSE | FALSE | America/New_York | 3 | 24265 | 1840006533 | [10 empty] | KeokeeVA
Loda | Loda | IL | Illinois | 17075 | Iroquois | 40.516 | -88.0756 | 398 | 104 | polygon | FALSE | TRUE | America/Chicago | 3 | 60948 | 1840011857 | [10 empty] | LodaIL
Jamestown | Jamestown | MO | Missouri | 29135 | Moniteau | 38.7667 | -92.4802 | 398 | 153 | polygon | FALSE | TRUE | America/Chicago | 3 | 65046 | 1840010723 | [10 empty] | JamestownMO
Ranburne | Ranburne | AL | Alabama | 1029 | Cleburne | 33.5259 | -85.339 | 398 | 96 | polygon | FALSE | TRUE | America/Chicago | 3 | 36273 | 1840017996 | [10 empty] | RanburneAL
Misquamicut | Misquamicut | RI | Rhode Island | 44009 | Washington | 41.3237 | -71.822 | 398 | 131 | polygon | FALSE | FALSE | America/New_York | 3 | 2891 | 1840026290 | [10 empty] | MisquamicutRI
Irvington | Irvington | VA | Virginia | 51103 | Lancaster | 37.6621 | -76.4205 | 398 | 102 | polygon | FALSE | TRUE | America/New_York | 3 | 22480 | 1840006369 | [10 empty] | IrvingtonVA
West Chazy | West Chazy | NY | New York | 36019 | Clinton | 44.8178 | -73.5118 | 398 | 81 | polygon | FALSE | FALSE | America/New_York | 3 | 12992 | 1840026118 | [10 empty] | West ChazyNY
Hopewell | Hopewell | IL | Illinois | 17123 | Marshall | 40.9842 | -89.4572 | 398 | 135 | polygon | FALSE | TRUE | America/Chicago | 3 | 61565 | 1840011772 | [10 empty] | HopewellIL
Vaughn | Vaughn | NM | New Mexico | 35019 | Guadalupe | 34.6072 | -105.2126 | 397 | 27 | polygon | FALSE | TRUE | America/Denver | 3 | 88353 | 1840022797 | [10 empty] | VaughnNM
Idaville | Idaville | IN | Indiana | 18181 | White | 40.7588 | -86.6505 | 397 | 26 | polygon | FALSE | FALSE | America/Indiana/Indianapolis | 3 | 47950 | 1840024253 | [10 empty] | IdavilleIN
Weissport | Weissport | PA | Pennsylvania | 42025 | Carbon | 40.8289 | -75.7009 | 397 | 1134 | polygon | FALSE | TRUE | America/New_York | 3 | 18235 | 1840000936 | [10 empty] | WeissportPA
Estral Beach | Estral Beach | MI | Michigan | 26115 | Monroe | 41.9868 | -83.2357 | 397 | 347 | polygon | FALSE | TRUE | America/Detroit | 3 | 48166 | 1840013157 | [10 empty] | Estral BeachMI
Allport | Allport | PA | Pennsylvania | 42033 | Clearfield | 40.966 | -78.2065 | 397 | 256 | polygon | FALSE | FALSE | America/New_York | 3 | 16858 16821 | 1840026354 | [10 empty] | AllportPA
La Crosse | La Crosse | FL | Florida | 12001 | Alachua | 29.8395 | -82.3783 | 397 | 33 | polygon | FALSE | TRUE | America/New_York | 3 | 32609 32622 32658 | 1840017214 | [10 empty] | La CrosseFL
Alpena | Alpena | AR | Arkansas | 5009 | Boone | 36.2896 | -93.3037 | 397 | 115 | polygon | FALSE | TRUE | America/Chicago | 3 | 72611 | 1840015296 | [10 empty] | AlpenaAR
Hale | Hale | MO | Missouri | 29033 | Carroll | 39.6051 | -93.3433 | 397 | 279 | polygon | FALSE | TRUE | America/Chicago | 3 | 64643 | 1840007336 | [10 empty] | HaleMO
Shelby | Shelby | IN | Indiana | 18089 | Lake | 41.1934 | -87.3426 | 397 | 119 | polygon | FALSE | FALSE | America/Chicago | 3 | 46377 46356 | 1840026272 | [10 empty] | ShelbyIN
Holiday Lake | Holiday Lake | IA | Iowa | 19157 | Poweshiek | 41.8174 | -92.4496 | 396 | 98 | polygon | FALSE | FALSE | America/Chicago | 3 | 52211 | 1840029701 | [10 empty] | Holiday LakeIA
Stanhope | Stanhope | IA | Iowa | 19079 | Hamilton | 42.2889 | -93.796 | 396 | 157 | polygon | FALSE | TRUE | America/Chicago | 3 | 50246 | 1840009121 | [10 empty] | StanhopeIA
Clarksville | Clarksville | MI | Michigan | 26067 | Ionia | 42.8421 | -85.2425 | 396 | 303 | polygon | FALSE | TRUE | America/Detroit | 3 | 48815 | 1840010072 | [10 empty] | ClarksvilleMI
Old Green | Old Green | OK | Oklahoma | 40001 | Adair | 35.9845 | -94.6036 | 396 | 47 | polygon | FALSE | TRUE | America/Chicago | 3 | 74965 | 1840040388 | [10 empty] | Old GreenOK
Gayville | Gayville | SD | South Dakota | 46135 | Yankton | 42.8889 | -97.1739 | 396 | 746 | polygon | FALSE | TRUE | America/Chicago | 3 | 57031 | 1840003059 | [10 empty] | GayvilleSD
Twin Oaks | Twin Oaks | MO | Missouri | 29189 | St. Louis | 38.5657 | -90.501 | 396 | 561 | polygon | FALSE | TRUE | America/Chicago | 3 | 63021 63088 | 1840012827 | [10 empty] | Twin OaksMO
Glen Fork | Glen Fork | WV | West Virginia | 54109 | Wyoming | 37.6982 | -81.5362 | 396 | 49 | polygon | FALSE | FALSE | America/New_York | 3 | 25845 | 1840025720 | [10 empty] | Glen ForkWV
Fredonia | Fredonia | KY | Kentucky | 21033 | Caldwell | 37.2085 | -88.0603 | 396 | 246 | polygon | FALSE | TRUE | America/Chicago | 3 | 42411 | 1840013251 | [10 empty] | FredoniaKY
Cumberland | Cumberland | VA | Virginia | 51049 | Cumberland | 37.4914 | -78.2577 | 396 | 36 | polygon | FALSE | FALSE | America/New_York | 3 | 23040 | 1840026820 | [10 empty] | CumberlandVA
Duck | Duck | NC | North Carolina | 37055 | Dare | 36.1836 | -75.7559 | 396 | 63 | polygon | FALSE | TRUE | America/New_York | 3 | 27949 | 1840016158 | [10 empty] | DuckNC
Hemingway | Hemingway | SC | South Carolina | 45089 | Williamsburg | 33.7533 | -79.4462 | 395 | 176 | polygon | FALSE | TRUE | America/New_York | 3 | 29554 | 1840015664 | [10 empty] | HemingwaySC
Sinclair | Sinclair | WY | Wyoming | 56007 | Carbon | 41.7761 | -107.1199 | 395 | 62 | polygon | FALSE | TRUE | America/Denver | 3 | 82334 | 1840022372 | [10 empty] | SinclairWY
Worthington | Worthington | IA | Iowa | 19061 | Dubuque | 42.3979 | -91.1207 | 395 | 337 | polygon | FALSE | TRUE | America/Chicago | 3 | 52078 | 1840010094 | [10 empty] | WorthingtonIA
Lattimer | Lattimer | PA | Pennsylvania | 42079 | Luzerne | 40.993 | -75.9606 | 395 | 665 | polygon | FALSE | FALSE | America/New_York | 3 | 18234 18202 | 1840035049 | [10 empty] | LattimerPA
Summerfield | Summerfield | IL | Illinois | 17163 | St. Clair | 38.5955 | -89.7497 | 395 | 307 | polygon | FALSE | TRUE | America/Chicago | 3 | 62293 62289 | 1840012879 | [10 empty] | SummerfieldIL
Reklaw | Reklaw | TX | Texas | 48401 | Rusk | 31.8662 | -94.9834 | 395 | 51 | polygon | FALSE | TRUE | America/Chicago | 3 | 75784 | 1840020789 | [10 empty] | ReklawTX
Shorter | Shorter | AL | Alabama | 1087 | Macon | 32.4076 | -85.9412 | 395 | 33 | polygon | FALSE | TRUE | America/Chicago | 3 | 36075 | 1840018092 | [10 empty] | ShorterAL
Fairfield | Fairfield | ID | Idaho | 16025 | Camas | 43.3489 | -114.8006 | 395 | 174 | polygon | FALSE | TRUE | America/Boise | 3 | 83327 | 1840020044 | [10 empty] | FairfieldID
Bostwick | Bostwick | GA | Georgia | 13211 | Morgan | 33.7378 | -83.5149 | 395 | 48 | polygon | FALSE | TRUE | America/New_York | 3 | 30623 30621 | 1840013737 | [10 empty] | BostwickGA
Cedar Fort | Cedar Fort | UT | Utah | 49049 | Utah | 40.3414 | -112.1086 | 395 | 7 | polygon | FALSE | TRUE | America/Denver | 3 | 84013 | 1840022418 | [10 empty] | Cedar FortUT
Gopher Flats | Gopher Flats | OR | Oregon | 41059 | Umatilla | 45.6658 | -118.7225 | 395 | 72 | polygon | FALSE | TRUE | America/Los_Angeles | 3 | 97801 | 1840073994 | [10 empty] | Gopher FlatsOR
Jamestown | Jamestown | WA | Washington | 53009 | Clallam | 48.1229 | -123.0911 | 395 | 261 | polygon | FALSE | FALSE | America/Los_Angeles | 3 | 98382 | 1840037668 | [10 empty] | JamestownWA
Oak Grove | Oak Grove | AR | Arkansas | 5015 | Carroll | 36.4642 | -93.4302 | 395 | 52 | polygon | FALSE | TRUE | America/Chicago | 3 | 72638 72660 | 1840027765 | [10 empty] | Oak GroveAR
Lake City | Lake City | CO | Colorado | 8053 | Hinsdale | 38.0302 | -107.3106 | 394 | 183 | polygon | FALSE | TRUE | America/Denver | 3 | 81235 | 1840021528 | [10 empty] | Lake CityCO
Soso | Soso | MS | Mississippi | 28067 | Jones | 31.7535 | -89.2759 | 394 | 74 | polygon | FALSE | TRUE | America/Chicago | 3 | 39480 | 1840018163 | [10 empty] | SosoMS
Akiak | Akiak | AK | Alaska | 2050 | Bethel | 60.9061 | -161.2122 | 394 | 80 | polygon | FALSE | TRUE | America/Anchorage | 3 | 99552 | 1840023351 | [10 empty] | AkiakAK
McDermott | McDermott | OH | Ohio | 39145 | Scioto | 38.8344 | -83.0583 | 394 | 262 | polygon | FALSE | FALSE | America/New_York | 3 | 45652 | 1840026702 | [10 empty] | McDermottOH
Midwest | Midwest | WY | Wyoming | 56025 | Natrona | 43.4113 | -106.2772 | 394 | 352 | polygon | FALSE | TRUE | America/Denver | 3 | 82643 | 1840022358 | [10 empty] | MidwestWY
Tushka | Tushka | OK | Oklahoma | 40005 | Atoka | 34.3178 | -96.1677 | 394 | 194 | polygon | FALSE | TRUE | America/Chicago | 3 | 74525 | 1840022833 | [10 empty] | TushkaOK
Thayne | Thayne | WY | Wyoming | 56023 | Lincoln | 42.9194 | -110.997 | 394 | 104 | polygon | FALSE | TRUE | America/Denver | 3 | 83127 | 1840022365 | [10 empty] | ThayneWY
Loop | Loop | TX | Texas | 48165 | Gaines | 32.9142 | -102.4147 | 394 | 42 | polygon | FALSE | FALSE | America/Chicago | 3 | 79342 | 1840025889 | [10 empty] | LoopTX
Bancroft | Bancroft | ID | Idaho | 16029 | Caribou | 42.7202 | -111.883 | 394 | 249 | polygon | FALSE | TRUE | America/Boise | 3 | 83217 | 1840018671 | [10 empty] | BancroftID
Wylandville | Wylandville | PA | Pennsylvania | 42125 | Washington | 40.2099 | -80.1263 | 394 | 103 | polygon | FALSE | FALSE | America/New_York | 3 | 15330 | 1840026505 | [10 empty] | WylandvillePA
Shedd | Shedd | OR | Oregon | 41043 | Linn | 44.4579 | -123.1119 | 394 | 100 | polygon | FALSE | FALSE | America/Los_Angeles | 3 | 97377 | 1840023944 | [10 empty] | SheddOR
Littlefield | Littlefield | AZ | Arizona | 4015 | Mohave | 36.8663 | -113.9358 | 394 | 12 | polygon | FALSE | FALSE | America/Phoenix | 3 | 86432 | 1840023180 | [10 empty] | LittlefieldAZ
Rayland | Rayland | OH | Ohio | 39081 | Jefferson | 40.1842 | -80.6911 | 393 | 321 | polygon | FALSE | TRUE | America/New_York | 3 | 43943 | 1840012122 | [10 empty] | RaylandOH
Stapleton | Stapleton | GA | Georgia | 13163 | Jefferson | 33.217 | -82.4672 | 393 | 87 | polygon | FALSE | TRUE | America/New_York | 3 | 30823 | 1840015737 | [10 empty] | StapletonGA
Holden | Holden | UT | Utah | 49027 | Millard | 39.1003 | -112.2705 | 393 | 283 | polygon | FALSE | TRUE | America/Denver | 3 | 84636 | 1840021457 | [10 empty] | HoldenUT
Lynnville | Lynnville | IA | Iowa | 19099 | Jasper | 41.5729 | -92.7869 | 393 | 137 | polygon | FALSE | TRUE | America/Chicago | 3 | 50153 | 1840009222 | [10 empty] | LynnvilleIA
Bloomburg | Bloomburg | TX | Texas | 48067 | Cass | 33.1378 | -94.0591 | 393 | 150 | polygon | FALSE | TRUE | America/Chicago | 3 | 75556 | 1840022032 | [10 empty] | BloomburgTX
Scotts Mills | Scotts Mills | OR | Oregon | 41047 | Marion | 45.041 | -122.6689 | 393 | 420 | polygon | FALSE | TRUE | America/Los_Angeles | 3 | 97375 | 1840021225 | [10 empty] | Scotts MillsOR
Finleyville | Finleyville | PA | Pennsylvania | 42125 | Washington | 40.2529 | -80.0017 | 393 | 907 | polygon | FALSE | TRUE | America/New_York | 3 | 15332 | 1840003655 | [10 empty] | FinleyvillePA
Chloride | Chloride | AZ | Arizona | 4015 | Mohave | 35.4097 | -114.1973 | 393 | 100 | polygon | FALSE | FALSE | America/Phoenix | 3 | 86431 | 1840023175 | [10 empty] | ChlorideAZ
Howardwick | Howardwick | TX | Texas | 48129 | Donley | 35.0347 | -100.9077 | 393 | 74 | polygon | FALSE | TRUE | America/Chicago | 3 | 79226 | 1840020464 | [10 empty] | HowardwickTX
Wiley | Wiley | CO | Colorado | 8099 | Prowers | 38.1554 | -102.7193 | 393 | 487 | polygon | FALSE | TRUE | America/Denver | 3 | 81092 | 1840022523 | [10 empty] | WileyCO
Canal Lewisville | Canal Lewisville | OH | Ohio | 39031 | Coshocton | 40.299 | -81.8402 | 393 | 363 | polygon | FALSE | FALSE | America/New_York | 3 | 43812 | 1840026510 | [10 empty] | Canal LewisvilleOH
Lamont | Lamont | OK | Oklahoma | 40053 | Grant | 36.6913 | -97.5582 | 392 | 448 | polygon | FALSE | TRUE | America/Chicago | 3 | 74643 | 1840021605 | [10 empty] | LamontOK
Perrinton | Perrinton | MI | Michigan | 26057 | Gratiot | 43.1807 | -84.6793 | 392 | 239 | polygon | FALSE | TRUE | America/Detroit | 3 | 48871 | 1840010998 | [10 empty] | PerrintonMI
Hoytsville | Hoytsville | UT | Utah | 49043 | Summit | 40.8754 | -111.3846 | 392 | 34 | polygon | FALSE | FALSE | America/Denver | 3 | 84017 | 1840024184 | [10 empty] | HoytsvilleUT
Gilman | Gilman | WI | Wisconsin | 55119 | Taylor | 45.1662 | -90.8072 | 392 | 64 | polygon | FALSE | TRUE | America/Chicago | 3 | 54433 | 1840001569 | [10 empty] | GilmanWI
St. Marys Point | St. Marys Point | MN | Minnesota | 27163 | Washington | 44.9128 | -92.7704 | 392 | 392 | polygon | FALSE | TRUE | America/Chicago | 3 | 55043 | 1840008916 | [10 empty] | St. Marys PointMN
Edom | Edom | TX | Texas | 48467 | Van Zandt | 32.3743 | -95.6099 | 392 | 60 | polygon | FALSE | TRUE | America/Chicago | 3 | 75754 75756 | 1840020735 | [10 empty] | EdomTX
Morrisville | Morrisville | MO | Missouri | 29167 | Polk | 37.4766 | -93.4293 | 392 | 236 | polygon | FALSE | TRUE | America/Chicago | 3 | 65710 | 1840009875 | [10 empty] | MorrisvilleMO
Twin | Twin | AL | Alabama | 1093 | Marion | 33.9978 | -87.8497 | 392 | 44 | polygon | FALSE | TRUE | America/Chicago | 3 | 35563 35548 | 1840022874 | [10 empty] | TwinAL
Logan | Logan | ND | North Dakota | 38101 | Ward | 48.1557 | -101.1664 | 392 | 103 | polygon | FALSE | FALSE | America/Chicago | 3 | 58701 | 1840023762 | [10 empty] | LoganND
Lehigh | Lehigh | IA | Iowa | 19187 | Webster | 42.3575 | -94.0535 | 392 | 72 | polygon | FALSE | TRUE | America/Chicago | 3 | 50557 | 1840008056 | [10 empty] | LehighIA
Mildred | Mildred | TX | Texas | 48349 | Navarro | 32.0411 | -96.3483 | 392 | 65 | polygon | FALSE | TRUE | America/Chicago | 3 | 75109 | 1840023096 | [10 empty] | MildredTX
Medora | Medora | IL | Illinois | 17117 | Macoupin | 39.1765 | -90.1414 | 392 | 398 | polygon | FALSE | TRUE | America/Chicago | 3 | 62063 | 1840012655 | [10 empty] | MedoraIL
Nespelem | Nespelem | WA | Washington | 53047 | Okanogan | 48.167 | -118.9722 | 392 | 780 | polygon | FALSE | TRUE | America/Los_Angeles | 3 | 99155 | 1840022268 | [10 empty] | NespelemWA
Pine Springs | Pine Springs | MN | Minnesota | 27163 | Washington | 45.0368 | -92.9543 | 391 | 195 | polygon | FALSE | TRUE | America/Chicago | 3 | 55128 55115 | 1840008915 | [10 empty] | Pine SpringsMN
Higgins | Higgins | TX | Texas | 48295 | Lipscomb | 36.121 | -100.0274 | 391 | 136 | polygon | FALSE | TRUE | America/Chicago | 3 | 79046 | 1840020381 | [10 empty] | HigginsTX
Edmondson | Edmondson | AR | Arkansas | 5035 | Crittenden | 35.1041 | -90.3052 | 391 | 47 | polygon | FALSE | TRUE | America/Chicago | 3 | 72376 72332 | 1840016384 | [10 empty] | EdmondsonAR
Williamsburg | Williamsburg | KS | Kansas | 20059 | Franklin | 38.4829 | -95.4716 | 391 | 204 | polygon | FALSE | TRUE | America/Chicago | 3 | 66095 | 1840010768 | [10 empty] | WilliamsburgKS
Grady | Grady | AR | Arkansas | 5079 | Lincoln | 34.079 | -91.6981 | 391 | 81 | polygon | FALSE | TRUE | America/Chicago | 3 | 71644 | 1840013665 | [10 empty] | GradyAR
Westwood Hills | Westwood Hills | KS | Kansas | 20091 | Johnson | 39.0389 | -94.6097 | 391 | 2362 | polygon | FALSE | TRUE | America/Chicago | 2 | 66205 | 1840030286 | [10 empty] | Westwood HillsKS
Stanford | Stanford | MT | Montana | 30045 | Judith Basin | 47.1521 | -110.219 | 391 | 351 | polygon | FALSE | TRUE | America/Denver | 3 | 59479 | 1840022306 | [10 empty] | StanfordMT
Lucas | Lucas | KS | Kansas | 20167 | Russell | 39.0585 | -98.5379 | 391 | 248 | polygon | FALSE | TRUE | America/Chicago | 3 | 67648 | 1840009705 | [10 empty] | LucasKS
Patterson | Patterson | AR | Arkansas | 5147 | Woodruff | 35.259 | -91.2349 | 391 | 133 | polygon | FALSE | TRUE | America/Chicago | 3 | 72123 72101 | 1840014582 | [10 empty] | PattersonAR
Lagro | Lagro | IN | Indiana | 18169 | Wabash | 40.8392 | -85.7276 | 391 | 254 | polygon | FALSE | TRUE | America/Indiana/Indianapolis | 3 | 46941 | 1840014647 | [10 empty] | LagroIN
Gypsum | Gypsum | KS | Kansas | 20169 | Saline | 38.7058 | -97.4266 | 391 | 403 | polygon | FALSE | TRUE | America/Chicago | 3 | 67448 | 1840007430 | [10 empty] | GypsumKS
Barnhill | Barnhill | OH | Ohio | 39157 | Tuscarawas | 40.4497 | -81.3679 | 391 | 416 | polygon | FALSE | TRUE | America/New_York | 3 | 44663 | 1840012085 | [10 empty] | BarnhillOH
Tullos | Tullos | LA | Louisiana | 22059 | LaSalle | 31.8188 | -92.3292 | 391 | 95 | polygon | FALSE | TRUE | America/Chicago | 3 | 71479 | 1840017058 | [10 empty] | TullosLA
Richland | Richland | IN | Indiana | 18147 | Spencer | 37.9462 | -87.169 | 391 | 293 | polygon | FALSE | TRUE | America/Chicago | 3 | 47634 | 1840075131 | [10 empty] | RichlandIN
Hobart | Hobart | NY | New York | 36025 | Delaware | 42.3715 | -74.6691 | 391 | 303 | polygon | FALSE | TRUE | America/New_York | 3 | 13788 | 1840004619 | [10 empty] | HobartNY
Advance | Advance | MI | Michigan | 26029 | Charlevoix | 45.2161 | -85.0807 | 391 | 55 | polygon | FALSE | FALSE | America/Detroit | 3 | 49727 49712 | 1840025189 | [10 empty] | AdvanceMI
Vann Crossroads | Vann Crossroads | NC | North Carolina | 37163 | Sampson | 35.1697 | -78.4026 | 391 | 33 | polygon | FALSE | FALSE | America/New_York | 3 | 28328 28366 | 1840013484 | [10 empty] | Vann CrossroadsNC
Sadorus | Sadorus | IL | Illinois | 17019 | Champaign | 39.9669 | -88.3451 | 390 | 146 | polygon | FALSE | TRUE | America/Chicago | 3 | 61872 | 1840012229 | [10 empty] | SadorusIL
Oakview | Oakview | MO | Missouri | 29047 | Clay | 39.2086 | -94.5704 | 390 | 861 | polygon | FALSE | TRUE | America/Chicago | 3 | 64118 | 1840012678 | [10 empty] | OakviewMO
Montross | Montross | VA | Virginia | 51193 | Westmoreland | 38.0941 | -76.8227 | 390 | 146 | polygon | FALSE | TRUE | America/New_York | 3 | 22520 | 1840006283 | [10 empty] | MontrossVA
Ellerslie | Ellerslie | MD | Maryland | 24001 | Allegany | 39.7188 | -78.7787 | 390 | 396 | polygon | FALSE | FALSE | America/New_York | 3 | 21502 21529 | 1840024422 | [10 empty] | EllerslieMD
Marble | Marble | NC | North Carolina | 37039 | Cherokee | 35.1771 | -83.9265 | 390 | 137 | polygon | FALSE | FALSE | America/New_York | 3 | 28905 | 1840025832 | [10 empty] | MarbleNC
Elkhart | Elkhart | IL | Illinois | 17107 | Logan | 40.0136 | -89.4727 | 390 | 77 | polygon | FALSE | TRUE | America/Chicago | 3 | 62634 | 1840012308 | [10 empty] | ElkhartIL
Otwell | Otwell | IN | Indiana | 18125 | Pike | 38.4566 | -87.0959 | 390 | 84 | polygon | FALSE | FALSE | America/Indiana/Vincennes | 3 | 47564 | 1840026740 | [10 empty] | OtwellIN
Kingsley | Kingsley | KY | Kentucky | 21111 | Jefferson | 38.2219 | -85.6726 | 390 | 2083 | polygon | FALSE | TRUE | America/New_York | 2 | 40205 | 1840014312 | [10 empty] | KingsleyKY
June Lake | June Lake | CA | California | 6051 | Mono | 37.7677 | -119.1022 | 390 | 18 | polygon | FALSE | FALSE | America/Los_Angeles | 3 | 93529 | 1840024629 | [10 empty] | June LakeCA
Dodd City | Dodd City | TX | Texas | 48147 | Fannin | 33.5757 | -96.0755 | 389 | 84 | polygon | FALSE | TRUE | America/Chicago | 3 | 75438 | 1840021974 | [10 empty] | Dodd CityTX
Zeba | Zeba | MI | Michigan | 26013 | Baraga | 46.7928 | -88.4133 | 389 | 41 | polygon | FALSE | FALSE | America/Detroit | 3 | 49946 | 1840026100 | [10 empty] | ZebaMI
Bayview | Bayview | TX | Texas | 48061 | Cameron | 26.1324 | -97.397 | 389 | 38 | polygon | FALSE | TRUE | America/Chicago | 3 | 78566 | 1840021042 | [10 empty] | BayviewTX
Lohrville | Lohrville | WI | Wisconsin | 55137 | Waushara | 44.0382 | -89.1201 | 389 | 123 | polygon | FALSE | TRUE | America/Chicago | 3 | 54970 | 1840002239 | [10 empty] | LohrvilleWI
Quitaque | Quitaque | TX | Texas | 48045 | Briscoe | 34.3674 | -101.0555 | 389 | 207 | polygon | FALSE | TRUE | America/Chicago | 3 | 79255 | 1840020520 | [10 empty] | QuitaqueTX
Orick | Orick | CA | California | 6023 | Humboldt | 41.2909 | -124.0692 | 389 | 31 | polygon | FALSE | FALSE | America/Los_Angeles | 3 | 95555 | 1840025524 | [10 empty] | OrickCA
Mount Carbon | Mount Carbon | WV | West Virginia | 54019 | Fayette | 38.1442 | -81.289 | 389 | 1005 | polygon | FALSE | FALSE | America/New_York | 3 | 25139 | 1840038277 | [10 empty] | Mount CarbonWV
Hanoverton | Hanoverton | OH | Ohio | 39029 | Columbiana | 40.7547 | -80.9355 | 388 | 215 | polygon | FALSE | TRUE | America/New_York | 3 | 44423 | 1840011930 | [10 empty] | HanovertonOH
Hatfield | Hatfield | AR | Arkansas | 5113 | Polk | 34.4859 | -94.3793 | 388 | 116 | polygon | FALSE | TRUE | America/Chicago | 3 | 71945 | 1840016607 | [10 empty] | HatfieldAR
Pueblo Pintado | Pueblo Pintado | NM | New Mexico | 35031 | McKinley | 35.9453 | -107.6161 | 388 | 14 | polygon | FALSE | FALSE | America/Denver | 3 | 87013 87313 | 1840019089 | [10 empty] | Pueblo PintadoNM
Cove City | Cove City | NC | North Carolina | 37049 | Craven | 35.189 | -77.3206 | 388 | 234 | polygon | FALSE | TRUE | America/New_York | 3 | 28523 | 1840016399 | [10 empty] | Cove CityNC
Hookerton | Hookerton | NC | North Carolina | 37079 | Greene | 35.423 | -77.5895 | 388 | 470 | polygon | FALSE | TRUE | America/New_York | 3 | 28538 | 1840016313 | [10 empty] | HookertonNC
Bowlegs | Bowlegs | OK | Oklahoma | 40133 | Seminole | 35.1474 | -96.6691 | 388 | 40 | polygon | FALSE | TRUE | America/Chicago | 3 | 74868 74830 | 1840021775 | [10 empty] | BowlegsOK
Huntleigh | Huntleigh | MO | Missouri | 29189 | St. Louis | 38.6131 | -90.4091 | 388 | 150 | polygon | FALSE | TRUE | America/Chicago | 3 | 63131 | 1840007454 | [10 empty] | HuntleighMO
Brisbin | Brisbin | PA | Pennsylvania | 42033 | Clearfield | 40.8395 | -78.3526 | 388 | 209 | polygon | FALSE | TRUE | America/New_York | 3 | 16620 | 1840003487 | [10 empty] | BrisbinPA
Midlothian | Midlothian | MD | Maryland | 24001 | Allegany | 39.6316 | -78.9523 | 388 | 242 | polygon | FALSE | FALSE | America/New_York | 3 | 21543 21532 | 1840024428 | [10 empty] | MidlothianMD
Camargito | Camargito | TX | Texas | 48427 | Starr | 26.3451 | -98.7387 | 388 | 2030 | polygon | FALSE | TRUE | America/Chicago | 2 | 78582 | 1840040660 | [10 empty] | CamargitoTX
Oktaha | Oktaha | OK | Oklahoma | 40101 | Muskogee | 35.5776 | -95.4778 | 388 | 563 | polygon | FALSE | TRUE | America/Chicago | 3 | 74450 | 1840022720 | [10 empty] | OktahaOK
Portland | Portland | AR | Arkansas | 5003 | Ashley | 33.2379 | -91.511 | 388 | 139 | polygon | FALSE | TRUE | America/Chicago | 3 | 71663 | 1840014841 | [10 empty] | PortlandAR
Tonyville | Tonyville | CA | California | 6107 | Tulare | 36.2474 | -119.0903 | 388 | 2966 | polygon | FALSE | FALSE | America/Los_Angeles | 2 | 93247 | 1840024882 | [10 empty] | TonyvilleCA
McHenry | McHenry | KY | Kentucky | 21183 | Ohio | 37.3794 | -86.9226 | 388 | 231 | polygon | FALSE | TRUE | America/Chicago | 3 | 42320 42354 | 1840015234 | [10 empty] | McHenryKY
Vallonia | Vallonia | IN | Indiana | 18071 | Jackson | 38.8462 | -86.0992 | 388 | 196 | polygon | FALSE | FALSE | America/Indiana/Indianapolis | 3 | 47281 | 1840026692 | [10 empty] | ValloniaIN
Maitland | Maitland | PA | Pennsylvania | 42087 | Mifflin | 40.6242 | -77.5019 | 388 | 104 | polygon | FALSE | FALSE | America/New_York | 3 | 17044 | 1840024266 | [10 empty] | MaitlandPA
East Glacier Park Village | East Glacier Park Village | MT | Montana | 30035 | Glacier | 48.4459 | -113.2236 | 388 | 34 | polygon | FALSE | FALSE | America/Denver | 3 | 59434 | 1840032844 | [10 empty] | East Glacier Park VillageMT
Webster | Webster | NC | North Carolina | 37099 | Jackson | 35.35 | -83.2188 | 387 | 149 | polygon | FALSE | TRUE | America/New_York | 3 | 28779 28788 | 1840016348 | [10 empty] | WebsterNC
East Duke | East Duke | OK | Oklahoma | 40065 | Jackson | 34.6628 | -99.5696 | 387 | 344 | polygon | FALSE | TRUE | America/Chicago | 3 | 73532 | 1840037469 | [10 empty] | East DukeOK
Gilbert | Gilbert | WV | West Virginia | 54059 | Mingo | 37.6142 | -81.8689 | 387 | 150 | polygon | FALSE | TRUE | America/New_York | 3 | 25621 | 1840006358 | [10 empty] | GilbertWV
Salix | Salix | IA | Iowa | 19193 | Woodbury | 42.3158 | -96.3035 | 387 | 87 | polygon | FALSE | TRUE | America/Chicago | 3 | 51052 | 1840009110 | [10 empty] | SalixIA
Whitefield | Whitefield | OK | Oklahoma | 40061 | Haskell | 35.2546 | -95.2391 | 387 | 87 | polygon | FALSE | TRUE | America/Chicago | 3 | 74472 | 1840022770 | [10 empty] | WhitefieldOK
Greens Fork | Greens Fork | IN | Indiana | 18177 | Wayne | 39.8918 | -85.041 | 387 | 1069 | polygon | FALSE | TRUE | America/Indiana/Indianapolis | 3 | 47345 | 1840010545 | [10 empty] | Greens ForkIN
Oval | Oval | PA | Pennsylvania | 42081 | Lycoming | 41.1522 | -77.1746 | 387 | 136 | polygon | FALSE | FALSE | America/New_York | 3 | 17740 | 1840026313 | [10 empty] | OvalPA
Worthington Springs | Worthington Springs | FL | Florida | 12125 | Union | 29.933 | -82.4148 | 387 | 155 | polygon | FALSE | TRUE | America/New_York | 3 | 32054 32697 | 1840017213 | [10 empty] | Worthington SpringsFL
Melfa | Melfa | VA | Virginia | 51001 | Accomack | 37.6489 | -75.7407 | 387 | 513 | polygon | FALSE | TRUE | America/New_York | 3 | 23410 | 1840006325 | [10 empty] | MelfaVA
Jacona | Jacona | NM | New Mexico | 35049 | Santa Fe | 35.8887 | -106.0386 | 387 | 176 | polygon | FALSE | FALSE | America/Denver | 3 | 87506 | 1840024914 | [10 empty] | JaconaNM
Warwick | Warwick | GA | Georgia | 13321 | Worth | 31.8298 | -83.9206 | 386 | 183 | polygon | FALSE | TRUE | America/New_York | 3 | 31796 | 1840015856 | [10 empty] | WarwickGA
Montezuma Creek | Montezuma Creek | UT | Utah | 49037 | San Juan | 37.2563 | -109.303 | 386 | 12 | polygon | FALSE | FALSE | America/Denver | 3 | 84534 | 1840018875 | [10 empty] | Montezuma CreekUT
St. Louisville | St. Louisville | OH | Ohio | 39089 | Licking | 40.1711 | -82.4181 | 386 | 588 | polygon | FALSE | TRUE | America/New_York | 3 | 43071 | 1840012331 | [10 empty] | St. LouisvilleOH
Barstow | Barstow | TX | Texas | 48475 | Ward | 31.4616 | -103.3955 | 386 | 226 | polygon | FALSE | TRUE | America/Chicago | 3 | 79719 | 1840019544 | [10 empty] | BarstowTX
Derby Acres | Derby Acres | CA | California | 6029 | Kern | 35.2439 | -119.6039 | 386 | 41 | polygon | FALSE | FALSE | America/Los_Angeles | 3 | 93224 | 1840019128 | [10 empty] | Derby AcresCA
Marathon | Marathon | TX | Texas | 48043 | Brewster | 30.2157 | -103.2433 | 386 | 28 | polygon | FALSE | FALSE | America/Chicago | 3 | 79842 | 1840018225 | [10 empty] | MarathonTX
Dover | Dover | NC | North Carolina | 37049 | Craven | 35.2155 | -77.4337 | 386 | 155 | polygon | FALSE | TRUE | America/New_York | 3 | 28526 | 1840016400 | [10 empty] | DoverNC
Gibson | Gibson | TN | Tennessee | 47053 | Gibson | 35.8743 | -88.8439 | 386 | 243 | polygon | FALSE | TRUE | America/Chicago | 3 | 38343 38338 | 1840016159 | [10 empty] | GibsonTN
Jane Lew | Jane Lew | WV | West Virginia | 54041 | Lewis | 39.11 | -80.4085 | 386 | 624 | polygon | FALSE | TRUE | America/New_York | 3 | 26378 | 1840005931 | [10 empty] | Jane LewWV
Chokio | Chokio | MN | Minnesota | 27149 | Stevens | 45.5731 | -96.1748 | 386 | 344 | polygon | FALSE | TRUE | America/Chicago | 3 | 56221 | 1840006687 | [10 empty] | ChokioMN
Reliance | Reliance | WY | Wyoming | 56037 | Sweetwater | 41.6682 | -109.1977 | 386 | 36 | polygon | FALSE | FALSE | America/Denver | 3 | 82943 82901 | 1840018692 | [10 empty] | RelianceWY
Stanardsville | Stanardsville | VA | Virginia | 51079 | Greene | 38.2991 | -78.4367 | 386 | 417 | polygon | FALSE | TRUE | America/New_York | 3 | 22973 | 1840006239 | [10 empty] | StanardsvilleVA
Jordan | Jordan | MT | Montana | 30033 | Garfield | 47.321 | -106.9099 | 386 | 427 | polygon | FALSE | TRUE | America/Denver | 3 | 59337 | 1840021101 | [10 empty] | JordanMT
Bagtown | Bagtown | MD | Maryland | 24043 | Washington | 39.583 | -77.6139 | 386 | 273 | polygon | FALSE | FALSE | America/New_York | 3 | 21740 | 1840024386 | [10 empty] | BagtownMD
Johnson Village | Johnson Village | CO | Colorado | 8015 | Chaffee | 38.812 | -106.1071 | 386 | 498 | polygon | FALSE | FALSE | America/Denver | 3 | 81211 | 1840024587 | [10 empty] | Johnson VillageCO
Dowell | Dowell | IL | Illinois | 17077 | Jackson | 37.9397 | -89.239 | 386 | 382 | polygon | FALSE | TRUE | America/Chicago | 3 | 62927 62932 | 1840012964 | [10 empty] | DowellIL
Dixon | Dixon | NM | New Mexico | 35039 | Rio Arriba | 36.1886 | -105.8784 | 386 | 12 | polygon | FALSE | FALSE | America/Denver | 3 | 87527 | 1840024829 | [10 empty] | DixonNM
East Fultonham | East Fultonham | OH | Ohio | 39119 | Muskingum | 39.8486 | -82.1207 | 386 | 429 | polygon | FALSE | FALSE | America/New_York | 3 | 43777 43735 | 1840026553 | [10 empty] | East FultonhamOH
Bunn | Bunn | NC | North Carolina | 37069 | Franklin | 35.9591 | -78.252 | 385 | 275 | polygon | FALSE | TRUE | America/New_York | 3 | 27508 | 1840015321 | [10 empty] | BunnNC
Saxman | Saxman | AK | Alaska | 2130 | Ketchikan Gateway | 55.3232 | -131.589 | 385 | 154 | polygon | FALSE | TRUE | America/Sitka | 3 | 99901 | 1840023271 | [10 empty] | SaxmanAK
Manorville | Manorville | PA | Pennsylvania | 42005 | Armstrong | 40.7876 | -79.5207 | 385 | 1475 | polygon | FALSE | TRUE | America/New_York | 3 | 16238 | 1840003521 | [10 empty] | ManorvillePA
Kila | Kila | MT | Montana | 30029 | Flathead | 48.1215 | -114.4767 | 385 | 37 | polygon | FALSE | FALSE | America/Denver | 3 | 59920 | 1840023738 | [10 empty] | KilaMT
Charlton Heights | Charlton Heights | WV | West Virginia | 54019 | Fayette | 38.1255 | -81.2333 | 385 | 358 | polygon | FALSE | FALSE | America/New_York | 3 | 25040 | 1840038119 | [10 empty] | Charlton HeightsWV
Union Grove | Union Grove | TX | Texas | 48459 | Upshur | 32.5798 | -94.9095 | 385 | 159 | polygon | FALSE | TRUE | America/Chicago | 3 | 75647 | 1840022063 | [10 empty] | Union GroveTX
Calhoun | Calhoun | LA | Louisiana | 22073 | Ouachita | 32.5153 | -92.3539 | 385 | 62 | polygon | FALSE | FALSE | America/Chicago | 3 | 71225 | 1840025105 | [10 empty] | CalhounLA
Mill Village | Mill Village | PA | Pennsylvania | 42049 | Erie | 41.8775 | -79.9726 | 385 | 161 | polygon | FALSE | TRUE | America/New_York | 3 | 16427 16441 | 1840000482 | [10 empty] | Mill VillagePA
Ethel | Ethel | MS | Mississippi | 28007 | Attala | 33.122 | -89.465 | 385 | 254 | polygon | FALSE | TRUE | America/Chicago | 3 | 39067 | 1840016893 | [10 empty] | EthelMS
Mount Pleasant Mills | Mount Pleasant Mills | PA | Pennsylvania | 42109 | Snyder | 40.723 | -77.0214 | 385 | 117 | polygon | FALSE | FALSE | America/New_York | 3 | 17853 | 1840005360 | [10 empty] | Mount Pleasant MillsPA
McElhattan | McElhattan | PA | Pennsylvania | 42035 | Clinton | 41.1572 | -77.3617 | 385 | 110 | polygon | FALSE | FALSE | America/New_York | 3 | 17748 17745 | 1840026320 | [10 empty] | McElhattanPA
Lakewood | Lakewood | WI | Wisconsin | 55083 | Oconto | 45.3006 | -88.5146 | 385 | 53 | polygon | FALSE | FALSE | America/Chicago | 3 | 54138 | 1840025312 | [10 empty] | LakewoodWI
Wallsburg | Wallsburg | UT | Utah | 49051 | Wasatch | 40.387 | -111.4194 | 385 | 242 | polygon | FALSE | TRUE | America/Denver | 3 | 84082 | 1840022415 | [10 empty] | WallsburgUT
Alma | Alma | TX | Texas | 48139 | Ellis | 32.2813 | -96.5506 | 385 | 29 | polygon | FALSE | TRUE | America/Chicago | 3 | 75119 | 1840022084 | [10 empty] | AlmaTX
Terral | Terral | OK | Oklahoma | 40067 | Jefferson | 33.8966 | -97.9383 | 385 | 348 | polygon | FALSE | TRUE | America/Chicago | 3 | 73569 | 1840022886 | [10 empty] | TerralOK
Red Feather Lakes | Red Feather Lakes | CO | Colorado | 8069 | Larimer | 40.8071 | -105.5864 | 385 | 16 | polygon | FALSE | FALSE | America/Denver | 3 | 80545 | 1840018743 | [10 empty] | Red Feather LakesCO
Retreat | Retreat | TX | Texas | 48349 | Navarro | 32.0507 | -96.4787 | 384 | 29 | polygon | FALSE | TRUE | America/Chicago | 3 | 75110 | 1840022119 | [10 empty] | RetreatTX
Concord | Concord | GA | Georgia | 13231 | Pike | 33.0916 | -84.4387 | 384 | 177 | polygon | FALSE | TRUE | America/New_York | 3 | 30206 | 1840014853 | [10 empty] | ConcordGA
Chireno | Chireno | TX | Texas | 48347 | Nacogdoches | 31.4989 | -94.3459 | 384 | 79 | polygon | FALSE | TRUE | America/Chicago | 3 | 75937 | 1840019533 | [10 empty] | ChirenoTX
Berwind | Berwind | WV | West Virginia | 54047 | McDowell | 37.2658 | -81.6632 | 384 | 513 | polygon | FALSE | FALSE | America/New_York | 3 | 24815 | 1840025731 | [10 empty] | BerwindWV
Delanson | Delanson | NY | New York | 36093 | Schenectady | 42.7474 | -74.1841 | 384 | 230 | polygon | FALSE | TRUE | America/New_York | 3 | 12053 | 1840004449 | [10 empty] | DelansonNY
Montague | Montague | TX | Texas | 48337 | Montague | 33.6652 | -97.7209 | 384 | 116 | polygon | FALSE | FALSE | America/Chicago | 3 | 76251 | 1840025867 | [10 empty] | MontagueTX
Salem | Salem | IA | Iowa | 19087 | Henry | 40.852 | -91.6206 | 384 | 242 | polygon | FALSE | TRUE | America/Chicago | 3 | 52649 | 1840009338 | [10 empty] | SalemIA
Martin City | Martin City | MT | Montana | 30029 | Flathead | 48.3935 | -114.0308 | 384 | 85 | polygon | FALSE | FALSE | America/Denver | 3 | 59926 | 1840017298 | [10 empty] | Martin CityMT
Martin | Martin | GA | Georgia | 13257 | Stephens | 34.4856 | -83.1983 | 383 | 58 | polygon | FALSE | TRUE | America/New_York | 3 | 30557 | 1840016613 | [10 empty] | MartinGA
Vinegar Bend | Vinegar Bend | AL | Alabama | 1129 | Washington | 31.2594 | -88.3712 | 383 | 15 | polygon | FALSE | FALSE | America/Chicago | 3 | 36584 | 1840025964 | [10 empty] | Vinegar BendAL
Callisburg | Callisburg | TX | Texas | 48097 | Cooke | 33.6987 | -97.0159 | 383 | 72 | polygon | FALSE | TRUE | America/Chicago | 3 | 76240 | 1840019318 | [10 empty] | CallisburgTX
Sadler | Sadler | TX | Texas | 48181 | Grayson | 33.6821 | -96.8487 | 383 | 189 | polygon | FALSE | TRUE | America/Chicago | 3 | 75092 76264 | 1840021952 | [10 empty] | SadlerTX
Duncombe | Duncombe | IA | Iowa | 19187 | Webster | 42.4695 | -93.9962 | 383 | 73 | polygon | FALSE | TRUE | America/Chicago | 3 | 50532 | 1840008053 | [10 empty] | DuncombeIA
Wells River | Wells River | VT | Vermont | 50017 | Orange | 44.1538 | -72.0616 | 383 | 78 | polygon | FALSE | TRUE | America/New_York | 3 | 5081 | 1840004132 | [10 empty] | Wells RiverVT
Fisher Island | Fisher Island | FL | Florida | 12086 | Miami-Dade | 25.7607 | -80.1415 | 383 | 614 | polygon | FALSE | FALSE | America/New_York | 3 | 33109 | 1840028981 | [10 empty] | Fisher IslandFL
Alma | Alma | MO | Missouri | 29107 | Lafayette | 39.0964 | -93.5478 | 383 | 537 | polygon | FALSE | TRUE | America/Chicago | 3 | 64001 | 1840007387 | [10 empty] | AlmaMO
Braswell | Braswell | GA | Georgia | 13223 | Paulding | 33.9836 | -84.9592 | 383 | 46 | polygon | FALSE | TRUE | America/New_York | 3 | 30132 30153 | 1840015632 | [10 empty] | BraswellGA
Naschitti | Naschitti | NM | New Mexico | 35045 | San Juan | 36.0625 | -108.68 | 383 | 59 | polygon | FALSE | FALSE | America/Denver | 3 | 87325 87364 | 1840018990 | [10 empty] | NaschittiNM
Thornton | Thornton | AR | Arkansas | 5013 | Calhoun | 33.7756 | -92.4889 | 383 | 76 | polygon | FALSE | TRUE | America/Chicago | 3 | 71766 | 1840015682 | [10 empty] | ThorntonAR
Jasper | Jasper | MI | Michigan | 26091 | Lenawee | 41.7859 | -84.0403 | 383 | 36 | polygon | FALSE | FALSE | America/Detroit | 3 | 49248 | 1840025507 | [10 empty] | JasperMI
Relampago | Relampago | TX | Texas | 48215 | Hidalgo | 26.0851 | -97.9059 | 383 | 96 | polygon | FALSE | FALSE | America/Chicago | 3 | 78570 | 1840019729 | [10 empty] | RelampagoTX
Amherst Junction | Amherst Junction | WI | Wisconsin | 55097 | Portage | 44.4687 | -89.3167 | 383 | 119 | polygon | FALSE | TRUE | America/Chicago | 3 | 54407 | 1840002325 | [10 empty] | Amherst JunctionWI
Table Grove | Table Grove | IL | Illinois | 17057 | Fulton | 40.365 | -90.4252 | 383 | 524 | polygon | FALSE | TRUE | America/Chicago | 3 | 61482 | 1840012019 | [10 empty] | Table GroveIL
Hayti | Hayti | SD | South Dakota | 46057 | Hamlin | 44.6571 | -97.2046 | 383 | 478 | polygon | FALSE | TRUE | America/Chicago | 3 | 57241 | 1840002300 | [10 empty] | HaytiSD
Culdesac | Culdesac | ID | Idaho | 16069 | Nez Perce | 46.3749 | -116.6703 | 383 | 663 | polygon | FALSE | TRUE | America/Los_Angeles | 3 | 83524 | 1840018485 | [10 empty] | CuldesacID
Damascus | Damascus | AR | Arkansas | 5141 | Van Buren | 35.3671 | -92.4108 | 383 | 79 | polygon | FALSE | TRUE | America/Chicago | 3 | 72039 | 1840016294 | [10 empty] | DamascusAR
Kilbourne | Kilbourne | LA | Louisiana | 22123 | West Carroll | 32.9971 | -91.3139 | 383 | 106 | polygon | FALSE | TRUE | America/Chicago | 3 | 71263 71253 | 1840018079 | [10 empty] | KilbourneLA
Kennedy | Kennedy | NY | New York | 36013 | Chautauqua | 42.159 | -79.0982 | 382 | 72 | polygon | FALSE | FALSE | America/New_York | 3 | 14747 | 1840025495 | [10 empty] | KennedyNY
Morral | Morral | OH | Ohio | 39101 | Marion | 40.6914 | -83.2098 | 382 | 54 | polygon | FALSE | TRUE | America/New_York | 3 | 43337 | 1840012029 | [10 empty] | MorralOH
Princeton | Princeton | CA | California | 6011 | Colusa | 39.4029 | -122.0212 | 382 | 80 | polygon | FALSE | FALSE | America/Los_Angeles | 3 | 95970 | 1840024471 | [10 empty] | PrincetonCA
Perry | Perry | IL | Illinois | 17149 | Pike | 39.7822 | -90.7472 | 382 | 382 | polygon | FALSE | TRUE | America/Chicago | 3 | 62362 | 1840012539 | [10 empty] | PerryIL
Joy | Joy | IL | Illinois | 17131 | Mercer | 41.1969 | -90.8788 | 382 | 344 | polygon | FALSE | TRUE | America/Chicago | 3 | 61260 | 1840011677 | [10 empty] | JoyIL
Tutuilla | Tutuilla | OR | Oregon | 41059 | Umatilla | 45.6142 | -118.7065 | 382 | 7 | polygon | FALSE | FALSE | America/Los_Angeles | 3 | 97801 | 1840034835 | [10 empty] | TutuillaOR
Norwood | Norwood | KY | Kentucky | 21111 | Jefferson | 38.2521 | -85.6107 | 382 | 1253 | polygon | FALSE | TRUE | America/New_York | 3 | 40222 | 1840014298 | [10 empty] | NorwoodKY
New Haven | New Haven | IL | Illinois | 17059 | Gallatin | 37.9025 | -88.1279 | 382 | 118 | polygon | FALSE | TRUE | America/Chicago | 3 | 62867 | 1840012971 | [10 empty] | New HavenIL
Linn | Linn | KS | Kansas | 20201 | Washington | 39.6794 | -97.0867 | 382 | 435 | polygon | FALSE | TRUE | America/Chicago | 3 | 66953 | 1840009504 | [10 empty] | LinnKS
Stonerstown | Stonerstown | PA | Pennsylvania | 42009 | Bedford | 40.2155 | -78.2572 | 382 | 414 | polygon | FALSE | FALSE | America/New_York | 3 | 16678 | 1840026525 | [10 empty] | StonerstownPA
Huxley | Huxley | TX | Texas | 48419 | Shelby | 31.7644 | -93.8848 | 382 | 72 | polygon | FALSE | TRUE | America/Chicago | 3 | 75973 | 1840019529 | [10 empty] | HuxleyTX
Woodville | Woodville | GA | Georgia | 13133 | Greene | 33.6715 | -83.1063 | 382 | 30 | polygon | FALSE | TRUE | America/New_York | 3 | 30669 | 1840015688 | [10 empty] | WoodvilleGA
Sardis | Sardis | TN | Tennessee | 47077 | Henderson | 35.4424 | -88.2913 | 382 | 58 | polygon | FALSE | TRUE | America/Chicago | 3 | 38371 | 1840017791 | [10 empty] | SardisTN
Tontogany | Tontogany | OH | Ohio | 39173 | Wood | 41.4212 | -83.741 | 382 | 483 | polygon | FALSE | TRUE | America/New_York | 3 | 43402 43565 | 1840011562 | [10 empty] | TontoganyOH
Salem | Salem | GA | Georgia | 13293 | Upson | 32.7588 | -84.1933 | 382 | 16 | polygon | FALSE | FALSE | America/New_York | 3 | 31016 | 1840029451 | [10 empty] | SalemGA
Wattsburg | Wattsburg | PA | Pennsylvania | 42049 | Erie | 42.0029 | -79.807 | 381 | 494 | polygon | FALSE | TRUE | America/New_York | 3 | 16442 | 1840000487 | [10 empty] | WattsburgPA
Union | Union | IA | Iowa | 19083 | Hardin | 42.2434 | -93.0625 | 381 | 257 | polygon | FALSE | TRUE | America/Chicago | 3 | 50258 | 1840010101 | [10 empty] | UnionIA
Mountain Park | Mountain Park | OK | Oklahoma | 40075 | Kiowa | 34.6989 | -98.9523 | 381 | 193 | polygon | FALSE | TRUE | America/Chicago | 3 | 73559 | 1840022799 | [10 empty] | Mountain ParkOK
Thomaston | Thomaston | AL | Alabama | 1091 | Marengo | 32.2683 | -87.6237 | 381 | 73 | polygon | FALSE | TRUE | America/Chicago | 3 | 36783 | 1840016998 | [10 empty] | ThomastonAL
Wayland | Wayland | KY | Kentucky | 21071 | Floyd | 37.4511 | -82.7994 | 381 | 56 | polygon | FALSE | TRUE | America/New_York | 3 | 41666 | 1840015232 | [10 empty] | WaylandKY
Acacia Villas | Acacia Villas | FL | Florida | 12099 | Palm Beach | 26.6457 | -80.1104 | 381 | 2091 | polygon | FALSE | TRUE | America/New_York | 2 | 33406 | 1840042854 | [10 empty] | Acacia VillasFL
Willshire | Willshire | OH | Ohio | 39161 | Van Wert | 40.7465 | -84.7924 | 381 | 394 | polygon | FALSE | TRUE | America/New_York | 3 | 45898 | 1840011905 | [10 empty] | WillshireOH
Laytonsville | Laytonsville | MD | Maryland | 24031 | Montgomery | 39.2093 | -77.1418 | 381 | 139 | polygon | FALSE | TRUE | America/New_York | 3 | 20882 | 1840005857 | [10 empty] | LaytonsvilleMD
Banquete | Banquete | TX | Texas | 48355 | Nueces | 27.8007 | -97.7972 | 381 | 62 | polygon | FALSE | FALSE | America/Chicago | 3 | 78339 78380 | 1840026055 | [10 empty] | BanqueteTX
Ocean Breeze | Ocean Breeze | FL | Florida | 12085 | Martin | 27.2411 | -80.2261 | 381 | 891 | polygon | FALSE | TRUE | America/New_York | 3 | 34957 | 1840150343 | [10 empty] | Ocean BreezeFL
Bonnie | Bonnie | IL | Illinois | 17081 | Jefferson | 38.203 | -88.9068 | 381 | 115 | polygon | FALSE | TRUE | America/Chicago | 3 | 62816 | 1840012911 | [10 empty] | BonnieIL
Greeleyville | Greeleyville | SC | South Carolina | 45089 | Williamsburg | 33.5801 | -79.9901 | 380 | 119 | polygon | FALSE | TRUE | America/New_York | 3 | 29056 | 1840016792 | [10 empty] | GreeleyvilleSC
Hillsboro | Hillsboro | TN | Tennessee | 47031 | Coffee | 35.4085 | -85.9639 | 380 | 35 | polygon | FALSE | FALSE | America/Chicago | 3 | 37342 | 1840025811 | [10 empty] | HillsboroTN
Tharptown | Tharptown | PA | Pennsylvania | 42097 | Northumberland | 40.8028 | -76.5717 | 380 | 1503 | polygon | FALSE | TRUE | America/New_York | 3 | 17866 | 1840043346 | [10 empty] | TharptownPA
Brookford | Brookford | NC | North Carolina | 37035 | Catawba | 35.703 | -81.3454 | 380 | 242 | polygon | FALSE | TRUE | America/New_York | 3 | 28602 | 1840015390 | [10 empty] | BrookfordNC
New Strawn | New Strawn | KS | Kansas | 20031 | Coffey | 38.2622 | -95.7423 | 380 | 185 | polygon | FALSE | TRUE | America/Chicago | 3 | 66839 | 1840008656 | [10 empty] | New StrawnKS
Atlanta | Atlanta | MO | Missouri | 29121 | Macon | 39.8986 | -92.4801 | 380 | 428 | polygon | FALSE | TRUE | America/Chicago | 3 | 63530 | 1840007271 | [10 empty] | AtlantaMO
Southview | Southview | PA | Pennsylvania | 42125 | Washington | 40.332 | -80.256 | 380 | 163 | polygon | FALSE | FALSE | America/New_York | 3 | 15361 15057 | 1840024314 | [10 empty] | SouthviewPA
Shannon | Shannon | NC | North Carolina | 37155 | Robeson | 34.8477 | -79.1395 | 380 | 143 | polygon | FALSE | FALSE | America/New_York | 3 | 28386 | 1840013560 | [10 empty] | ShannonNC
Mineral Bluff | Mineral Bluff | GA | Georgia | 13111 | Fannin | 34.914 | -84.2776 | 380 | 104 | polygon | FALSE | FALSE | America/New_York | 3 | 30559 | 1840025841 | [10 empty] | Mineral BluffGA
Midland | Midland | CO | Colorado | 8119 | Teller | 38.8469 | -105.1577 | 380 | 85 | polygon | FALSE | FALSE | America/Denver | 3 | 80814 | 1840024553 | [10 empty] | MidlandCO
Beallsville | Beallsville | OH | Ohio | 39111 | Monroe | 39.8489 | -81.0354 | 380 | 404 | polygon | FALSE | TRUE | America/New_York | 3 | 43716 | 1840012517 | [10 empty] | BeallsvilleOH
Duncan | Duncan | MS | Mississippi | 28011 | Bolivar | 34.0418 | -90.7459 | 380 | 160 | polygon | FALSE | TRUE | America/Chicago | 3 | 38774 38740 | 1840016746 | [10 empty] | DuncanMS
Custer City | Custer City | OK | Oklahoma | 40039 | Custer | 35.6637 | -98.8869 | 379 | 239 | polygon | FALSE | TRUE | America/Chicago | 3 | 73639 | 1840021727 | [10 empty] | Custer CityOK
Windsor Heights | Windsor Heights | WV | West Virginia | 54009 | Brooke | 40.1913 | -80.6649 | 379 | 1023 | polygon | FALSE | TRUE | America/New_York | 3 | 26070 26075 | 1840005480 | [10 empty] | Windsor HeightsWV
Ambrose | Ambrose | GA | Georgia | 13069 | Coffee | 31.5944 | -83.0137 | 379 | 47 | polygon | FALSE | TRUE | America/New_York | 3 | 31512 | 1840013857 | [10 empty] | AmbroseGA
Bostic | Bostic | NC | North Carolina | 37161 | Rutherford | 35.3624 | -81.836 | 379 | 156 | polygon | FALSE | TRUE | America/New_York | 3 | 28018 | 1840015422 | [10 empty] | BosticNC
Altoona | Altoona | KS | Kansas | 20205 | Wilson | 37.525 | -95.6614 | 379 | 274 | polygon | FALSE | TRUE | America/Chicago | 3 | 66710 | 1840007588 | [10 empty] | AltoonaKS
Centerville | Centerville | CA | California | 6019 | Fresno | 36.7361 | -119.4961 | 379 | 18 | polygon | FALSE | FALSE | America/Los_Angeles | 3 | 93657 | 1840022563 | [10 empty] | CentervilleCA
Paguate | Paguate | NM | New Mexico | 35006 | Cibola | 35.1356 | -107.364 | 379 | 19 | polygon | FALSE | FALSE | America/Denver | 3 | 87040 | 1840019171 | [10 empty] | PaguateNM
Chamois | Chamois | MO | Missouri | 29151 | Osage | 38.6764 | -91.77 | 379 | 395 | polygon | FALSE | TRUE | America/Chicago | 3 | 65024 | 1840007476 | [10 empty] | ChamoisMO
Westphalia | Westphalia | MO | Missouri | 29151 | Osage | 38.4413 | -92.0005 | 379 | 275 | polygon | FALSE | TRUE | America/Chicago | 3 | 65085 65035 | 1840010771 | [10 empty] | WestphaliaMO
Emmons | Emmons | MN | Minnesota | 27047 | Freeborn | 43.5068 | -93.4851 | 379 | 178 | polygon | FALSE | TRUE | America/Chicago | 3 | 56029 | 1840007929 | [10 empty] | EmmonsMN
Clarksburg | Clarksburg | TN | Tennessee | 47017 | Carroll | 35.8668 | -88.3932 | 379 | 69 | polygon | FALSE | TRUE | America/Chicago | 3 | 38390 38344 | 1840016182 | [10 empty] | ClarksburgTN
Dearing | Dearing | KS | Kansas | 20125 | Montgomery | 37.0533 | -95.6953 | 379 | 96 | polygon | FALSE | TRUE | America/Chicago | 3 | 67340 67337 | 1840007620 | [10 empty] | DearingKS
Bunker | Bunker | MO | Missouri | 29179 | Reynolds | 37.4574 | -91.2121 | 379 | 220 | polygon | FALSE | TRUE | America/Chicago | 3 | 63629 | 1840007596 | [10 empty] | BunkerMO
Hydaburg | Hydaburg | AK | Alaska | 2198 | Prince of Wales-Hyder | 55.2061 | -132.8208 | 379 | 501 | polygon | FALSE | TRUE | America/Sitka | 3 | 99922 | 1840023521 | [10 empty] | HydaburgAK
Callery | Callery | PA | Pennsylvania | 42019 | Butler | 40.7393 | -80.038 | 379 | 272 | polygon | FALSE | TRUE | America/New_York | 3 | 16024 16033 | 1840000858 | [10 empty] | CalleryPA
Cantua Creek | Cantua Creek | CA | California | 6019 | Fresno | 36.5001 | -120.3164 | 379 | 38 | polygon | FALSE | FALSE | America/Los_Angeles | 3 | 93608 | 1840017631 | [10 empty] | Cantua CreekCA
Windthorst | Windthorst | TX | Texas | 48009 | Archer | 33.576 | -98.4348 | 379 | 58 | polygon | FALSE | TRUE | America/Chicago | 3 | 76389 | 1840022943 | [10 empty] | WindthorstTX
Bell | Bell | OK | Oklahoma | 40001 | Adair | 35.7544 | -94.5349 | 379 | 12 | polygon | FALSE | FALSE | America/Chicago | 3 | 74960 | 1840034510 | [10 empty] | BellOK
Alta | Alta | UT | Utah | 49035 | Salt Lake | 40.5818 | -111.6229 | 379 | 32 | polygon | FALSE | TRUE | America/Denver | 3 | 84092 | 1840021390 | [10 empty] | AltaUT
Kivalina | Kivalina | AK | Alaska | 2188 | Northwest Arctic | 67.733 | -164.5212 | 379 | 89 | polygon | FALSE | TRUE | America/Nome | 3 | 99750 | 1840023492 | [10 empty] | KivalinaAK
Almena | Almena | KS | Kansas | 20137 | Norton | 39.8912 | -99.7097 | 378 | 241 | polygon | FALSE | TRUE | America/Chicago | 3 | 67622 | 1840007290 | [10 empty] | AlmenaKS
Rutland | Rutland | OH | Ohio | 39105 | Meigs | 39.041 | -82.1279 | 378 | 176 | polygon | FALSE | TRUE | America/New_York | 3 | 45760 45775 | 1840012748 | [10 empty] | RutlandOH
Hato Arriba | Hato Arriba | PR | Puerto Rico | 72131 | San SebastiÃ¡n | 18.3503 | -67.0333 | 378 | 256 | polygon | FALSE | FALSE | America/Puerto_Rico | 3 | 685 | 1630023636 | [10 empty] | Hato ArribaPR
Indian Lake | Indian Lake | PA | Pennsylvania | 42111 | Somerset | 40.0446 | -78.8603 | 378 | 40 | polygon | FALSE | TRUE | America/New_York | 3 | 15563 15926 | 1840003738 | [10 empty] | Indian LakePA
Louviers | Louviers | CO | Colorado | 8035 | Douglas | 39.4799 | -105.0033 | 378 | 92 | polygon | FALSE | FALSE | America/Denver | 3 | 80125 80135 80131 | 1840017551 | [10 empty] | LouviersCO
Turkey | Turkey | TX | Texas | 48191 | Hall | 34.3939 | -100.8953 | 378 | 178 | polygon | FALSE | TRUE | America/Chicago | 3 | 79261 | 1840021883 | [10 empty] | TurkeyTX
Foyil | Foyil | OK | Oklahoma | 40131 | Rogers | 36.4309 | -95.5215 | 378 | 331 | polygon | FALSE | TRUE | America/Chicago | 3 | 74017 74031 | 1840021643 | [10 empty] | FoyilOK
Maddock | Maddock | ND | North Dakota | 38005 | Benson | 47.9624 | -99.5293 | 378 | 165 | polygon | FALSE | TRUE | America/Chicago | 3 | 58348 | 1840000091 | [10 empty] | MaddockND
North Woodstock | North Woodstock | NH | New Hampshire | 33009 | Grafton | 44.0364 | -71.6895 | 378 | 174 | polygon | FALSE | FALSE | America/New_York | 3 | 3262 | 1840026130 | [10 empty] | North WoodstockNH
Bennett | Bennett | IA | Iowa | 19031 | Cedar | 41.74 | -90.9734 | 378 | 704 | polygon | FALSE | TRUE | America/Chicago | 3 | 52721 | 1840007048 | [10 empty] | BennettIA
Montrose | Montrose | MO | Missouri | 29083 | Henry | 38.2586 | -93.9827 | 378 | 255 | polygon | FALSE | TRUE | America/Chicago | 3 | 64770 | 1840008644 | [10 empty] | MontroseMO
Soudan | Soudan | MN | Minnesota | 27137 | St. Louis | 47.813 | -92.2356 | 378 | 214 | polygon | FALSE | FALSE | America/Chicago | 3 | 55782 | 1840025244 | [10 empty] | SoudanMN
Bruni | Bruni | TX | Texas | 48479 | Webb | 27.4282 | -98.8321 | 378 | 111 | polygon | FALSE | FALSE | America/Chicago | 3 | 78344 | 1840018291 | [10 empty] | BruniTX
Otter Lake | Otter Lake | MI | Michigan | 26087 | Lapeer | 43.2138 | -83.4596 | 378 | 193 | polygon | FALSE | TRUE | America/Detroit | 3 | 48464 | 1840011003 | [10 empty] | Otter LakeMI
Bowerston | Bowerston | OH | Ohio | 39067 | Harrison | 40.4273 | -81.1874 | 378 | 288 | polygon | FALSE | TRUE | America/New_York | 3 | 44695 | 1840012212 | [10 empty] | BowerstonOH
Crenshaw | Crenshaw | PA | Pennsylvania | 42065 | Jefferson | 41.2487 | -78.7542 | 378 | 133 | polygon | FALSE | FALSE | America/New_York | 3 | 15824 | 1840026338 | [10 empty] | CrenshawPA
Fairview | Fairview | MO | Missouri | 29145 | Newton | 36.8172 | -94.0866 | 377 | 308 | polygon | FALSE | TRUE | America/Chicago | 3 | 64842 | 1840010890 | [10 empty] | FairviewMO
Orient | Orient | IA | Iowa | 19001 | Adair | 41.2033 | -94.4178 | 377 | 320 | polygon | FALSE | TRUE | America/Chicago | 3 | 50858 | 1840009297 | [10 empty] | OrientIA
Plymouth | Plymouth | NE | Nebraska | 31095 | Jefferson | 40.3023 | -96.9886 | 377 | 461 | polygon | FALSE | TRUE | America/Chicago | 3 | 68424 | 1840012289 | [10 empty] | PlymouthNE
Smithville Flats | Smithville Flats | NY | New York | 36017 | Chenango | 42.3943 | -75.8105 | 377 | 102 | polygon | FALSE | FALSE | America/New_York | 3 | 13841 13778 | 1840025491 | [10 empty] | Smithville FlatsNY
Dillard | Dillard | GA | Georgia | 13241 | Rabun | 34.9749 | -83.382 | 377 | 82 | polygon | FALSE | TRUE | America/New_York | 3 | 30537 | 1840014637 | [10 empty] | DillardGA
Bordelonville | Bordelonville | LA | Louisiana | 22009 | Avoyelles | 31.1011 | -91.9005 | 377 | 33 | polygon | FALSE | FALSE | America/Chicago | 3 | 71355 71320 | 1840025975 | [10 empty] | BordelonvilleLA
Williston | Williston | TN | Tennessee | 47047 | Fayette | 35.1585 | -89.3754 | 377 | 88 | polygon | FALSE | TRUE | America/Chicago | 3 | 38068 38076 | 1840015461 | [10 empty] | WillistonTN
Quenemo | Quenemo | KS | Kansas | 20139 | Osage | 38.5802 | -95.5267 | 377 | 327 | polygon | FALSE | TRUE | America/Chicago | 3 | 66528 | 1840009779 | [10 empty] | QuenemoKS
Middleport | Middleport | PA | Pennsylvania | 42107 | Schuylkill | 40.7278 | -76.0868 | 377 | 331 | polygon | FALSE | TRUE | America/New_York | 3 | 17953 | 1840002765 | [10 empty] | MiddleportPA
Big Springs | Big Springs | NE | Nebraska | 31049 | Deuel | 41.061 | -102.0745 | 377 | 328 | polygon | FALSE | TRUE | America/Denver | 3 | 69122 | 1840011731 | [10 empty] | Big SpringsNE
Garcon Point | Garcon Point | FL | Florida | 12113 | Santa Rosa | 30.4757 | -87.09 | 377 | 76 | polygon | FALSE | TRUE | America/Chicago | 3 | 32583 | 1840043092 | [10 empty] | Garcon PointFL
Carbon | Carbon | IN | Indiana | 18021 | Clay | 39.5993 | -87.1078 | 377 | 978 | polygon | FALSE | TRUE | America/Indiana/Indianapolis | 3 | 47837 | 1840009672 | [10 empty] | CarbonIN
Merigold | Merigold | MS | Mississippi | 28011 | Bolivar | 33.8392 | -90.7264 | 377 | 150 | polygon | FALSE | TRUE | America/Chicago | 3 | 38759 | 1840016745 | [10 empty] | MerigoldMS
Centralhatchee | Centralhatchee | GA | Georgia | 13149 | Heard | 33.3688 | -85.1037 | 377 | 44 | polygon | FALSE | TRUE | America/New_York | 3 | 30217 | 1840016876 | [10 empty] | CentralhatcheeGA
Peavine | Peavine | OK | Oklahoma | 40001 | Adair | 35.8903 | -94.6064 | 377 | 15 | polygon | FALSE | FALSE | America/Chicago | 3 | 74960 | 1840034646 | [10 empty] | PeavineOK
East New Market | East New Market | MD | Maryland | 24019 | Dorchester | 38.597 | -75.9233 | 377 | 364 | polygon | FALSE | TRUE | America/New_York | 3 | 21631 | 1840006161 | [10 empty] | East New MarketMD
Colesburg | Colesburg | IA | Iowa | 19055 | Delaware | 42.6387 | -91.201 | 377 | 501 | polygon | FALSE | TRUE | America/Chicago | 3 | 52035 | 1840006933 | [10 empty] | ColesburgIA
Fountain Springs | Fountain Springs | PA | Pennsylvania | 42107 | Schuylkill | 40.7722 | -76.3284 | 377 | 259 | polygon | FALSE | FALSE | America/New_York | 3 | 17921 | 1840034975 | [10 empty] | Fountain SpringsPA
Grover Hill | Grover Hill | OH | Ohio | 39125 | Paulding | 41.019 | -84.4775 | 376 | 525 | polygon | FALSE | TRUE | America/New_York | 3 | 45849 | 1840011722 | [10 empty] | Grover HillOH
Empire | Empire | MI | Michigan | 26089 | Leelanau | 44.8126 | -86.0594 | 376 | 141 | polygon | FALSE | TRUE | America/Detroit | 3 | 49630 | 1840013139 | [10 empty] | EmpireMI
Tazlina | Tazlina | AK | Alaska | 2261 | Valdez-Cordova | 62.0536 | -145.4362 | 376 | 17 | polygon | FALSE | FALSE | America/Anchorage | 3 | 99588 99573 | 1840023588 | [10 empty] | TazlinaAK
Jenkinsburg | Jenkinsburg | GA | Georgia | 13035 | Butts | 33.3225 | -84.0388 | 376 | 111 | polygon | FALSE | TRUE | America/New_York | 3 | 30234 | 1840016872 | [10 empty] | JenkinsburgGA
Loomis | Loomis | NE | Nebraska | 31137 | Phelps | 40.4786 | -99.5077 | 376 | 440 | polygon | FALSE | TRUE | America/Chicago | 3 | 68958 | 1840012077 | [10 empty] | LoomisNE
Newtonsville | Newtonsville | OH | Ohio | 39025 | Clermont | 39.1809 | -84.0895 | 376 | 764 | polygon | FALSE | FALSE | America/New_York | 3 | 45103 45158 | 1840012710 | [10 empty] | NewtonsvilleOH
North Hodge | North Hodge | LA | Louisiana | 22049 | Jackson | 32.2845 | -92.7171 | 376 | 214 | polygon | FALSE | TRUE | America/Chicago | 3 | 71268 71247 | 1840018114 | [10 empty] | North HodgeLA
Westover | Westover | PA | Pennsylvania | 42033 | Clearfield | 40.7465 | -78.6822 | 376 | 53 | polygon | FALSE | TRUE | America/New_York | 3 | 16692 | 1840003506 | [10 empty] | WestoverPA
Hermleigh | Hermleigh | TX | Texas | 48415 | Scurry | 32.6365 | -100.7523 | 376 | 16 | polygon | FALSE | FALSE | America/Chicago | 3 | 79526 | 1840020928 | [10 empty] | HermleighTX
London Mills | London Mills | IL | Illinois | 17057 | Fulton | 40.7106 | -90.2661 | 376 | 212 | polygon | FALSE | TRUE | America/Chicago | 3 | 61544 | 1840012011 | [10 empty] | London MillsIL
Bandana | Bandana | KY | Kentucky | 21007 | Ballard | 37.1447 | -88.9418 | 376 | 76 | polygon | FALSE | FALSE | America/Chicago | 3 | 42022 42056 42053 | 1840026878 | [10 empty] | BandanaKY
Empire | Empire | GA | Georgia | 13091 | Dodge | 32.3394 | -83.295 | 376 | 63 | polygon | FALSE | FALSE | America/New_York | 3 | 31014 | 1840025914 | [10 empty] | EmpireGA
Macks Creek | Macks Creek | MO | Missouri | 29029 | Camden | 37.9667 | -92.9666 | 376 | 98 | polygon | FALSE | FALSE | America/Chicago | 3 | 65786 | 1840009752 | [10 empty] | Macks CreekMO
Whittemore | Whittemore | MI | Michigan | 26069 | Iosco | 44.2337 | -83.8033 | 375 | 141 | polygon | FALSE | TRUE | America/Detroit | 3 | 48770 | 1840000316 | [10 empty] | WhittemoreMI
Alexander | Alexander | ND | North Dakota | 38053 | McKenzie | 47.8393 | -103.6426 | 375 | 116 | polygon | FALSE | TRUE | America/Chicago | 3 | 58831 | 1840000108 | [10 empty] | AlexanderND
Adelphi | Adelphi | OH | Ohio | 39141 | Ross | 39.4647 | -82.7456 | 375 | 528 | polygon | FALSE | TRUE | America/New_York | 3 | 43101 | 1840010653 | [10 empty] | AdelphiOH
Vintondale | Vintondale | PA | Pennsylvania | 42021 | Cambria | 40.4795 | -78.9114 | 375 | 308 | polygon | FALSE | TRUE | America/New_York | 3 | 15961 | 1840001127 | [10 empty] | VintondalePA
Wenden | Wenden | AZ | Arizona | 4012 | La Paz | 33.8324 | -113.5433 | 375 | 9 | polygon | FALSE | FALSE | America/Phoenix | 3 | 85357 | 1840019270 | [10 empty] | WendenAZ
San Patricio | San Patricio | TX | Texas | 48409 | San Patricio | 27.9772 | -97.7766 | 375 | 37 | polygon | FALSE | TRUE | America/Chicago | 3 | 78368 | 1840022250 | [10 empty] | San PatricioTX
Trenton | Trenton | KY | Kentucky | 21219 | Todd | 36.7224 | -87.2626 | 375 | 255 | polygon | FALSE | TRUE | America/Chicago | 3 | 42286 | 1840015263 | [10 empty] | TrentonKY
Sparkman | Sparkman | AR | Arkansas | 5039 | Dallas | 33.9171 | -92.85 | 375 | 112 | polygon | FALSE | TRUE | America/Chicago | 3 | 71763 | 1840015619 | [10 empty] | SparkmanAR
Hamilton | Hamilton | MS | Mississippi | 28095 | Monroe | 33.746 | -88.4095 | 375 | 45 | polygon | FALSE | FALSE | America/Chicago | 3 | 39746 | 1840025864 | [10 empty] | HamiltonMS
Hanska | Hanska | MN | Minnesota | 27015 | Brown | 44.1487 | -94.4945 | 375 | 587 | polygon | FALSE | TRUE | America/Chicago | 3 | 56041 | 1840006792 | [10 empty] | HanskaMN
Rhine | Rhine | GA | Georgia | 13091 | Dodge | 31.9891 | -83.2 | 375 | 46 | polygon | FALSE | TRUE | America/New_York | 3 | 31077 | 1840018116 | [10 empty] | RhineGA
Akron | Akron | MI | Michigan | 26157 | Tuscola | 43.5667 | -83.5143 | 375 | 153 | polygon | FALSE | TRUE | America/Detroit | 3 | 48701 | 1840010050 | [10 empty] | AkronMI
Melvern | Melvern | KS | Kansas | 20139 | Osage | 38.5073 | -95.6378 | 374 | 405 | polygon | FALSE | TRUE | America/Chicago | 3 | 66510 | 1840008605 | [10 empty] | MelvernKS
Watauga | Watauga | TN | Tennessee | 47019 | Carter | 36.3688 | -82.2919 | 374 | 163 | polygon | FALSE | TRUE | America/New_York | 3 | 37694 | 1840015278 | [10 empty] | WataugaTN
Forest Hills | Forest Hills | NC | North Carolina | 37099 | Jackson | 35.2958 | -83.1954 | 374 | 291 | polygon | FALSE | TRUE | America/New_York | 3 | 28723 | 1840001769 | [10 empty] | Forest HillsNC
Mondamin | Mondamin | IA | Iowa | 19085 | Harrison | 41.7101 | -96.0215 | 374 | 320 | polygon | FALSE | TRUE | America/Chicago | 3 | 51557 | 1840008153 | [10 empty] | MondaminIA
Stirling City | Stirling City | CA | California | 6007 | Butte | 39.9065 | -121.5361 | 374 | 122 | polygon | FALSE | FALSE | America/Los_Angeles | 3 | 95954 | 1840025574 | [10 empty] | Stirling CityCA
Vienna | Vienna | LA | Louisiana | 22061 | Lincoln | 32.6093 | -92.6481 | 374 | 41 | polygon | FALSE | TRUE | America/Chicago | 3 | 71235 71270 | 1840016968 | [10 empty] | ViennaLA
Tibes | Tibes | PR | Puerto Rico | 72113 | Ponce | 18.0907 | -66.6323 | 374 | 306 | polygon | FALSE | TRUE | America/Puerto_Rico | 3 | 731 | 1630025231 | [10 empty] | TibesPR
Ogilvie | Ogilvie | MN | Minnesota | 27065 | Kanabec | 45.829 | -93.4221 | 374 | 141 | polygon | FALSE | TRUE | America/Chicago | 3 | 56358 | 1840007764 | [10 empty] | OgilvieMN
Laguna Seca | Laguna Seca | TX | Texas | 48215 | Hidalgo | 26.2793 | -97.9262 | 374 | 63 | polygon | FALSE | FALSE | America/Chicago | 3 | 78570 78562 | 1840036718 | [10 empty] | Laguna SecaTX
Bowers | Bowers | DE | Delaware | 10001 | Kent | 39.0602 | -75.4021 | 374 | 463 | polygon | FALSE | TRUE | America/New_York | 3 | 19946 | 1840073749 | [10 empty] | BowersDE
Morton | Morton | MN | Minnesota | 27129 | Renville | 44.5534 | -94.985 | 374 | 119 | polygon | FALSE | TRUE | America/Chicago | 3 | 56270 | 1840007862 | [10 empty] | MortonMN
Medicine Lake | Medicine Lake | MN | Minnesota | 27053 | Hennepin | 44.9998 | -93.4199 | 374 | 837 | polygon | FALSE | TRUE | America/Chicago | 3 | 55441 | 1840007826 | [10 empty] | Medicine LakeMN
Barrville | Barrville | PA | Pennsylvania | 42087 | Mifflin | 40.6663 | -77.6831 | 374 | 204 | polygon | FALSE | FALSE | America/New_York | 3 | 17084 | 1840034858 | [10 empty] | BarrvillePA
Between | Between | GA | Georgia | 13297 | Walton | 33.8177 | -83.8043 | 373 | 121 | polygon | FALSE | TRUE | America/New_York | 3 | 30656 30655 | 1840015657 | [10 empty] | BetweenGA
Cove | Cove | AR | Arkansas | 5113 | Polk | 34.4366 | -94.416 | 373 | 90 | polygon | FALSE | TRUE | America/Chicago | 3 | 71937 | 1840016606 | [10 empty] | CoveAR
Eustis | Eustis | NE | Nebraska | 31063 | Frontier | 40.6645 | -100.0296 | 373 | 340 | polygon | FALSE | TRUE | America/Chicago | 3 | 69028 | 1840012032 | [10 empty] | EustisNE
Letts | Letts | IA | Iowa | 19115 | Louisa | 41.3299 | -91.2356 | 373 | 245 | polygon | FALSE | TRUE | America/Chicago | 3 | 52754 | 1840008249 | [10 empty] | LettsIA
West Falls | West Falls | PA | Pennsylvania | 42131 | Wyoming | 41.453 | -75.8605 | 373 | 133 | polygon | FALSE | FALSE | America/New_York | 3 | 18615 | 1840035321 | [10 empty] | West FallsPA
Deweyville | Deweyville | UT | Utah | 49003 | Box Elder | 41.693 | -112.0883 | 373 | 22 | polygon | FALSE | TRUE | America/Denver | 3 | 84309 | 1840021328 | [10 empty] | DeweyvilleUT
Gilbertsville | Gilbertsville | NY | New York | 36077 | Otsego | 42.4694 | -75.3226 | 373 | 143 | polygon | FALSE | TRUE | America/New_York | 3 | 13776 | 1840004452 | [10 empty] | GilbertsvilleNY
Tehama | Tehama | CA | California | 6103 | Tehama | 40.0218 | -122.1269 | 373 | 181 | polygon | FALSE | TRUE | America/Los_Angeles | 3 | 96090 | 1840021411 | [10 empty] | TehamaCA
Smithton | Smithton | PA | Pennsylvania | 42129 | Westmoreland | 40.1538 | -79.7424 | 373 | 1409 | polygon | FALSE | TRUE | America/New_York | 3 | 15479 | 1840001159 | [10 empty] | SmithtonPA
Wales | Wales | UT | Utah | 49039 | Sanpete | 39.4853 | -111.636 | 373 | 362 | polygon | FALSE | TRUE | America/Denver | 3 | 84667 | 1840022444 | [10 empty] | WalesUT
Pine Point | Pine Point | MN | Minnesota | 27005 | Becker | 46.9889 | -95.3883 | 373 | 40 | polygon | FALSE | FALSE | America/Chicago | 3 | 56575 | 1840004001 | [10 empty] | Pine PointMN
Grays Prairie | Grays Prairie | TX | Texas | 48257 | Kaufman | 32.4734 | -96.3502 | 372 | 117 | polygon | FALSE | TRUE | America/Chicago | 3 | 75158 | 1840023038 | [10 empty] | Grays PrairieTX
Mound Valley | Mound Valley | KS | Kansas | 20099 | Labette | 37.2071 | -95.4048 | 372 | 223 | polygon | FALSE | TRUE | America/Chicago | 3 | 67354 | 1840008766 | [10 empty] | Mound ValleyKS
Ekalaka | Ekalaka | MT | Montana | 30011 | Carter | 45.8897 | -104.5506 | 372 | 139 | polygon | FALSE | TRUE | America/Denver | 3 | 59324 | 1840021188 | [10 empty] | EkalakaMT
Rennert | Rennert | NC | North Carolina | 37155 | Robeson | 34.8141 | -79.0791 | 372 | 130 | polygon | FALSE | TRUE | America/New_York | 3 | 28386 | 1840017908 | [10 empty] | RennertNC
Optima | Optima | OK | Oklahoma | 40139 | Texas | 36.762 | -101.3497 | 372 | 328 | polygon | FALSE | TRUE | America/Chicago | 3 | 73942 73945 | 1840022635 | [10 empty] | OptimaOK
Chacra | Chacra | CO | Colorado | 8045 | Garfield | 39.577 | -107.4509 | 372 | 151 | polygon | FALSE | FALSE | America/Denver | 3 | 81601 | 1840024361 | [10 empty] | ChacraCO
Coyle | Coyle | OK | Oklahoma | 40083 | Logan | 35.9538 | -97.2388 | 372 | 185 | polygon | FALSE | TRUE | America/Chicago | 3 | 73027 | 1840021682 | [10 empty] | CoyleOK
Columbus City | Columbus City | IA | Iowa | 19115 | Louisa | 41.2594 | -91.3746 | 372 | 601 | polygon | FALSE | TRUE | America/Chicago | 3 | 52737 | 1840007134 | [10 empty] | Columbus CityIA
Rivergrove | Rivergrove | OR | Oregon | 41005 | Clackamas | 45.385 | -122.7329 | 372 | 846 | polygon | FALSE | TRUE | America/Los_Angeles | 3 | 97062 97035 | 1840019951 | [10 empty] | RivergroveOR
Ewing | Ewing | NE | Nebraska | 31089 | Holt | 42.2594 | -98.3438 | 372 | 322 | polygon | FALSE | TRUE | America/Chicago | 3 | 68735 | 1840011046 | [10 empty] | EwingNE
Bonney | Bonney | TX | Texas | 48039 | Brazoria | 29.3013 | -95.4508 | 372 | 73 | polygon | FALSE | TRUE | America/Chicago | 3 | 77583 | 1840023160 | [10 empty] | BonneyTX
Pinos Altos | Pinos Altos | NM | New Mexico | 35017 | Grant | 32.8665 | -108.2221 | 372 | 189 | polygon | FALSE | FALSE | America/Denver | 3 | 88061 88053 | 1840025075 | [10 empty] | Pinos AltosNM
Barwick | Barwick | GA | Georgia | 13275 | Thomas | 30.8933 | -83.7391 | 372 | 200 | polygon | FALSE | TRUE | America/New_York | 3 | 31720 | 1840013901 | [10 empty] | BarwickGA
Farnham | Farnham | NY | New York | 36029 | Erie | 42.5951 | -79.0809 | 371 | 118 | polygon | FALSE | TRUE | America/New_York | 3 | 14061 14081 | 1840004384 | [10 empty] | FarnhamNY
Turon | Turon | KS | Kansas | 20155 | Reno | 37.8075 | -98.4277 | 371 | 321 | polygon | FALSE | TRUE | America/Chicago | 3 | 67583 | 1840010831 | [10 empty] | TuronKS
Berrysburg | Berrysburg | PA | Pennsylvania | 42043 | Dauphin | 40.6029 | -76.8102 | 371 | 236 | polygon | FALSE | TRUE | America/New_York | 3 | 17005 | 1840001283 | [10 empty] | BerrysburgPA
Beaverdam | Beaverdam | OH | Ohio | 39003 | Allen | 40.8328 | -83.974 | 371 | 227 | polygon | FALSE | TRUE | America/New_York | 3 | 45808 45830 | 1840011950 | [10 empty] | BeaverdamOH
Gordonville | Gordonville | MO | Missouri | 29031 | Cape Girardeau | 37.3111 | -89.6739 | 371 | 183 | polygon | FALSE | TRUE | America/Chicago | 3 | 63701 63752 | 1840012997 | [10 empty] | GordonvilleMO
Spring Ridge | Spring Ridge | FL | Florida | 12041 | Gilchrist | 29.8218 | -82.7245 | 371 | 44 | polygon | FALSE | TRUE | America/New_York | 3 | 32643 | 1840042894 | [10 empty] | Spring RidgeFL
Gowen | Gowen | OK | Oklahoma | 40077 | Latimer | 34.8781 | -95.4742 | 371 | 40 | polygon | FALSE | FALSE | America/Chicago | 3 | 74578 74545 | 1840034446 | [10 empty] | GowenOK
Leslie | Leslie | GA | Georgia | 13261 | Sumter | 31.9545 | -84.0864 | 371 | 80 | polygon | FALSE | TRUE | America/New_York | 3 | 31764 | 1840014919 | [10 empty] | LeslieGA
Orleans | Orleans | NE | Nebraska | 31083 | Harlan | 40.1318 | -99.4549 | 371 | 238 | polygon | FALSE | TRUE | America/Chicago | 3 | 68966 | 1840012302 | [10 empty] | OrleansNE
Elberta | Elberta | MI | Michigan | 26019 | Benzie | 44.6209 | -86.231 | 371 | 190 | polygon | FALSE | TRUE | America/Detroit | 3 | 49628 | 1840010934 | [10 empty] | ElbertaMI
Sulphur Springs | Sulphur Springs | IN | Indiana | 18065 | Henry | 39.9989 | -85.4391 | 371 | 203 | polygon | FALSE | TRUE | America/Indiana/Indianapolis | 3 | 47388 47356 | 1840010536 | [10 empty] | Sulphur SpringsIN
Maytown | Maytown | AL | Alabama | 1073 | Jefferson | 33.5489 | -86.9999 | 371 | 53 | polygon | FALSE | TRUE | America/Chicago | 3 | 35005 35118 | 1840016800 | [10 empty] | MaytownAL
Hartford | Hartford | KS | Kansas | 20111 | Lyon | 38.3084 | -95.9566 | 371 | 361 | polygon | FALSE | TRUE | America/Chicago | 3 | 66854 | 1840007471 | [10 empty] | HartfordKS
Virginville | Virginville | PA | Pennsylvania | 42011 | Berks | 40.5191 | -75.8638 | 371 | 126 | polygon | FALSE | FALSE | America/New_York | 3 | 19526 19530 19564 | 1840035240 | [10 empty] | VirginvillePA
Seventh Mountain | Seventh Mountain | OR | Oregon | 41017 | Deschutes | 44.005 | -121.3825 | 371 | 74 | polygon | FALSE | TRUE | America/Los_Angeles | 3 | 97702 | 1840040438 | [10 empty] | Seventh MountainOR
Draper | Draper | VA | Virginia | 51155 | Pulaski | 37.0012 | -80.7373 | 371 | 66 | polygon | FALSE | FALSE | America/New_York | 3 | 24324 | 1840024801 | [10 empty] | DraperVA
Meridian | Meridian | CA | California | 6101 | Sutter | 39.1404 | -121.9079 | 371 | 27 | polygon | FALSE | FALSE | America/Los_Angeles | 3 | 95957 | 1840024523 | [10 empty] | MeridianCA
Dustin | Dustin | OK | Oklahoma | 40063 | Hughes | 35.2712 | -96.032 | 370 | 241 | polygon | FALSE | TRUE | America/Chicago | 3 | 74839 | 1840021817 | [10 empty] | DustinOK
Ringsted | Ringsted | IA | Iowa | 19063 | Emmet | 43.295 | -94.5068 | 370 | 132 | polygon | FALSE | TRUE | America/Chicago | 3 | 50578 | 1840009027 | [10 empty] | RingstedIA
Gilgo | Gilgo | NY | New York | 36103 | Suffolk | 40.6377 | -73.3788 | 370 | 28 | polygon | FALSE | TRUE | America/New_York | 3 | 11702 | 1840040241 | [10 empty] | GilgoNY
Hamilton | Hamilton | NC | North Carolina | 37117 | Martin | 35.9443 | -77.2067 | 370 | 288 | polygon | FALSE | TRUE | America/New_York | 3 | 27840 | 1840016204 | [10 empty] | HamiltonNC
Lakeview | Lakeview | NE | Nebraska | 31141 | Platte | 41.4998 | -97.3775 | 370 | 234 | polygon | FALSE | TRUE | America/Chicago | 3 | 68601 | 1840042682 | [10 empty] | LakeviewNE
Napakiak | Napakiak | AK | Alaska | 2050 | Bethel | 60.6923 | -161.9822 | 370 | 71 | polygon | FALSE | TRUE | America/Anchorage | 3 | 99634 | 1840023361 | [10 empty] | NapakiakAK
Embarrass | Embarrass | WI | Wisconsin | 55135 | Waupaca | 44.6685 | -88.7037 | 370 | 121 | polygon | FALSE | TRUE | America/Chicago | 3 | 54929 54933 | 1840000310 | [10 empty] | EmbarrassWI
Henderson | Henderson | MI | Michigan | 26155 | Shiawassee | 43.0872 | -84.1933 | 370 | 39 | polygon | FALSE | FALSE | America/Detroit | 3 | 48841 48867 | 1840025452 | [10 empty] | HendersonMI
Zihlman | Zihlman | MD | Maryland | 24001 | Allegany | 39.6741 | -78.913 | 369 | 95 | polygon | FALSE | FALSE | America/New_York | 3 | 21532 | 1840024439 | [10 empty] | ZihlmanMD
Manvel | Manvel | ND | North Dakota | 38035 | Grand Forks | 48.0727 | -97.1779 | 369 | 498 | polygon | FALSE | TRUE | America/Chicago | 3 | 58256 | 1840000104 | [10 empty] | ManvelND
Fairfield | Fairfield | NE | Nebraska | 31035 | Clay | 40.4323 | -98.1033 | 369 | 197 | polygon | FALSE | TRUE | America/Chicago | 3 | 68938 | 1840008336 | [10 empty] | FairfieldNE
Hustonville | Hustonville | KY | Kentucky | 21137 | Lincoln | 37.4784 | -84.815 | 369 | 193 | polygon | FALSE | TRUE | America/New_York | 3 | 40437 | 1840014363 | [10 empty] | HustonvilleKY
Redford | Redford | NY | New York | 36019 | Clinton | 44.6063 | -73.8113 | 369 | 105 | polygon | FALSE | FALSE | America/New_York | 3 | 12978 12981 | 1840004040 | [10 empty] | RedfordNY
White Lake | White Lake | SD | South Dakota | 46003 | Aurora | 43.7283 | -98.712 | 369 | 351 | polygon | FALSE | TRUE | America/Chicago | 3 | 57383 | 1840002614 | [10 empty] | White LakeSD
Buffalo | Buffalo | SD | South Dakota | 46063 | Harding | 45.5864 | -103.5435 | 369 | 257 | polygon | FALSE | TRUE | America/Denver | 3 | 57720 | 1840002018 | [10 empty] | BuffaloSD
Cofield | Cofield | NC | North Carolina | 37091 | Hertford | 36.3567 | -76.9105 | 369 | 45 | polygon | FALSE | TRUE | America/New_York | 3 | 27922 | 1840017704 | [10 empty] | CofieldNC
Hickory Hills | Hickory Hills | PA | Pennsylvania | 42079 | Luzerne | 41.0347 | -75.8221 | 369 | 101 | polygon | FALSE | FALSE | America/New_York | 3 | 18244 18661 | 1840035387 | [10 empty] | Hickory HillsPA
Nickerson | Nickerson | NE | Nebraska | 31053 | Dodge | 41.5349 | -96.4709 | 369 | 375 | polygon | FALSE | TRUE | America/Chicago | 3 | 68044 | 1840011459 | [10 empty] | NickersonNE
Duncan | Duncan | NE | Nebraska | 31141 | Platte | 41.3901 | -97.4934 | 369 | 342 | polygon | FALSE | TRUE | America/Chicago | 3 | 68634 | 1840011453 | [10 empty] | DuncanNE
Pomona | Pomona | MO | Missouri | 29091 | Howell | 36.8671 | -91.9134 | 369 | 39 | polygon | FALSE | FALSE | America/Chicago | 3 | 65789 | 1840025742 | [10 empty] | PomonaMO
Declo | Declo | ID | Idaho | 16031 | Cassia | 42.5197 | -113.6287 | 369 | 514 | polygon | FALSE | TRUE | America/Boise | 3 | 83323 | 1840018684 | [10 empty] | DecloID
Abbott | Abbott | TX | Texas | 48217 | Hill | 31.8869 | -97.08 | 369 | 240 | polygon | FALSE | TRUE | America/Chicago | 3 | 76621 | 1840019506 | [10 empty] | AbbottTX
Samak | Samak | UT | Utah | 49043 | Summit | 40.6318 | -111.2244 | 369 | 30 | polygon | FALSE | FALSE | America/Denver | 3 | 84036 | 1840018722 | [10 empty] | SamakUT
Bell Arthur | Bell Arthur | NC | North Carolina | 37147 | Pitt | 35.5912 | -77.5127 | 369 | 76 | polygon | FALSE | FALSE | America/New_York | 3 | 27828 27834 | 1840024929 | [10 empty] | Bell ArthurNC
Mount Charleston | Mount Charleston | NV | Nevada | 32003 | Clark | 36.2625 | -115.6138 | 369 | 4 | polygon | FALSE | FALSE | America/Los_Angeles | 3 | 89124 | 1840019025 | [10 empty] | Mount CharlestonNV
Crucible | Crucible | PA | Pennsylvania | 42059 | Greene | 39.9479 | -79.9657 | 369 | 123 | polygon | FALSE | FALSE | America/New_York | 3 | 15325 15357 | 1840026587 | [10 empty] | CruciblePA
Blanket | Blanket | TX | Texas | 48049 | Brown | 31.8249 | -98.7895 | 368 | 231 | polygon | FALSE | TRUE | America/Chicago | 3 | 76432 | 1840022133 | [10 empty] | BlanketTX
Seama | Seama | NM | New Mexico | 35006 | Cibola | 35.0441 | -107.5271 | 368 | 22 | polygon | FALSE | FALSE | America/Denver | 3 | 87007 | 1840019174 | [10 empty] | SeamaNM
Deer Park | Deer Park | MD | Maryland | 24023 | Garrett | 39.424 | -79.326 | 368 | 142 | polygon | FALSE | TRUE | America/New_York | 3 | 21550 | 1840005631 | [10 empty] | Deer ParkMD
Clover | Clover | VA | Virginia | 51083 | Halifax | 36.839 | -78.7284 | 368 | 20 | polygon | FALSE | FALSE | America/New_York | 3 | 23962 24534 | 1840024810 | [10 empty] | CloverVA
Holcomb | Holcomb | MS | Mississippi | 28043 | Grenada | 33.7643 | -89.9732 | 368 | 29 | polygon | FALSE | FALSE | America/Chicago | 3 | 38940 | 1840025874 | [10 empty] | HolcombMS
Mount Aetna | Mount Aetna | PA | Pennsylvania | 42011 | Berks | 40.4207 | -76.2965 | 368 | 287 | polygon | FALSE | FALSE | America/New_York | 3 | 19544 17067 | 1840026452 | [10 empty] | Mount AetnaPA
St. Maurice | St. Maurice | LA | Louisiana | 22127 | Winn | 31.7613 | -92.9389 | 368 | 21 | polygon | FALSE | FALSE | America/Chicago | 3 | 71457 71454 71471 | 1840025927 | [10 empty] | St. MauriceLA
Mentone | Mentone | AL | Alabama | 1049 | DeKalb | 34.5663 | -85.5842 | 368 | 30 | polygon | FALSE | TRUE | America/Chicago | 3 | 35984 | 1840016552 | [10 empty] | MentoneAL
North Miami | North Miami | OK | Oklahoma | 40115 | Ottawa | 36.92 | -94.8797 | 368 | 732 | polygon | FALSE | TRUE | America/Chicago | 3 | 74358 74354 | 1840022610 | [10 empty] | North MiamiOK
Donahue | Donahue | IA | Iowa | 19163 | Scott | 41.6915 | -90.6746 | 368 | 400 | polygon | FALSE | TRUE | America/Chicago | 3 | 52746 | 1840007083 | [10 empty] | DonahueIA
St. Petersburg | St. Petersburg | PA | Pennsylvania | 42031 | Clarion | 41.161 | -79.6545 | 368 | 445 | polygon | FALSE | TRUE | America/New_York | 3 | 16054 | 1840003461 | [10 empty] | St. PetersburgPA
Davenport | Davenport | CA | California | 6087 | Santa Cruz | 37.0176 | -122.1882 | 368 | 50 | polygon | FALSE | FALSE | America/Los_Angeles | 3 | 95017 | 1840022570 | [10 empty] | DavenportCA
Round Lake | Round Lake | MN | Minnesota | 27105 | Nobles | 43.5372 | -95.4705 | 368 | 206 | polygon | FALSE | TRUE | America/Chicago | 3 | 56167 | 1840008999 | [10 empty] | Round LakeMN
Xenia | Xenia | IL | Illinois | 17025 | Clay | 38.6373 | -88.6375 | 368 | 288 | polygon | FALSE | TRUE | America/Chicago | 3 | 62899 | 1840012813 | [10 empty] | XeniaIL
Bear Lake | Bear Lake | MI | Michigan | 26079 | Kalkaska | 44.7182 | -84.9486 | 368 | 24 | polygon | FALSE | TRUE | America/Detroit | 3 | 49646 | 1840148387 | [10 empty] | Bear LakeMI
Carp Lake | Carp Lake | MI | Michigan | 26047 | Emmet | 45.689 | -84.7582 | 368 | 69 | polygon | FALSE | FALSE | America/Detroit | 3 | 49755 49718 | 1840025183 | [10 empty] | Carp LakeMI
Snover | Snover | MI | Michigan | 26151 | Sanilac | 43.4653 | -82.9709 | 368 | 20 | polygon | FALSE | FALSE | America/Detroit | 3 | 48472 | 1840025432 | [10 empty] | SnoverMI
Goshen | Goshen | VA | Virginia | 51163 | Rockbridge | 37.9901 | -79.5067 | 368 | 82 | polygon | FALSE | TRUE | America/New_York | 3 | 24439 | 1840006316 | [10 empty] | GoshenVA
Holy Cross | Holy Cross | IA | Iowa | 19061 | Dubuque | 42.6011 | -90.996 | 368 | 433 | polygon | FALSE | TRUE | America/Chicago | 3 | 52053 | 1840006932 | [10 empty] | Holy CrossIA
Sparland | Sparland | IL | Illinois | 17123 | Marshall | 41.0295 | -89.4411 | 367 | 247 | polygon | FALSE | TRUE | America/Chicago | 3 | 61565 | 1840011773 | [10 empty] | SparlandIL
Grand Rivers | Grand Rivers | KY | Kentucky | 21139 | Livingston | 37.005 | -88.233 | 367 | 76 | polygon | FALSE | TRUE | America/Chicago | 3 | 42045 | 1840013247 | [10 empty] | Grand RiversKY
Kaw City | Kaw City | OK | Oklahoma | 40071 | Kay | 36.7682 | -96.8629 | 367 | 53 | polygon | FALSE | TRUE | America/Chicago | 3 | 74641 | 1840018981 | [10 empty] | Kaw CityOK
Bronwood | Bronwood | GA | Georgia | 13273 | Terrell | 31.8306 | -84.3643 | 367 | 179 | polygon | FALSE | TRUE | America/New_York | 3 | 39842 39826 | 1840015850 | [10 empty] | BronwoodGA
Ages | Ages | KY | Kentucky | 21095 | Harlan | 36.8569 | -83.2426 | 367 | 254 | polygon | FALSE | FALSE | America/New_York | 3 | 40801 | 1840030359 | [10 empty] | AgesKY
Boone | Boone | CO | Colorado | 8101 | Pueblo | 38.2494 | -104.258 | 367 | 374 | polygon | FALSE | TRUE | America/Denver | 3 | 81025 | 1840021500 | [10 empty] | BooneCO
Giltner | Giltner | NE | Nebraska | 31081 | Hamilton | 40.775 | -98.1537 | 367 | 365 | polygon | FALSE | TRUE | America/Chicago | 3 | 68841 | 1840011734 | [10 empty] | GiltnerNE
Friendship | Friendship | OH | Ohio | 39145 | Scioto | 38.698 | -83.1004 | 367 | 121 | polygon | FALSE | FALSE | America/New_York | 3 | 45630 45663 45684 | 1840026701 | [10 empty] | FriendshipOH
Bagley | Bagley | WI | Wisconsin | 55043 | Grant | 42.9015 | -91.0971 | 367 | 197 | polygon | FALSE | TRUE | America/Chicago | 3 | 53801 | 1840002964 | [10 empty] | BagleyWI
Arenzville | Arenzville | IL | Illinois | 17017 | Cass | 39.8805 | -90.3706 | 367 | 184 | polygon | FALSE | TRUE | America/Chicago | 3 | 62611 | 1840012414 | [10 empty] | ArenzvilleIL
Bud | Bud | WV | West Virginia | 54109 | Wyoming | 37.5329 | -81.3821 | 367 | 45 | polygon | FALSE | FALSE | America/New_York | 3 | 25882 24716 24726 | 1840025718 | [10 empty] | BudWV
Madison | Madison | PA | Pennsylvania | 42129 | Westmoreland | 40.2456 | -79.6748 | 367 | 324 | polygon | FALSE | TRUE | America/New_York | 3 | 15663 | 1840001144 | [10 empty] | MadisonPA
Belgium | Belgium | IL | Illinois | 17183 | Vermilion | 40.0607 | -87.6328 | 367 | 326 | polygon | FALSE | TRUE | America/Chicago | 3 | 61883 | 1840012175 | [10 empty] | BelgiumIL
Mexico | Mexico | PA | Pennsylvania | 42067 | Juniata | 40.5416 | -77.3582 | 367 | 130 | polygon | FALSE | FALSE | America/New_York | 3 | 17056 17059 | 1840005384 | [10 empty] | MexicoPA
Lakeridge | Lakeridge | NV | Nevada | 32005 | Douglas | 39.0382 | -119.9397 | 367 | 97 | polygon | FALSE | FALSE | America/Los_Angeles | 3 | 89413 | 1840024557 | [10 empty] | LakeridgeNV
Fairmount | Fairmount | MD | Maryland | 24039 | Somerset | 38.1016 | -75.8074 | 367 | 11 | polygon | FALSE | FALSE | America/New_York | 3 | 21871 21867 | 1840001668 | [10 empty] | FairmountMD
Dalton | Dalton | NY | New York | 36051 | Livingston | 42.5422 | -77.952 | 367 | 187 | polygon | FALSE | FALSE | America/New_York | 3 | 14836 | 1840024069 | [10 empty] | DaltonNY
Koyuk | Koyuk | AK | Alaska | 2180 | Nome | 64.9411 | -161.1454 | 367 | 27 | polygon | FALSE | TRUE | America/Anchorage | 3 | 99753 | 1840023509 | [10 empty] | KoyukAK
Sterling | Sterling | OH | Ohio | 39169 | Wayne | 40.9664 | -81.8441 | 367 | 145 | polygon | FALSE | FALSE | America/New_York | 3 | 44276 | 1840026390 | [10 empty] | SterlingOH
Glencoe | Glencoe | KY | Kentucky | 21077 | Gallatin | 38.7252 | -84.8238 | 366 | 80 | polygon | FALSE | TRUE | America/New_York | 3 | 41046 | 1840013175 | [10 empty] | GlencoeKY
Wetmore | Wetmore | KS | Kansas | 20131 | Nemaha | 39.6357 | -95.8112 | 366 | 365 | polygon | FALSE | TRUE | America/Chicago | 3 | 66550 | 1840010554 | [10 empty] | WetmoreKS
Bloxom | Bloxom | VA | Virginia | 51001 | Accomack | 37.8292 | -75.6214 | 366 | 424 | polygon | FALSE | TRUE | America/New_York | 3 | 23308 | 1840006322 | [10 empty] | BloxomVA
Verdunville | Verdunville | WV | West Virginia | 54045 | Logan | 37.8532 | -82.0603 | 366 | 52 | polygon | FALSE | FALSE | America/New_York | 3 | 25649 | 1840025706 | [10 empty] | VerdunvilleWV
Capon Bridge | Capon Bridge | WV | West Virginia | 54027 | Hampshire | 39.2998 | -78.4337 | 366 | 210 | polygon | FALSE | TRUE | America/New_York | 3 | 26711 | 1840005757 | [10 empty] | Capon BridgeWV
Bellflower | Bellflower | MO | Missouri | 29139 | Montgomery | 39.0038 | -91.3521 | 366 | 252 | polygon | FALSE | TRUE | America/Chicago | 3 | 63333 | 1840007406 | [10 empty] | BellflowerMO
Sorrento | Sorrento | FL | Florida | 12069 | Lake | 28.8087 | -81.5631 | 366 | 114 | polygon | FALSE | FALSE | America/New_York | 3 | 32776 | 1840014047 | [10 empty] | SorrentoFL
Kennard | Kennard | NE | Nebraska | 31177 | Washington | 41.4747 | -96.2037 | 366 | 475 | polygon | FALSE | TRUE | America/Chicago | 3 | 68034 | 1840011527 | [10 empty] | KennardNE
Old Brownsboro Place | Old Brownsboro Place | KY | Kentucky | 21111 | Jefferson | 38.2892 | -85.6132 | 366 | 1069 | polygon | FALSE | TRUE | America/New_York | 3 | 40242 | 1840030805 | [10 empty] | Old Brownsboro PlaceKY
Wheatland | Wheatland | MO | Missouri | 29085 | Hickory | 37.9426 | -93.4027 | 366 | 233 | polygon | FALSE | TRUE | America/Chicago | 3 | 65779 | 1840010840 | [10 empty] | WheatlandMO
Lake Almanor Peninsula | Lake Almanor Peninsula | CA | California | 6063 | Plumas | 40.2812 | -121.1345 | 366 | 46 | polygon | FALSE | FALSE | America/Los_Angeles | 3 | 96137 | 1840028418 | [10 empty] | Lake Almanor PeninsulaCA
Hoven | Hoven | SD | South Dakota | 46107 | Potter | 45.2416 | -99.7775 | 366 | 461 | polygon | FALSE | TRUE | America/Chicago | 3 | 57450 | 1840002115 | [10 empty] | HovenSD
Bennington | Bennington | OK | Oklahoma | 40013 | Bryan | 34.0038 | -96.0376 | 366 | 252 | polygon | FALSE | TRUE | America/Chicago | 3 | 74723 | 1840020545 | [10 empty] | BenningtonOK
Turah | Turah | MT | Montana | 30063 | Missoula | 46.8399 | -113.8251 | 366 | 109 | polygon | FALSE | FALSE | America/Denver | 3 | 59825 59802 | 1840023815 | [10 empty] | TurahMT
Arnoldsville | Arnoldsville | GA | Georgia | 13221 | Oglethorpe | 33.9103 | -83.2181 | 366 | 83 | polygon | FALSE | TRUE | America/New_York | 3 | 30619 | 1840013695 | [10 empty] | ArnoldsvilleGA
Sibley | Sibley | MO | Missouri | 29095 | Jackson | 39.1758 | -94.2009 | 366 | 135 | polygon | FALSE | TRUE | America/Chicago | 3 | 64088 64016 | 1840012727 | [10 empty] | SibleyMO
Woodson | Woodson | AR | Arkansas | 5119 | Pulaski | 34.538 | -92.2212 | 366 | 32 | polygon | FALSE | FALSE | America/Chicago | 3 | 72065 72206 72180 | 1840013536 | [10 empty] | WoodsonAR
Columbia | Columbia | LA | Louisiana | 22021 | Caldwell | 32.1026 | -92.077 | 366 | 184 | polygon | FALSE | TRUE | America/Chicago | 3 | 71418 | 1840017022 | [10 empty] | ColumbiaLA
Ghent | Ghent | MN | Minnesota | 27083 | Lyon | 44.5116 | -95.8926 | 366 | 451 | polygon | FALSE | TRUE | America/Chicago | 3 | 56239 | 1840007878 | [10 empty] | GhentMN
South Mountain | South Mountain | TX | Texas | 48099 | Coryell | 31.4398 | -97.6793 | 365 | 87 | polygon | FALSE | TRUE | America/Chicago | 3 | 76528 | 1840023122 | [10 empty] | South MountainTX
Underwood | Underwood | MN | Minnesota | 27111 | Otter Tail | 46.2869 | -95.8721 | 365 | 244 | polygon | FALSE | TRUE | America/Chicago | 3 | 56586 | 1840009975 | [10 empty] | UnderwoodMN
Silo | Silo | OK | Oklahoma | 40013 | Bryan | 34.0358 | -96.4746 | 365 | 283 | polygon | FALSE | TRUE | America/Chicago | 3 | 74701 | 1840022899 | [10 empty] | SiloOK
Farmington | Farmington | WV | West Virginia | 54049 | Marion | 39.5119 | -80.2514 | 365 | 339 | polygon | FALSE | TRUE | America/New_York | 3 | 26571 | 1840005730 | [10 empty] | FarmingtonWV
Pitsburg | Pitsburg | OH | Ohio | 39037 | Darke | 39.9871 | -84.488 | 365 | 831 | polygon | FALSE | TRUE | America/New_York | 3 | 45304 45358 | 1840012256 | [10 empty] | PitsburgOH
Ridgeville Corners | Ridgeville Corners | OH | Ohio | 39069 | Henry | 41.4386 | -84.2553 | 365 | 154 | polygon | FALSE | FALSE | America/New_York | 3 | 43555 43545 43502 | 1840026317 | [10 empty] | Ridgeville CornersOH
Northmoor | Northmoor | MO | Missouri | 29165 | Platte | 39.1845 | -94.6054 | 365 | 588 | polygon | FALSE | TRUE | America/Chicago | 3 | 64151 64150 | 1840008484 | [10 empty] | NorthmoorMO
Bailey Lakes | Bailey Lakes | OH | Ohio | 39005 | Ashland | 40.9489 | -82.357 | 365 | 363 | polygon | FALSE | TRUE | America/New_York | 3 | 44805 | 1840034188 | [10 empty] | Bailey LakesOH
Wesley | Wesley | IA | Iowa | 19109 | Kossuth | 43.0887 | -93.9929 | 365 | 226 | polygon | FALSE | TRUE | America/Chicago | 3 | 50483 | 1840010055 | [10 empty] | WesleyIA
Rincon | Rincon | NM | New Mexico | 35013 | DoÃ±a Ana | 32.6729 | -107.0764 | 365 | 142 | polygon | FALSE | FALSE | America/Denver | 3 | 87940 | 1840019412 | [10 empty] | RinconNM
Woodburn | Woodburn | KY | Kentucky | 21227 | Warren | 36.8421 | -86.53 | 365 | 329 | polygon | FALSE | TRUE | America/Chicago | 3 | 42170 42104 | 1840015262 | [10 empty] | WoodburnKY
New Richmond | New Richmond | WV | West Virginia | 54109 | Wyoming | 37.5735 | -81.487 | 365 | 327 | polygon | FALSE | FALSE | America/New_York | 3 | 24867 | 1840038284 | [10 empty] | New RichmondWV
Center Ridge | Center Ridge | AR | Arkansas | 5029 | Conway | 35.3806 | -92.5702 | 365 | 15 | polygon | FALSE | FALSE | America/Chicago | 3 | 72027 | 1840025825 | [10 empty] | Center RidgeAR
Arimo | Arimo | ID | Idaho | 16005 | Bannock | 42.5598 | -112.1726 | 364 | 339 | polygon | FALSE | TRUE | America/Boise | 3 | 83214 | 1840018668 | [10 empty] | ArimoID
Westport | Westport | OR | Oregon | 41007 | Clatsop | 46.1303 | -123.3715 | 364 | 212 | polygon | FALSE | FALSE | America/Los_Angeles | 3 | 97016 | 1840025278 | [10 empty] | WestportOR
McClusky | McClusky | ND | North Dakota | 38083 | Sheridan | 47.484 | -100.4426 | 364 | 378 | polygon | FALSE | TRUE | America/Chicago | 3 | 58463 | 1840000122 | [10 empty] | McCluskyND
Plumas Eureka | Plumas Eureka | CA | California | 6063 | Plumas | 39.7982 | -120.6645 | 364 | 35 | polygon | FALSE | FALSE | America/Los_Angeles | 3 | 96103 | 1840028419 | [10 empty] | Plumas EurekaCA
Pleasant Plains | Pleasant Plains | AR | Arkansas | 5063 | Independence | 35.5545 | -91.6274 | 364 | 138 | polygon | FALSE | TRUE | America/Chicago | 3 | 72568 | 1840016251 | [10 empty] | Pleasant PlainsAR
Good Hope | Good Hope | IL | Illinois | 17109 | McDonough | 40.5574 | -90.6752 | 364 | 468 | polygon | FALSE | TRUE | America/Chicago | 3 | 61438 | 1840012110 | [10 empty] | Good HopeIL
Bethania | Bethania | NC | North Carolina | 37067 | Forsyth | 36.1808 | -80.3376 | 364 | 207 | polygon | FALSE | TRUE | America/New_York | 3 | 27040 27106 | 1840015323 | [10 empty] | BethaniaNC
South Solon | South Solon | OH | Ohio | 39097 | Madison | 39.7374 | -83.6127 | 364 | 581 | polygon | FALSE | TRUE | America/New_York | 3 | 43153 | 1840012419 | [10 empty] | South SolonOH
Bradenville | Bradenville | PA | Pennsylvania | 42129 | Westmoreland | 40.3236 | -79.3403 | 364 | 343 | polygon | FALSE | FALSE | America/New_York | 3 | 15620 | 1840026429 | [10 empty] | BradenvillePA
Latham | Latham | IL | Illinois | 17107 | Logan | 39.9669 | -89.1623 | 364 | 514 | polygon | FALSE | TRUE | America/Chicago | 3 | 62543 | 1840012307 | [10 empty] | LathamIL
King William | King William | VA | Virginia | 51101 | King William | 37.6882 | -77.0212 | 364 | 30 | polygon | FALSE | FALSE | America/New_York | 3 | 23086 | 1840026809 | [10 empty] | King WilliamVA
Churdan | Churdan | IA | Iowa | 19073 | Greene | 42.1539 | -94.4786 | 364 | 66 | polygon | FALSE | TRUE | America/Chicago | 3 | 50050 | 1840007014 | [10 empty] | ChurdanIA
West Logan | West Logan | WV | West Virginia | 54045 | Logan | 37.8679 | -81.9906 | 364 | 416 | polygon | FALSE | TRUE | America/New_York | 3 | 25601 | 1840038300 | [10 empty] | West LoganWV
Clarington | Clarington | OH | Ohio | 39111 | Monroe | 39.7763 | -80.8647 | 363 | 122 | polygon | FALSE | TRUE | America/New_York | 3 | 43915 | 1840010592 | [10 empty] | ClaringtonOH
Centerport | Centerport | PA | Pennsylvania | 42011 | Berks | 40.4865 | -76.0056 | 363 | 805 | polygon | FALSE | TRUE | America/New_York | 3 | 19541 19516 | 1840001174 | [10 empty] | CenterportPA
Newfolden | Newfolden | MN | Minnesota | 27089 | Marshall | 48.3568 | -96.3298 | 363 | 137 | polygon | FALSE | TRUE | America/Chicago | 3 | 56738 | 1840007696 | [10 empty] | NewfoldenMN
Merna | Merna | NE | Nebraska | 31041 | Custer | 41.4853 | -99.761 | 363 | 261 | polygon | FALSE | TRUE | America/Chicago | 3 | 68856 | 1840011471 | [10 empty] | MernaNE
Ben Avon Heights | Ben Avon Heights | PA | Pennsylvania | 42003 | Allegheny | 40.5125 | -80.0731 | 363 | 808 | polygon | FALSE | TRUE | America/New_York | 3 | 15202 | 1840001205 | [10 empty] | Ben Avon HeightsPA
Coyote Flats | Coyote Flats | TX | Texas | 48251 | Johnson | 32.3528 | -97.2944 | 363 | 42 | polygon | FALSE | TRUE | America/Chicago | 3 | 76009 76031 | 1840141549 | [10 empty] | Coyote FlatsTX
New Home | New Home | TX | Texas | 48305 | Lynn | 33.3269 | -101.9117 | 363 | 139 | polygon | FALSE | TRUE | America/Chicago | 3 | 79381 | 1840020673 | [10 empty] | New HomeTX
Ellenboro | Ellenboro | WV | West Virginia | 54085 | Ritchie | 39.2678 | -81.0551 | 363 | 124 | polygon | FALSE | TRUE | America/New_York | 3 | 26346 | 1840005790 | [10 empty] | EllenboroWV
Langleyville | Langleyville | IL | Illinois | 17021 | Christian | 39.5611 | -89.3602 | 363 | 356 | polygon | FALSE | FALSE | America/Chicago | 3 | 62568 | 1840026611 | [10 empty] | LangleyvilleIL
Havana | Havana | AR | Arkansas | 5149 | Yell | 35.1098 | -93.526 | 363 | 233 | polygon | FALSE | TRUE | America/Chicago | 3 | 72842 | 1840014610 | [10 empty] | HavanaAR
Boody | Boody | IL | Illinois | 17115 | Macon | 39.7655 | -89.0472 | 363 | 137 | polygon | FALSE | FALSE | America/Chicago | 3 | 62514 62544 | 1840025577 | [10 empty] | BoodyIL
Gagetown | Gagetown | MI | Michigan | 26157 | Tuscola | 43.6572 | -83.2449 | 363 | 142 | polygon | FALSE | TRUE | America/Detroit | 3 | 48735 | 1840010971 | [10 empty] | GagetownMI
Dyess | Dyess | AR | Arkansas | 5093 | Mississippi | 35.5894 | -90.2133 | 363 | 145 | polygon | FALSE | TRUE | America/Chicago | 3 | 72330 72391 | 1840016227 | [10 empty] | DyessAR
McGregor | McGregor | MN | Minnesota | 27001 | Aitkin | 46.6087 | -93.3055 | 363 | 65 | polygon | FALSE | TRUE | America/Chicago | 3 | 55760 | 1840007733 | [10 empty] | McGregorMN
Bullhead | Bullhead | SD | South Dakota | 46031 | Corson | 45.7693 | -101.0808 | 363 | 46 | polygon | FALSE | FALSE | America/Denver | 3 | 57621 | 1840004015 | [10 empty] | BullheadSD
Clear Spring | Clear Spring | MD | Maryland | 24043 | Washington | 39.6562 | -77.9306 | 362 | 1216 | polygon | FALSE | TRUE | America/New_York | 3 | 21722 | 1840005615 | [10 empty] | Clear SpringMD
Nichols | Nichols | IA | Iowa | 19139 | Muscatine | 41.4797 | -91.308 | 362 | 602 | polygon | FALSE | TRUE | America/Chicago | 3 | 52766 | 1840008203 | [10 empty] | NicholsIA
Livermore | Livermore | IA | Iowa | 19091 | Humboldt | 42.868 | -94.184 | 362 | 199 | polygon | FALSE | TRUE | America/Chicago | 3 | 50558 | 1840009081 | [10 empty] | LivermoreIA
Alto Pass | Alto Pass | IL | Illinois | 17181 | Union | 37.5737 | -89.3192 | 362 | 65 | polygon | FALSE | TRUE | America/Chicago | 3 | 62920 62905 | 1840010866 | [10 empty] | Alto PassIL
Remington | Remington | OH | Ohio | 39061 | Hamilton | 39.2285 | -84.3232 | 362 | 713 | polygon | FALSE | FALSE | America/New_York | 3 | 45242 45140 | 1840024520 | [10 empty] | RemingtonOH
Strasburg | Strasburg | ND | North Dakota | 38029 | Emmons | 46.1336 | -100.1604 | 362 | 476 | polygon | FALSE | TRUE | America/Chicago | 3 | 58573 | 1840001943 | [10 empty] | StrasburgND
Sadieville | Sadieville | KY | Kentucky | 21209 | Scott | 38.3881 | -84.5494 | 362 | 129 | polygon | FALSE | TRUE | America/New_York | 3 | 40370 | 1840015189 | [10 empty] | SadievilleKY
Red Jacket | Red Jacket | WV | West Virginia | 54059 | Mingo | 37.6488 | -82.1317 | 362 | 26 | polygon | FALSE | FALSE | America/New_York | 3 | 25692 25686 | 1840006356 | [10 empty] | Red JacketWV
Norman | Norman | AR | Arkansas | 5097 | Montgomery | 34.4584 | -93.6791 | 362 | 124 | polygon | FALSE | TRUE | America/Chicago | 3 | 71960 | 1840016601 | [10 empty] | NormanAR
Alvarado | Alvarado | MN | Minnesota | 27089 | Marshall | 48.1929 | -96.9985 | 362 | 669 | polygon | FALSE | TRUE | America/Chicago | 3 | 56710 | 1840006596 | [10 empty] | AlvaradoMN
Hardyville | Hardyville | KY | Kentucky | 21099 | Hart | 37.2535 | -85.7896 | 362 | 221 | polygon | FALSE | FALSE | America/Chicago | 3 | 42746 | 1840026854 | [10 empty] | HardyvilleKY
Plymouth | Plymouth | IA | Iowa | 19033 | Cerro Gordo | 43.2464 | -93.1232 | 362 | 319 | polygon | FALSE | TRUE | America/Chicago | 3 | 50464 | 1840009052 | [10 empty] | PlymouthIA
Taneyville | Taneyville | MO | Missouri | 29213 | Taney | 36.7377 | -93.0355 | 362 | 308 | polygon | FALSE | TRUE | America/Chicago | 3 | 65759 | 1840013059 | [10 empty] | TaneyvilleMO
Parcelas Mandry | Parcelas Mandry | PR | Puerto Rico | 72113 | Ponce | 18.081 | -66.5628 | 362 | 1491 | polygon | FALSE | TRUE | America/Puerto_Rico | 3 | 780 | 1630025229 | [10 empty] | Parcelas MandryPR
Rockhill | Rockhill | PA | Pennsylvania | 42061 | Huntingdon | 40.241 | -77.8995 | 362 | 480 | polygon | FALSE | TRUE | America/New_York | 3 | 17249 | 1840001075 | [10 empty] | RockhillPA
Rosebush | Rosebush | MI | Michigan | 26073 | Isabella | 43.6998 | -84.7657 | 362 | 157 | polygon | FALSE | TRUE | America/Detroit | 3 | 48878 | 1840010962 | [10 empty] | RosebushMI
Sharpsburg | Sharpsburg | GA | Georgia | 13077 | Coweta | 33.337 | -84.6504 | 361 | 143 | polygon | FALSE | TRUE | America/New_York | 3 | 30277 | 1840018012 | [10 empty] | SharpsburgGA
Western Grove | Western Grove | AR | Arkansas | 5101 | Newton | 36.1011 | -92.9546 | 361 | 129 | polygon | FALSE | TRUE | America/Chicago | 3 | 72685 | 1840016186 | [10 empty] | Western GroveAR
Charlotte | Charlotte | IA | Iowa | 19045 | Clinton | 41.9621 | -90.4682 | 361 | 242 | polygon | FALSE | TRUE | America/Chicago | 3 | 52731 | 1840007040 | [10 empty] | CharlotteIA
Pound | Pound | WI | Wisconsin | 55075 | Marinette | 45.0956 | -88.0334 | 361 | 161 | polygon | FALSE | TRUE | America/Chicago | 3 | 54161 | 1840003933 | [10 empty] | PoundWI
Umapine | Umapine | OR | Oregon | 41059 | Umatilla | 45.976 | -118.5009 | 361 | 42 | polygon | FALSE | FALSE | America/Los_Angeles | 3 | 97862 | 1840025290 | [10 empty] | UmapineOR
Port Jefferson | Port Jefferson | OH | Ohio | 39149 | Shelby | 40.3305 | -84.0925 | 361 | 914 | polygon | FALSE | TRUE | America/New_York | 3 | 45365 45360 | 1840012195 | [10 empty] | Port JeffersonOH
Easton | Easton | WA | Washington | 53037 | Kittitas | 47.2405 | -121.1733 | 361 | 43 | polygon | FALSE | FALSE | America/Los_Angeles | 3 | 98925 | 1840017354 | [10 empty] | EastonWA
La Valle | La Valle | WI | Wisconsin | 55111 | Sauk | 43.583 | -90.1303 | 361 | 351 | polygon | FALSE | TRUE | America/Chicago | 3 | 53941 | 1840002719 | [10 empty] | La ValleWI
Racine | Racine | WV | West Virginia | 54005 | Boone | 38.1397 | -81.654 | 361 | 291 | polygon | FALSE | FALSE | America/New_York | 3 | 25165 25024 | 1840025688 | [10 empty] | RacineWV
King Salmon | King Salmon | AK | Alaska | 2060 | Bristol Bay | 58.753 | -156.5061 | 361 | 0 | polygon | FALSE | FALSE | America/Anchorage | 3 | 99613 | 1840023272 | [10 empty] | King SalmonAK
Lake Sherwood | Lake Sherwood | WI | Wisconsin | 55001 | Adams | 44.2057 | -89.7939 | 361 | 132 | polygon | FALSE | TRUE | America/Chicago | 3 | 54457 | 1840042467 | [10 empty] | Lake SherwoodWI
Nickelsville | Nickelsville | VA | Virginia | 51169 | Scott | 36.7517 | -82.416 | 360 | 290 | polygon | FALSE | TRUE | America/New_York | 3 | 24271 | 1840006546 | [10 empty] | NickelsvilleVA
Chataignier | Chataignier | LA | Louisiana | 22039 | Evangeline | 30.5696 | -92.3168 | 360 | 221 | polygon | FALSE | TRUE | America/Chicago | 3 | 70524 70586 | 1840018204 | [10 empty] | ChataignierLA
Cuyuna | Cuyuna | MN | Minnesota | 27035 | Crow Wing | 46.5115 | -93.9265 | 360 | 42 | polygon | FALSE | TRUE | America/Chicago | 3 | 56444 56441 | 1840006642 | [10 empty] | CuyunaMN
Clarkedale | Clarkedale | AR | Arkansas | 5035 | Crittenden | 35.297 | -90.2103 | 360 | 12 | polygon | FALSE | TRUE | America/Chicago | 3 | 72325 72384 72364 | 1840014583 | [10 empty] | ClarkedaleAR
Rock Springs | Rock Springs | WI | Wisconsin | 55111 | Sauk | 43.479 | -89.9177 | 360 | 106 | polygon | FALSE | TRUE | America/Chicago | 3 | 53961 | 1840002728 | [10 empty] | Rock SpringsWI
Odessa | Odessa | DE | Delaware | 10003 | New Castle | 39.4562 | -75.6605 | 360 | 273 | polygon | FALSE | TRUE | America/New_York | 3 | 19709 19730 | 1840005583 | [10 empty] | OdessaDE
Spokane | Spokane | LA | Louisiana | 22029 | Concordia | 31.713 | -91.4453 | 360 | 58 | polygon | FALSE | FALSE | America/Chicago | 3 | 71334 | 1840025949 | [10 empty] | SpokaneLA
Cash | Cash | AR | Arkansas | 5031 | Craighead | 35.8013 | -90.9315 | 360 | 378 | polygon | FALSE | TRUE | America/Chicago | 3 | 72421 | 1840016237 | [10 empty] | CashAR
Glen White | Glen White | WV | West Virginia | 54081 | Raleigh | 37.73 | -81.2797 | 360 | 274 | polygon | FALSE | FALSE | America/New_York | 3 | 25849 | 1840025710 | [10 empty] | Glen WhiteWV
Yatesville | Yatesville | GA | Georgia | 13293 | Upson | 32.9133 | -84.1423 | 360 | 161 | polygon | FALSE | TRUE | America/New_York | 3 | 31097 | 1840016946 | [10 empty] | YatesvilleGA
Cedar Rapids | Cedar Rapids | NE | Nebraska | 31011 | Boone | 41.5589 | -98.1493 | 360 | 387 | polygon | FALSE | TRUE | America/Chicago | 3 | 68627 | 1840010176 | [10 empty] | Cedar RapidsNE
Bland | Bland | VA | Virginia | 51021 | Bland | 37.1 | -81.1161 | 360 | 67 | polygon | FALSE | FALSE | America/New_York | 3 | 24315 | 1840026871 | [10 empty] | BlandVA
Fertile | Fertile | IA | Iowa | 19195 | Worth | 43.2623 | -93.4232 | 360 | 148 | polygon | FALSE | TRUE | America/Chicago | 3 | 50434 | 1840007963 | [10 empty] | FertileIA
Central Bridge | Central Bridge | NY | New York | 36095 | Schoharie | 42.7068 | -74.3473 | 360 | 75 | polygon | FALSE | FALSE | America/New_York | 3 | 12035 12092 | 1840025480 | [10 empty] | Central BridgeNY
Florence | Florence | SD | South Dakota | 46029 | Codington | 45.0548 | -97.3262 | 360 | 200 | polygon | FALSE | TRUE | America/Chicago | 3 | 57235 | 1840002157 | [10 empty] | FlorenceSD
Garrison | Garrison | IA | Iowa | 19011 | Benton | 42.1451 | -92.1442 | 360 | 451 | polygon | FALSE | TRUE | America/Chicago | 3 | 52229 | 1840008092 | [10 empty] | GarrisonIA
Pedricktown | Pedricktown | NJ | New Jersey | 34033 | Salem | 39.7612 | -75.4077 | 360 | 154 | polygon | FALSE | FALSE | America/New_York | 3 | 8067 | 1840024374 | [10 empty] | PedricktownNJ
Pleasanton | Pleasanton | NE | Nebraska | 31019 | Buffalo | 40.9698 | -99.0876 | 359 | 410 | polygon | FALSE | TRUE | America/Chicago | 3 | 68866 | 1840011832 | [10 empty] | PleasantonNE
Newcomb | Newcomb | NM | New Mexico | 35045 | San Juan | 36.2834 | -108.7082 | 359 | 23 | polygon | FALSE | FALSE | America/Denver | 3 | 87455 | 1840018991 | [10 empty] | NewcombNM
Jeffersonville | Jeffersonville | IL | Illinois | 17191 | Wayne | 38.4425 | -88.404 | 359 | 136 | polygon | FALSE | TRUE | America/Chicago | 3 | 62842 | 1840073806 | [10 empty] | JeffersonvilleIL
Fenton | Fenton | LA | Louisiana | 22053 | Jefferson Davis | 30.3638 | -92.9164 | 359 | 334 | polygon | FALSE | TRUE | America/Chicago | 3 | 70591 70640 | 1840018239 | [10 empty] | FentonLA
Mineral | Mineral | CA | California | 6103 | Tehama | 40.3755 | -121.5694 | 359 | 3 | polygon | FALSE | FALSE | America/Los_Angeles | 3 | 96063 96061 | 1840018760 | [10 empty] | MineralCA
Spring Mills | Spring Mills | PA | Pennsylvania | 42027 | Centre | 40.8534 | -77.5654 | 359 | 238 | polygon | FALSE | FALSE | America/New_York | 3 | 16875 | 1840005167 | [10 empty] | Spring MillsPA
Wardell | Wardell | MO | Missouri | 29155 | Pemiscot | 36.354 | -89.817 | 359 | 490 | polygon | FALSE | TRUE | America/Chicago | 3 | 63879 | 1840010904 | [10 empty] | WardellMO
Fairmount | Fairmount | ND | North Dakota | 38077 | Richland | 46.0547 | -96.6029 | 359 | 418 | polygon | FALSE | TRUE | America/Chicago | 3 | 58030 | 1840000230 | [10 empty] | FairmountND
Wanette | Wanette | OK | Oklahoma | 40125 | Pottawatomie | 34.9627 | -97.0319 | 359 | 325 | polygon | FALSE | TRUE | America/Chicago | 3 | 74878 | 1840022767 | [10 empty] | WanetteOK
Ila | Ila | GA | Georgia | 13195 | Madison | 34.1728 | -83.293 | 359 | 180 | polygon | FALSE | TRUE | America/New_York | 3 | 30530 30633 30647 | 1840014729 | [10 empty] | IlaGA
Centerville | Centerville | NC | North Carolina | 37069 | Franklin | 36.1865 | -78.1113 | 359 | 85 | polygon | FALSE | FALSE | America/New_York | 3 | 27549 | 1840016117 | [10 empty] | CentervilleNC
Belfry | Belfry | KY | Kentucky | 21195 | Pike | 37.6194 | -82.2684 | 358 | 191 | polygon | FALSE | FALSE | America/New_York | 3 | 41514 | 1840030382 | [10 empty] | BelfryKY
Carmen | Carmen | OK | Oklahoma | 40003 | Alfalfa | 36.5791 | -98.4578 | 358 | 91 | polygon | FALSE | TRUE | America/Chicago | 3 | 73726 | 1840022609 | [10 empty] | CarmenOK
Chester | Chester | SD | South Dakota | 46079 | Lake | 43.8996 | -96.9277 | 358 | 169 | polygon | FALSE | FALSE | America/Chicago | 3 | 57016 | 1840023999 | [10 empty] | ChesterSD
Joseph | Joseph | UT | Utah | 49041 | Sevier | 38.6247 | -112.2199 | 358 | 152 | polygon | FALSE | TRUE | America/Denver | 3 | 84739 | 1840021480 | [10 empty] | JosephUT
Trapper Creek | Trapper Creek | AK | Alaska | 2170 | Matanuska-Susitna | 62.3189 | -150.3965 | 358 | 0 | polygon | FALSE | FALSE | America/Anchorage | 3 | 99683 | 1840023376 | [10 empty] | Trapper CreekAK
Grandview | Grandview | OK | Oklahoma | 40021 | Cherokee | 35.9556 | -95.0047 | 358 | 40 | polygon | FALSE | TRUE | America/Chicago | 3 | 74464 | 1840040368 | [10 empty] | GrandviewOK
Irondale | Irondale | OH | Ohio | 39081 | Jefferson | 40.5728 | -80.7259 | 358 | 95 | polygon | FALSE | TRUE | America/New_York | 3 | 43932 | 1840012119 | [10 empty] | IrondaleOH
Mahtowa | Mahtowa | MN | Minnesota | 27017 | Carlton | 46.5616 | -92.6279 | 358 | 13 | polygon | FALSE | FALSE | America/Chicago | 3 | 55707 55718 | 1840025267 | [10 empty] | MahtowaMN
Pilger | Pilger | NE | Nebraska | 31167 | Stanton | 42.0077 | -97.0546 | 358 | 468 | polygon | FALSE | TRUE | America/Chicago | 3 | 68768 | 1840011363 | [10 empty] | PilgerNE
Hunters Hollow | Hunters Hollow | KY | Kentucky | 21029 | Bullitt | 38.0784 | -85.6934 | 358 | 1922 | polygon | FALSE | TRUE | America/New_York | 3 | 40229 | 1840030799 | [10 empty] | Hunters HollowKY
Gamaliel | Gamaliel | KY | Kentucky | 21171 | Monroe | 36.6402 | -85.7963 | 358 | 244 | polygon | FALSE | TRUE | America/Chicago | 3 | 42140 | 1840013292 | [10 empty] | GamalielKY
Mariaville Lake | Mariaville Lake | NY | New York | 36093 | Schenectady | 42.8252 | -74.1286 | 358 | 24 | polygon | FALSE | FALSE | America/New_York | 3 | 12053 12137 12306 | 1840004447 | [10 empty] | Mariaville LakeNY
Wilcox | Wilcox | PA | Pennsylvania | 42047 | Elk | 41.5726 | -78.6869 | 358 | 269 | polygon | FALSE | FALSE | America/New_York | 3 | 15870 | 1840026306 | [10 empty] | WilcoxPA
Amboy | Amboy | IN | Indiana | 18103 | Miami | 40.6017 | -85.9271 | 358 | 415 | polygon | FALSE | TRUE | America/Indiana/Indianapolis | 3 | 46911 | 1840010343 | [10 empty] | AmboyIN
Glendon | Glendon | PA | Pennsylvania | 42095 | Northampton | 40.6607 | -75.2364 | 358 | 224 | polygon | FALSE | TRUE | America/New_York | 3 | 18042 | 1840000972 | [10 empty] | GlendonPA
Gaines | Gaines | MI | Michigan | 26049 | Genesee | 42.8725 | -83.9108 | 358 | 370 | polygon | FALSE | TRUE | America/Detroit | 3 | 48436 | 1840011008 | [10 empty] | GainesMI
Bunceton | Bunceton | MO | Missouri | 29053 | Cooper | 38.7894 | -92.7992 | 358 | 146 | polygon | FALSE | TRUE | America/Chicago | 3 | 65237 | 1840007418 | [10 empty] | BuncetonMO
Tremont City | Tremont City | OH | Ohio | 39023 | Clark | 40.0148 | -83.8388 | 357 | 622 | polygon | FALSE | TRUE | America/New_York | 3 | 45372 | 1840012439 | [10 empty] | Tremont CityOH
South Mansfield | South Mansfield | LA | Louisiana | 22031 | De Soto | 32.0181 | -93.7237 | 357 | 202 | polygon | FALSE | TRUE | America/Chicago | 3 | 71052 | 1840018121 | [10 empty] | South MansfieldLA
Henrietta | Henrietta | MO | Missouri | 29177 | Ray | 39.2371 | -93.9384 | 357 | 231 | polygon | FALSE | TRUE | America/Chicago | 3 | 64085 64036 | 1840007362 | [10 empty] | HenriettaMO
Silver Creek | Silver Creek | NE | Nebraska | 31121 | Merrick | 41.3152 | -97.6651 | 357 | 500 | polygon | FALSE | TRUE | America/Chicago | 3 | 68663 | 1840011658 | [10 empty] | Silver CreekNE
Nenana | Nenana | AK | Alaska | 2290 | Yukon-Koyukuk | 64.5384 | -149.0859 | 357 | 23 | polygon | FALSE | TRUE | America/Anchorage | 3 | 99760 | 1840023455 | [10 empty] | NenanaAK
Iron Gate | Iron Gate | VA | Virginia | 51005 | Alleghany | 37.7985 | -79.7903 | 357 | 417 | polygon | FALSE | TRUE | America/New_York | 3 | 24448 | 1840006366 | [10 empty] | Iron GateVA
Cobbtown | Cobbtown | GA | Georgia | 13267 | Tattnall | 32.2806 | -82.1387 | 357 | 206 | polygon | FALSE | TRUE | America/New_York | 3 | 30420 | 1840014906 | [10 empty] | CobbtownGA
Gilman City | Gilman City | MO | Missouri | 29081 | Harrison | 40.1311 | -93.8739 | 357 | 163 | polygon | FALSE | TRUE | America/Chicago | 3 | 64642 | 1840032056 | [10 empty] | Gilman CityMO
Limestone | Limestone | NY | New York | 36009 | Cattaraugus | 42.0228 | -78.6325 | 357 | 84 | polygon | FALSE | FALSE | America/New_York | 3 | 14753 | 1840033907 | [10 empty] | LimestoneNY
Chewton | Chewton | PA | Pennsylvania | 42073 | Lawrence | 40.8947 | -80.3208 | 357 | 92 | polygon | FALSE | FALSE | America/New_York | 3 | 16157 | 1840026381 | [10 empty] | ChewtonPA
St. George Island | St. George Island | MD | Maryland | 24037 | St. Mary's | 38.1155 | -76.4771 | 357 | 175 | polygon | FALSE | FALSE | America/New_York | 3 | 20674 | 1840026745 | [10 empty] | St. George IslandMD
Viola | Viola | AR | Arkansas | 5049 | Fulton | 36.3968 | -91.9863 | 357 | 87 | polygon | FALSE | TRUE | America/Chicago | 3 | 72583 | 1840016076 | [10 empty] | ViolaAR
Fairwater | Fairwater | WI | Wisconsin | 55039 | Fond du Lac | 43.7424 | -88.868 | 357 | 187 | polygon | FALSE | TRUE | America/Chicago | 3 | 53931 53919 | 1840002602 | [10 empty] | FairwaterWI
Walland | Walland | TN | Tennessee | 47009 | Blount | 35.732 | -83.8069 | 357 | 90 | polygon | FALSE | FALSE | America/New_York | 3 | 37886 | 1840025790 | [10 empty] | WallandTN
Woodland Mills | Woodland Mills | TN | Tennessee | 47131 | Obion | 36.4767 | -89.1105 | 357 | 108 | polygon | FALSE | TRUE | America/Chicago | 3 | 38261 | 1840015281 | [10 empty] | Woodland MillsTN
Adams | Adams | OR | Oregon | 41059 | Umatilla | 45.7663 | -118.5641 | 357 | 387 | polygon | FALSE | TRUE | America/Los_Angeles | 3 | 97810 | 1840018535 | [10 empty] | AdamsOR
Edmundson Acres | Edmundson Acres | CA | California | 6029 | Kern | 35.2273 | -118.8233 | 357 | 2072 | polygon | FALSE | FALSE | America/Los_Angeles | 2 | 93203 | 1840026943 | [10 empty] | Edmundson AcresCA
Cerulean | Cerulean | KY | Kentucky | 21221 | Trigg | 36.9551 | -87.709 | 357 | 53 | polygon | FALSE | FALSE | America/Chicago | 3 | 42215 | 1840026901 | [10 empty] | CeruleanKY
Brazos Bend | Brazos Bend | TX | Texas | 48221 | Hood | 32.4752 | -97.7611 | 356 | 218 | polygon | FALSE | FALSE | America/Chicago | 3 | 76048 76049 | 1840019461 | [10 empty] | Brazos BendTX
Ransom | Ransom | IL | Illinois | 17099 | LaSalle | 41.1586 | -88.6542 | 356 | 137 | polygon | FALSE | TRUE | America/Chicago | 3 | 60470 | 1840011535 | [10 empty] | RansomIL
Rose | Rose | OK | Oklahoma | 40097 | Mayes | 36.2123 | -95.0382 | 356 | 15 | polygon | FALSE | FALSE | America/Chicago | 3 | 74352 74364 | 1840024900 | [10 empty] | RoseOK
Atkinson | Atkinson | NC | North Carolina | 37141 | Pender | 34.5275 | -78.1697 | 356 | 138 | polygon | FALSE | TRUE | America/New_York | 3 | 28421 | 1840015547 | [10 empty] | AtkinsonNC
Tishomingo | Tishomingo | MS | Mississippi | 28141 | Tishomingo | 34.6381 | -88.2291 | 356 | 161 | polygon | FALSE | TRUE | America/Chicago | 3 | 38873 | 1840016515 | [10 empty] | TishomingoMS
Esto | Esto | FL | Florida | 12059 | Holmes | 30.9819 | -85.6429 | 356 | 63 | polygon | FALSE | TRUE | America/Chicago | 3 | 32425 | 1840017161 | [10 empty] | EstoFL
Vernon | Vernon | UT | Utah | 49045 | Tooele | 40.0956 | -112.4457 | 356 | 17 | polygon | FALSE | TRUE | America/Denver | 3 | 84080 | 1840022395 | [10 empty] | VernonUT
Rolla | Rolla | KS | Kansas | 20129 | Morton | 37.1179 | -101.6317 | 356 | 368 | polygon | FALSE | TRUE | America/Chicago | 3 | 67954 | 1840009908 | [10 empty] | RollaKS
Scales Mound | Scales Mound | IL | Illinois | 17085 | Jo Daviess | 42.475 | -90.2525 | 356 | 218 | polygon | FALSE | TRUE | America/Chicago | 3 | 61075 | 1840011108 | [10 empty] | Scales MoundIL
Vina | Vina | AL | Alabama | 1059 | Franklin | 34.3757 | -88.0602 | 356 | 28 | polygon | FALSE | TRUE | America/Chicago | 3 | 35593 | 1840016625 | [10 empty] | VinaAL
Lewisberry | Lewisberry | PA | Pennsylvania | 42133 | York | 40.1357 | -76.8609 | 356 | 989 | polygon | FALSE | TRUE | America/New_York | 3 | 17339 | 1840001453 | [10 empty] | LewisberryPA
Satilla | Satilla | GA | Georgia | 13161 | Jeff Davis | 31.7921 | -82.564 | 356 | 45 | polygon | FALSE | FALSE | America/New_York | 3 | 31539 | 1840025935 | [10 empty] | SatillaGA
Ludlow | Ludlow | IL | Illinois | 17019 | Champaign | 40.3866 | -88.1259 | 356 | 345 | polygon | FALSE | TRUE | America/Chicago | 3 | 60949 | 1840012231 | [10 empty] | LudlowIL
Russellville | Russellville | IN | Indiana | 18133 | Putnam | 39.8569 | -86.9834 | 356 | 682 | polygon | FALSE | TRUE | America/Indiana/Indianapolis | 3 | 46175 | 1840010595 | [10 empty] | RussellvilleIN
Bonfield | Bonfield | IL | Illinois | 17091 | Kankakee | 41.145 | -88.054 | 356 | 279 | polygon | FALSE | TRUE | America/Chicago | 3 | 60913 | 1840011691 | [10 empty] | BonfieldIL
Sussex | Sussex | VA | Virginia | 51183 | Sussex | 36.9173 | -77.2719 | 356 | 29 | polygon | FALSE | FALSE | America/New_York | 3 | 23882 23884 23890 | 1840026890 | [10 empty] | SussexVA
Norway | Norway | IN | Indiana | 18181 | White | 40.7797 | -86.7719 | 355 | 153 | polygon | FALSE | FALSE | America/Indiana/Indianapolis | 3 | 47960 | 1840005345 | [10 empty] | NorwayIN
Cashion Community | Cashion Community | TX | Texas | 48485 | Wichita | 34.0365 | -98.5081 | 355 | 72 | polygon | FALSE | TRUE | America/Chicago | 3 | 76305 | 1840019277 | [10 empty] | Cashion CommunityTX
Trinidad | Trinidad | CA | California | 6023 | Humboldt | 41.0589 | -124.1434 | 355 | 282 | polygon | FALSE | TRUE | America/Los_Angeles | 3 | 95570 | 1840010444 | [10 empty] | TrinidadCA
Crystal Lakes | Crystal Lakes | MO | Missouri | 29177 | Ray | 39.3606 | -94.1874 | 355 | 126 | polygon | FALSE | TRUE | America/Chicago | 3 | 64024 | 1840007360 | [10 empty] | Crystal LakesMO
Green Camp | Green Camp | OH | Ohio | 39101 | Marion | 40.5321 | -83.2076 | 355 | 405 | polygon | FALSE | TRUE | America/New_York | 3 | 43322 | 1840012026 | [10 empty] | Green CampOH
Secor | Secor | IL | Illinois | 17203 | Woodford | 40.7417 | -89.135 | 355 | 472 | polygon | FALSE | TRUE | America/Chicago | 3 | 61771 | 1840011947 | [10 empty] | SecorIL
Enola | Enola | AR | Arkansas | 5045 | Faulkner | 35.1958 | -92.2068 | 355 | 50 | polygon | FALSE | TRUE | America/Chicago | 3 | 72047 | 1840016415 | [10 empty] | EnolaAR
Pinehurst | Pinehurst | GA | Georgia | 13093 | Dooly | 32.1955 | -83.7596 | 355 | 134 | polygon | FALSE | TRUE | America/New_York | 3 | 31070 | 1840014909 | [10 empty] | PinehurstGA
Sigel | Sigel | IL | Illinois | 17173 | Shelby | 39.2257 | -88.4945 | 355 | 487 | polygon | FALSE | TRUE | America/Chicago | 3 | 62462 | 1840010614 | [10 empty] | SigelIL
Badger | Badger | MN | Minnesota | 27135 | Roseau | 48.7768 | -96.0212 | 355 | 102 | polygon | FALSE | TRUE | America/Chicago | 3 | 56714 | 1840006585 | [10 empty] | BadgerMN
Smoketown | Smoketown | PA | Pennsylvania | 42071 | Lancaster | 40.0388 | -76.204 | 355 | 239 | polygon | FALSE | FALSE | America/New_York | 3 | 17576 17602 | 1840035306 | [10 empty] | SmoketownPA
Vanlue | Vanlue | OH | Ohio | 39063 | Hancock | 40.9751 | -83.4824 | 355 | 392 | polygon | FALSE | TRUE | America/New_York | 3 | 45890 | 1840011746 | [10 empty] | VanlueOH
Olivet | Olivet | IL | Illinois | 17183 | Vermilion | 39.9414 | -87.6379 | 355 | 57 | polygon | FALSE | FALSE | America/Chicago | 3 | 61846 61870 | 1840025545 | [10 empty] | OlivetIL
Butternut | Butternut | WI | Wisconsin | 55003 | Ashland | 46.0138 | -90.4988 | 355 | 93 | polygon | FALSE | TRUE | America/Chicago | 3 | 54514 | 1840003917 | [10 empty] | ButternutWI
Bethpage | Bethpage | TN | Tennessee | 47165 | Sumner | 36.4844 | -86.3085 | 355 | 103 | polygon | FALSE | FALSE | America/Chicago | 3 | 37022 | 1840024888 | [10 empty] | BethpageTN
Cibola | Cibola | AZ | Arizona | 4012 | La Paz | 33.3733 | -114.6792 | 355 | 7 | polygon | FALSE | FALSE | America/Phoenix | 3 | 85334 85328 | 1840017956 | [10 empty] | CibolaAZ
Mineral Point | Mineral Point | MO | Missouri | 29221 | Washington | 37.9455 | -90.7247 | 355 | 571 | polygon | FALSE | TRUE | America/Chicago | 3 | 63660 | 1840009847 | [10 empty] | Mineral PointMO
Katie | Katie | OK | Oklahoma | 40049 | Garvin | 34.5833 | -97.3389 | 354 | 6 | polygon | FALSE | TRUE | America/Chicago | 3 | 73433 | 1840021859 | [10 empty] | KatieOK
Athalia | Athalia | OH | Ohio | 39087 | Lawrence | 38.5126 | -82.3093 | 354 | 199 | polygon | FALSE | TRUE | America/New_York | 3 | 45669 | 1840012835 | [10 empty] | AthaliaOH
Blunt | Blunt | SD | South Dakota | 46065 | Hughes | 44.5159 | -99.9885 | 354 | 280 | polygon | FALSE | TRUE | America/Chicago | 3 | 57522 | 1840002411 | [10 empty] | BluntSD
Milan | Milan | MN | Minnesota | 27023 | Chippewa | 45.1125 | -95.9117 | 354 | 192 | polygon | FALSE | TRUE | America/Chicago | 3 | 56262 | 1840007836 | [10 empty] | MilanMN
Jennings | Jennings | OK | Oklahoma | 40117 | Pawnee | 36.1823 | -96.569 | 354 | 248 | polygon | FALSE | TRUE | America/Chicago | 3 | 74038 | 1840021658 | [10 empty] | JenningsOK
Belview | Belview | MN | Minnesota | 27127 | Redwood | 44.6065 | -95.3287 | 354 | 149 | polygon | FALSE | TRUE | America/Chicago | 3 | 56214 | 1840006782 | [10 empty] | BelviewMN
Scottsville | Scottsville | TX | Texas | 48203 | Harrison | 32.5319 | -94.2465 | 354 | 103 | polygon | FALSE | TRUE | America/Chicago | 3 | 75672 75688 | 1840022071 | [10 empty] | ScottsvilleTX
Conesus Hamlet | Conesus Hamlet | NY | New York | 36051 | Livingston | 42.7262 | -77.6696 | 354 | 129 | polygon | FALSE | FALSE | America/New_York | 3 | 14435 | 1840040221 | [10 empty] | Conesus HamletNY
Christoval | Christoval | TX | Texas | 48451 | Tom Green | 31.1976 | -100.4933 | 354 | 103 | polygon | FALSE | FALSE | America/Chicago | 3 | 76935 | 1840018174 | [10 empty] | ChristovalTX
Boneau | Boneau | MT | Montana | 30015 | Chouteau | 48.2926 | -109.8632 | 354 | 57 | polygon | FALSE | FALSE | America/Denver | 3 | 59521 | 1840032828 | [10 empty] | BoneauMT
Freeburn | Freeburn | KY | Kentucky | 21195 | Pike | 37.5619 | -82.1514 | 354 | 113 | polygon | FALSE | FALSE | America/New_York | 3 | 41528 | 1840026821 | [10 empty] | FreeburnKY
Malcolm | Malcolm | AL | Alabama | 1129 | Washington | 31.1945 | -88.0016 | 354 | 57 | polygon | FALSE | FALSE | America/Chicago | 3 | 36553 36556 | 1840025961 | [10 empty] | MalcolmAL
Pierson | Pierson | IA | Iowa | 19193 | Woodbury | 42.5428 | -95.8653 | 354 | 221 | polygon | FALSE | TRUE | America/Chicago | 3 | 51048 | 1840009109 | [10 empty] | PiersonIA
Comfrey | Comfrey | MN | Minnesota | 27015 | Brown | 44.1111 | -94.9029 | 354 | 319 | polygon | FALSE | TRUE | America/Chicago | 3 | 56019 | 1840006791 | [10 empty] | ComfreyMN
Hooven | Hooven | OH | Ohio | 39061 | Hamilton | 39.1864 | -84.7632 | 354 | 53 | polygon | FALSE | FALSE | America/New_York | 3 | 45002 45033 | 1840024516 | [10 empty] | HoovenOH
Sabillasville | Sabillasville | MD | Maryland | 24021 | Frederick | 39.6973 | -77.4562 | 354 | 91 | polygon | FALSE | FALSE | America/New_York | 3 | 21780 | 1840026626 | [10 empty] | SabillasvilleMD
Birch Hill | Birch Hill | WI | Wisconsin | 55003 | Ashland | 46.5209 | -90.5555 | 354 | 220 | polygon | FALSE | TRUE | America/Chicago | 3 | 54559 | 1840042154 | [10 empty] | Birch HillWI
Askov | Askov | MN | Minnesota | 27115 | Pine | 46.1886 | -92.7824 | 353 | 108 | polygon | FALSE | TRUE | America/Chicago | 3 | 55704 | 1840006660 | [10 empty] | AskovMN
Darwin | Darwin | MN | Minnesota | 27093 | Meeker | 45.0968 | -94.4136 | 353 | 67 | polygon | FALSE | TRUE | America/Chicago | 3 | 55324 | 1840006732 | [10 empty] | DarwinMN
Breckenridge | Breckenridge | MO | Missouri | 29025 | Caldwell | 39.7614 | -93.8046 | 353 | 248 | polygon | FALSE | TRUE | America/Chicago | 3 | 64625 | 1840005589 | [10 empty] | BreckenridgeMO
Grubbs | Grubbs | AR | Arkansas | 5067 | Jackson | 35.654 | -91.0755 | 353 | 240 | polygon | FALSE | TRUE | America/Chicago | 3 | 72431 72112 | 1840013402 | [10 empty] | GrubbsAR
Woodland | Woodland | GA | Georgia | 13263 | Talbot | 32.7877 | -84.5606 | 353 | 173 | polygon | FALSE | TRUE | America/New_York | 3 | 31836 | 1840015781 | [10 empty] | WoodlandGA
Palisades | Palisades | TX | Texas | 48381 | Randall | 35.0614 | -101.8032 | 353 | 242 | polygon | FALSE | TRUE | America/Chicago | 3 | 79118 | 1840022798 | [10 empty] | PalisadesTX
Gwynn | Gwynn | VA | Virginia | 51115 | Mathews | 37.4984 | -76.2883 | 353 | 58 | polygon | FALSE | FALSE | America/New_York | 3 | 23064 23066 | 1840026848 | [10 empty] | GwynnVA
Barryton | Barryton | MI | Michigan | 26107 | Mecosta | 43.7505 | -85.1436 | 353 | 142 | polygon | FALSE | TRUE | America/Detroit | 3 | 49305 | 1840010964 | [10 empty] | BarrytonMI
Pocahontas | Pocahontas | VA | Virginia | 51185 | Tazewell | 37.3071 | -81.3438 | 353 | 239 | polygon | FALSE | TRUE | America/New_York | 3 | 24635 | 1840006453 | [10 empty] | PocahontasVA
Cumbola | Cumbola | PA | Pennsylvania | 42107 | Schuylkill | 40.7139 | -76.1433 | 353 | 342 | polygon | FALSE | FALSE | America/New_York | 3 | 17930 | 1840034921 | [10 empty] | CumbolaPA
Sugarloaf | Sugarloaf | CO | Colorado | 8013 | Boulder | 40.0189 | -105.4078 | 353 | 62 | polygon | FALSE | FALSE | America/Denver | 3 | 80302 | 1840024349 | [10 empty] | SugarloafCO
Mooreland | Mooreland | IN | Indiana | 18065 | Henry | 39.9974 | -85.2513 | 353 | 949 | polygon | FALSE | TRUE | America/Indiana/Indianapolis | 3 | 47360 | 1840009483 | [10 empty] | MoorelandIN
Minburn | Minburn | IA | Iowa | 19049 | Dallas | 41.7575 | -94.0284 | 352 | 528 | polygon | FALSE | TRUE | America/Chicago | 3 | 50167 | 1840008159 | [10 empty] | MinburnIA
Raymondville | Raymondville | MO | Missouri | 29215 | Texas | 37.3398 | -91.8364 | 352 | 46 | polygon | FALSE | TRUE | America/Chicago | 3 | 65555 | 1840010862 | [10 empty] | RaymondvilleMO
Mowrystown | Mowrystown | OH | Ohio | 39071 | Highland | 39.0405 | -83.7518 | 352 | 281 | polygon | FALSE | TRUE | America/New_York | 3 | 45155 | 1840012696 | [10 empty] | MowrystownOH
Hildreth | Hildreth | NE | Nebraska | 31061 | Franklin | 40.3378 | -99.0458 | 352 | 237 | polygon | FALSE | TRUE | America/Chicago | 3 | 68947 | 1840012265 | [10 empty] | HildrethNE
Lacona | Lacona | IA | Iowa | 19181 | Warren | 41.1901 | -93.3851 | 352 | 411 | polygon | FALSE | TRUE | America/Chicago | 3 | 50139 | 1840008215 | [10 empty] | LaconaIA
White Lake | White Lake | WI | Wisconsin | 55067 | Langlade | 45.1617 | -88.7704 | 352 | 64 | polygon | FALSE | TRUE | America/Chicago | 3 | 54491 | 1840001566 | [10 empty] | White LakeWI
Scandinavia | Scandinavia | WI | Wisconsin | 55135 | Waupaca | 44.4608 | -89.146 | 352 | 154 | polygon | FALSE | TRUE | America/Chicago | 3 | 54977 | 1840002363 | [10 empty] | ScandinaviaWI
Renner Corner | Renner Corner | SD | South Dakota | 46099 | Minnehaha | 43.6524 | -96.7044 | 352 | 105 | polygon | FALSE | FALSE | America/Chicago | 3 | 57055 57104 | 1840024018 | [10 empty] | Renner CornerSD
Vergas | Vergas | MN | Minnesota | 27111 | Otter Tail | 46.6549 | -95.8038 | 352 | 93 | polygon | FALSE | TRUE | America/Chicago | 3 | 56587 | 1840009977 | [10 empty] | VergasMN
Eschbach | Eschbach | WA | Washington | 53077 | Yakima | 46.667 | -120.6337 | 352 | 115 | polygon | FALSE | FALSE | America/Los_Angeles | 3 | 98908 | 1840017369 | [10 empty] | EschbachWA
Rising City | Rising City | NE | Nebraska | 31023 | Butler | 41.1983 | -97.2974 | 352 | 374 | polygon | FALSE | TRUE | America/Chicago | 3 | 68658 | 1840011626 | [10 empty] | Rising CityNE
Mahaffey | Mahaffey | PA | Pennsylvania | 42033 | Clearfield | 40.8744 | -78.7275 | 352 | 317 | polygon | FALSE | TRUE | America/New_York | 3 | 15757 | 1840003499 | [10 empty] | MahaffeyPA
New Galilee | New Galilee | PA | Pennsylvania | 42007 | Beaver | 40.8335 | -80.4009 | 352 | 491 | polygon | FALSE | TRUE | America/New_York | 3 | 16141 | 1840001027 | [10 empty] | New GalileePA
Anchor Bay | Anchor Bay | CA | California | 6045 | Mendocino | 38.8126 | -123.5704 | 352 | 38 | polygon | FALSE | FALSE | America/Los_Angeles | 3 | 95445 | 1840025580 | [10 empty] | Anchor BayCA
Pakala Village | Pakala Village | HI | Hawaii | 15007 | Kauai | 21.9445 | -159.6436 | 352 | 56 | polygon | FALSE | FALSE | Pacific/Honolulu | 3 | 96716 96769 | 1840029540 | [10 empty] | Pakala VillageHI
Winkelman | Winkelman | AZ | Arizona | 4007 | Gila | 32.9853 | -110.7651 | 351 | 176 | polygon | FALSE | TRUE | America/Phoenix | 3 | 85192 | 1840022859 | [10 empty] | WinkelmanAZ
Mardela Springs | Mardela Springs | MD | Maryland | 24045 | Wicomico | 38.4589 | -75.7567 | 351 | 333 | polygon | FALSE | TRUE | America/New_York | 3 | 21837 | 1840006221 | [10 empty] | Mardela SpringsMD
East Germantown | East Germantown | IN | Indiana | 18177 | Wayne | 39.8133 | -85.1369 | 351 | 1161 | polygon | FALSE | TRUE | America/Indiana/Indianapolis | 3 | 47327 | 1840010542 | [10 empty] | East GermantownIN
Anderson | Anderson | NJ | New Jersey | 34041 | Warren | 40.7617 | -74.9301 | 351 | 152 | polygon | FALSE | FALSE | America/New_York | 3 | 07882 07865 | 1840024216 | [10 empty] | AndersonNJ
Shaft | Shaft | MD | Maryland | 24001 | Allegany | 39.6265 | -78.9384 | 351 | 172 | polygon | FALSE | TRUE | America/New_York | 3 | 21532 | 1840039519 | [10 empty] | ShaftMD
Fronton Ranchettes | Fronton Ranchettes | TX | Texas | 48427 | Starr | 26.4253 | -99.0268 | 351 | 1872 | polygon | FALSE | TRUE | America/Chicago | 3 | 78584 | 1840040812 | [10 empty] | Fronton RanchettesTX
Downing | Downing | MO | Missouri | 29197 | Schuyler | 40.4873 | -92.3689 | 351 | 205 | polygon | FALSE | TRUE | America/Chicago | 3 | 63536 | 1840007224 | [10 empty] | DowningMO
Calumet | Calumet | MN | Minnesota | 27061 | Itasca | 47.3198 | -93.2667 | 351 | 75 | polygon | FALSE | TRUE | America/Chicago | 3 | 55709 55764 55716 | 1840006609 | [10 empty] | CalumetMN
Oberlin | Oberlin | PA | Pennsylvania | 42043 | Dauphin | 40.2397 | -76.8156 | 351 | 1044 | polygon | FALSE | FALSE | America/New_York | 3 | 17113 | 1840035136 | [10 empty] | OberlinPA
Prairie City | Prairie City | IL | Illinois | 17109 | McDonough | 40.621 | -90.4649 | 351 | 134 | polygon | FALSE | TRUE | America/Chicago | 3 | 61470 | 1840012112 | [10 empty] | Prairie CityIL
Sangrey | Sangrey | MT | Montana | 30041 | Hill | 48.2817 | -109.8166 | 351 | 21 | polygon | FALSE | FALSE | America/Denver | 3 | 59521 | 1840032853 | [10 empty] | SangreyMT
Grant | Grant | OK | Oklahoma | 40023 | Choctaw | 33.9387 | -95.5156 | 351 | 72 | polygon | FALSE | FALSE | America/Chicago | 3 | 74738 | 1840026982 | [10 empty] | GrantOK
Elrama | Elrama | PA | Pennsylvania | 42125 | Washington | 40.2517 | -79.9243 | 351 | 911 | polygon | FALSE | FALSE | America/New_York | 3 | 15038 | 1840024309 | [10 empty] | ElramaPA
White Oak | White Oak | NC | North Carolina | 37017 | Bladen | 34.7396 | -78.7186 | 351 | 26 | polygon | FALSE | FALSE | America/New_York | 3 | 28399 | 1840013568 | [10 empty] | White OakNC
Deal Island | Deal Island | MD | Maryland | 24039 | Somerset | 38.1444 | -75.9417 | 351 | 44 | polygon | FALSE | FALSE | America/New_York | 3 | 21821 | 1840006275 | [10 empty] | Deal IslandMD
Bethune | Bethune | SC | South Carolina | 45055 | Kershaw | 34.4143 | -80.3487 | 350 | 122 | polygon | FALSE | TRUE | America/New_York | 3 | 29009 | 1840015553 | [10 empty] | BethuneSC
St. John | St. John | ND | North Dakota | 38079 | Rolette | 48.9438 | -99.7132 | 350 | 305 | polygon | FALSE | TRUE | America/Chicago | 3 | 58369 | 1840001852 | [10 empty] | St. JohnND
Coaldale | Coaldale | CO | Colorado | 8043 | Fremont | 38.3563 | -105.8155 | 350 | 4 | polygon | FALSE | FALSE | America/Denver | 3 | 81222 | 1840024643 | [10 empty] | CoaldaleCO
Ford Cliff | Ford Cliff | PA | Pennsylvania | 42005 | Armstrong | 40.7608 | -79.5357 | 350 | 1778 | polygon | FALSE | TRUE | America/New_York | 3 | 16228 | 1840003517 | [10 empty] | Ford CliffPA
Tolchester | Tolchester | MD | Maryland | 24029 | Kent | 39.2218 | -76.2349 | 350 | 221 | polygon | FALSE | FALSE | America/New_York | 3 | 21620 | 1840031441 | [10 empty] | TolchesterMD
Thompsons | Thompsons | TX | Texas | 48157 | Fort Bend | 29.4906 | -95.6304 | 350 | 27 | polygon | FALSE | TRUE | America/Chicago | 3 | 77469 | 1840023152 | [10 empty] | ThompsonsTX
Clarksburg | Clarksburg | MO | Missouri | 29135 | Moniteau | 38.6611 | -92.6661 | 350 | 234 | polygon | FALSE | TRUE | America/Chicago | 3 | 65025 | 1840007436 | [10 empty] | ClarksburgMO
Belle Rive | Belle Rive | IL | Illinois | 17081 | Jefferson | 38.2317 | -88.7405 | 350 | 131 | polygon | FALSE | TRUE | America/Chicago | 3 | 62810 | 1840012909 | [10 empty] | Belle RiveIL
Lewisville | Lewisville | IN | Indiana | 18065 | Henry | 39.8068 | -85.3529 | 350 | 526 | polygon | FALSE | TRUE | America/Indiana/Indianapolis | 3 | 47352 | 1840009481 | [10 empty] | LewisvilleIN
Roca | Roca | NE | Nebraska | 31109 | Lancaster | 40.6583 | -96.6614 | 350 | 973 | polygon | FALSE | TRUE | America/Chicago | 3 | 68430 | 1840011850 | [10 empty] | RocaNE
Garfield | Garfield | MN | Minnesota | 27041 | Douglas | 45.9387 | -95.4942 | 350 | 167 | polygon | FALSE | TRUE | America/Chicago | 3 | 56332 | 1840007770 | [10 empty] | GarfieldMN
Manton | Manton | CA | California | 6103 | Tehama | 40.4202 | -121.854 | 350 | 7 | polygon | FALSE | FALSE | America/Los_Angeles | 3 | 96059 | 1840017506 | [10 empty] | MantonCA
Castle Valley | Castle Valley | UT | Utah | 49019 | Grand | 38.6325 | -109.3966 | 350 | 14 | polygon | FALSE | TRUE | America/Denver | 3 | 84532 | 1840022463 | [10 empty] | Castle ValleyUT
Carpenter | Carpenter | WY | Wyoming | 56021 | Laramie | 41.0456 | -104.3644 | 350 | 568 | polygon | FALSE | FALSE | America/Denver | 3 | 82054 | 1840024139 | [10 empty] | CarpenterWY
Rio Oso | Rio Oso | CA | California | 6101 | Sutter | 38.9518 | -121.531 | 350 | 20 | polygon | FALSE | FALSE | America/Los_Angeles | 3 | 95674 | 1840024525 | [10 empty] | Rio OsoCA
Freeport | Freeport | OH | Ohio | 39067 | Harrison | 40.2109 | -81.2686 | 350 | 225 | polygon | FALSE | TRUE | America/New_York | 3 | 43973 | 1840012217 | [10 empty] | FreeportOH
Buckhorn | Buckhorn | PA | Pennsylvania | 42037 | Columbia | 41.0176 | -76.4968 | 349 | 200 | polygon | FALSE | FALSE | America/New_York | 3 | 17815 | 1840004995 | [10 empty] | BuckhornPA
Titanic | Titanic | OK | Oklahoma | 40001 | Adair | 35.8889 | -94.7434 | 349 | 25 | polygon | FALSE | FALSE | America/Chicago | 3 | 74960 | 1840024908 | [10 empty] | TitanicOK
Wheeler | Wheeler | WI | Wisconsin | 55033 | Dunn | 45.0441 | -91.9037 | 349 | 164 | polygon | FALSE | TRUE | America/Chicago | 3 | 54772 | 1840002141 | [10 empty] | WheelerWI
Max | Max | ND | North Dakota | 38055 | McLean | 47.8204 | -101.2911 | 349 | 172 | polygon | FALSE | TRUE | America/Chicago | 3 | 58759 | 1840000112 | [10 empty] | MaxND
Wainscott | Wainscott | NY | New York | 36103 | Suffolk | 40.9592 | -72.2508 | 349 | 20 | polygon | FALSE | FALSE | America/New_York | 3 | 11975 11937 | 1840005108 | [10 empty] | WainscottNY
Trent | Trent | TX | Texas | 48441 | Taylor | 32.4886 | -100.1233 | 349 | 333 | polygon | FALSE | TRUE | America/Chicago | 3 | 79561 | 1840023055 | [10 empty] | TrentTX
Cumberland | Cumberland | OH | Ohio | 39059 | Guernsey | 39.8535 | -81.6587 | 349 | 277 | polygon | FALSE | TRUE | America/New_York | 3 | 43732 | 1840012354 | [10 empty] | CumberlandOH
Warrens | Warrens | WI | Wisconsin | 55081 | Monroe | 44.1287 | -90.5155 | 349 | 90 | polygon | FALSE | TRUE | America/Chicago | 3 | 54666 | 1840002567 | [10 empty] | WarrensWI
Fredonia | Fredonia | AR | Arkansas | 5117 | Prairie | 34.8197 | -91.4102 | 349 | 140 | polygon | FALSE | TRUE | America/Chicago | 3 | 72017 | 1840073884 | [10 empty] | FredoniaAR
Nipinnawasee | Nipinnawasee | CA | California | 6039 | Madera | 37.4031 | -119.7293 | 349 | 43 | polygon | FALSE | FALSE | America/Los_Angeles | 3 | 93601 | 1840026814 | [10 empty] | NipinnawaseeCA
Lowell | Lowell | KS | Kansas | 20021 | Cherokee | 37.0509 | -94.7032 | 349 | 428 | polygon | FALSE | FALSE | America/Chicago | 3 | 66713 | 1840026866 | [10 empty] | LowellKS
Allen | Allen | NE | Nebraska | 31051 | Dixon | 42.4144 | -96.8432 | 349 | 362 | polygon | FALSE | TRUE | America/Chicago | 3 | 68710 | 1840010093 | [10 empty] | AllenNE
Kermit | Kermit | WV | West Virginia | 54059 | Mingo | 37.8425 | -82.4086 | 349 | 343 | polygon | FALSE | TRUE | America/New_York | 3 | 25674 | 1840006361 | [10 empty] | KermitWV
Montmorenci | Montmorenci | IN | Indiana | 18157 | Tippecanoe | 40.4705 | -87.0354 | 348 | 99 | polygon | FALSE | FALSE | America/Indiana/Indianapolis | 3 | 47906 47962 | 1840024300 | [10 empty] | MontmorenciIN
Ellis Grove | Ellis Grove | IL | Illinois | 17157 | Randolph | 38.0095 | -89.9099 | 348 | 273 | polygon | FALSE | TRUE | America/Chicago | 3 | 62241 | 1840012934 | [10 empty] | Ellis GroveIL
Puckett | Puckett | MS | Mississippi | 28121 | Rankin | 32.0872 | -89.7819 | 348 | 46 | polygon | FALSE | TRUE | America/Chicago | 3 | 39042 39114 39151 | 1840018093 | [10 empty] | PuckettMS
Mesa | Mesa | CA | California | 6027 | Inyo | 37.4189 | -118.5424 | 348 | 38 | polygon | FALSE | TRUE | America/Los_Angeles | 3 | 93514 | 1840074418 | [10 empty] | MesaCA
Gladstone | Gladstone | ND | North Dakota | 38089 | Stark | 46.8595 | -102.57 | 348 | 369 | polygon | FALSE | TRUE | America/Denver | 3 | 58630 | 1840000193 | [10 empty] | GladstoneND
Jeffers Gardens | Jeffers Gardens | OR | Oregon | 41007 | Clatsop | 46.1518 | -123.852 | 348 | 237 | polygon | FALSE | TRUE | America/Los_Angeles | 3 | 97103 | 1840042766 | [10 empty] | Jeffers GardensOR
St. Martin | St. Martin | MN | Minnesota | 27145 | Stearns | 45.5028 | -94.6678 | 348 | 153 | polygon | FALSE | TRUE | America/Chicago | 3 | 56362 56376 | 1840008883 | [10 empty] | St. MartinMN
Laceyville | Laceyville | PA | Pennsylvania | 42131 | Wyoming | 41.6457 | -76.1589 | 348 | 695 | polygon | FALSE | TRUE | America/New_York | 3 | 18623 | 1840000577 | [10 empty] | LaceyvillePA
Valley Grove | Valley Grove | WV | West Virginia | 54069 | Ohio | 40.0901 | -80.569 | 348 | 245 | polygon | FALSE | TRUE | America/New_York | 3 | 26060 26059 | 1840005511 | [10 empty] | Valley GroveWV
Chamisal | Chamisal | NM | New Mexico | 35055 | Taos | 36.1725 | -105.7459 | 348 | 81 | polygon | FALSE | FALSE | America/Denver | 3 | 87521 | 1840017678 | [10 empty] | ChamisalNM
Oak Shores | Oak Shores | CA | California | 6079 | San Luis Obispo | 35.7624 | -120.9817 | 348 | 26 | polygon | FALSE | TRUE | America/Los_Angeles | 3 | 93426 | 1840076002 | [10 empty] | Oak ShoresCA
Powhatan | Powhatan | VA | Virginia | 51145 | Powhatan | 37.5427 | -77.9267 | 348 | 64 | polygon | FALSE | FALSE | America/New_York | 3 | 23139 | 1840037427 | [10 empty] | PowhatanVA
Menlo | Menlo | IA | Iowa | 19077 | Guthrie | 41.5222 | -94.4043 | 347 | 285 | polygon | FALSE | TRUE | America/Chicago | 3 | 50164 | 1840008177 | [10 empty] | MenloIA
Wilton | Wilton | AR | Arkansas | 5081 | Little River | 33.7388 | -94.148 | 347 | 104 | polygon | FALSE | TRUE | America/Chicago | 3 | 71822 71865 | 1840015653 | [10 empty] | WiltonAR
Hume | Hume | IL | Illinois | 17045 | Edgar | 39.7981 | -87.8686 | 347 | 236 | polygon | FALSE | TRUE | America/Chicago | 3 | 61932 | 1840012502 | [10 empty] | HumeIL
Dexter | Dexter | MN | Minnesota | 27099 | Mower | 43.7194 | -92.7017 | 347 | 95 | polygon | FALSE | TRUE | America/Chicago | 3 | 55926 | 1840006831 | [10 empty] | DexterMN
Varna | Varna | IL | Illinois | 17123 | Marshall | 41.0353 | -89.2244 | 347 | 451 | polygon | FALSE | TRUE | America/Chicago | 3 | 61375 | 1840011774 | [10 empty] | VarnaIL
Bemus Point | Bemus Point | NY | New York | 36013 | Chautauqua | 42.1635 | -79.3895 | 347 | 307 | polygon | FALSE | TRUE | America/New_York | 3 | 14712 | 1840004574 | [10 empty] | Bemus PointNY
Del Muerto | Del Muerto | AZ | Arizona | 4001 | Apache | 36.187 | -109.4348 | 347 | 135 | polygon | FALSE | FALSE | America/Denver | 3 | 86503 | 1840027931 | [10 empty] | Del MuertoAZ
Bellevue | Bellevue | TX | Texas | 48077 | Clay | 33.6335 | -98.0162 | 347 | 159 | polygon | FALSE | TRUE | America/Chicago | 3 | 76228 | 1840019281 | [10 empty] | BellevueTX
Turin | Turin | GA | Georgia | 13077 | Coweta | 33.3234 | -84.6375 | 347 | 84 | polygon | FALSE | TRUE | America/New_York | 3 | 30277 30276 30289 | 1840016861 | [10 empty] | TurinGA
Ellsworth | Ellsworth | MI | Michigan | 26009 | Antrim | 45.1665 | -85.2435 | 347 | 179 | polygon | FALSE | TRUE | America/Detroit | 3 | 49729 | 1840010924 | [10 empty] | EllsworthMI
Dawson | Dawson | PA | Pennsylvania | 42051 | Fayette | 40.0472 | -79.6575 | 347 | 830 | polygon | FALSE | TRUE | America/New_York | 3 | 15428 | 1840001502 | [10 empty] | DawsonPA
Kukuihaele | Kukuihaele | HI | Hawaii | 15001 | Hawaii | 20.1195 | -155.5654 | 347 | 78 | polygon | FALSE | FALSE | Pacific/Honolulu | 3 | 96727 | 1840029512 | [10 empty] | KukuihaeleHI
Mindenmines | Mindenmines | MO | Missouri | 29011 | Barton | 37.4728 | -94.5889 | 346 | 36 | polygon | FALSE | TRUE | America/Chicago | 3 | 64769 | 1840008726 | [10 empty] | MindenminesMO
Leroy | Leroy | TX | Texas | 48309 | McLennan | 31.7322 | -97.0214 | 346 | 70 | polygon | FALSE | TRUE | America/Chicago | 3 | 76654 76691 76640 | 1840020810 | [10 empty] | LeroyTX
San Mateo | San Mateo | NM | New Mexico | 35006 | Cibola | 35.3317 | -107.6469 | 346 | 27 | polygon | FALSE | FALSE | America/Denver | 3 | 87020 | 1840024967 | [10 empty] | San MateoNM
Somerville | Somerville | OH | Ohio | 39017 | Butler | 39.5639 | -84.6391 | 346 | 506 | polygon | FALSE | FALSE | America/New_York | 3 | 45064 | 1840012610 | [10 empty] | SomervilleOH
Hersey | Hersey | MI | Michigan | 26133 | Osceola | 43.8513 | -85.4419 | 346 | 121 | polygon | FALSE | TRUE | America/Detroit | 3 | 49639 | 1840010951 | [10 empty] | HerseyMI
New Canton | New Canton | IL | Illinois | 17149 | Pike | 39.637 | -91.098 | 346 | 151 | polygon | FALSE | TRUE | America/Chicago | 3 | 62356 | 1840009546 | [10 empty] | New CantonIL
Jeffers | Jeffers | MN | Minnesota | 27033 | Cottonwood | 44.0559 | -95.1953 | 346 | 344 | polygon | FALSE | TRUE | America/Chicago | 3 | 56145 | 1840007918 | [10 empty] | JeffersMN
Dobbins | Dobbins | CA | California | 6115 | Yuba | 39.3657 | -121.2127 | 346 | 17 | polygon | FALSE | FALSE | America/Los_Angeles | 3 | 95962 95935 | 1840022450 | [10 empty] | DobbinsCA
Ryan | Ryan | IA | Iowa | 19055 | Delaware | 42.3524 | -91.4852 | 346 | 311 | polygon | FALSE | TRUE | America/Chicago | 3 | 52330 | 1840009100 | [10 empty] | RyanIA
Arona | Arona | PA | Pennsylvania | 42129 | Westmoreland | 40.2683 | -79.6579 | 346 | 255 | polygon | FALSE | TRUE | America/New_York | 3 | 15672 15617 | 1840003625 | [10 empty] | AronaPA
Rudd | Rudd | IA | Iowa | 19067 | Floyd | 43.1275 | -92.9046 | 346 | 153 | polygon | FALSE | TRUE | America/Chicago | 3 | 50471 | 1840009062 | [10 empty] | RuddIA
St. Mary | St. Mary | MO | Missouri | 29186 | Ste. Genevieve | 37.8737 | -89.9497 | 346 | 222 | polygon | FALSE | TRUE | America/Chicago | 3 | 63673 | 1840009853 | [10 empty] | St. MaryMO
South Haven | South Haven | KS | Kansas | 20191 | Sumner | 37.0495 | -97.4013 | 346 | 133 | polygon | FALSE | TRUE | America/Chicago | 3 | 67140 | 1840009899 | [10 empty] | South HavenKS
Meadow Bridge | Meadow Bridge | WV | West Virginia | 54019 | Fayette | 37.8613 | -80.8561 | 346 | 329 | polygon | FALSE | TRUE | America/New_York | 3 | 25976 | 1840006300 | [10 empty] | Meadow BridgeWV
Grangeville | Grangeville | CA | California | 6031 | Kings | 36.3439 | -119.7075 | 346 | 208 | polygon | FALSE | FALSE | America/Los_Angeles | 3 | 93230 | 1840025771 | [10 empty] | GrangevilleCA
St. Elizabeth | St. Elizabeth | MO | Missouri | 29131 | Miller | 38.256 | -92.2665 | 346 | 128 | polygon | FALSE | TRUE | America/Chicago | 3 | 65075 | 1840012918 | [10 empty] | St. ElizabethMO
Mayetta | Mayetta | KS | Kansas | 20085 | Jackson | 39.3386 | -95.7216 | 346 | 790 | polygon | FALSE | TRUE | America/Chicago | 3 | 66509 | 1840008455 | [10 empty] | MayettaKS
Newcastle | Newcastle | NE | Nebraska | 31051 | Dixon | 42.6524 | -96.874 | 346 | 394 | polygon | FALSE | TRUE | America/Chicago | 3 | 68757 | 1840011099 | [10 empty] | NewcastleNE
Callender | Callender | IA | Iowa | 19187 | Webster | 42.3616 | -94.2955 | 346 | 255 | polygon | FALSE | TRUE | America/Chicago | 3 | 50523 | 1840006937 | [10 empty] | CallenderIA
Krakow | Krakow | WI | Wisconsin | 55115 | Shawano | 44.7585 | -88.2611 | 346 | 118 | polygon | FALSE | FALSE | America/Chicago | 3 | 54137 | 1840023911 | [10 empty] | KrakowWI
Defiance | Defiance | PA | Pennsylvania | 42009 | Bedford | 40.1599 | -78.232 | 346 | 790 | polygon | FALSE | FALSE | America/New_York | 3 | 16633 16679 | 1840026524 | [10 empty] | DefiancePA
South Glastonbury | South Glastonbury | MT | Montana | 30067 | Park | 45.3121 | -110.8076 | 345 | 7 | polygon | FALSE | FALSE | America/Denver | 3 | 59027 59065 | 1840032854 | [10 empty] | South GlastonburyMT
St. Michael | St. Michael | PA | Pennsylvania | 42021 | Cambria | 40.3272 | -78.7701 | 345 | 127 | polygon | FALSE | FALSE | America/New_York | 3 | 15951 15956 | 1840024284 | [10 empty] | St. MichaelPA
Wilcox | Wilcox | NE | Nebraska | 31099 | Kearney | 40.3641 | -99.1694 | 345 | 246 | polygon | FALSE | TRUE | America/Chicago | 3 | 68982 | 1840012068 | [10 empty] | WilcoxNE
Wahpeton | Wahpeton | IA | Iowa | 19059 | Dickinson | 43.3742 | -95.1744 | 345 | 111 | polygon | FALSE | TRUE | America/Chicago | 3 | 51360 51351 | 1840010058 | [10 empty] | WahpetonIA
Brimhall Nizhoni | Brimhall Nizhoni | NM | New Mexico | 35031 | McKinley | 35.7785 | -108.6321 | 345 | 8 | polygon | FALSE | FALSE | America/Denver | 3 | 87325 87310 | 1840033710 | [10 empty] | Brimhall NizhoniNM
Friesland | Friesland | WI | Wisconsin | 55021 | Columbia | 43.5886 | -89.0669 | 345 | 133 | polygon | FALSE | TRUE | America/Chicago | 3 | 53935 | 1840002705 | [10 empty] | FrieslandWI
Dallas | Dallas | WI | Wisconsin | 55005 | Barron | 45.2591 | -91.8142 | 345 | 92 | polygon | FALSE | TRUE | America/Chicago | 3 | 54733 | 1840002073 | [10 empty] | DallasWI
Lohrville | Lohrville | IA | Iowa | 19025 | Calhoun | 42.2672 | -94.5516 | 345 | 62 | polygon | FALSE | TRUE | America/Chicago | 3 | 51453 | 1840009115 | [10 empty] | LohrvilleIA
Bigelow | Bigelow | AR | Arkansas | 5105 | Perry | 34.9975 | -92.6315 | 345 | 139 | polygon | FALSE | TRUE | America/Chicago | 3 | 72016 | 1840015499 | [10 empty] | BigelowAR
Sodaville | Sodaville | OR | Oregon | 41043 | Linn | 44.4831 | -122.8691 | 345 | 431 | polygon | FALSE | TRUE | America/Los_Angeles | 3 | 97355 | 1840021252 | [10 empty] | SodavilleOR
Harvey Cedars | Harvey Cedars | NJ | New Jersey | 34029 | Ocean | 39.6995 | -74.1426 | 345 | 237 | polygon | FALSE | TRUE | America/New_York | 3 | 8008 | 1840003757 | [10 empty] | Harvey CedarsNJ
Pattonsburg | Pattonsburg | MO | Missouri | 29061 | Daviess | 40.0715 | -94.106 | 345 | 219 | polygon | FALSE | TRUE | America/Chicago | 3 | 64670 | 1840009474 | [10 empty] | PattonsburgMO
Grand Detour | Grand Detour | IL | Illinois | 17141 | Ogle | 41.9011 | -89.4137 | 345 | 113 | polygon | FALSE | FALSE | America/Chicago | 3 | 61021 | 1840026218 | [10 empty] | Grand DetourIL
Hudson | Hudson | SD | South Dakota | 46083 | Lincoln | 43.1301 | -96.4556 | 345 | 471 | polygon | FALSE | TRUE | America/Chicago | 3 | 57034 | 1840002846 | [10 empty] | HudsonSD
Orchard | Orchard | NE | Nebraska | 31003 | Antelope | 42.337 | -98.2412 | 345 | 296 | polygon | FALSE | TRUE | America/Chicago | 3 | 68764 | 1840011191 | [10 empty] | OrchardNE
Beulah | Beulah | MI | Michigan | 26019 | Benzie | 44.6292 | -86.0964 | 345 | 321 | polygon | FALSE | TRUE | America/Detroit | 3 | 49617 | 1840010931 | [10 empty] | BeulahMI
Arley | Arley | AL | Alabama | 1133 | Winston | 34.0886 | -87.2074 | 345 | 35 | polygon | FALSE | TRUE | America/Chicago | 3 | 35541 | 1840006641 | [10 empty] | ArleyAL
Betsy Layne | Betsy Layne | KY | Kentucky | 21071 | Floyd | 37.5541 | -82.6262 | 345 | 73 | polygon | FALSE | FALSE | America/New_York | 3 | 41605 41635 | 1840026819 | [10 empty] | Betsy LayneKY
Crystal | Crystal | NM | New Mexico | 35045 | San Juan | 36.0281 | -108.9911 | 345 | 30 | polygon | FALSE | FALSE | America/Denver | 3 | 87328 | 1840017668 | [10 empty] | CrystalNM
Maynard | Maynard | MN | Minnesota | 27023 | Chippewa | 44.9056 | -95.4688 | 345 | 222 | polygon | FALSE | TRUE | America/Chicago | 3 | 56260 | 1840007835 | [10 empty] | MaynardMN
Spillville | Spillville | IA | Iowa | 19191 | Winneshiek | 43.2031 | -91.9523 | 344 | 302 | polygon | FALSE | TRUE | America/Chicago | 3 | 52168 52132 | 1840009040 | [10 empty] | SpillvilleIA
Agra | Agra | OK | Oklahoma | 40081 | Lincoln | 35.895 | -96.8702 | 344 | 354 | polygon | FALSE | TRUE | America/Chicago | 3 | 74824 | 1840021710 | [10 empty] | AgraOK
Channing | Channing | TX | Texas | 48205 | Hartley | 35.6819 | -102.3323 | 344 | 133 | polygon | FALSE | TRUE | America/Chicago | 3 | 79018 | 1840019084 | [10 empty] | ChanningTX
Clarks | Clarks | NE | Nebraska | 31121 | Merrick | 41.2164 | -97.8396 | 344 | 423 | polygon | FALSE | TRUE | America/Chicago | 3 | 68628 | 1840010286 | [10 empty] | ClarksNE
Marlboro | Marlboro | OH | Ohio | 39151 | Stark | 40.9504 | -81.2166 | 344 | 309 | polygon | FALSE | FALSE | America/New_York | 3 | 44601 44641 | 1840034179 | [10 empty] | MarlboroOH
Granton | Granton | WI | Wisconsin | 55019 | Clark | 44.5887 | -90.4615 | 344 | 246 | polygon | FALSE | TRUE | America/Chicago | 3 | 54436 | 1840002179 | [10 empty] | GrantonWI
Corsica | Corsica | PA | Pennsylvania | 42065 | Jefferson | 41.1817 | -79.2027 | 344 | 329 | polygon | FALSE | TRUE | America/New_York | 3 | 15829 | 1840003470 | [10 empty] | CorsicaPA
Wallace | Wallace | NE | Nebraska | 31111 | Lincoln | 40.8376 | -101.1645 | 344 | 186 | polygon | FALSE | TRUE | America/Chicago | 3 | 69169 | 1840011652 | [10 empty] | WallaceNE
Farnhamville | Farnhamville | IA | Iowa | 19025 | Calhoun | 42.2768 | -94.4078 | 344 | 203 | polygon | FALSE | TRUE | America/Chicago | 3 | 50538 | 1840008072 | [10 empty] | FarnhamvilleIA
Sale City | Sale City | GA | Georgia | 13205 | Mitchell | 31.2625 | -84.0214 | 344 | 72 | polygon | FALSE | TRUE | America/New_York | 3 | 31784 | 1840015872 | [10 empty] | Sale CityGA
Napier Field | Napier Field | AL | Alabama | 1045 | Dale | 31.3149 | -85.4549 | 344 | 519 | polygon | FALSE | TRUE | America/Chicago | 3 | 36303 | 1840017085 | [10 empty] | Napier FieldAL
Canton | Canton | MN | Minnesota | 27045 | Fillmore | 43.5298 | -91.9299 | 344 | 129 | polygon | FALSE | TRUE | America/Chicago | 3 | 55922 | 1840006836 | [10 empty] | CantonMN
Uniontown | Uniontown | WA | Washington | 53075 | Whitman | 46.5391 | -117.0861 | 344 | 143 | polygon | FALSE | TRUE | America/Los_Angeles | 3 | 99179 | 1840022316 | [10 empty] | UniontownWA
Fargo | Fargo | OK | Oklahoma | 40045 | Ellis | 36.3741 | -99.6219 | 344 | 226 | polygon | FALSE | TRUE | America/Chicago | 3 | 73840 | 1840021653 | [10 empty] | FargoOK
Fort McDermitt | Fort McDermitt | NV | Nevada | 32013 | Humboldt | 41.9656 | -117.6392 | 344 | 7 | polygon | FALSE | TRUE | America/Los_Angeles | 3 | 89421 | 1840039823 | [10 empty] | Fort McDermittNV
Universal | Universal | IN | Indiana | 18165 | Vermillion | 39.6226 | -87.4554 | 344 | 368 | polygon | FALSE | TRUE | America/Indiana/Indianapolis | 3 | 47842 47884 | 1840010521 | [10 empty] | UniversalIN
Nelson | Nelson | WI | Wisconsin | 55011 | Buffalo | 44.4213 | -92.0041 | 344 | 98 | polygon | FALSE | TRUE | America/Chicago | 3 | 54756 | 1840002382 | [10 empty] | NelsonWI
Clear Lake | Clear Lake | IN | Indiana | 18151 | Steuben | 41.7388 | -84.8391 | 344 | 119 | polygon | FALSE | TRUE | America/Detroit | 3 | 46737 | 1840009249 | [10 empty] | Clear LakeIN
Bellflower | Bellflower | IL | Illinois | 17113 | McLean | 40.3405 | -88.5258 | 344 | 368 | polygon | FALSE | TRUE | America/Chicago | 3 | 61724 | 1840011971 | [10 empty] | BellflowerIL
Cincinnati | Cincinnati | IA | Iowa | 19007 | Appanoose | 40.6309 | -92.9222 | 344 | 76 | polygon | FALSE | TRUE | America/Chicago | 3 | 52549 | 1840007203 | [10 empty] | CincinnatiIA
Frazer | Frazer | MT | Montana | 30105 | Valley | 48.0533 | -106.0481 | 344 | 81 | polygon | FALSE | FALSE | America/Denver | 3 | 59225 | 1840017294 | [10 empty] | FrazerMT
Castorland | Castorland | NY | New York | 36049 | Lewis | 43.886 | -75.5166 | 343 | 412 | polygon | FALSE | TRUE | America/New_York | 3 | 13620 | 1840004138 | [10 empty] | CastorlandNY
Orient | Orient | IL | Illinois | 17055 | Franklin | 37.9176 | -88.9773 | 343 | 177 | polygon | FALSE | TRUE | America/Chicago | 3 | 62874 | 1840009851 | [10 empty] | OrientIL
Big Clifty | Big Clifty | KY | Kentucky | 21085 | Grayson | 37.5441 | -86.1514 | 343 | 91 | polygon | FALSE | FALSE | America/New_York | 3 | 42712 | 1840030387 | [10 empty] | Big CliftyKY
Keystone | Keystone | SD | South Dakota | 46103 | Pennington | 43.8955 | -103.4264 | 343 | 46 | polygon | FALSE | TRUE | America/Denver | 3 | 57751 | 1840002185 | [10 empty] | KeystoneSD
Russian Mission | Russian Mission | AK | Alaska | 2158 | Kusilvak | 61.7825 | -161.3567 | 343 | 24 | polygon | FALSE | TRUE | America/Anchorage | 3 | 99657 | 1840023330 | [10 empty] | Russian MissionAK
Lorimor | Lorimor | IA | Iowa | 19175 | Union | 41.1268 | -94.0571 | 343 | 349 | polygon | FALSE | TRUE | America/Chicago | 3 | 50149 | 1840009348 | [10 empty] | LorimorIA
Neche | Neche | ND | North Dakota | 38067 | Pembina | 48.983 | -97.5517 | 343 | 381 | polygon | FALSE | TRUE | America/Chicago | 3 | 58265 | 1840000016 | [10 empty] | NecheND
Wallins Creek | Wallins Creek | KY | Kentucky | 21095 | Harlan | 36.8297 | -83.4174 | 343 | 249 | polygon | FALSE | FALSE | America/New_York | 3 | 40873 | 1840015266 | [10 empty] | Wallins CreekKY
Emerson | Emerson | AR | Arkansas | 5027 | Columbia | 33.0973 | -93.196 | 343 | 133 | polygon | FALSE | TRUE | America/Chicago | 3 | 71740 | 1840016871 | [10 empty] | EmersonAR
St. Pierre | St. Pierre | MT | Montana | 30041 | Hill | 48.2439 | -109.8161 | 343 | 16 | polygon | FALSE | FALSE | America/Denver | 3 | 59521 | 1840032852 | [10 empty] | St. PierreMT
Earl Park | Earl Park | IN | Indiana | 18007 | Benton | 40.6856 | -87.42 | 343 | 143 | polygon | FALSE | TRUE | America/Indiana/Indianapolis | 3 | 47942 | 1840010378 | [10 empty] | Earl ParkIN
Anaktuvuk Pass | Anaktuvuk Pass | AK | Alaska | 2185 | North Slope | 68.15 | -151.7162 | 343 | 25 | polygon | FALSE | TRUE | America/Anchorage | 3 | 99721 | 1840023479 | [10 empty] | Anaktuvuk PassAK
Martinton | Martinton | IL | Illinois | 17075 | Iroquois | 40.9154 | -87.7264 | 343 | 482 | polygon | FALSE | TRUE | America/Chicago | 3 | 60951 | 1840011861 | [10 empty] | MartintonIL
Conesville | Conesville | OH | Ohio | 39031 | Coshocton | 40.1851 | -81.892 | 343 | 951 | polygon | FALSE | TRUE | America/New_York | 3 | 43811 | 1840012197 | [10 empty] | ConesvilleOH
Mansfield | Mansfield | WA | Washington | 53017 | Douglas | 47.8119 | -119.6379 | 343 | 409 | polygon | FALSE | TRUE | America/Los_Angeles | 3 | 98830 | 1840022286 | [10 empty] | MansfieldWA
Clearfield | Clearfield | IA | Iowa | 19173 | Taylor | 40.8025 | -94.4826 | 343 | 105 | polygon | FALSE | TRUE | America/Chicago | 3 | 50840 | 1840007186 | [10 empty] | ClearfieldIA
Apple River | Apple River | IL | Illinois | 17085 | Jo Daviess | 42.5022 | -90.0937 | 343 | 187 | polygon | FALSE | TRUE | America/Chicago | 3 | 61001 | 1840010104 | [10 empty] | Apple RiverIL
Annapolis | Annapolis | MO | Missouri | 29093 | Iron | 37.3605 | -90.6975 | 343 | 354 | polygon | FALSE | TRUE | America/Chicago | 3 | 63620 | 1840007583 | [10 empty] | AnnapolisMO
Lawrence | Lawrence | PA | Pennsylvania | 42125 | Washington | 40.3042 | -80.1185 | 343 | 539 | polygon | FALSE | FALSE | America/New_York | 3 | 15055 | 1840024312 | [10 empty] | LawrencePA
Grantfork | Grantfork | IL | Illinois | 17119 | Madison | 38.8289 | -89.6665 | 343 | 392 | polygon | FALSE | TRUE | America/Chicago | 3 | 62249 | 1840012790 | [10 empty] | GrantforkIL
New Ross | New Ross | IN | Indiana | 18107 | Montgomery | 39.9646 | -86.7142 | 343 | 443 | polygon | FALSE | TRUE | America/Indiana/Indianapolis | 3 | 47968 | 1840009465 | [10 empty] | New RossIN
Evaro | Evaro | MT | Montana | 30063 | Missoula | 47.0737 | -114.0205 | 343 | 7 | polygon | FALSE | FALSE | America/Denver | 3 | 59821 59808 | 1840017348 | [10 empty] | EvaroMT
Swanville | Swanville | MN | Minnesota | 27097 | Morrison | 45.9162 | -94.6388 | 342 | 250 | polygon | FALSE | TRUE | America/Chicago | 3 | 56382 | 1840008863 | [10 empty] | SwanvilleMN
Simms | Simms | MT | Montana | 30013 | Cascade | 47.4931 | -111.9474 | 342 | 17 | polygon | FALSE | FALSE | America/Denver | 3 | 59477 | 1840018428 | [10 empty] | SimmsMT
Fair Oaks | Fair Oaks | OR | Oregon | 41019 | Douglas | 43.4109 | -123.2194 | 342 | 71 | polygon | FALSE | FALSE | America/Los_Angeles | 3 | 97479 97462 | 1840025417 | [10 empty] | Fair OaksOR
Russell | Russell | MN | Minnesota | 27083 | Lyon | 44.3199 | -95.9474 | 342 | 143 | polygon | FALSE | TRUE | America/Chicago | 3 | 56169 | 1840008968 | [10 empty] | RussellMN
Neeses | Neeses | SC | South Carolina | 45075 | Orangeburg | 33.5365 | -81.1236 | 342 | 77 | polygon | FALSE | TRUE | America/New_York | 3 | 29107 | 1840016826 | [10 empty] | NeesesSC
Pacific Junction | Pacific Junction | IA | Iowa | 19129 | Mills | 41.018 | -95.7995 | 342 | 174 | polygon | FALSE | TRUE | America/Chicago | 3 | 51561 | 1840009344 | [10 empty] | Pacific JunctionIA
White Plains | White Plains | GA | Georgia | 13133 | Greene | 33.4807 | -83.0372 | 342 | 26 | polygon | FALSE | TRUE | America/New_York | 3 | 30678 | 1840015687 | [10 empty] | White PlainsGA
Creighton | Creighton | MO | Missouri | 29037 | Cass | 38.4965 | -94.072 | 342 | 382 | polygon | FALSE | TRUE | America/Chicago | 3 | 64739 | 1840007461 | [10 empty] | CreightonMO
Mount Gretna Heights | Mount Gretna Heights | PA | Pennsylvania | 42075 | Lebanon | 40.2488 | -76.4664 | 342 | 1071 | polygon | FALSE | FALSE | America/New_York | 3 | 17064 | 1840035112 | [10 empty] | Mount Gretna HeightsPA
Tennyson | Tennyson | WI | Wisconsin | 55043 | Grant | 42.6907 | -90.6868 | 342 | 306 | polygon | FALSE | TRUE | America/Chicago | 3 | 53820 | 1840002965 | [10 empty] | TennysonWI
Greigsville | Greigsville | NY | New York | 36051 | Livingston | 42.8307 | -77.9015 | 342 | 185 | polygon | FALSE | FALSE | America/New_York | 3 | 14533 | 1840024072 | [10 empty] | GreigsvilleNY
Iredell | Iredell | TX | Texas | 48035 | Bosque | 31.9866 | -97.8719 | 342 | 294 | polygon | FALSE | TRUE | America/Chicago | 3 | 76649 | 1840019513 | [10 empty] | IredellTX
Alba | Alba | MI | Michigan | 26009 | Antrim | 44.9786 | -84.9695 | 342 | 48 | polygon | FALSE | FALSE | America/Detroit | 3 | 49730 49611 | 1840023913 | [10 empty] | AlbaMI
Burlington | Burlington | WY | Wyoming | 56003 | Big Horn | 44.4471 | -108.432 | 342 | 130 | polygon | FALSE | TRUE | America/Denver | 3 | 82411 | 1840021238 | [10 empty] | BurlingtonWY
Wallula | Wallula | WA | Washington | 53071 | Walla Walla | 46.0847 | -118.9056 | 342 | 1260 | polygon | FALSE | FALSE | America/Los_Angeles | 3 | 99363 | 1840018489 | [10 empty] | WallulaWA
Morgan's Point | Morgan's Point | TX | Texas | 48201 | Harris | 29.6765 | -95.0027 | 342 | 86 | polygon | FALSE | TRUE | America/Chicago | 3 | 77571 | 1840037013 | [10 empty] | Morgan's PointTX
Scandia | Scandia | KS | Kansas | 20157 | Republic | 39.7969 | -97.784 | 342 | 280 | polygon | FALSE | TRUE | America/Chicago | 3 | 66966 | 1840009503 | [10 empty] | ScandiaKS
Darrouzett | Darrouzett | TX | Texas | 48295 | Lipscomb | 36.4449 | -100.3258 | 342 | 352 | polygon | FALSE | TRUE | America/Chicago | 3 | 79024 | 1840021670 | [10 empty] | DarrouzettTX
Libertyville | Libertyville | IA | Iowa | 19101 | Jefferson | 40.9583 | -92.0502 | 341 | 270 | polygon | FALSE | TRUE | America/Chicago | 3 | 52567 | 1840008264 | [10 empty] | LibertyvilleIA
Strathmoor Manor | Strathmoor Manor | KY | Kentucky | 21111 | Jefferson | 38.219 | -85.6836 | 341 | 2316 | polygon | FALSE | TRUE | America/New_York | 2 | 40205 | 1840030589 | [10 empty] | Strathmoor ManorKY
Enchanted Oaks | Enchanted Oaks | TX | Texas | 48213 | Henderson | 32.2667 | -96.109 | 341 | 333 | polygon | FALSE | TRUE | America/Chicago | 3 | 75156 | 1840022113 | [10 empty] | Enchanted OaksTX
Elim | Elim | AK | Alaska | 2180 | Nome | 64.6184 | -162.2762 | 341 | 49 | polygon | FALSE | TRUE | America/Nome | 3 | 99739 | 1840023506 | [10 empty] | ElimAK
Briggs | Briggs | OK | Oklahoma | 40021 | Cherokee | 35.921 | -94.9 | 341 | 34 | polygon | FALSE | FALSE | America/Chicago | 3 | 74464 | 1840034515 | [10 empty] | BriggsOK
Nectar | Nectar | AL | Alabama | 1009 | Blount | 33.9686 | -86.6346 | 341 | 72 | polygon | FALSE | TRUE | America/Chicago | 3 | 35049 35079 | 1840016721 | [10 empty] | NectarAL
St. Peter | St. Peter | IL | Illinois | 17051 | Fayette | 38.8676 | -88.8503 | 341 | 252 | polygon | FALSE | TRUE | America/Chicago | 3 | 62880 | 1840012736 | [10 empty] | St. PeterIL
Ney | Ney | OH | Ohio | 39039 | Defiance | 41.3806 | -84.5212 | 341 | 336 | polygon | FALSE | TRUE | America/New_York | 3 | 43549 | 1840011645 | [10 empty] | NeyOH
New Point | New Point | IN | Indiana | 18031 | Decatur | 39.3098 | -85.3271 | 341 | 460 | polygon | FALSE | TRUE | America/Indiana/Indianapolis | 3 | 47240 47263 | 1840009608 | [10 empty] | New PointIN
Marengo | Marengo | OH | Ohio | 39117 | Morrow | 40.4008 | -82.8109 | 341 | 781 | polygon | FALSE | TRUE | America/New_York | 3 | 43334 | 1840012023 | [10 empty] | MarengoOH
Branch | Branch | AR | Arkansas | 5047 | Franklin | 35.3075 | -93.9556 | 341 | 42 | polygon | FALSE | TRUE | America/Chicago | 3 | 72928 | 1840013418 | [10 empty] | BranchAR
Malden | Malden | IL | Illinois | 17011 | Bureau | 41.4249 | -89.3698 | 341 | 479 | polygon | FALSE | TRUE | America/Chicago | 3 | 61337 | 1840011574 | [10 empty] | MaldenIL
Harrisburg | Harrisburg | OH | Ohio | 39049 | Franklin | 39.8107 | -83.1686 | 341 | 849 | polygon | FALSE | TRUE | America/New_York | 3 | 43126 | 1840012402 | [10 empty] | HarrisburgOH
Dietrich | Dietrich | ID | Idaho | 16063 | Lincoln | 42.9127 | -114.2663 | 341 | 406 | polygon | FALSE | TRUE | America/Boise | 3 | 83324 | 1840018663 | [10 empty] | DietrichID
Fincastle | Fincastle | VA | Virginia | 51023 | Botetourt | 37.4994 | -79.8757 | 341 | 557 | polygon | FALSE | TRUE | America/New_York | 3 | 24090 | 1840006378 | [10 empty] | FincastleVA
Buffalo | Buffalo | OH | Ohio | 39059 | Guernsey | 39.9169 | -81.5204 | 341 | 268 | polygon | FALSE | FALSE | America/New_York | 3 | 43722 43780 | 1840026543 | [10 empty] | BuffaloOH
Cameron | Cameron | NC | North Carolina | 37125 | Moore | 35.3259 | -79.254 | 341 | 108 | polygon | FALSE | TRUE | America/New_York | 3 | 28326 | 1840015434 | [10 empty] | CameronNC
Patrick | Patrick | SC | South Carolina | 45025 | Chesterfield | 34.5752 | -80.0446 | 340 | 136 | polygon | FALSE | TRUE | America/New_York | 3 | 29584 | 1840016585 | [10 empty] | PatrickSC
Danbury | Danbury | IA | Iowa | 19193 | Woodbury | 42.2364 | -95.7216 | 340 | 324 | polygon | FALSE | TRUE | America/Chicago | 3 | 51019 | 1840006950 | [10 empty] | DanburyIA
Santee | Santee | NE | Nebraska | 31107 | Knox | 42.8386 | -97.8495 | 340 | 232 | polygon | FALSE | TRUE | America/Chicago | 3 | 68760 | 1840011063 | [10 empty] | SanteeNE
Cazadero | Cazadero | CA | California | 6097 | Sonoma | 38.5265 | -123.0978 | 340 | 18 | polygon | FALSE | FALSE | America/Los_Angeles | 3 | 95421 | 1840022488 | [10 empty] | CazaderoCA
Lost Lake Woods | Lost Lake Woods | MI | Michigan | 26001 | Alcona | 44.7926 | -83.4223 | 340 | 26 | polygon | FALSE | FALSE | America/Detroit | 3 | 48742 | 1840004073 | [10 empty] | Lost Lake WoodsMI
Olney Springs | Olney Springs | CO | Colorado | 8025 | Crowley | 38.1663 | -103.9445 | 340 | 545 | polygon | FALSE | TRUE | America/Denver | 3 | 81062 | 1840022510 | [10 empty] | Olney SpringsCO
Baldwin | Baldwin | IL | Illinois | 17157 | Randolph | 38.1838 | -89.8451 | 340 | 197 | polygon | FALSE | TRUE | America/Chicago | 3 | 62217 | 1840012931 | [10 empty] | BaldwinIL
Anderson | Anderson | AK | Alaska | 2068 | Denali | 64.3074 | -149.1562 | 340 | 3 | polygon | FALSE | TRUE | America/Anchorage | 3 | 99704 99760 99744 | 1840023384 | [10 empty] | AndersonAK
Clacks Canyon | Clacks Canyon | AZ | Arizona | 4015 | Mohave | 35.2203 | -114.0723 | 340 | 39 | polygon | FALSE | TRUE | America/Phoenix | 3 | 86413 86409 86402 | 1840075276 | [10 empty] | Clacks CanyonAZ
Chokoloskee | Chokoloskee | FL | Florida | 12021 | Collier | 25.8146 | -81.3603 | 340 | 588 | polygon | FALSE | FALSE | America/New_York | 3 | 34138 | 1840014231 | [10 empty] | ChokoloskeeFL
Gardner | Gardner | FL | Florida | 12049 | Hardee | 27.3537 | -81.7895 | 340 | 17 | polygon | FALSE | FALSE | America/New_York | 3 | 33890 | 1840025167 | [10 empty] | GardnerFL
Wyoming | Wyoming | RI | Rhode Island | 44009 | Washington | 41.5143 | -71.6902 | 340 | 152 | polygon | FALSE | FALSE | America/New_York | 3 | 2898 | 1840026288 | [10 empty] | WyomingRI
Cressey | Cressey | CA | California | 6047 | Merced | 37.421 | -120.6556 | 340 | 74 | polygon | FALSE | FALSE | America/Los_Angeles | 3 | 95312 95388 | 1840022557 | [10 empty] | CresseyCA
Clayville | Clayville | NY | New York | 36065 | Oneida | 42.9754 | -75.2488 | 339 | 298 | polygon | FALSE | TRUE | America/New_York | 3 | 13322 13456 | 1840004222 | [10 empty] | ClayvilleNY
Ruby | Ruby | SC | South Carolina | 45025 | Chesterfield | 34.7461 | -80.1799 | 339 | 53 | polygon | FALSE | TRUE | America/New_York | 3 | 29741 | 1840017925 | [10 empty] | RubySC
Biggers | Biggers | AR | Arkansas | 5121 | Randolph | 36.3319 | -90.8052 | 339 | 130 | polygon | FALSE | TRUE | America/Chicago | 3 | 72413 | 1840015295 | [10 empty] | BiggersAR
Ceylon | Ceylon | MN | Minnesota | 27091 | Martin | 43.5326 | -94.6305 | 339 | 256 | polygon | FALSE | TRUE | America/Chicago | 3 | 56121 | 1840006843 | [10 empty] | CeylonMN
Camptonville | Camptonville | CA | California | 6115 | Yuba | 39.4521 | -121.0488 | 339 | 153 | polygon | FALSE | FALSE | America/Los_Angeles | 3 | 95960 95922 | 1840025600 | [10 empty] | CamptonvilleCA
Ute | Ute | IA | Iowa | 19133 | Monona | 42.05 | -95.7058 | 339 | 332 | polygon | FALSE | TRUE | America/Chicago | 3 | 51060 | 1840010132 | [10 empty] | UteIA
Wineglass | Wineglass | MT | Montana | 30067 | Park | 45.628 | -110.6233 | 339 | 20 | polygon | FALSE | TRUE | America/Denver | 3 | 59047 | 1840039765 | [10 empty] | WineglassMT
Stanton | Stanton | ND | North Dakota | 38057 | Mercer | 47.3187 | -101.3821 | 339 | 368 | polygon | FALSE | TRUE | America/North_Dakota/Beulah | 3 | 58571 | 1840001909 | [10 empty] | StantonND
Fayetteville | Fayetteville | IL | Illinois | 17163 | St. Clair | 38.3778 | -89.7966 | 339 | 442 | polygon | FALSE | TRUE | America/Chicago | 3 | 62258 | 1840012870 | [10 empty] | FayettevilleIL
Wallace | Wallace | WV | West Virginia | 54033 | Harrison | 39.4072 | -80.4911 | 339 | 92 | polygon | FALSE | FALSE | America/New_York | 3 | 26448 | 1840038183 | [10 empty] | WallaceWV
Eastville | Eastville | VA | Virginia | 51131 | Northampton | 37.3511 | -75.9416 | 339 | 166 | polygon | FALSE | TRUE | America/New_York | 3 | 23347 23310 | 1840006414 | [10 empty] | EastvilleVA
Mount Calm | Mount Calm | TX | Texas | 48217 | Hill | 31.7566 | -96.8818 | 339 | 159 | polygon | FALSE | TRUE | America/Chicago | 3 | 76673 | 1840020785 | [10 empty] | Mount CalmTX
Bulger | Bulger | PA | Pennsylvania | 42125 | Washington | 40.3767 | -80.323 | 339 | 91 | polygon | FALSE | FALSE | America/New_York | 3 | 15019 | 1840026499 | [10 empty] | BulgerPA
Burnettsville | Burnettsville | IN | Indiana | 18181 | White | 40.7612 | -86.5947 | 339 | 175 | polygon | FALSE | TRUE | America/Indiana/Indianapolis | 3 | 47926 | 1840009378 | [10 empty] | BurnettsvilleIN
Mitchellville | Mitchellville | AR | Arkansas | 5041 | Desha | 33.9053 | -91.4983 | 339 | 1086 | polygon | FALSE | TRUE | America/Chicago | 3 | 71639 | 1840014751 | [10 empty] | MitchellvilleAR
Zuehl | Zuehl | TX | Texas | 48187 | Guadalupe | 29.496 | -98.1535 | 339 | 24 | polygon | FALSE | FALSE | America/Chicago | 3 | 78124 | 1840019640 | [10 empty] | ZuehlTX
Howardville | Howardville | MO | Missouri | 29143 | New Madrid | 36.5684 | -89.5972 | 338 | 571 | polygon | FALSE | TRUE | America/Chicago | 3 | 63862 63869 | 1840007657 | [10 empty] | HowardvilleMO
Sharpsburg | Sharpsburg | KY | Kentucky | 21011 | Bath | 38.2016 | -83.9279 | 338 | 662 | polygon | FALSE | TRUE | America/New_York | 3 | 40374 | 1840015208 | [10 empty] | SharpsburgKY
Kiana | Kiana | AK | Alaska | 2188 | Northwest Arctic | 66.9726 | -160.4344 | 338 | 693 | polygon | FALSE | TRUE | America/Anchorage | 3 | 99749 | 1840023491 | [10 empty] | KianaAK
Wharton | Wharton | OH | Ohio | 39175 | Wyandot | 40.8613 | -83.4648 | 338 | 103 | polygon | FALSE | TRUE | America/New_York | 3 | 43359 | 1840011890 | [10 empty] | WhartonOH
Franklin | Franklin | NY | New York | 36025 | Delaware | 42.3416 | -75.1659 | 338 | 385 | polygon | FALSE | TRUE | America/New_York | 3 | 13775 | 1840004617 | [10 empty] | FranklinNY
Chuichu | Chuichu | AZ | Arizona | 4021 | Pinal | 32.7403 | -111.7821 | 338 | 18 | polygon | FALSE | FALSE | America/Phoenix | 3 | 85193 | 1840018028 | [10 empty] | ChuichuAZ
New Albany | New Albany | PA | Pennsylvania | 42015 | Bradford | 41.6002 | -76.4444 | 338 | 281 | polygon | FALSE | TRUE | America/New_York | 3 | 18833 | 1840000515 | [10 empty] | New AlbanyPA
El Nido | El Nido | CA | California | 6047 | Merced | 37.1324 | -120.4985 | 338 | 39 | polygon | FALSE | FALSE | America/Los_Angeles | 3 | 95317 | 1840024771 | [10 empty] | El NidoCA
Amana | Amana | IA | Iowa | 19095 | Iowa | 41.8025 | -91.8741 | 338 | 116 | polygon | FALSE | FALSE | America/Chicago | 3 | 52203 52204 | 1840026247 | [10 empty] | AmanaIA
Flat Top Mountain | Flat Top Mountain | TN | Tennessee | 47065 | Hamilton | 35.3319 | -85.2 | 338 | 7 | polygon | FALSE | TRUE | America/New_York | 3 | 37379 | 1840040576 | [10 empty] | Flat Top MountainTN
Niobrara | Niobrara | NE | Nebraska | 31107 | Knox | 42.7499 | -98.0317 | 338 | 179 | polygon | FALSE | TRUE | America/Chicago | 3 | 68760 | 1840011064 | [10 empty] | NiobraraNE
Aquilla | Aquilla | OH | Ohio | 39055 | Geauga | 41.5465 | -81.173 | 338 | 884 | polygon | FALSE | TRUE | America/New_York | 3 | 44024 | 1840010220 | [10 empty] | AquillaOH
La Paloma Addition | La Paloma Addition | TX | Texas | 48409 | San Patricio | 28.017 | -97.5009 | 338 | 186 | polygon | FALSE | FALSE | America/Chicago | 3 | 78387 | 1840037131 | [10 empty] | La Paloma AdditionTX
East Rocky Hill | East Rocky Hill | NJ | New Jersey | 34035 | Somerset | 40.4079 | -74.6128 | 338 | 31 | polygon | FALSE | TRUE | America/New_York | 3 | 8540 | 1840039875 | [10 empty] | East Rocky HillNJ
Vincent | Vincent | OH | Ohio | 39167 | Washington | 39.3749 | -81.671 | 337 | 339 | polygon | FALSE | FALSE | America/New_York | 3 | 45784 | 1840140541 | [10 empty] | VincentOH
Davy | Davy | WV | West Virginia | 54047 | McDowell | 37.4759 | -81.6474 | 337 | 102 | polygon | FALSE | TRUE | America/New_York | 3 | 24828 | 1840006425 | [10 empty] | DavyWV
Aberdeen Gardens | Aberdeen Gardens | WA | Washington | 53027 | Grays Harbor | 47.0587 | -123.7791 | 337 | 80 | polygon | FALSE | FALSE | America/Los_Angeles | 3 | 98520 | 1840037845 | [10 empty] | Aberdeen GardensWA
Butteville | Butteville | OR | Oregon | 41047 | Marion | 45.2562 | -122.8357 | 337 | 124 | polygon | FALSE | FALSE | America/Los_Angeles | 3 | 97002 | 1840017421 | [10 empty] | ButtevilleOR
Twin Groves | Twin Groves | AR | Arkansas | 5045 | Faulkner | 35.3187 | -92.4253 | 337 | 28 | polygon | FALSE | TRUE | America/Chicago | 3 | 72039 | 1840016417 | [10 empty] | Twin GrovesAR
Scotland | Scotland | GA | Georgia | 13271 | Telfair | 32.0472 | -82.818 | 337 | 90 | polygon | FALSE | TRUE | America/New_York | 3 | 31083 | 1840015836 | [10 empty] | ScotlandGA
Gorham | Gorham | KS | Kansas | 20167 | Russell | 38.8806 | -99.0237 | 337 | 543 | polygon | FALSE | TRUE | America/Chicago | 3 | 67640 | 1840008557 | [10 empty] | GorhamKS
Kratzerville | Kratzerville | PA | Pennsylvania | 42109 | Snyder | 40.8588 | -76.8939 | 337 | 136 | polygon | FALSE | FALSE | America/New_York | 3 | 17870 | 1840005365 | [10 empty] | KratzervillePA
So-Hi | So-Hi | AZ | Arizona | 4015 | Mohave | 35.2527 | -114.1416 | 337 | 148 | polygon | FALSE | TRUE | America/Phoenix | 3 | 86413 | 1840075493 | [10 empty] | So-HiAZ
Cornish | Cornish | UT | Utah | 49005 | Cache | 41.9717 | -111.9565 | 337 | 24 | polygon | FALSE | TRUE | America/Denver | 3 | 84308 | 1840022378 | [10 empty] | CornishUT
Forest | Forest | LA | Louisiana | 22123 | West Carroll | 32.7924 | -91.4125 | 337 | 77 | polygon | FALSE | TRUE | America/Chicago | 3 | 71263 | 1840018078 | [10 empty] | ForestLA
Stilesville | Stilesville | IN | Indiana | 18063 | Hendricks | 39.6372 | -86.6343 | 337 | 348 | polygon | FALSE | TRUE | America/Indiana/Indianapolis | 3 | 46180 | 1840010581 | [10 empty] | StilesvilleIN
Sandy Ridge | Sandy Ridge | PA | Pennsylvania | 42027 | Centre | 40.8105 | -78.2345 | 337 | 204 | polygon | FALSE | FALSE | America/New_York | 3 | 16677 | 1840005166 | [10 empty] | Sandy RidgePA
Nordic | Nordic | WY | Wyoming | 56023 | Lincoln | 43.0793 | -110.9913 | 337 | 25 | polygon | FALSE | FALSE | America/Denver | 3 | 83118 | 1840141272 | [10 empty] | NordicWY
Canjilon | Canjilon | NM | New Mexico | 35039 | Rio Arriba | 36.484 | -106.4334 | 337 | 40 | polygon | FALSE | FALSE | America/Denver | 3 | 87515 | 1840024821 | [10 empty] | CanjilonNM
Bramwell | Bramwell | WV | West Virginia | 54055 | Mercer | 37.327 | -81.313 | 337 | 234 | polygon | FALSE | TRUE | America/New_York | 3 | 24715 24724 | 1840006404 | [10 empty] | BramwellWV
Wilsall | Wilsall | MT | Montana | 30067 | Park | 45.9844 | -110.6604 | 337 | 116 | polygon | FALSE | FALSE | America/Denver | 3 | 59086 | 1840018510 | [10 empty] | WilsallMT
Winchester Bay | Winchester Bay | OR | Oregon | 41019 | Douglas | 43.6729 | -124.1828 | 337 | 48 | polygon | FALSE | FALSE | America/Los_Angeles | 3 | 97467 97459 | 1840018638 | [10 empty] | Winchester BayOR
Broadlands | Broadlands | IL | Illinois | 17019 | Champaign | 39.9087 | -87.9971 | 337 | 403 | polygon | FALSE | TRUE | America/Chicago | 3 | 61816 | 1840010452 | [10 empty] | BroadlandsIL
Bricelyn | Bricelyn | MN | Minnesota | 27043 | Faribault | 43.5607 | -93.8131 | 337 | 447 | polygon | FALSE | TRUE | America/Chicago | 3 | 56014 | 1840004171 | [10 empty] | BricelynMN
Freetown | Freetown | IN | Indiana | 18071 | Jackson | 38.9773 | -86.127 | 337 | 187 | polygon | FALSE | FALSE | America/Indiana/Indianapolis | 3 | 47235 | 1840026691 | [10 empty] | FreetownIN
Tracy | Tracy | MO | Missouri | 29165 | Platte | 39.3799 | -94.7921 | 337 | 317 | polygon | FALSE | TRUE | America/Chicago | 3 | 64079 | 1840010641 | [10 empty] | TracyMO
North La Junta | North La Junta | CO | Colorado | 8089 | Otero | 37.9985 | -103.5228 | 337 | 95 | polygon | FALSE | FALSE | America/Denver | 3 | 81050 | 1840024706 | [10 empty] | North La JuntaCO
Monaville | Monaville | WV | West Virginia | 54045 | Logan | 37.8136 | -81.9915 | 337 | 284 | polygon | FALSE | FALSE | America/New_York | 3 | 25601 | 1840025704 | [10 empty] | MonavilleWV
Goodland | Goodland | FL | Florida | 12021 | Collier | 25.9252 | -81.648 | 337 | 844 | polygon | FALSE | FALSE | America/New_York | 3 | 34140 | 1840014229 | [10 empty] | GoodlandFL
Lake Lafayette | Lake Lafayette | MO | Missouri | 29107 | Lafayette | 38.9488 | -93.9713 | 336 | 202 | polygon | FALSE | TRUE | America/Chicago | 3 | 64076 | 1840008527 | [10 empty] | Lake LafayetteMO
Beal City | Beal City | MI | Michigan | 26073 | Isabella | 43.6692 | -84.9086 | 336 | 32 | polygon | FALSE | FALSE | America/Detroit | 3 | 48893 48858 | 1840004172 | [10 empty] | Beal CityMI
Brooker | Brooker | FL | Florida | 12007 | Bradford | 29.8877 | -82.3327 | 336 | 246 | polygon | FALSE | TRUE | America/New_York | 3 | 32622 | 1840015939 | [10 empty] | BrookerFL
Northfork | Northfork | WV | West Virginia | 54047 | McDowell | 37.4196 | -81.4274 | 336 | 134 | polygon | FALSE | TRUE | America/New_York | 3 | 24868 | 1840006428 | [10 empty] | NorthforkWV
Terril | Terril | IA | Iowa | 19059 | Dickinson | 43.3058 | -94.9689 | 336 | 239 | polygon | FALSE | TRUE | America/Chicago | 3 | 51364 | 1840009025 | [10 empty] | TerrilIA
Jeffersonville | Jeffersonville | NY | New York | 36105 | Sullivan | 41.7799 | -74.9298 | 336 | 317 | polygon | FALSE | TRUE | America/New_York | 3 | 12748 | 1840004789 | [10 empty] | JeffersonvilleNY
Bicknell | Bicknell | UT | Utah | 49055 | Wayne | 38.3407 | -111.5441 | 336 | 226 | polygon | FALSE | TRUE | America/Denver | 3 | 84715 | 1840020256 | [10 empty] | BicknellUT
Claremont | Claremont | VA | Virginia | 51181 | Surry | 37.2273 | -76.9666 | 336 | 51 | polygon | FALSE | TRUE | America/New_York | 3 | 23899 | 1840006471 | [10 empty] | ClaremontVA
Platte Center | Platte Center | NE | Nebraska | 31141 | Platte | 41.5374 | -97.4886 | 336 | 433 | polygon | FALSE | TRUE | America/Chicago | 3 | 68653 | 1840011455 | [10 empty] | Platte CenterNE
Mason | Mason | IL | Illinois | 17049 | Effingham | 38.9537 | -88.6259 | 336 | 100 | polygon | FALSE | TRUE | America/Chicago | 3 | 62443 | 1840009688 | [10 empty] | MasonIL
Bowbells | Bowbells | ND | North Dakota | 38013 | Burke | 48.8037 | -102.2471 | 336 | 155 | polygon | FALSE | TRUE | America/Chicago | 3 | 58721 | 1840000037 | [10 empty] | BowbellsND
Bridge Creek | Bridge Creek | OK | Oklahoma | 40051 | Grady | 35.2393 | -97.7305 | 336 | 78 | polygon | FALSE | TRUE | America/Chicago | 3 | 73010 73089 | 1840021801 | [10 empty] | Bridge CreekOK
Belleview | Belleview | KY | Kentucky | 21015 | Boone | 38.9792 | -84.8249 | 336 | 95 | polygon | FALSE | FALSE | America/New_York | 3 | 41005 | 1840026678 | [10 empty] | BelleviewKY
Trilby | Trilby | FL | Florida | 12101 | Pasco | 28.4565 | -82.194 | 336 | 129 | polygon | FALSE | FALSE | America/New_York | 3 | 33523 33593 | 1840025152 | [10 empty] | TrilbyFL
Muir Beach | Muir Beach | CA | California | 6041 | Marin | 37.8654 | -122.5858 | 336 | 263 | polygon | FALSE | FALSE | America/Los_Angeles | 3 | 94965 | 1840018884 | [10 empty] | Muir BeachCA
Mount Olivet | Mount Olivet | KY | Kentucky | 21201 | Robertson | 38.5317 | -84.0358 | 336 | 156 | polygon | FALSE | TRUE | America/New_York | 3 | 41064 | 1840014280 | [10 empty] | Mount OlivetKY
Massena | Massena | IA | Iowa | 19029 | Cass | 41.2506 | -94.7698 | 336 | 187 | polygon | FALSE | TRUE | America/Chicago | 3 | 50853 | 1840008235 | [10 empty] | MassenaIA
Reader | Reader | WV | West Virginia | 54103 | Wetzel | 39.569 | -80.7316 | 336 | 139 | polygon | FALSE | FALSE | America/New_York | 3 | 26167 | 1840025593 | [10 empty] | ReaderWV
Villa del Sol | Villa del Sol | TX | Texas | 48061 | Cameron | 26.1915 | -97.5782 | 336 | 687 | polygon | FALSE | FALSE | America/Chicago | 3 | 78586 | 1840019742 | [10 empty] | Villa del SolTX
Maunaloa | Maunaloa | HI | Hawaii | 15009 | Maui | 21.1334 | -157.2123 | 336 | 176 | polygon | FALSE | FALSE | Pacific/Honolulu | 3 | 96770 | 1840023227 | [10 empty] | MaunaloaHI
Edith Endave | Edith Endave | NM | New Mexico | 35001 | Bernalillo | 35.2104 | -106.589 | 336 | 85 | polygon | FALSE | TRUE | America/Denver | 3 | 87113 87114 | 1840040014 | [10 empty] | Edith EndaveNM
Cruger | Cruger | MS | Mississippi | 28051 | Holmes | 33.323 | -90.2354 | 336 | 134 | polygon | FALSE | TRUE | America/Chicago | 3 | 38924 | 1840016879 | [10 empty] | CrugerMS
Flint Hill | Flint Hill | VA | Virginia | 51157 | Rappahannock | 38.7666 | -78.1028 | 336 | 74 | polygon | FALSE | FALSE | America/New_York | 3 | 22640 22627 | 1840026716 | [10 empty] | Flint HillVA
Drummond | Drummond | MT | Montana | 30039 | Granite | 46.6665 | -113.1471 | 335 | 234 | polygon | FALSE | TRUE | America/Denver | 3 | 59832 | 1840021160 | [10 empty] | DrummondMT
Newburg | Newburg | PA | Pennsylvania | 42041 | Cumberland | 40.1371 | -77.5545 | 335 | 700 | polygon | FALSE | TRUE | America/New_York | 3 | 17240 | 1840001390 | [10 empty] | NewburgPA
Carbon Hill | Carbon Hill | IL | Illinois | 17063 | Grundy | 41.297 | -88.2999 | 335 | 728 | polygon | FALSE | TRUE | America/Chicago | 3 | 60416 | 1840010269 | [10 empty] | Carbon HillIL
Mannsville | Mannsville | NY | New York | 36045 | Jefferson | 43.7158 | -76.0649 | 335 | 144 | polygon | FALSE | TRUE | America/New_York | 3 | 13661 | 1840004114 | [10 empty] | MannsvilleNY
Rushmore | Rushmore | MN | Minnesota | 27105 | Nobles | 43.6197 | -95.799 | 335 | 509 | polygon | FALSE | TRUE | America/Chicago | 3 | 56168 | 1840009000 | [10 empty] | RushmoreMN
Elderton | Elderton | PA | Pennsylvania | 42005 | Armstrong | 40.6945 | -79.3421 | 335 | 399 | polygon | FALSE | TRUE | America/New_York | 3 | 15736 | 1840003515 | [10 empty] | EldertonPA
Middletown | Middletown | IA | Iowa | 19057 | Des Moines | 40.8279 | -91.2622 | 335 | 235 | polygon | FALSE | TRUE | America/Chicago | 3 | 52638 | 1840008282 | [10 empty] | MiddletownIA
Tolani Lake | Tolani Lake | AZ | Arizona | 4005 | Coconino | 35.4309 | -110.8431 | 335 | 302 | polygon | FALSE | FALSE | America/Denver | 3 | 86047 | 1840022591 | [10 empty] | Tolani LakeAZ
Lynchburg | Lynchburg | SC | South Carolina | 45061 | Lee | 34.06 | -80.077 | 335 | 114 | polygon | FALSE | TRUE | America/New_York | 3 | 29080 | 1840016681 | [10 empty] | LynchburgSC
Nichols | Nichols | SC | South Carolina | 45067 | Marion | 34.2352 | -79.1492 | 335 | 92 | polygon | FALSE | TRUE | America/New_York | 3 | 29581 | 1840016713 | [10 empty] | NicholsSC
Clipper Mills | Clipper Mills | CA | California | 6007 | Butte | 39.5324 | -121.1666 | 335 | 74 | polygon | FALSE | FALSE | America/Los_Angeles | 3 | 95941 95930 | 1840025566 | [10 empty] | Clipper MillsCA
Camp Dennison | Camp Dennison | OH | Ohio | 39061 | Hamilton | 39.1946 | -84.2896 | 335 | 292 | polygon | FALSE | FALSE | America/New_York | 3 | 45111 | 1840025622 | [10 empty] | Camp DennisonOH
Chewsville | Chewsville | MD | Maryland | 24043 | Washington | 39.6484 | -77.6311 | 335 | 154 | polygon | FALSE | FALSE | America/New_York | 3 | 21783 21721 | 1840005599 | [10 empty] | ChewsvilleMD
Ballou | Ballou | OK | Oklahoma | 40097 | Mayes | 36.1421 | -95.1998 | 335 | 35 | polygon | FALSE | FALSE | America/Chicago | 3 | 74352 | 1840034625 | [10 empty] | BallouOK
Kulm | Kulm | ND | North Dakota | 38045 | LaMoure | 46.302 | -98.9466 | 335 | 338 | polygon | FALSE | TRUE | America/Chicago | 3 | 58456 | 1840000218 | [10 empty] | KulmND
Varnado | Varnado | LA | Louisiana | 22117 | Washington | 30.8953 | -89.8319 | 335 | 152 | polygon | FALSE | TRUE | America/Chicago | 3 | 70426 70467 | 1840018203 | [10 empty] | VarnadoLA
Toone | Toone | TN | Tennessee | 47069 | Hardeman | 35.3565 | -88.9542 | 334 | 119 | polygon | FALSE | TRUE | America/Chicago | 3 | 38381 | 1840016387 | [10 empty] | TooneTN
West Union | West Union | SC | South Carolina | 45073 | Oconee | 34.7589 | -83.0431 | 334 | 162 | polygon | FALSE | TRUE | America/New_York | 3 | 29696 29691 | 1840016499 | [10 empty] | West UnionSC
Buffalo | Buffalo | KY | Kentucky | 21123 | Larue | 37.5081 | -85.6992 | 334 | 109 | polygon | FALSE | FALSE | America/New_York | 3 | 42716 | 1840026824 | [10 empty] | BuffaloKY
Blandburg | Blandburg | PA | Pennsylvania | 42021 | Cambria | 40.6838 | -78.4158 | 334 | 266 | polygon | FALSE | FALSE | America/New_York | 3 | 16639 16619 | 1840026423 | [10 empty] | BlandburgPA
Tierra Grande | Tierra Grande | TX | Texas | 48355 | Nueces | 27.7037 | -97.5718 | 334 | 27 | polygon | FALSE | FALSE | America/Chicago | 3 | 78380 78415 | 1840037081 | [10 empty] | Tierra GrandeTX
Manlius | Manlius | IL | Illinois | 17011 | Bureau | 41.4554 | -89.6684 | 334 | 432 | polygon | FALSE | TRUE | America/Chicago | 3 | 61338 61379 | 1840011575 | [10 empty] | ManliusIL
Templeton | Templeton | IA | Iowa | 19027 | Carroll | 41.9179 | -94.9413 | 334 | 280 | polygon | FALSE | TRUE | America/Chicago | 3 | 51463 | 1840009162 | [10 empty] | TempletonIA
Cleo Springs | Cleo Springs | OK | Oklahoma | 40093 | Major | 36.4046 | -98.44 | 334 | 230 | polygon | FALSE | TRUE | America/Chicago | 3 | 73729 | 1840022673 | [10 empty] | Cleo SpringsOK
Orr | Orr | MN | Minnesota | 27137 | St. Louis | 48.0594 | -92.8248 | 334 | 91 | polygon | FALSE | TRUE | America/Chicago | 3 | 55771 | 1840008817 | [10 empty] | OrrMN
Fisk | Fisk | MO | Missouri | 29023 | Butler | 36.7826 | -90.2077 | 334 | 398 | polygon | FALSE | TRUE | America/Chicago | 3 | 63940 | 1840008798 | [10 empty] | FiskMO
Lancaster | Lancaster | MN | Minnesota | 27069 | Kittson | 48.8577 | -96.8019 | 334 | 55 | polygon | FALSE | TRUE | America/Chicago | 3 | 56735 | 1840007680 | [10 empty] | LancasterMN
Cane Beds | Cane Beds | AZ | Arizona | 4015 | Mohave | 36.9342 | -112.9118 | 333 | 15 | polygon | FALSE | FALSE | America/Phoenix | 3 | 86022 | 1840023173 | [10 empty] | Cane BedsAZ
Lueders | Lueders | TX | Texas | 48253 | Jones | 32.8004 | -99.6232 | 333 | 218 | polygon | FALSE | TRUE | America/Chicago | 3 | 79533 | 1840020728 | [10 empty] | LuedersTX
Altenburg | Altenburg | MO | Missouri | 29157 | Perry | 37.6304 | -89.586 | 333 | 122 | polygon | FALSE | TRUE | America/Chicago | 3 | 63732 | 1840007572 | [10 empty] | AltenburgMO
San Mar | San Mar | MD | Maryland | 24043 | Washington | 39.5524 | -77.6406 | 333 | 284 | polygon | FALSE | FALSE | America/New_York | 3 | 21713 | 1840005604 | [10 empty] | San MarMD
Felts Mills | Felts Mills | NY | New York | 36045 | Jefferson | 44.0201 | -75.7595 | 333 | 394 | polygon | FALSE | FALSE | America/New_York | 3 | 13612 13638 | 1840023979 | [10 empty] | Felts MillsNY
Windsor Place | Windsor Place | MO | Missouri | 29053 | Cooper | 38.9342 | -92.7026 | 333 | 143 | polygon | FALSE | TRUE | America/Chicago | 3 | 65233 | 1840012766 | [10 empty] | Windsor PlaceMO
Cotton City | Cotton City | NM | New Mexico | 35023 | Hidalgo | 32.11 | -108.8805 | 333 | 5 | polygon | FALSE | FALSE | America/Denver | 3 | 88020 | 1840025101 | [10 empty] | Cotton CityNM
New Richmond | New Richmond | IN | Indiana | 18107 | Montgomery | 40.1942 | -86.9779 | 333 | 665 | polygon | FALSE | TRUE | America/Indiana/Indianapolis | 3 | 47967 | 1840009464 | [10 empty] | New RichmondIN
Maribel | Maribel | WI | Wisconsin | 55071 | Manitowoc | 44.2775 | -87.8025 | 332 | 112 | polygon | FALSE | TRUE | America/Chicago | 3 | 54227 | 1840002214 | [10 empty] | MaribelWI
Hyden | Hyden | KY | Kentucky | 21131 | Leslie | 37.162 | -83.3779 | 332 | 98 | polygon | FALSE | TRUE | America/New_York | 3 | 41749 | 1840014383 | [10 empty] | HydenKY
Grenora | Grenora | ND | North Dakota | 38105 | Williams | 48.6199 | -103.9367 | 332 | 211 | polygon | FALSE | TRUE | America/Chicago | 3 | 58845 | 1840000056 | [10 empty] | GrenoraND
Keysville | Keysville | GA | Georgia | 13033 | Burke | 33.2375 | -82.2289 | 332 | 121 | polygon | FALSE | TRUE | America/New_York | 3 | 30815 30816 | 1840014847 | [10 empty] | KeysvilleGA
Kingston | Kingston | MO | Missouri | 29025 | Caldwell | 39.6425 | -94.0383 | 332 | 246 | polygon | FALSE | TRUE | America/Chicago | 3 | 64650 | 1840008443 | [10 empty] | KingstonMO
Snoqualmie Pass | Snoqualmie Pass | WA | Washington | 53037 | Kittitas | 47.4014 | -121.4109 | 332 | 43 | polygon | FALSE | FALSE | America/Los_Angeles | 3 | 98068 | 1840037862 | [10 empty] | Snoqualmie PassWA
Lehigh | Lehigh | OK | Oklahoma | 40029 | Coal | 34.4707 | -96.2209 | 332 | 81 | polygon | FALSE | TRUE | America/Chicago | 3 | 74556 | 1840020518 | [10 empty] | LehighOK
Scipio | Scipio | UT | Utah | 49027 | Millard | 39.2491 | -112.1044 | 332 | 123 | polygon | FALSE | TRUE | America/Denver | 3 | 84656 | 1840022461 | [10 empty] | ScipioUT
Shipman | Shipman | VA | Virginia | 51125 | Nelson | 37.7272 | -78.8423 | 332 | 47 | polygon | FALSE | FALSE | America/New_York | 3 | 22971 | 1840024716 | [10 empty] | ShipmanVA
Arthur | Arthur | ND | North Dakota | 38017 | Cass | 47.1043 | -97.2184 | 332 | 83 | polygon | FALSE | TRUE | America/Chicago | 3 | 58006 | 1840000172 | [10 empty] | ArthurND
Williamsville | Williamsville | MO | Missouri | 29223 | Wayne | 36.9737 | -90.5479 | 332 | 396 | polygon | FALSE | TRUE | America/Chicago | 3 | 63967 | 1840010882 | [10 empty] | WilliamsvilleMO
Branchdale | Branchdale | PA | Pennsylvania | 42107 | Schuylkill | 40.6732 | -76.3222 | 332 | 179 | polygon | FALSE | TRUE | America/New_York | 3 | 17923 | 1840034874 | [10 empty] | BranchdalePA
Sunburst | Sunburst | MT | Montana | 30101 | Toole | 48.8777 | -111.9063 | 332 | 72 | polygon | FALSE | TRUE | America/Denver | 3 | 59482 | 1840022279 | [10 empty] | SunburstMT
Dinosaur | Dinosaur | CO | Colorado | 8081 | Moffat | 40.2402 | -109.0078 | 332 | 158 | polygon | FALSE | TRUE | America/Denver | 3 | 81610 | 1840021376 | [10 empty] | DinosaurCO
Quinby | Quinby | VA | Virginia | 51001 | Accomack | 37.5533 | -75.7368 | 332 | 114 | polygon | FALSE | FALSE | America/New_York | 3 | 23423 | 1840024742 | [10 empty] | QuinbyVA
Honor | Honor | MI | Michigan | 26019 | Benzie | 44.6666 | -86.0201 | 331 | 237 | polygon | FALSE | TRUE | America/Detroit | 3 | 49640 | 1840010933 | [10 empty] | HonorMI
Tunnelhill | Tunnelhill | PA | Pennsylvania | 42021 | Cambria | 40.4783 | -78.5423 | 331 | 259 | polygon | FALSE | TRUE | America/New_York | 3 | 16641 | 1840001089 | [10 empty] | TunnelhillPA
Donalds | Donalds | SC | South Carolina | 45001 | Abbeville | 34.3766 | -82.3467 | 331 | 153 | polygon | FALSE | TRUE | America/New_York | 3 | 29638 | 1840016667 | [10 empty] | DonaldsSC
Mount Summit | Mount Summit | IN | Indiana | 18065 | Henry | 40.0035 | -85.386 | 331 | 670 | polygon | FALSE | TRUE | America/Indiana/Indianapolis | 3 | 47361 47362 | 1840009484 | [10 empty] | Mount SummitIN
Montgomery | Montgomery | MI | Michigan | 26059 | Hillsdale | 41.7775 | -84.8064 | 331 | 127 | polygon | FALSE | TRUE | America/Detroit | 3 | 49255 | 1840011379 | [10 empty] | MontgomeryMI
White Stone | White Stone | VA | Virginia | 51103 | Lancaster | 37.644 | -76.3897 | 331 | 130 | polygon | FALSE | TRUE | America/New_York | 3 | 22578 | 1840006371 | [10 empty] | White StoneVA
McVeytown | McVeytown | PA | Pennsylvania | 42087 | Mifflin | 40.4981 | -77.7415 | 331 | 1338 | polygon | FALSE | TRUE | America/New_York | 3 | 17051 | 1840003593 | [10 empty] | McVeytownPA
Alexandria | Alexandria | PA | Pennsylvania | 42061 | Huntingdon | 40.5582 | -78.0994 | 331 | 1210 | polygon | FALSE | TRUE | America/New_York | 3 | 16611 | 1840001062 | [10 empty] | AlexandriaPA
Saltillo | Saltillo | PA | Pennsylvania | 42061 | Huntingdon | 40.2117 | -78.0062 | 331 | 507 | polygon | FALSE | TRUE | America/New_York | 3 | 17253 17264 | 1840001076 | [10 empty] | SaltilloPA
West Waynesburg | West Waynesburg | PA | Pennsylvania | 42059 | Greene | 39.9001 | -80.2006 | 331 | 592 | polygon | FALSE | FALSE | America/New_York | 3 | 15370 | 1840026592 | [10 empty] | West WaynesburgPA
Cubero | Cubero | NM | New Mexico | 35006 | Cibola | 35.0903 | -107.5264 | 331 | 13 | polygon | FALSE | FALSE | America/Denver | 3 | 87014 | 1840024963 | [10 empty] | CuberoNM
Chase Crossing | Chase Crossing | VA | Virginia | 51001 | Accomack | 37.7604 | -75.6658 | 331 | 154 | polygon | FALSE | FALSE | America/New_York | 3 | 23357 | 1840024724 | [10 empty] | Chase CrossingVA
West Liberty | West Liberty | PA | Pennsylvania | 42019 | Butler | 41.0079 | -80.0573 | 330 | 33 | polygon | FALSE | TRUE | America/New_York | 3 | 16057 | 1840000876 | [10 empty] | West LibertyPA
Liberty | Liberty | TN | Tennessee | 47041 | DeKalb | 36.0045 | -85.9779 | 330 | 110 | polygon | FALSE | TRUE | America/Chicago | 3 | 37095 | 1840016184 | [10 empty] | LibertyTN
Unity | Unity | WI | Wisconsin | 55019 | Clark | 44.8511 | -90.3131 | 330 | 128 | polygon | FALSE | TRUE | America/Chicago | 3 | 54488 | 1840002177 | [10 empty] | UnityWI
Delphos | Delphos | KS | Kansas | 20143 | Ottawa | 39.2744 | -97.7654 | 330 | 215 | polygon | FALSE | TRUE | America/Chicago | 3 | 67436 | 1840007384 | [10 empty] | DelphosKS
Palisade | Palisade | NE | Nebraska | 31087 | Hitchcock | 40.3483 | -101.1075 | 330 | 358 | polygon | FALSE | TRUE | America/Chicago | 3 | 69040 | 1840012296 | [10 empty] | PalisadeNE
Clayton | Clayton | MI | Michigan | 26091 | Lenawee | 41.8649 | -84.2347 | 330 | 179 | polygon | FALSE | TRUE | America/Detroit | 3 | 49235 | 1840010153 | [10 empty] | ClaytonMI
Polk | Polk | OH | Ohio | 39005 | Ashland | 40.9449 | -82.2147 | 330 | 125 | polygon | FALSE | TRUE | America/New_York | 3 | 44866 | 1840011804 | [10 empty] | PolkOH
Weston | Weston | NE | Nebraska | 31155 | Saunders | 41.1931 | -96.7422 | 330 | 571 | polygon | FALSE | TRUE | America/Chicago | 3 | 68070 | 1840011639 | [10 empty] | WestonNE
Ruffin | Ruffin | NC | North Carolina | 37157 | Rockingham | 36.4428 | -79.5433 | 330 | 27 | polygon | FALSE | FALSE | America/New_York | 3 | 27326 | 1840025767 | [10 empty] | RuffinNC
Nanticoke | Nanticoke | MD | Maryland | 24045 | Wicomico | 38.2672 | -75.8938 | 330 | 49 | polygon | FALSE | FALSE | America/New_York | 3 | 21840 | 1840024667 | [10 empty] | NanticokeMD
Eubank | Eubank | KY | Kentucky | 21199 | Pulaski | 37.2799 | -84.6541 | 330 | 150 | polygon | FALSE | TRUE | America/New_York | 3 | 42567 | 1840013252 | [10 empty] | EubankKY
Cedar Valley | Cedar Valley | OK | Oklahoma | 40083 | Logan | 35.8703 | -97.5244 | 330 | 57 | polygon | FALSE | TRUE | America/Chicago | 3 | 73044 | 1840019072 | [10 empty] | Cedar ValleyOK
Reserve | Reserve | WI | Wisconsin | 55113 | Sawyer | 45.8338 | -91.3545 | 330 | 2 | polygon | FALSE | FALSE | America/Chicago | 3 | 54876 54828 | 1840004011 | [10 empty] | ReserveWI
Pine Lakes Addition | Pine Lakes Addition | SD | South Dakota | 46099 | Minnehaha | 43.5511 | -96.6354 | 330 | 723 | polygon | FALSE | FALSE | America/Chicago | 3 | 57110 | 1840024017 | [10 empty] | Pine Lakes AdditionSD
Indiahoma | Indiahoma | OK | Oklahoma | 40031 | Comanche | 34.6196 | -98.752 | 330 | 454 | polygon | FALSE | TRUE | America/Chicago | 3 | 73552 | 1840021854 | [10 empty] | IndiahomaOK
Koosharem | Koosharem | UT | Utah | 49041 | Sevier | 38.5136 | -111.8822 | 330 | 140 | polygon | FALSE | TRUE | America/Denver | 3 | 84744 | 1840021481 | [10 empty] | KoosharemUT
Glenview Hills | Glenview Hills | KY | Kentucky | 21111 | Jefferson | 38.2951 | -85.6382 | 330 | 1011 | polygon | FALSE | TRUE | America/New_York | 3 | 40222 | 1840030791 | [10 empty] | Glenview HillsKY
Dellroy | Dellroy | OH | Ohio | 39019 | Carroll | 40.555 | -81.1992 | 330 | 708 | polygon | FALSE | TRUE | America/New_York | 3 | 44620 | 1840011996 | [10 empty] | DellroyOH
Sand Hill | Sand Hill | OK | Oklahoma | 40101 | Muskogee | 35.6343 | -95.2012 | 330 | 16 | polygon | FALSE | TRUE | America/Chicago | 3 | 74423 | 1840074625 | [10 empty] | Sand HillOK
Bascom | Bascom | OH | Ohio | 39147 | Seneca | 41.129 | -83.2869 | 330 | 84 | polygon | FALSE | FALSE | America/New_York | 3 | 44883 44830 44809 | 1840026348 | [10 empty] | BascomOH
Pleasant Valley | Pleasant Valley | TX | Texas | 48485 | Wichita | 33.9374 | -98.5981 | 330 | 48 | polygon | FALSE | TRUE | America/Chicago | 3 | 76367 76305 | 1840021924 | [10 empty] | Pleasant ValleyTX
Bowersville | Bowersville | OH | Ohio | 39057 | Greene | 39.5808 | -83.7232 | 330 | 770 | polygon | FALSE | TRUE | America/New_York | 3 | 45307 | 1840012525 | [10 empty] | BowersvilleOH
New Marshfield | New Marshfield | OH | Ohio | 39009 | Athens | 39.3254 | -82.2166 | 330 | 325 | polygon | FALSE | FALSE | America/New_York | 3 | 45766 45701 | 1840026650 | [10 empty] | New MarshfieldOH
Frystown | Frystown | PA | Pennsylvania | 42011 | Berks | 40.452 | -76.3326 | 330 | 105 | polygon | FALSE | FALSE | America/New_York | 3 | 17067 | 1840026447 | [10 empty] | FrystownPA
Colt | Colt | AR | Arkansas | 5123 | St. Francis | 35.1329 | -90.813 | 329 | 100 | polygon | FALSE | TRUE | America/Chicago | 3 | 72326 | 1840014619 | [10 empty] | ColtAR
Bloomingdale | Bloomingdale | IN | Indiana | 18121 | Parke | 39.8306 | -87.2502 | 329 | 218 | polygon | FALSE | TRUE | America/Indiana/Indianapolis | 3 | 47832 | 1840009521 | [10 empty] | BloomingdaleIN
Starr School | Starr School | MT | Montana | 30035 | Glacier | 48.5976 | -113.1433 | 329 | 30 | polygon | FALSE | FALSE | America/Denver | 3 | 59417 | 1840018353 | [10 empty] | Starr SchoolMT
Epes | Epes | AL | Alabama | 1119 | Sumter | 32.6906 | -88.1405 | 329 | 19 | polygon | FALSE | TRUE | America/Chicago | 3 | 35460 | 1840016949 | [10 empty] | EpesAL
Hope | Hope | KS | Kansas | 20041 | Dickinson | 38.6912 | -97.0765 | 329 | 326 | polygon | FALSE | TRUE | America/Chicago | 3 | 67451 | 1840007411 | [10 empty] | HopeKS
Raleigh | Raleigh | IL | Illinois | 17165 | Saline | 37.8262 | -88.5304 | 329 | 64 | polygon | FALSE | TRUE | America/Chicago | 3 | 62977 | 1840012975 | [10 empty] | RaleighIL
Roberts | Roberts | IL | Illinois | 17053 | Ford | 40.6148 | -88.1843 | 329 | 263 | polygon | FALSE | TRUE | America/Chicago | 3 | 60962 | 1840011877 | [10 empty] | RobertsIL
Grey Eagle | Grey Eagle | MN | Minnesota | 27153 | Todd | 45.8245 | -94.749 | 329 | 356 | polygon | FALSE | TRUE | America/Chicago | 3 | 56336 | 1840006667 | [10 empty] | Grey EagleMN
Ridgeway | Ridgeway | OH | Ohio | 39065 | Hardin | 40.5119 | -83.5688 | 329 | 229 | polygon | FALSE | TRUE | America/New_York | 3 | 43345 | 1840011959 | [10 empty] | RidgewayOH
Arpelar | Arpelar | OK | Oklahoma | 40121 | Pittsburg | 34.9356 | -95.9589 | 329 | 57 | polygon | FALSE | FALSE | America/Chicago | 3 | 74501 | 1840026952 | [10 empty] | ArpelarOK
Meadow | Meadow | UT | Utah | 49027 | Millard | 38.8863 | -112.4073 | 328 | 249 | polygon | FALSE | TRUE | America/Denver | 3 | 84637 84631 84644 | 1840022459 | [10 empty] | MeadowUT
West Burke | West Burke | VT | Vermont | 50005 | Caledonia | 44.6431 | -71.9792 | 328 | 267 | polygon | FALSE | TRUE | America/New_York | 3 | 5871 | 1840004082 | [10 empty] | West BurkeVT
Dupont | Dupont | IN | Indiana | 18077 | Jefferson | 38.8915 | -85.5169 | 328 | 123 | polygon | FALSE | TRUE | America/Indiana/Indianapolis | 3 | 47231 | 1840010725 | [10 empty] | DupontIN
Millfield | Millfield | OH | Ohio | 39009 | Athens | 39.434 | -82.0949 | 328 | 223 | polygon | FALSE | FALSE | America/New_York | 3 | 45761 | 1840026649 | [10 empty] | MillfieldOH
Midway | Midway | OH | Ohio | 39097 | Madison | 39.7329 | -83.4764 | 328 | 435 | polygon | FALSE | TRUE | America/New_York | 3 | 43151 | 1840012416 | [10 empty] | MidwayOH
Nebo | Nebo | IL | Illinois | 17149 | Pike | 39.4421 | -90.7882 | 328 | 292 | polygon | FALSE | TRUE | America/Chicago | 3 | 62355 | 1840012536 | [10 empty] | NeboIL
Portage Des Sioux | Portage Des Sioux | MO | Missouri | 29183 | St. Charles | 38.9274 | -90.3434 | 328 | 220 | polygon | FALSE | TRUE | America/Chicago | 3 | 63373 | 1840009718 | [10 empty] | Portage Des SiouxMO
Rockford Bay | Rockford Bay | ID | Idaho | 16055 | Kootenai | 47.5087 | -116.8866 | 328 | 33 | polygon | FALSE | FALSE | America/Los_Angeles | 3 | 83814 | 1840023789 | [10 empty] | Rockford BayID
Ione | Ione | OR | Oregon | 41049 | Morrow | 45.503 | -119.8207 | 328 | 182 | polygon | FALSE | TRUE | America/Los_Angeles | 3 | 97843 | 1840018541 | [10 empty] | IoneOR
Akron | Akron | AL | Alabama | 1065 | Hale | 32.8785 | -87.7429 | 328 | 184 | polygon | FALSE | TRUE | America/Chicago | 3 | 35441 | 1840015775 | [10 empty] | AkronAL
Lee | Lee | FL | Florida | 12079 | Madison | 30.4115 | -83.3003 | 328 | 51 | polygon | FALSE | TRUE | America/New_York | 3 | 32059 | 1840017186 | [10 empty] | LeeFL
Benton | Benton | CA | California | 6051 | Mono | 37.8189 | -118.4844 | 328 | 4 | polygon | FALSE | FALSE | America/Los_Angeles | 3 | 93514 93512 | 1840022495 | [10 empty] | BentonCA
Millbrook | Millbrook | IL | Illinois | 17093 | Kendall | 41.6071 | -88.5454 | 328 | 68 | polygon | FALSE | TRUE | America/Chicago | 3 | 60541 60536 60560 | 1840011505 | [10 empty] | MillbrookIL
Sunshine | Sunshine | NM | New Mexico | 35029 | Luna | 32.1344 | -107.7838 | 328 | 7 | polygon | FALSE | FALSE | America/Denver | 3 | 88030 | 1840025107 | [10 empty] | SunshineNM
Moro | Moro | OR | Oregon | 41055 | Sherman | 45.4837 | -120.7333 | 328 | 255 | polygon | FALSE | TRUE | America/Los_Angeles | 3 | 97039 | 1840019937 | [10 empty] | MoroOR
Salt Lick | Salt Lick | KY | Kentucky | 21011 | Bath | 38.1193 | -83.6156 | 327 | 161 | polygon | FALSE | TRUE | America/New_York | 3 | 40371 | 1840015207 | [10 empty] | Salt LickKY
Morgan Farm | Morgan Farm | TX | Texas | 48409 | San Patricio | 28.0055 | -97.5535 | 327 | 37 | polygon | FALSE | FALSE | America/Chicago | 3 | 78387 | 1840037133 | [10 empty] | Morgan FarmTX
Hester | Hester | LA | Louisiana | 22093 | St. James | 30.0277 | -90.771 | 327 | 36 | polygon | FALSE | TRUE | America/Chicago | 3 | 70743 70763 70792 | 1840039401 | [10 empty] | HesterLA
Virgil | Virgil | IL | Illinois | 17089 | Kane | 41.9555 | -88.5292 | 327 | 59 | polygon | FALSE | TRUE | America/Chicago | 3 | 60151 | 1840011356 | [10 empty] | VirgilIL
Bellewood | Bellewood | KY | Kentucky | 21111 | Jefferson | 38.2608 | -85.6594 | 327 | 1558 | polygon | FALSE | TRUE | America/New_York | 3 | 40207 | 1840030383 | [10 empty] | BellewoodKY
Twain | Twain | CA | California | 6063 | Plumas | 40.0355 | -121.0404 | 327 | 17 | polygon | FALSE | FALSE | America/Los_Angeles | 3 | 95984 | 1840018770 | [10 empty] | TwainCA
Little Eagle | Little Eagle | SD | South Dakota | 46031 | Corson | 45.6832 | -100.7966 | 327 | 90 | polygon | FALSE | FALSE | America/Denver | 3 | 57639 | 1840004014 | [10 empty] | Little EagleSD
Fulton | Fulton | IN | Indiana | 18049 | Fulton | 40.9467 | -86.2641 | 327 | 677 | polygon | FALSE | TRUE | America/Indiana/Indianapolis | 3 | 46931 46975 | 1840010307 | [10 empty] | FultonIN
Lee | Lee | IL | Illinois | 17103 | Lee | 41.7955 | -88.9417 | 327 | 636 | polygon | FALSE | TRUE | America/Chicago | 3 | 60530 | 1840011428 | [10 empty] | LeeIL
Evening Shade | Evening Shade | OK | Oklahoma | 40135 | Sequoyah | 35.6195 | -94.9104 | 327 | 9 | polygon | FALSE | FALSE | America/Chicago | 3 | 74962 | 1840034636 | [10 empty] | Evening ShadeOK
Dennard | Dennard | AR | Arkansas | 5141 | Van Buren | 35.7498 | -92.5394 | 327 | 5 | polygon | FALSE | FALSE | America/Chicago | 3 | 72645 72629 | 1840025804 | [10 empty] | DennardAR
Moshannon | Moshannon | PA | Pennsylvania | 42027 | Centre | 41.0342 | -78.0067 | 327 | 368 | polygon | FALSE | FALSE | America/New_York | 3 | 16859 | 1840024193 | [10 empty] | MoshannonPA
Avon | Avon | UT | Utah | 49005 | Cache | 41.5354 | -111.8125 | 327 | 17 | polygon | FALSE | FALSE | America/Denver | 3 | 84328 | 1840017475 | [10 empty] | AvonUT
Chauncey | Chauncey | GA | Georgia | 13091 | Dodge | 32.1059 | -83.0645 | 326 | 72 | polygon | FALSE | TRUE | America/New_York | 3 | 31011 | 1840014903 | [10 empty] | ChaunceyGA
Oso | Oso | WA | Washington | 53061 | Snohomish | 48.2836 | -121.9237 | 326 | 44 | polygon | FALSE | FALSE | America/Los_Angeles | 3 | 98223 | 1840018374 | [10 empty] | OsoWA
Cherry Fork | Cherry Fork | OH | Ohio | 39001 | Adams | 38.8872 | -83.6126 | 326 | 416 | polygon | FALSE | FALSE | America/New_York | 3 | 45618 45697 | 1840010706 | [10 empty] | Cherry ForkOH
Beaverville | Beaverville | IL | Illinois | 17075 | Iroquois | 40.9534 | -87.6546 | 326 | 457 | polygon | FALSE | TRUE | America/Chicago | 3 | 60912 | 1840011855 | [10 empty] | BeavervilleIL
Sawyer | Sawyer | ND | North Dakota | 38101 | Ward | 48.0894 | -101.0533 | 326 | 256 | polygon | FALSE | TRUE | America/Chicago | 3 | 58781 | 1840001868 | [10 empty] | SawyerND
Brownsboro Village | Brownsboro Village | KY | Kentucky | 21111 | Jefferson | 38.2629 | -85.6659 | 326 | 1680 | polygon | FALSE | TRUE | America/New_York | 3 | 40207 | 1840030396 | [10 empty] | Brownsboro VillageKY
Kunkle | Kunkle | OH | Ohio | 39171 | Williams | 41.6359 | -84.4941 | 326 | 449 | polygon | FALSE | FALSE | America/New_York | 3 | 43531 43501 | 1840026276 | [10 empty] | KunkleOH
Johnson | Johnson | NE | Nebraska | 31127 | Nemaha | 40.4106 | -95.9996 | 326 | 572 | polygon | FALSE | TRUE | America/Chicago | 3 | 68378 | 1840012146 | [10 empty] | JohnsonNE
Shoal Creek Drive | Shoal Creek Drive | MO | Missouri | 29145 | Newton | 37.037 | -94.5228 | 326 | 268 | polygon | FALSE | TRUE | America/Chicago | 3 | 64804 | 1840013048 | [10 empty] | Shoal Creek DriveMO
Nett Lake | Nett Lake | MN | Minnesota | 27137 | St. Louis | 48.1146 | -93.0811 | 326 | 73 | polygon | FALSE | FALSE | America/Chicago | 3 | 55771 55772 | 1840026094 | [10 empty] | Nett LakeMN
Mecca | Mecca | IN | Indiana | 18121 | Parke | 39.7271 | -87.3317 | 326 | 320 | polygon | FALSE | TRUE | America/Indiana/Indianapolis | 3 | 47860 47872 | 1840009523 | [10 empty] | MeccaIN
Wakita | Wakita | OK | Oklahoma | 40053 | Grant | 36.8818 | -97.9238 | 326 | 385 | polygon | FALSE | TRUE | America/Chicago | 3 | 73771 | 1840022607 | [10 empty] | WakitaOK
McLemoresville | McLemoresville | TN | Tennessee | 47017 | Carroll | 35.9863 | -88.5801 | 326 | 57 | polygon | FALSE | TRUE | America/Chicago | 3 | 38258 38235 38344 | 1840016181 | [10 empty] | McLemoresvilleTN
Adak | Adak | AK | Alaska | 2016 | Aleutians West | 51.8815 | -176.6295 | 326 | 3 | polygon | FALSE | TRUE | America/Adak | 3 | 99546 | 1840023261 | [10 empty] | AdakAK
Minocqua | Minocqua | WI | Wisconsin | 55085 | Oneida | 45.8788 | -89.7032 | 326 | 193 | polygon | FALSE | FALSE | America/Chicago | 3 | 54548 | 1840025293 | [10 empty] | MinocquaWI
Langford | Langford | SD | South Dakota | 46091 | Marshall | 45.6025 | -97.8303 | 326 | 409 | polygon | FALSE | TRUE | America/Chicago | 3 | 57454 | 1840002045 | [10 empty] | LangfordSD
Arboles | Arboles | CO | Colorado | 8007 | Archuleta | 37.0201 | -107.4222 | 326 | 24 | polygon | FALSE | FALSE | America/Denver | 3 | 81137 81147 81121 | 1840017646 | [10 empty] | ArbolesCO
Inchelium | Inchelium | WA | Washington | 53019 | Ferry | 48.3379 | -118.2372 | 326 | 4 | polygon | FALSE | FALSE | America/Los_Angeles | 3 | 99138 | 1840017307 | [10 empty] | IncheliumWA
Wilmont | Wilmont | MN | Minnesota | 27105 | Nobles | 43.765 | -95.8269 | 326 | 181 | polygon | FALSE | TRUE | America/Chicago | 3 | 56185 | 1840010035 | [10 empty] | WilmontMN
Ivanhoe | Ivanhoe | NC | North Carolina | 37163 | Sampson | 34.587 | -78.2447 | 326 | 25 | polygon | FALSE | FALSE | America/New_York | 3 | 28447 | 1840013481 | [10 empty] | IvanhoeNC
Blue Diamond | Blue Diamond | NV | Nevada | 32003 | Clark | 36.04 | -115.4128 | 326 | 17 | polygon | FALSE | FALSE | America/Los_Angeles | 3 | 89004 | 1840017684 | [10 empty] | Blue DiamondNV
Grampian | Grampian | PA | Pennsylvania | 42033 | Clearfield | 40.9648 | -78.6112 | 325 | 445 | polygon | FALSE | TRUE | America/New_York | 3 | 16838 | 1840003495 | [10 empty] | GrampianPA
Industry | Industry | TX | Texas | 48015 | Austin | 29.9715 | -96.4992 | 325 | 117 | polygon | FALSE | TRUE | America/Chicago | 3 | 78944 | 1840019626 | [10 empty] | IndustryTX
Eakly | Eakly | OK | Oklahoma | 40015 | Caddo | 35.3055 | -98.556 | 325 | 488 | polygon | FALSE | TRUE | America/Chicago | 3 | 73033 | 1840021765 | [10 empty] | EaklyOK
Havana | Havana | TX | Texas | 48215 | Hidalgo | 26.2507 | -98.5091 | 325 | 154 | polygon | FALSE | FALSE | America/Chicago | 3 | 78560 | 1840018322 | [10 empty] | HavanaTX
Gaastra | Gaastra | MI | Michigan | 26071 | Iron | 46.0557 | -88.605 | 325 | 76 | polygon | FALSE | TRUE | America/Menominee | 3 | 49927 | 1840001971 | [10 empty] | GaastraMI
Skamokawa Valley | Skamokawa Valley | WA | Washington | 53069 | Wahkiakum | 46.3004 | -123.4242 | 325 | 4 | polygon | FALSE | TRUE | America/Los_Angeles | 3 | 98647 | 1840042053 | [10 empty] | Skamokawa ValleyWA
Lowell | Lowell | WI | Wisconsin | 55027 | Dodge | 43.3363 | -88.8183 | 325 | 126 | polygon | FALSE | TRUE | America/Chicago | 3 | 53557 | 1840002741 | [10 empty] | LowellWI
Garden Prairie | Garden Prairie | IL | Illinois | 17007 | Boone | 42.2534 | -88.7178 | 325 | 196 | polygon | FALSE | FALSE | America/Chicago | 3 | 61038 | 1840029736 | [10 empty] | Garden PrairieIL
Beulah | Beulah | MS | Mississippi | 28011 | Bolivar | 33.7905 | -90.9802 | 325 | 270 | polygon | FALSE | TRUE | America/Chicago | 3 | 38726 | 1840015626 | [10 empty] | BeulahMS
Kennard | Kennard | TX | Texas | 48225 | Houston | 31.3575 | -95.1854 | 325 | 96 | polygon | FALSE | TRUE | America/Chicago | 3 | 75847 | 1840019546 | [10 empty] | KennardTX
Seymour | Seymour | IL | Illinois | 17019 | Champaign | 40.1067 | -88.4271 | 325 | 1398 | polygon | FALSE | FALSE | America/Chicago | 3 | 61875 | 1840025552 | [10 empty] | SeymourIL
Leasburg | Leasburg | MO | Missouri | 29055 | Crawford | 38.0948 | -91.2953 | 325 | 290 | polygon | FALSE | TRUE | America/Chicago | 3 | 65535 | 1840012949 | [10 empty] | LeasburgMO
Berrydale | Berrydale | FL | Florida | 12113 | Santa Rosa | 30.8982 | -87.035 | 325 | 14 | polygon | FALSE | FALSE | America/Chicago | 3 | 32570 32565 | 1840025109 | [10 empty] | BerrydaleFL
La Jara | La Jara | NM | New Mexico | 35043 | Sandoval | 36.1055 | -106.9418 | 325 | 8 | polygon | FALSE | FALSE | America/Denver | 3 | 87027 | 1840017744 | [10 empty] | La JaraNM
Spelter | Spelter | WV | West Virginia | 54033 | Harrison | 39.3431 | -80.3163 | 325 | 253 | polygon | FALSE | FALSE | America/New_York | 3 | 26438 26404 | 1840025615 | [10 empty] | SpelterWV
Gordon | Gordon | AL | Alabama | 1069 | Houston | 31.1436 | -85.0925 | 325 | 42 | polygon | FALSE | TRUE | America/Chicago | 3 | 36343 | 1840006413 | [10 empty] | GordonAL
Hannibal | Hannibal | OH | Ohio | 39111 | Monroe | 39.6719 | -80.8741 | 325 | 112 | polygon | FALSE | FALSE | America/New_York | 3 | 43946 43915 43931 | 1840026607 | [10 empty] | HannibalOH
Stratton | Stratton | NE | Nebraska | 31087 | Hitchcock | 40.1502 | -101.2278 | 324 | 290 | polygon | FALSE | TRUE | America/Chicago | 3 | 69043 | 1840012297 | [10 empty] | StrattonNE
St. Marks | St. Marks | FL | Florida | 12129 | Wakulla | 30.1656 | -84.2078 | 324 | 63 | polygon | FALSE | TRUE | America/New_York | 3 | 32355 | 1840015933 | [10 empty] | St. MarksFL
Lake | Lake | MS | Mississippi | 28123 | Scott | 32.3407 | -89.3295 | 324 | 112 | polygon | FALSE | TRUE | America/Chicago | 3 | 39092 | 1840016979 | [10 empty] | LakeMS
Beech Mountain | Beech Mountain | NC | North Carolina | 37011 | Avery | 36.2105 | -81.8875 | 324 | 19 | polygon | FALSE | TRUE | America/New_York | 3 | 28604 28691 | 1840015308 | [10 empty] | Beech MountainNC
Dyer | Dyer | NV | Nevada | 32009 | Esmeralda | 37.6493 | -118.0345 | 324 | 3 | polygon | FALSE | FALSE | America/Los_Angeles | 3 | 89010 | 1840024688 | [10 empty] | DyerNV
Beauregard | Beauregard | MS | Mississippi | 28029 | Copiah | 31.721 | -90.3859 | 324 | 136 | polygon | FALSE | TRUE | America/Chicago | 3 | 39191 | 1840018148 | [10 empty] | BeauregardMS
Hiltonia | Hiltonia | GA | Georgia | 13251 | Screven | 32.8833 | -81.6613 | 324 | 72 | polygon | FALSE | TRUE | America/New_York | 3 | 30467 | 1840016921 | [10 empty] | HiltoniaGA
Gridley | Gridley | KS | Kansas | 20031 | Coffey | 38.1006 | -95.8827 | 324 | 292 | polygon | FALSE | TRUE | America/Chicago | 3 | 66852 | 1840007514 | [10 empty] | GridleyKS
Fiddletown | Fiddletown | CA | California | 6005 | Amador | 38.5091 | -120.7605 | 324 | 26 | polygon | FALSE | FALSE | America/Los_Angeles | 3 | 95685 95629 | 1840024635 | [10 empty] | FiddletownCA
Beaux Arts Village | Beaux Arts Village | WA | Washington | 53033 | King | 47.5853 | -122.2049 | 324 | 1514 | polygon | FALSE | TRUE | America/Los_Angeles | 3 | 98004 | 1840019838 | [10 empty] | Beaux Arts VillageWA
New Munich | New Munich | MN | Minnesota | 27145 | Stearns | 45.6309 | -94.7525 | 324 | 233 | polygon | FALSE | TRUE | America/Chicago | 3 | 56356 56352 | 1840007783 | [10 empty] | New MunichMN
Parkdale | Parkdale | OR | Oregon | 41027 | Hood River | 45.5131 | -121.5921 | 324 | 199 | polygon | FALSE | FALSE | America/Los_Angeles | 3 | 97041 | 1840018560 | [10 empty] | ParkdaleOR
Luther | Luther | MI | Michigan | 26085 | Lake | 44.0386 | -85.6827 | 324 | 128 | polygon | FALSE | TRUE | America/Detroit | 3 | 49656 | 1840010949 | [10 empty] | LutherMI
Waldo | Waldo | OH | Ohio | 39101 | Marion | 40.4598 | -83.0847 | 324 | 193 | polygon | FALSE | TRUE | America/New_York | 3 | 43356 | 1840012031 | [10 empty] | WaldoOH
Wyandotte | Wyandotte | OK | Oklahoma | 40115 | Ottawa | 36.7925 | -94.7231 | 324 | 257 | polygon | FALSE | TRUE | America/Chicago | 3 | 74370 | 1840022613 | [10 empty] | WyandotteOK
Harpers Ferry | Harpers Ferry | IA | Iowa | 19005 | Allamakee | 43.2005 | -91.1525 | 323 | 190 | polygon | FALSE | TRUE | America/Chicago | 3 | 52146 | 1840006861 | [10 empty] | Harpers FerryIA
Proctorsville | Proctorsville | VT | Vermont | 50027 | Windsor | 43.3824 | -72.6415 | 323 | 43 | polygon | FALSE | FALSE | America/New_York | 3 | 5153 | 1840025410 | [10 empty] | ProctorsvilleVT
West Pocomoke | West Pocomoke | MD | Maryland | 24039 | Somerset | 38.0956 | -75.5842 | 323 | 13 | polygon | FALSE | FALSE | America/New_York | 3 | 21851 | 1840031489 | [10 empty] | West PocomokeMD
Diggins | Diggins | MO | Missouri | 29225 | Webster | 37.174 | -92.8503 | 323 | 128 | polygon | FALSE | TRUE | America/Chicago | 3 | 65746 65636 | 1840013015 | [10 empty] | DigginsMO
Moline | Moline | KS | Kansas | 20049 | Elk | 37.3637 | -96.3025 | 323 | 372 | polygon | FALSE | TRUE | America/Chicago | 3 | 67353 | 1840008733 | [10 empty] | MolineKS
Sagaponack | Sagaponack | NY | New York | 36103 | Suffolk | 40.9302 | -72.2726 | 323 | 28 | polygon | FALSE | TRUE | America/New_York | 3 | 11962 | 1840005134 | [10 empty] | SagaponackNY
Riverland | Riverland | MN | Minnesota | 27087 | Mahnomen | 47.3219 | -95.9512 | 323 | 761 | polygon | FALSE | TRUE | America/Chicago | 3 | 56557 | 1840039628 | [10 empty] | RiverlandMN
Texhoma | Texhoma | TX | Texas | 48421 | Sherman | 36.4937 | -101.7937 | 323 | 65 | polygon | FALSE | TRUE | America/Chicago | 3 | 73949 73960 | 1840037452 | [10 empty] | TexhomaTX
Mize | Mize | MS | Mississippi | 28129 | Smith | 31.8672 | -89.5541 | 323 | 53 | polygon | FALSE | TRUE | America/Chicago | 3 | 39116 | 1840017037 | [10 empty] | MizeMS
Central | Central | AZ | Arizona | 4009 | Graham | 32.8692 | -109.7908 | 323 | 74 | polygon | FALSE | FALSE | America/Phoenix | 3 | 85531 85543 | 1840022958 | [10 empty] | CentralAZ
Armington | Armington | IL | Illinois | 17179 | Tazewell | 40.3397 | -89.3143 | 323 | 434 | polygon | FALSE | TRUE | America/Chicago | 3 | 61721 | 1840011984 | [10 empty] | ArmingtonIL
Goodrich | Goodrich | TX | Texas | 48373 | Polk | 30.6093 | -94.9467 | 323 | 176 | polygon | FALSE | TRUE | America/Chicago | 3 | 77335 | 1840020857 | [10 empty] | GoodrichTX
Lyman | Lyman | NE | Nebraska | 31157 | Scotts Bluff | 41.9177 | -104.0373 | 323 | 318 | polygon | FALSE | TRUE | America/Denver | 3 | 69352 | 1840011393 | [10 empty] | LymanNE
Jaconita | Jaconita | NM | New Mexico | 35049 | Santa Fe | 35.8857 | -106.0611 | 323 | 185 | polygon | FALSE | FALSE | America/Denver | 3 | 87506 | 1840017773 | [10 empty] | JaconitaNM
Midland | Midland | AR | Arkansas | 5131 | Sebastian | 35.0927 | -94.3531 | 323 | 360 | polygon | FALSE | TRUE | America/Chicago | 3 | 72945 72937 | 1840016377 | [10 empty] | MidlandAR
Chilhowee | Chilhowee | MO | Missouri | 29101 | Johnson | 38.5889 | -93.8557 | 323 | 325 | polygon | FALSE | TRUE | America/Chicago | 3 | 64733 | 1840009725 | [10 empty] | ChilhoweeMO
Meeteetse | Meeteetse | WY | Wyoming | 56029 | Park | 44.1543 | -108.8612 | 323 | 143 | polygon | FALSE | TRUE | America/Denver | 3 | 82433 | 1840022341 | [10 empty] | MeeteetseWY
Morganton | Morganton | GA | Georgia | 13111 | Fannin | 34.8749 | -84.2442 | 323 | 159 | polygon | FALSE | TRUE | America/New_York | 3 | 30560 | 1840014649 | [10 empty] | MorgantonGA
Greasy | Greasy | OK | Oklahoma | 40001 | Adair | 35.6821 | -94.7177 | 323 | 6 | polygon | FALSE | FALSE | America/Chicago | 3 | 74931 | 1840034543 | [10 empty] | GreasyOK
Oslo | Oslo | MN | Minnesota | 27089 | Marshall | 48.1954 | -97.1321 | 322 | 335 | polygon | FALSE | TRUE | America/Chicago | 3 | 56744 | 1840008821 | [10 empty] | OsloMN
Coffeeville | Coffeeville | AL | Alabama | 1025 | Clarke | 31.7666 | -88.0861 | 322 | 27 | polygon | FALSE | TRUE | America/Chicago | 3 | 36524 | 1840017049 | [10 empty] | CoffeevilleAL
Laclede | Laclede | MO | Missouri | 29115 | Linn | 39.7878 | -93.1697 | 322 | 99 | polygon | FALSE | TRUE | America/Chicago | 3 | 64651 | 1840008404 | [10 empty] | LacledeMO
Bison | Bison | SD | South Dakota | 46105 | Perkins | 45.5235 | -102.4677 | 322 | 125 | polygon | FALSE | TRUE | America/Denver | 3 | 57620 | 1840002013 | [10 empty] | BisonSD
Rosemont | Rosemont | MD | Maryland | 24021 | Frederick | 39.3317 | -77.6214 | 322 | 223 | polygon | FALSE | TRUE | America/New_York | 3 | 21758 | 1840005712 | [10 empty] | RosemontMD
Spring Grove | Spring Grove | IN | Indiana | 18177 | Wayne | 39.8472 | -84.8912 | 322 | 409 | polygon | FALSE | TRUE | America/Indiana/Indianapolis | 3 | 47374 | 1840010547 | [10 empty] | Spring GroveIN
Ethan | Ethan | SD | South Dakota | 46035 | Davison | 43.5463 | -97.9829 | 322 | 502 | polygon | FALSE | TRUE | America/Chicago | 3 | 57334 | 1840002641 | [10 empty] | EthanSD
McVille | McVille | ND | North Dakota | 38063 | Nelson | 47.7653 | -98.1755 | 322 | 86 | polygon | FALSE | TRUE | America/Chicago | 3 | 58254 | 1840000096 | [10 empty] | McVilleND
Aristes | Aristes | PA | Pennsylvania | 42037 | Columbia | 40.8155 | -76.3395 | 322 | 334 | polygon | FALSE | FALSE | America/New_York | 3 | 17920 | 1840004994 | [10 empty] | AristesPA
Unadilla | Unadilla | NE | Nebraska | 31131 | Otoe | 40.6827 | -96.2702 | 322 | 404 | polygon | FALSE | TRUE | America/Chicago | 3 | 68454 | 1840011969 | [10 empty] | UnadillaNE
Bucyrus | Bucyrus | KS | Kansas | 20121 | Miami | 38.7237 | -94.714 | 322 | 62 | polygon | FALSE | FALSE | America/Chicago | 3 | 66013 | 1840026727 | [10 empty] | BucyrusKS
Hanaford | Hanaford | IL | Illinois | 17055 | Franklin | 37.9579 | -88.8356 | 322 | 123 | polygon | FALSE | TRUE | America/Chicago | 3 | 62856 | 1840029748 | [10 empty] | HanafordIL
Troxelville | Troxelville | PA | Pennsylvania | 42109 | Snyder | 40.8076 | -77.2059 | 322 | 125 | polygon | FALSE | FALSE | America/New_York | 3 | 17812 17813 17882 | 1840005367 | [10 empty] | TroxelvillePA
West Union | West Union | IL | Illinois | 17023 | Clark | 39.215 | -87.6657 | 322 | 78 | polygon | FALSE | FALSE | America/Chicago | 3 | 62477 | 1840025612 | [10 empty] | West UnionIL
Copperhill | Copperhill | TN | Tennessee | 47139 | Polk | 34.9951 | -84.3748 | 321 | 70 | polygon | FALSE | TRUE | America/New_York | 3 | 37317 | 1840014611 | [10 empty] | CopperhillTN
Amazonia | Amazonia | MO | Missouri | 29003 | Andrew | 39.8888 | -94.8926 | 321 | 336 | polygon | FALSE | TRUE | America/Chicago | 3 | 64505 64421 | 1840010527 | [10 empty] | AmazoniaMO
Helenville | Helenville | WI | Wisconsin | 55055 | Jefferson | 43.0166 | -88.6998 | 321 | 223 | polygon | FALSE | FALSE | America/Chicago | 3 | 53137 | 1840004348 | [10 empty] | HelenvilleWI
Bluejacket | Bluejacket | OK | Oklahoma | 40035 | Craig | 36.8008 | -95.074 | 321 | 314 | polygon | FALSE | TRUE | America/Chicago | 3 | 74333 | 1840021598 | [10 empty] | BluejacketOK
Deer Creek | Deer Creek | MN | Minnesota | 27111 | Otter Tail | 46.3909 | -95.3218 | 321 | 30 | polygon | FALSE | TRUE | America/Chicago | 3 | 56527 | 1840006655 | [10 empty] | Deer CreekMN
Gloster | Gloster | LA | Louisiana | 22031 | De Soto | 32.1921 | -93.8112 | 321 | 98 | polygon | FALSE | FALSE | America/Chicago | 3 | 71030 | 1840025917 | [10 empty] | GlosterLA
Sanctuary | Sanctuary | TX | Texas | 48367 | Parker | 32.9132 | -97.5877 | 321 | 144 | polygon | FALSE | TRUE | America/Chicago | 3 | 76020 | 1840023028 | [10 empty] | SanctuaryTX
Thebes | Thebes | IL | Illinois | 17003 | Alexander | 37.214 | -89.4544 | 321 | 71 | polygon | FALSE | TRUE | America/Chicago | 3 | 62990 | 1840013021 | [10 empty] | ThebesIL
Sheldahl | Sheldahl | IA | Iowa | 19169 | Story | 41.8643 | -93.6966 | 321 | 148 | polygon | FALSE | TRUE | America/Chicago | 3 | 50226 50244 50243 | 1840009173 | [10 empty] | SheldahlIA
Casnovia | Casnovia | MI | Michigan | 26081 | Kent | 43.2336 | -85.7895 | 321 | 116 | polygon | FALSE | TRUE | America/Detroit | 3 | 49318 | 1840010063 | [10 empty] | CasnoviaMI
Skyland | Skyland | NV | Nevada | 32005 | Douglas | 39.0265 | -119.9221 | 321 | 28 | polygon | FALSE | FALSE | America/Los_Angeles | 3 | 89448 | 1840024558 | [10 empty] | SkylandNV
Arcola | Arcola | MS | Mississippi | 28151 | Washington | 33.2705 | -90.88 | 321 | 564 | polygon | FALSE | TRUE | America/Chicago | 3 | 38722 | 1840015718 | [10 empty] | ArcolaMS
Lawn | Lawn | TX | Texas | 48441 | Taylor | 32.1366 | -99.7499 | 321 | 207 | polygon | FALSE | TRUE | America/Chicago | 3 | 79530 | 1840022095 | [10 empty] | LawnTX
Kino Springs | Kino Springs | AZ | Arizona | 4023 | Santa Cruz | 31.3642 | -110.8096 | 321 | 479 | polygon | FALSE | FALSE | America/Phoenix | 3 | 85621 | 1840023120 | [10 empty] | Kino SpringsAZ
Williams | Williams | IA | Iowa | 19079 | Hamilton | 42.4892 | -93.5411 | 320 | 141 | polygon | FALSE | TRUE | America/Chicago | 3 | 50271 | 1840010100 | [10 empty] | WilliamsIA
Coahoma | Coahoma | MS | Mississippi | 28027 | Coahoma | 34.3664 | -90.522 | 320 | 631 | polygon | FALSE | TRUE | America/Chicago | 3 | 38617 | 1840016642 | [10 empty] | CoahomaMS
Georgetown | Georgetown | LA | Louisiana | 22043 | Grant | 31.7597 | -92.3821 | 320 | 95 | polygon | FALSE | TRUE | America/Chicago | 3 | 71432 | 1840018166 | [10 empty] | GeorgetownLA
Lazy Y U | Lazy Y U | AZ | Arizona | 4015 | Mohave | 35.1369 | -113.9684 | 320 | 7 | polygon | FALSE | TRUE | America/Phoenix | 3 | 86401 | 1840075406 | [10 empty] | Lazy Y UAZ
Kingston | Kingston | WI | Wisconsin | 55047 | Green Lake | 43.6935 | -89.1304 | 320 | 94 | polygon | FALSE | TRUE | America/Chicago | 3 | 53939 53946 53926 | 1840002589 | [10 empty] | KingstonWI
Cambridge | Cambridge | ID | Idaho | 16087 | Washington | 44.5719 | -116.6778 | 320 | 255 | polygon | FALSE | TRUE | America/Boise | 3 | 83610 | 1840018601 | [10 empty] | CambridgeID
Dozier | Dozier | AL | Alabama | 1041 | Crenshaw | 31.5031 | -86.3694 | 320 | 41 | polygon | FALSE | TRUE | America/Chicago | 3 | 36028 | 1840017043 | [10 empty] | DozierAL
Sterling | Sterling | UT | Utah | 49039 | Sanpete | 39.1934 | -111.6901 | 320 | 382 | polygon | FALSE | TRUE | America/Denver | 3 | 84665 | 1840022443 | [10 empty] | SterlingUT
Fort Supply | Fort Supply | OK | Oklahoma | 40153 | Woodward | 36.5722 | -99.5736 | 320 | 556 | polygon | FALSE | TRUE | America/Chicago | 3 | 73841 | 1840021637 | [10 empty] | Fort SupplyOK
Creekside | Creekside | KY | Kentucky | 21111 | Jefferson | 38.2914 | -85.5701 | 320 | 1628 | polygon | FALSE | TRUE | America/New_York | 3 | 40241 | 1840014293 | [10 empty] | CreeksideKY
Inglewood | Inglewood | NE | Nebraska | 31053 | Dodge | 41.416 | -96.5021 | 320 | 515 | polygon | FALSE | TRUE | America/Chicago | 3 | 68025 | 1840011457 | [10 empty] | InglewoodNE
Pineland | Pineland | FL | Florida | 12071 | Lee | 26.6642 | -82.1477 | 320 | 137 | polygon | FALSE | FALSE | America/New_York | 3 | 33922 | 1840014224 | [10 empty] | PinelandFL
Francis | Francis | OK | Oklahoma | 40123 | Pontotoc | 34.8743 | -96.5926 | 320 | 226 | polygon | FALSE | TRUE | America/Chicago | 3 | 74844 | 1840021839 | [10 empty] | FrancisOK
Bayside | Bayside | TX | Texas | 48391 | Refugio | 28.0966 | -97.2109 | 320 | 121 | polygon | FALSE | TRUE | America/Chicago | 3 | 78340 | 1840020998 | [10 empty] | BaysideTX
Tonalea | Tonalea | AZ | Arizona | 4005 | Coconino | 36.3218 | -110.9667 | 320 | 12 | polygon | FALSE | FALSE | America/Denver | 3 | 86044 | 1840018971 | [10 empty] | TonaleaAZ
Clarks Hill | Clarks Hill | SC | South Carolina | 45065 | McCormick | 33.6582 | -82.166 | 320 | 38 | polygon | FALSE | FALSE | America/New_York | 3 | 29821 | 1840013691 | [10 empty] | Clarks HillSC
Buxton | Buxton | ND | North Dakota | 38097 | Traill | 47.6021 | -97.0976 | 320 | 370 | polygon | FALSE | TRUE | America/Chicago | 3 | 58218 | 1840000132 | [10 empty] | BuxtonND
East Liberty | East Liberty | OH | Ohio | 39091 | Logan | 40.3339 | -83.585 | 320 | 78 | polygon | FALSE | FALSE | America/New_York | 3 | 43319 43360 | 1840026494 | [10 empty] | East LibertyOH
Pulpotio Bareas | Pulpotio Bareas | NM | New Mexico | 35029 | Luna | 32.2179 | -107.7728 | 320 | 239 | polygon | FALSE | TRUE | America/Denver | 3 | 88030 | 1840040182 | [10 empty] | Pulpotio BareasNM
Fort Atkinson | Fort Atkinson | IA | Iowa | 19191 | Winneshiek | 43.1442 | -91.9344 | 320 | 377 | polygon | FALSE | TRUE | America/Chicago | 3 | 52144 | 1840007979 | [10 empty] | Fort AtkinsonIA
McCallsburg | McCallsburg | IA | Iowa | 19169 | Story | 42.1648 | -93.3907 | 320 | 265 | polygon | FALSE | TRUE | America/Chicago | 3 | 50154 | 1840008124 | [10 empty] | McCallsburgIA
Brandon | Brandon | IA | Iowa | 19019 | Buchanan | 42.3151 | -92.0031 | 320 | 380 | polygon | FALSE | TRUE | America/Chicago | 3 | 52210 | 1840006944 | [10 empty] | BrandonIA
Cottontown | Cottontown | TN | Tennessee | 47165 | Sumner | 36.449 | -86.5336 | 320 | 35 | polygon | FALSE | FALSE | America/Chicago | 3 | 37066 37048 | 1840024891 | [10 empty] | CottontownTN
Bronson | Bronson | IA | Iowa | 19193 | Woodbury | 42.409 | -96.2113 | 320 | 404 | polygon | FALSE | TRUE | America/Chicago | 3 | 51007 | 1840004579 | [10 empty] | BronsonIA
Imbler | Imbler | OR | Oregon | 41061 | Union | 45.4622 | -117.9631 | 320 | 571 | polygon | FALSE | TRUE | America/Los_Angeles | 3 | 97841 | 1840018543 | [10 empty] | ImblerOR
Leeds | Leeds | NY | New York | 36039 | Greene | 42.2529 | -73.894 | 320 | 233 | polygon | FALSE | FALSE | America/New_York | 3 | 12451 | 1840004645 | [10 empty] | LeedsNY
Catherine | Catherine | CO | Colorado | 8045 | Garfield | 39.4017 | -107.133 | 320 | 143 | polygon | FALSE | FALSE | America/Denver | 3 | 81623 | 1840024359 | [10 empty] | CatherineCO
Ralston | Ralston | OK | Oklahoma | 40117 | Pawnee | 36.5036 | -96.7374 | 319 | 270 | polygon | FALSE | TRUE | America/Chicago | 3 | 74650 | 1840021656 | [10 empty] | RalstonOK
Rosa | Rosa | AL | Alabama | 1009 | Blount | 33.9885 | -86.5037 | 319 | 32 | polygon | FALSE | TRUE | America/Chicago | 3 | 35121 | 1840017963 | [10 empty] | RosaAL
Spangle | Spangle | WA | Washington | 53063 | Spokane | 47.4299 | -117.3812 | 319 | 352 | polygon | FALSE | TRUE | America/Los_Angeles | 3 | 99031 | 1840022290 | [10 empty] | SpangleWA
Ranshaw | Ranshaw | PA | Pennsylvania | 42097 | Northumberland | 40.7858 | -76.5173 | 319 | 1002 | polygon | FALSE | FALSE | America/New_York | 3 | 17866 | 1840035168 | [10 empty] | RanshawPA
Panama | Panama | IL | Illinois | 17005 | Bond | 39.0291 | -89.5247 | 319 | 330 | polygon | FALSE | TRUE | America/Chicago | 3 | 62086 62077 | 1840012643 | [10 empty] | PanamaIL
Shickley | Shickley | NE | Nebraska | 31059 | Fillmore | 40.4165 | -97.7242 | 319 | 402 | polygon | FALSE | TRUE | America/Chicago | 3 | 68436 | 1840012053 | [10 empty] | ShickleyNE
Garretts Mill | Garretts Mill | MD | Maryland | 24043 | Washington | 39.3534 | -77.689 | 319 | 215 | polygon | FALSE | FALSE | America/New_York | 3 | 21758 | 1840024401 | [10 empty] | Garretts MillMD
Dutton | Dutton | MT | Montana | 30099 | Teton | 47.8475 | -111.7143 | 319 | 389 | polygon | FALSE | TRUE | America/Denver | 3 | 59433 | 1840021087 | [10 empty] | DuttonMT
Brockton | Brockton | MT | Montana | 30085 | Roosevelt | 48.1525 | -104.9066 | 319 | 124 | polygon | FALSE | FALSE | America/Denver | 3 | 59213 | 1840021070 | [10 empty] | BrocktonMT
Panorama Park | Panorama Park | IA | Iowa | 19163 | Scott | 41.5556 | -90.4537 | 319 | 2300 | polygon | FALSE | TRUE | America/Chicago | 2 | 52722 | 1840009235 | [10 empty] | Panorama ParkIA
Mill Creek | Mill Creek | OK | Oklahoma | 40069 | Johnston | 34.4019 | -96.8257 | 319 | 329 | polygon | FALSE | TRUE | America/Chicago | 3 | 74856 | 1840022849 | [10 empty] | Mill CreekOK
Clifford | Clifford | MI | Michigan | 26087 | Lapeer | 43.3148 | -83.1793 | 319 | 81 | polygon | FALSE | TRUE | America/Detroit | 3 | 48727 | 1840010064 | [10 empty] | CliffordMI
Rowe | Rowe | NM | New Mexico | 35047 | San Miguel | 35.4922 | -105.6715 | 319 | 20 | polygon | FALSE | FALSE | America/Denver | 3 | 87562 | 1840026937 | [10 empty] | RoweNM
Blue Springs | Blue Springs | NE | Nebraska | 31067 | Gage | 40.1376 | -96.6631 | 319 | 160 | polygon | FALSE | TRUE | America/Chicago | 3 | 68318 | 1840007234 | [10 empty] | Blue SpringsNE
Stoystown | Stoystown | PA | Pennsylvania | 42111 | Somerset | 40.1031 | -78.9547 | 319 | 647 | polygon | FALSE | TRUE | America/New_York | 3 | 15563 | 1840003748 | [10 empty] | StoystownPA
LaCrosse | LaCrosse | WA | Washington | 53075 | Whitman | 46.8014 | -117.9023 | 319 | 144 | polygon | FALSE | TRUE | America/Los_Angeles | 3 | 99143 | 1840037498 | [10 empty] | LaCrosseWA
Junction City | Junction City | MO | Missouri | 29123 | Madison | 37.5733 | -90.2907 | 319 | 343 | polygon | FALSE | TRUE | America/Chicago | 3 | 63645 | 1840012996 | [10 empty] | Junction CityMO
Las Palomas | Las Palomas | NM | New Mexico | 35051 | Sierra | 33.0589 | -107.2982 | 319 | 76 | polygon | FALSE | FALSE | America/Denver | 3 | 87901 87942 | 1840025050 | [10 empty] | Las PalomasNM
Milburn | Milburn | OK | Oklahoma | 40069 | Johnston | 34.2401 | -96.552 | 319 | 261 | polygon | FALSE | TRUE | America/Chicago | 3 | 73450 | 1840022848 | [10 empty] | MilburnOK
Glen Aubrey | Glen Aubrey | NY | New York | 36007 | Broome | 42.2623 | -76.0002 | 319 | 124 | polygon | FALSE | FALSE | America/New_York | 3 | 13862 13777 | 1840026208 | [10 empty] | Glen AubreyNY
Altamahaw | Altamahaw | NC | North Carolina | 37001 | Alamance | 36.1868 | -79.5051 | 319 | 90 | polygon | FALSE | FALSE | America/New_York | 3 | 27244 27202 | 1840013358 | [10 empty] | AltamahawNC
Tuluksak | Tuluksak | AK | Alaska | 2050 | Bethel | 61.105 | -160.9493 | 319 | 42 | polygon | FALSE | FALSE | America/Anchorage | 3 | 99679 | 1840023348 | [10 empty] | TuluksakAK
Schellsburg | Schellsburg | PA | Pennsylvania | 42009 | Bedford | 40.0481 | -78.6434 | 318 | 483 | polygon | FALSE | TRUE | America/New_York | 3 | 15559 | 1840001407 | [10 empty] | SchellsburgPA
Uriah | Uriah | AL | Alabama | 1099 | Monroe | 31.3073 | -87.4992 | 318 | 76 | polygon | FALSE | FALSE | America/Chicago | 3 | 36480 | 1840025944 | [10 empty] | UriahAL
Elliott | Elliott | IA | Iowa | 19137 | Montgomery | 41.1494 | -95.1629 | 318 | 294 | polygon | FALSE | TRUE | America/Chicago | 3 | 51532 | 1840008274 | [10 empty] | ElliottIA
Plainville | Plainville | GA | Georgia | 13129 | Gordon | 34.4053 | -85.0312 | 318 | 170 | polygon | FALSE | TRUE | America/New_York | 3 | 30733 | 1840014675 | [10 empty] | PlainvilleGA
Delta | Delta | IA | Iowa | 19107 | Keokuk | 41.3226 | -92.3304 | 318 | 131 | polygon | FALSE | TRUE | America/Chicago | 3 | 52550 | 1840007110 | [10 empty] | DeltaIA
Searchlight | Searchlight | NV | Nevada | 32003 | Clark | 35.4828 | -114.9157 | 318 | 9 | polygon | FALSE | FALSE | America/Los_Angeles | 3 | 89046 | 1840019027 | [10 empty] | SearchlightNV
Hico | Hico | WV | West Virginia | 54019 | Fayette | 38.1166 | -81.0112 | 318 | 24 | polygon | FALSE | FALSE | America/New_York | 3 | 25854 | 1840025680 | [10 empty] | HicoWV
Humbird | Humbird | WI | Wisconsin | 55019 | Clark | 44.5294 | -90.8861 | 318 | 108 | polygon | FALSE | FALSE | America/Chicago | 3 | 54746 | 1840025325 | [10 empty] | HumbirdWI
Urie | Urie | WY | Wyoming | 56041 | Uinta | 41.3089 | -110.3351 | 318 | 68 | polygon | FALSE | FALSE | America/Denver | 3 | 82937 | 1840024145 | [10 empty] | UrieWY
Augusta | Augusta | MT | Montana | 30049 | Lewis and Clark | 47.4894 | -112.3921 | 318 | 133 | polygon | FALSE | FALSE | America/Denver | 3 | 59410 | 1840017335 | [10 empty] | AugustaMT
Turtle Lake | Turtle Lake | MT | Montana | 30047 | Lake | 47.6696 | -114.0818 | 318 | 205 | polygon | FALSE | FALSE | America/Denver | 3 | 59860 | 1840032840 | [10 empty] | Turtle LakeMT
Downsville | Downsville | MD | Maryland | 24043 | Washington | 39.5549 | -77.8016 | 318 | 196 | polygon | FALSE | FALSE | America/New_York | 3 | 21795 | 1840024396 | [10 empty] | DownsvilleMD
Kellnersville | Kellnersville | WI | Wisconsin | 55071 | Manitowoc | 44.2253 | -87.8021 | 318 | 227 | polygon | FALSE | TRUE | America/Chicago | 3 | 54230 54247 | 1840002209 | [10 empty] | KellnersvilleWI
Tesuque Pueblo | Tesuque Pueblo | NM | New Mexico | 35049 | Santa Fe | 35.809 | -105.9752 | 318 | 55 | polygon | FALSE | FALSE | America/Denver | 3 | 87506 87504 | 1840033708 | [10 empty] | Tesuque PuebloNM
Mill Creek | Mill Creek | PA | Pennsylvania | 42061 | Huntingdon | 40.4373 | -77.9308 | 317 | 406 | polygon | FALSE | TRUE | America/New_York | 3 | 16652 17060 | 1840001071 | [10 empty] | Mill CreekPA
Vernon | Vernon | IN | Indiana | 18079 | Jennings | 38.9854 | -85.6102 | 317 | 590 | polygon | FALSE | TRUE | America/Indiana/Indianapolis | 3 | 47282 47265 | 1840010695 | [10 empty] | VernonIN
Marshall | Marshall | IN | Indiana | 18121 | Parke | 39.8475 | -87.1868 | 317 | 478 | polygon | FALSE | TRUE | America/Indiana/Indianapolis | 3 | 47859 | 1840009522 | [10 empty] | MarshallIN
Harrisonburg | Harrisonburg | LA | Louisiana | 22025 | Catahoula | 31.7681 | -91.825 | 317 | 126 | polygon | FALSE | TRUE | America/Chicago | 3 | 71340 | 1840018153 | [10 empty] | HarrisonburgLA
De Tour Village | De Tour Village | MI | Michigan | 26033 | Chippewa | 45.9891 | -83.9146 | 317 | 34 | polygon | FALSE | TRUE | America/Detroit | 3 | 49725 | 1840013136 | [10 empty] | De Tour VillageMI
Etowah | Etowah | AR | Arkansas | 5093 | Mississippi | 35.7225 | -90.232 | 317 | 20 | polygon | FALSE | TRUE | America/Chicago | 3 | 72370 72428 | 1840016228 | [10 empty] | EtowahAR
Hoytville | Hoytville | OH | Ohio | 39173 | Wood | 41.19 | -83.7844 | 317 | 165 | polygon | FALSE | TRUE | America/New_York | 3 | 43529 43511 | 1840011552 | [10 empty] | HoytvilleOH
Staatsburg | Staatsburg | NY | New York | 36027 | Dutchess | 41.8553 | -73.9256 | 317 | 114 | polygon | FALSE | FALSE | America/New_York | 3 | 12580 | 1840004747 | [10 empty] | StaatsburgNY
Kidder | Kidder | MO | Missouri | 29025 | Caldwell | 39.7822 | -94.1023 | 317 | 304 | polygon | FALSE | TRUE | America/Chicago | 3 | 64649 | 1840008442 | [10 empty] | KidderMO
Holloway | Holloway | OH | Ohio | 39013 | Belmont | 40.1621 | -81.1313 | 317 | 128 | polygon | FALSE | TRUE | America/New_York | 3 | 43977 43985 | 1840012384 | [10 empty] | HollowayOH
Coupland | Coupland | TX | Texas | 48491 | Williamson | 30.4568 | -97.3979 | 317 | 63 | polygon | FALSE | TRUE | America/Chicago | 3 | 78615 76574 | 1840036411 | [10 empty] | CouplandTX
Hobgood | Hobgood | NC | North Carolina | 37083 | Halifax | 36.0267 | -77.394 | 317 | 118 | polygon | FALSE | TRUE | America/New_York | 3 | 27843 | 1840016061 | [10 empty] | HobgoodNC
Menifee | Menifee | AR | Arkansas | 5029 | Conway | 35.1493 | -92.5544 | 317 | 54 | polygon | FALSE | TRUE | America/Chicago | 3 | 72107 | 1840016372 | [10 empty] | MenifeeAR
Yorktown | Yorktown | VA | Virginia | 51199 | York | 37.2352 | -76.5146 | 317 | 193 | polygon | FALSE | FALSE | America/New_York | 3 | 23690 | 1840006444 | [10 empty] | YorktownVA
Nightmute | Nightmute | AK | Alaska | 2050 | Bethel | 60.4874 | -164.8195 | 317 | 1 | polygon | FALSE | TRUE | America/Nome | 3 | 99690 | 1840023363 | [10 empty] | NightmuteAK
Osage | Osage | MN | Minnesota | 27005 | Becker | 46.9283 | -95.2586 | 317 | 44 | polygon | FALSE | FALSE | America/Chicago | 3 | 56570 | 1840025259 | [10 empty] | OsageMN
Garden City | Garden City | MN | Minnesota | 27013 | Blue Earth | 44.0485 | -94.1713 | 317 | 68 | polygon | FALSE | FALSE | America/Chicago | 3 | 56034 | 1840025379 | [10 empty] | Garden CityMN
Diagonal | Diagonal | IA | Iowa | 19159 | Ringgold | 40.8105 | -94.3421 | 317 | 135 | polygon | FALSE | TRUE | America/Chicago | 3 | 50845 | 1840007196 | [10 empty] | DiagonalIA
Cromberg | Cromberg | CA | California | 6063 | Plumas | 39.8684 | -120.6904 | 316 | 13 | polygon | FALSE | FALSE | America/Los_Angeles | 3 | 96103 | 1840017509 | [10 empty] | CrombergCA
Fargo | Fargo | GA | Georgia | 13065 | Clinch | 30.6881 | -82.5721 | 316 | 44 | polygon | FALSE | TRUE | America/New_York | 3 | 31631 | 1840013893 | [10 empty] | FargoGA
Wabeno | Wabeno | WI | Wisconsin | 55041 | Forest | 45.4394 | -88.6581 | 316 | 51 | polygon | FALSE | FALSE | America/Chicago | 3 | 54566 | 1840025287 | [10 empty] | WabenoWI
Betterton | Betterton | MD | Maryland | 24029 | Kent | 39.3652 | -76.069 | 316 | 123 | polygon | FALSE | TRUE | America/New_York | 3 | 21610 | 1840005797 | [10 empty] | BettertonMD
Steamboat | Steamboat | AZ | Arizona | 4001 | Apache | 35.7535 | -109.8504 | 316 | 50 | polygon | FALSE | FALSE | America/Denver | 3 | 86505 | 1840019006 | [10 empty] | SteamboatAZ
Blooming Valley | Blooming Valley | PA | Pennsylvania | 42039 | Crawford | 41.6797 | -80.0397 | 316 | 62 | polygon | FALSE | TRUE | America/New_York | 3 | 16327 16433 16335 | 1840000550 | [10 empty] | Blooming ValleyPA
Burdett | Burdett | NY | New York | 36097 | Schuyler | 42.4169 | -76.8441 | 316 | 126 | polygon | FALSE | TRUE | America/New_York | 3 | 14818 | 1840004586 | [10 empty] | BurdettNY
Kinta | Kinta | OK | Oklahoma | 40061 | Haskell | 35.1193 | -95.2378 | 316 | 193 | polygon | FALSE | TRUE | America/Chicago | 3 | 74552 | 1840021792 | [10 empty] | KintaOK
Makemie Park | Makemie Park | VA | Virginia | 51001 | Accomack | 37.9106 | -75.5845 | 316 | 120 | polygon | FALSE | FALSE | America/New_York | 3 | 23442 | 1840024732 | [10 empty] | Makemie ParkVA
McGrath | McGrath | AK | Alaska | 2290 | Yukon-Koyukuk | 62.9424 | -155.563 | 316 | 2 | polygon | FALSE | TRUE | America/Anchorage | 3 | 99627 | 1840023454 | [10 empty] | McGrathAK
Ivor | Ivor | VA | Virginia | 51175 | Southampton | 36.9052 | -76.8978 | 316 | 111 | polygon | FALSE | TRUE | America/New_York | 3 | 23866 | 1840006521 | [10 empty] | IvorVA
Marty | Marty | SD | South Dakota | 46023 | Charles Mix | 42.9965 | -98.4302 | 316 | 37 | polygon | FALSE | FALSE | America/Chicago | 3 | 57361 57380 | 1840004230 | [10 empty] | MartySD
Fayetteville | Fayetteville | OH | Ohio | 39015 | Brown | 39.1848 | -83.9317 | 316 | 234 | polygon | FALSE | TRUE | America/New_York | 3 | 45118 | 1840012718 | [10 empty] | FayettevilleOH
Kistler | Kistler | PA | Pennsylvania | 42087 | Mifflin | 40.3769 | -77.8654 | 316 | 482 | polygon | FALSE | TRUE | America/New_York | 3 | 17066 | 1840003591 | [10 empty] | KistlerPA
Bainville | Bainville | MT | Montana | 30085 | Roosevelt | 48.1394 | -104.2197 | 316 | 121 | polygon | FALSE | TRUE | America/Denver | 3 | 59212 | 1840019776 | [10 empty] | BainvilleMT
Glidden | Glidden | WI | Wisconsin | 55003 | Ashland | 46.1346 | -90.5721 | 316 | 56 | polygon | FALSE | FALSE | America/Chicago | 3 | 54527 | 1840026074 | [10 empty] | GliddenWI
Granjeno | Granjeno | TX | Texas | 48215 | Hidalgo | 26.1377 | -98.3026 | 315 | 317 | polygon | FALSE | TRUE | America/Chicago | 3 | 78572 | 1840021022 | [10 empty] | GranjenoTX
Packwood | Packwood | WA | Washington | 53041 | Lewis | 46.6085 | -121.6702 | 315 | 121 | polygon | FALSE | FALSE | America/Los_Angeles | 3 | 98361 | 1840025265 | [10 empty] | PackwoodWA
Uniondale | Uniondale | IN | Indiana | 18179 | Wells | 40.8299 | -85.2415 | 315 | 579 | polygon | FALSE | TRUE | America/Indiana/Indianapolis | 3 | 46791 | 1840010357 | [10 empty] | UniondaleIN
Chunky | Chunky | MS | Mississippi | 28101 | Newton | 32.3275 | -88.9302 | 315 | 145 | polygon | FALSE | TRUE | America/Chicago | 3 | 39323 | 1840016987 | [10 empty] | ChunkyMS
Newburg | Newburg | WV | West Virginia | 54077 | Preston | 39.3889 | -79.8536 | 315 | 154 | polygon | FALSE | TRUE | America/New_York | 3 | 26410 | 1840005656 | [10 empty] | NewburgWV
Cheyney University | Cheyney University | PA | Pennsylvania | 42029 | Chester | 39.9343 | -75.5306 | 315 | 455 | polygon | FALSE | TRUE | America/New_York | 3 | 19382 19319 | 1840043360 | [10 empty] | Cheyney UniversityPA
Dublin | Dublin | NC | North Carolina | 37017 | Bladen | 34.6562 | -78.7231 | 315 | 279 | polygon | FALSE | TRUE | America/New_York | 3 | 28332 | 1840016562 | [10 empty] | DublinNC
Top-of-the-World | Top-of-the-World | AZ | Arizona | 4021 | Pinal | 33.3477 | -110.9997 | 315 | 20 | polygon | FALSE | FALSE | America/Phoenix | 3 | 85539 85501 | 1840027983 | [10 empty] | Top-of-the-WorldAZ
Eek | Eek | AK | Alaska | 2050 | Bethel | 60.2164 | -162.0331 | 315 | 187 | polygon | FALSE | TRUE | America/Nome | 3 | 99578 | 1840023356 | [10 empty] | EekAK
McConnells | McConnells | SC | South Carolina | 45091 | York | 34.8695 | -81.2266 | 315 | 35 | polygon | FALSE | TRUE | America/New_York | 3 | 29726 | 1840016477 | [10 empty] | McConnellsSC
Millerton | Millerton | OK | Oklahoma | 40089 | McCurtain | 33.9843 | -95.019 | 315 | 61 | polygon | FALSE | TRUE | America/Chicago | 3 | 74764 74750 | 1840022852 | [10 empty] | MillertonOK
Pittman | Pittman | FL | Florida | 12069 | Lake | 28.9967 | -81.6462 | 315 | 96 | polygon | FALSE | FALSE | America/New_York | 3 | 32702 | 1840014053 | [10 empty] | PittmanFL
Vadito | Vadito | NM | New Mexico | 35055 | Taos | 36.193 | -105.6754 | 315 | 141 | polygon | FALSE | FALSE | America/Denver | 3 | 87579 | 1840019013 | [10 empty] | VaditoNM
Rossmore | Rossmore | WV | West Virginia | 54045 | Logan | 37.805 | -81.9923 | 315 | 195 | polygon | FALSE | FALSE | America/New_York | 3 | 25601 | 1840038170 | [10 empty] | RossmoreWV
Newtok | Newtok | AK | Alaska | 2050 | Bethel | 60.9341 | -164.6385 | 315 | 91 | polygon | FALSE | FALSE | America/Nome | 3 | 99559 | 1840023338 | [10 empty] | NewtokAK
Arkansas City | Arkansas City | AR | Arkansas | 5041 | Desha | 33.609 | -91.2048 | 315 | 247 | polygon | FALSE | TRUE | America/Chicago | 3 | 71630 | 1840013682 | [10 empty] | Arkansas CityAR
Arnold City | Arnold City | PA | Pennsylvania | 42051 | Fayette | 40.1176 | -79.8228 | 315 | 271 | polygon | FALSE | FALSE | America/New_York | 3 | 15012 | 1840026559 | [10 empty] | Arnold CityPA
Floyd | Floyd | IA | Iowa | 19067 | Floyd | 43.1282 | -92.7402 | 315 | 203 | polygon | FALSE | TRUE | America/Chicago | 3 | 50435 | 1840008002 | [10 empty] | FloydIA
Moose Pass | Moose Pass | AK | Alaska | 2122 | Kenai Peninsula | 60.4997 | -149.4464 | 315 | 6 | polygon | FALSE | FALSE | America/Anchorage | 3 | 99631 | 1840023408 | [10 empty] | Moose PassAK
Nesika Beach | Nesika Beach | OR | Oregon | 41015 | Curry | 42.5045 | -124.4065 | 315 | 53 | polygon | FALSE | FALSE | America/Los_Angeles | 3 | 97444 97464 | 1840025465 | [10 empty] | Nesika BeachOR
Newdale | Newdale | ID | Idaho | 16043 | Fremont | 43.8864 | -111.6039 | 314 | 659 | polygon | FALSE | TRUE | America/Boise | 3 | 83436 | 1840019995 | [10 empty] | NewdaleID
Vineland | Vineland | CO | Colorado | 8101 | Pueblo | 38.2447 | -104.4599 | 314 | 214 | polygon | FALSE | FALSE | America/Denver | 3 | 81006 | 1840024678 | [10 empty] | VinelandCO
Lincoln | Lincoln | MI | Michigan | 26001 | Alcona | 44.6842 | -83.4133 | 314 | 147 | polygon | FALSE | TRUE | America/Detroit | 3 | 48742 | 1840010928 | [10 empty] | LincolnMI
Hume | Hume | MO | Missouri | 29013 | Bates | 38.0906 | -94.5827 | 314 | 183 | polygon | FALSE | TRUE | America/Chicago | 3 | 64752 | 1840010807 | [10 empty] | HumeMO
Lester | Lester | WV | West Virginia | 54081 | Raleigh | 37.7349 | -81.3015 | 314 | 241 | polygon | FALSE | TRUE | America/New_York | 3 | 25865 | 1840006351 | [10 empty] | LesterWV
Frankford | Frankford | MO | Missouri | 29163 | Pike | 39.4934 | -91.3209 | 314 | 231 | polygon | FALSE | TRUE | America/Chicago | 3 | 63441 | 1840008464 | [10 empty] | FrankfordMO
Waco | Waco | NC | North Carolina | 37045 | Cleveland | 35.3617 | -81.4286 | 314 | 154 | polygon | FALSE | TRUE | America/New_York | 3 | 28021 28169 28150 | 1840016337 | [10 empty] | WacoNC
Lower Kalskag | Lower Kalskag | AK | Alaska | 2050 | Bethel | 61.5163 | -160.3556 | 314 | 97 | polygon | FALSE | TRUE | America/Anchorage | 3 | 99626 | 1840023359 | [10 empty] | Lower KalskagAK
Dutton | Dutton | AL | Alabama | 1071 | Jackson | 34.6062 | -85.9119 | 314 | 140 | polygon | FALSE | TRUE | America/Chicago | 3 | 35744 | 1840016525 | [10 empty] | DuttonAL
Latexo | Latexo | TX | Texas | 48225 | Houston | 31.3889 | -95.4724 | 314 | 123 | polygon | FALSE | TRUE | America/Chicago | 3 | 75835 | 1840022589 | [10 empty] | LatexoTX
West Stewartstown | West Stewartstown | NH | New Hampshire | 33007 | Coos | 44.9906 | -71.5309 | 314 | 195 | polygon | FALSE | FALSE | America/New_York | 3 | 3597 | 1840026108 | [10 empty] | West StewartstownNH
Brainard | Brainard | NE | Nebraska | 31023 | Butler | 41.1819 | -97.0022 | 314 | 366 | polygon | FALSE | TRUE | America/Chicago | 3 | 68626 | 1840011622 | [10 empty] | BrainardNE
Pueblitos | Pueblitos | NM | New Mexico | 35061 | Valencia | 34.6109 | -106.7817 | 314 | 56 | polygon | FALSE | FALSE | America/Denver | 3 | 87002 | 1840024996 | [10 empty] | PueblitosNM
The Highlands | The Highlands | KS | Kansas | 20155 | Reno | 38.1659 | -97.9497 | 314 | 118 | polygon | FALSE | TRUE | America/Chicago | 3 | 67502 | 1840150087 | [10 empty] | The HighlandsKS
Singer | Singer | LA | Louisiana | 22011 | Beauregard | 30.6512 | -93.4117 | 314 | 17 | polygon | FALSE | FALSE | America/Chicago | 3 | 70660 | 1840025999 | [10 empty] | SingerLA
Tira | Tira | TX | Texas | 48223 | Hopkins | 33.3222 | -95.5606 | 313 | 85 | polygon | FALSE | TRUE | America/Chicago | 3 | 75482 | 1840023247 | [10 empty] | TiraTX
Deep Water | Deep Water | WV | West Virginia | 54019 | Fayette | 38.1217 | -81.2528 | 313 | 136 | polygon | FALSE | FALSE | America/New_York | 3 | 25057 | 1840038236 | [10 empty] | Deep WaterWV
Watts | Watts | OK | Oklahoma | 40001 | Adair | 36.1073 | -94.5717 | 313 | 311 | polygon | FALSE | TRUE | America/Chicago | 3 | 74965 74964 | 1840022705 | [10 empty] | WattsOK
Druid Hills | Druid Hills | KY | Kentucky | 21111 | Jefferson | 38.2649 | -85.6617 | 313 | 1358 | polygon | FALSE | TRUE | America/New_York | 3 | 40207 | 1840030432 | [10 empty] | Druid HillsKY
City of Creede | City of Creede | CO | Colorado | 8079 | Mineral | 37.8486 | -106.9252 | 313 | 127 | polygon | FALSE | TRUE | America/Denver | 3 | 81130 | 1840074894 | [10 empty] | City of CreedeCO
Farber | Farber | MO | Missouri | 29007 | Audrain | 39.2747 | -91.5764 | 313 | 422 | polygon | FALSE | TRUE | America/Chicago | 3 | 63345 | 1840008514 | [10 empty] | FarberMO
Vernon Center | Vernon Center | MN | Minnesota | 27013 | Blue Earth | 43.9626 | -94.1666 | 313 | 245 | polygon | FALSE | TRUE | America/Chicago | 3 | 56090 | 1840010025 | [10 empty] | Vernon CenterMN
Kenney | Kenney | IL | Illinois | 17039 | De Witt | 40.0978 | -89.0861 | 313 | 428 | polygon | FALSE | TRUE | America/Chicago | 3 | 61749 | 1840012314 | [10 empty] | KenneyIL
Alma | Alma | CO | Colorado | 8093 | Park | 39.2861 | -106.0676 | 313 | 278 | polygon | FALSE | TRUE | America/Denver | 3 | 80420 | 1840021454 | [10 empty] | AlmaCO
Hop Bottom | Hop Bottom | PA | Pennsylvania | 42115 | Susquehanna | 41.7053 | -75.7674 | 313 | 199 | polygon | FALSE | TRUE | America/New_York | 3 | 18824 | 1840003322 | [10 empty] | Hop BottomPA
Sawyer | Sawyer | OK | Oklahoma | 40023 | Choctaw | 34.0206 | -95.3773 | 313 | 13 | polygon | FALSE | TRUE | America/Chicago | 3 | 74756 74743 | 1840022900 | [10 empty] | SawyerOK
Parker's Crossroads | Parker's Crossroads | TN | Tennessee | 47077 | Henderson | 35.7894 | -88.3906 | 313 | 31 | polygon | FALSE | TRUE | America/Chicago | 3 | 38388 | 1840036097 | [10 empty] | Parker's CrossroadsTN
Hood | Hood | CA | California | 6067 | Sacramento | 38.3693 | -121.5155 | 313 | 383 | polygon | FALSE | FALSE | America/Los_Angeles | 3 | 95639 | 1840024627 | [10 empty] | HoodCA
Wheeler | Wheeler | IN | Indiana | 18127 | Porter | 41.5105 | -87.1712 | 313 | 45 | polygon | FALSE | FALSE | America/Chicago | 3 | 46393 46342 | 1840026273 | [10 empty] | WheelerIN
Diamondhead Lake | Diamondhead Lake | IA | Iowa | 19077 | Guthrie | 41.5489 | -94.2593 | 312 | 193 | polygon | FALSE | FALSE | America/Chicago | 3 | 50070 | 1840029700 | [10 empty] | Diamondhead LakeIA
Burns | Burns | WY | Wyoming | 56021 | Laramie | 41.1909 | -104.359 | 312 | 39 | polygon | FALSE | TRUE | America/Denver | 3 | 82053 | 1840021338 | [10 empty] | BurnsWY
Petersburg | Petersburg | NE | Nebraska | 31011 | Boone | 41.8536 | -98.0811 | 312 | 322 | polygon | FALSE | TRUE | America/Chicago | 3 | 68652 | 1840011425 | [10 empty] | PetersburgNE
Taloga | Taloga | OK | Oklahoma | 40043 | Dewey | 36.0403 | -98.9642 | 312 | 231 | polygon | FALSE | TRUE | America/Chicago | 3 | 73667 | 1840022697 | [10 empty] | TalogaOK
Cross Timber | Cross Timber | TX | Texas | 48251 | Johnson | 32.4833 | -97.326 | 312 | 85 | polygon | FALSE | TRUE | America/Chicago | 3 | 76028 | 1840022082 | [10 empty] | Cross TimberTX
Bowie | Bowie | AZ | Arizona | 4003 | Cochise | 32.3247 | -109.4843 | 312 | 71 | polygon | FALSE | FALSE | America/Phoenix | 3 | 85605 | 1840023084 | [10 empty] | BowieAZ
Lakeland Shores | Lakeland Shores | MN | Minnesota | 27163 | Washington | 44.9478 | -92.7612 | 312 | 375 | polygon | FALSE | TRUE | America/Chicago | 3 | 55043 | 1840007817 | [10 empty] | Lakeland ShoresMN
Dunlo | Dunlo | PA | Pennsylvania | 42021 | Cambria | 40.2935 | -78.7176 | 312 | 227 | polygon | FALSE | FALSE | America/New_York | 3 | 15930 15963 | 1840026424 | [10 empty] | DunloPA
Winslow | Winslow | IL | Illinois | 17177 | Stephenson | 42.493 | -89.7948 | 312 | 262 | polygon | FALSE | TRUE | America/Chicago | 3 | 61089 | 1840011119 | [10 empty] | WinslowIL
Accident | Accident | MD | Maryland | 24023 | Garrett | 39.6257 | -79.32 | 312 | 243 | polygon | FALSE | TRUE | America/New_York | 3 | 21520 | 1840005630 | [10 empty] | AccidentMD
Mooresboro | Mooresboro | NC | North Carolina | 37045 | Cleveland | 35.2992 | -81.6986 | 312 | 68 | polygon | FALSE | TRUE | America/New_York | 3 | 28114 28152 | 1840016332 | [10 empty] | MooresboroNC
Nord | Nord | CA | California | 6007 | Butte | 39.774 | -121.9549 | 312 | 57 | polygon | FALSE | FALSE | America/Los_Angeles | 3 | 95973 | 1840025572 | [10 empty] | NordCA
Cedar Hill | Cedar Hill | TN | Tennessee | 47147 | Robertson | 36.5512 | -87.001 | 312 | 187 | polygon | FALSE | TRUE | America/Chicago | 3 | 37032 | 1840014412 | [10 empty] | Cedar HillTN
Idaville | Idaville | OR | Oregon | 41057 | Tillamook | 45.5097 | -123.8633 | 312 | 246 | polygon | FALSE | FALSE | America/Los_Angeles | 3 | 97141 | 1840034811 | [10 empty] | IdavilleOR
Jane | Jane | MO | Missouri | 29119 | McDonald | 36.5404 | -94.3079 | 312 | 40 | polygon | FALSE | TRUE | America/Chicago | 3 | 64856 | 1840032135 | [10 empty] | JaneMO
Arlington | Arlington | IN | Indiana | 18139 | Rush | 39.6457 | -85.5796 | 312 | 82 | polygon | FALSE | FALSE | America/Indiana/Indianapolis | 3 | 46104 | 1840026613 | [10 empty] | ArlingtonIN
Higgston | Higgston | GA | Georgia | 13209 | Montgomery | 32.2164 | -82.467 | 312 | 38 | polygon | FALSE | TRUE | America/New_York | 3 | 30474 30410 | 1840015817 | [10 empty] | HiggstonGA
Handley | Handley | WV | West Virginia | 54039 | Kanawha | 38.1863 | -81.3673 | 312 | 126 | polygon | FALSE | TRUE | America/New_York | 3 | 25102 | 1840006194 | [10 empty] | HandleyWV
Superior | Superior | WY | Wyoming | 56037 | Sweetwater | 41.7595 | -108.9643 | 312 | 107 | polygon | FALSE | TRUE | America/Denver | 3 | 82945 | 1840074973 | [10 empty] | SuperiorWY
Artois | Artois | CA | California | 6021 | Glenn | 39.6332 | -122.1898 | 311 | 41 | polygon | FALSE | FALSE | America/Los_Angeles | 3 | 95963 95988 | 1840025587 | [10 empty] | ArtoisCA
Salem | Salem | NM | New Mexico | 35013 | DoÃ±a Ana | 32.7122 | -107.2044 | 311 | 100 | polygon | FALSE | FALSE | America/Denver | 3 | 87941 | 1840019413 | [10 empty] | SalemNM
St. Thomas | St. Thomas | ND | North Dakota | 38067 | Pembina | 48.6192 | -97.4471 | 311 | 118 | polygon | FALSE | TRUE | America/Chicago | 3 | 58276 | 1840001858 | [10 empty] | St. ThomasND
Kelleys Island | Kelleys Island | OH | Ohio | 39043 | Erie | 41.6033 | -82.7029 | 311 | 27 | polygon | FALSE | TRUE | America/New_York | 3 | 43438 | 1840003432 | [10 empty] | Kelleys IslandOH
Hillsdale | Hillsdale | KS | Kansas | 20121 | Miami | 38.6597 | -94.8569 | 311 | 78 | polygon | FALSE | FALSE | America/Chicago | 3 | 66071 66036 | 1840026728 | [10 empty] | HillsdaleKS
Little York | Little York | IL | Illinois | 17187 | Warren | 41.0109 | -90.7471 | 311 | 538 | polygon | FALSE | TRUE | America/Chicago | 3 | 61453 | 1840011799 | [10 empty] | Little YorkIL
McCausland | McCausland | IA | Iowa | 19163 | Scott | 41.7435 | -90.4461 | 311 | 216 | polygon | FALSE | TRUE | America/Chicago | 3 | 52758 52756 | 1840008184 | [10 empty] | McCauslandIA
Irwin | Irwin | IA | Iowa | 19165 | Shelby | 41.7902 | -95.2068 | 311 | 201 | polygon | FALSE | TRUE | America/Chicago | 3 | 51446 | 1840008162 | [10 empty] | IrwinIA
Rives | Rives | TN | Tennessee | 47131 | Obion | 36.3561 | -89.0496 | 311 | 347 | polygon | FALSE | TRUE | America/Chicago | 3 | 38261 38253 | 1840017707 | [10 empty] | RivesTN
Chester | Chester | TX | Texas | 48457 | Tyler | 30.9213 | -94.6 | 311 | 76 | polygon | FALSE | TRUE | America/Chicago | 3 | 75936 | 1840023134 | [10 empty] | ChesterTX
Clyde Park | Clyde Park | MT | Montana | 30067 | Park | 45.884 | -110.6057 | 311 | 330 | polygon | FALSE | TRUE | America/Denver | 3 | 59018 | 1840022330 | [10 empty] | Clyde ParkMT
Manzano Springs | Manzano Springs | NM | New Mexico | 35057 | Torrance | 34.9614 | -106.2328 | 311 | 52 | polygon | FALSE | FALSE | America/Denver | 3 | 87015 | 1840033694 | [10 empty] | Manzano SpringsNM
Walker Lake | Walker Lake | NV | Nevada | 32021 | Mineral | 38.6468 | -118.7572 | 310 | 87 | polygon | FALSE | FALSE | America/Los_Angeles | 3 | 89415 | 1840024562 | [10 empty] | Walker LakeNV
Fleischmanns | Fleischmanns | NY | New York | 36025 | Delaware | 42.1552 | -74.5335 | 310 | 182 | polygon | FALSE | TRUE | America/New_York | 3 | 12406 12430 | 1840004616 | [10 empty] | FleischmannsNY
Hiwassee | Hiwassee | VA | Virginia | 51155 | Pulaski | 36.9682 | -80.7044 | 310 | 23 | polygon | FALSE | FALSE | America/New_York | 3 | 24347 | 1840024802 | [10 empty] | HiwasseeVA
Campbell Hill | Campbell Hill | IL | Illinois | 17077 | Jackson | 37.9304 | -89.5514 | 310 | 258 | polygon | FALSE | TRUE | America/Chicago | 3 | 62916 | 1840010847 | [10 empty] | Campbell HillIL
Fillmore | Fillmore | IL | Illinois | 17135 | Montgomery | 39.1154 | -89.2785 | 310 | 117 | polygon | FALSE | TRUE | America/Chicago | 3 | 62032 | 1840012640 | [10 empty] | FillmoreIL
Liberty | Liberty | OK | Oklahoma | 40135 | Sequoyah | 35.4656 | -94.5442 | 310 | 51 | polygon | FALSE | FALSE | America/Chicago | 3 | 74948 | 1840143127 | [10 empty] | LibertyOK
Mitiwanga | Mitiwanga | OH | Ohio | 39043 | Erie | 41.3813 | -82.466 | 310 | 283 | polygon | FALSE | FALSE | America/New_York | 3 | 44839 | 1840034287 | [10 empty] | MitiwangaOH
Risco | Risco | MO | Missouri | 29143 | New Madrid | 36.5512 | -89.8186 | 310 | 213 | polygon | FALSE | TRUE | America/Chicago | 3 | 63874 | 1840009943 | [10 empty] | RiscoMO
Cazenovia | Cazenovia | WI | Wisconsin | 55103 | Richland | 43.5237 | -90.1991 | 310 | 130 | polygon | FALSE | TRUE | America/Chicago | 3 | 53924 | 1840002818 | [10 empty] | CazenoviaWI
Sanborn | Sanborn | MN | Minnesota | 27127 | Redwood | 44.2098 | -95.1297 | 310 | 57 | polygon | FALSE | TRUE | America/Chicago | 3 | 56083 | 1840008963 | [10 empty] | SanbornMN
Blackwell | Blackwell | TX | Texas | 48353 | Nolan | 32.0851 | -100.3194 | 310 | 202 | polygon | FALSE | TRUE | America/Chicago | 3 | 79506 | 1840019473 | [10 empty] | BlackwellTX
Hamilton | Hamilton | WA | Washington | 53057 | Skagit | 48.5281 | -121.9836 | 310 | 106 | polygon | FALSE | TRUE | America/Los_Angeles | 3 | 98255 98284 | 1840021067 | [10 empty] | HamiltonWA
Hackensack | Hackensack | MN | Minnesota | 27021 | Cass | 46.9269 | -94.5159 | 310 | 117 | polygon | FALSE | TRUE | America/Chicago | 3 | 56452 | 1840006626 | [10 empty] | HackensackMN
Richland Springs | Richland Springs | TX | Texas | 48411 | San Saba | 31.2715 | -98.9486 | 309 | 118 | polygon | FALSE | TRUE | America/Chicago | 3 | 76871 | 1840022152 | [10 empty] | Richland SpringsTX
Mingo | Mingo | IA | Iowa | 19099 | Jasper | 41.7662 | -93.2825 | 309 | 196 | polygon | FALSE | TRUE | America/Chicago | 3 | 50168 | 1840008173 | [10 empty] | MingoIA
Townville | Townville | PA | Pennsylvania | 42039 | Crawford | 41.6791 | -79.8801 | 309 | 233 | polygon | FALSE | TRUE | America/New_York | 3 | 16360 | 1840000563 | [10 empty] | TownvillePA
Peterson | Peterson | IA | Iowa | 19041 | Clay | 42.9176 | -95.3425 | 309 | 229 | polygon | FALSE | TRUE | America/Chicago | 3 | 51047 | 1840009058 | [10 empty] | PetersonIA
Rushville | Rushville | OH | Ohio | 39045 | Fairfield | 39.7644 | -82.4304 | 309 | 497 | polygon | FALSE | TRUE | America/New_York | 3 | 43150 | 1840012471 | [10 empty] | RushvilleOH
Arpin | Arpin | WI | Wisconsin | 55141 | Wood | 44.5394 | -90.0315 | 309 | 145 | polygon | FALSE | TRUE | America/Chicago | 3 | 54410 | 1840002330 | [10 empty] | ArpinWI
Kempton | Kempton | IN | Indiana | 18159 | Tipton | 40.2881 | -86.2294 | 309 | 738 | polygon | FALSE | TRUE | America/Indiana/Indianapolis | 3 | 46049 | 1840010447 | [10 empty] | KemptonIN
Villanueva | Villanueva | NM | New Mexico | 35047 | San Miguel | 35.266 | -105.3602 | 309 | 16 | polygon | FALSE | FALSE | America/Denver | 3 | 87583 87560 | 1840024928 | [10 empty] | VillanuevaNM
Arcadia | Arcadia | KS | Kansas | 20037 | Crawford | 37.6409 | -94.6239 | 309 | 283 | polygon | FALSE | TRUE | America/Chicago | 3 | 66711 | 1840007591 | [10 empty] | ArcadiaKS
Four Bears Village | Four Bears Village | ND | North Dakota | 38053 | McKenzie | 47.9871 | -102.5939 | 309 | 116 | polygon | FALSE | FALSE | America/Chicago | 3 | 58763 | 1840033113 | [10 empty] | Four Bears VillageND
Prague | Prague | NE | Nebraska | 31155 | Saunders | 41.3095 | -96.8081 | 309 | 366 | polygon | FALSE | TRUE | America/Chicago | 3 | 68050 | 1840011633 | [10 empty] | PragueNE
Hollister | Hollister | ID | Idaho | 16083 | Twin Falls | 42.3529 | -114.5839 | 309 | 111 | polygon | FALSE | TRUE | America/Boise | 3 | 83301 | 1840020082 | [10 empty] | HollisterID
Norway | Norway | SC | South Carolina | 45075 | Orangeburg | 33.4503 | -81.1266 | 309 | 150 | polygon | FALSE | TRUE | America/New_York | 3 | 29113 | 1840016828 | [10 empty] | NorwaySC
Penn Lake Park | Penn Lake Park | PA | Pennsylvania | 42079 | Luzerne | 41.1153 | -75.7733 | 308 | 76 | polygon | FALSE | TRUE | America/New_York | 3 | 18661 | 1840000765 | [10 empty] | Penn Lake ParkPA
Sportsmen Acres | Sportsmen Acres | OK | Oklahoma | 40097 | Mayes | 36.2458 | -95.2515 | 308 | 1444 | polygon | FALSE | TRUE | America/Chicago | 3 | 74361 | 1840022670 | [10 empty] | Sportsmen AcresOK
Bristol | Bristol | SD | South Dakota | 46037 | Day | 45.3466 | -97.7485 | 308 | 227 | polygon | FALSE | TRUE | America/Chicago | 3 | 57219 | 1840001556 | [10 empty] | BristolSD
Longton | Longton | KS | Kansas | 20049 | Elk | 37.3779 | -96.0821 | 308 | 101 | polygon | FALSE | TRUE | America/Chicago | 3 | 67352 | 1840009889 | [10 empty] | LongtonKS
Centennial | Centennial | WY | Wyoming | 56001 | Albany | 41.3005 | -106.1355 | 308 | 7 | polygon | FALSE | FALSE | America/Denver | 3 | 82055 | 1840017462 | [10 empty] | CentennialWY
Lodge Pole | Lodge Pole | MT | Montana | 30005 | Blaine | 48.0272 | -108.5518 | 308 | 8 | polygon | FALSE | FALSE | America/Denver | 3 | 59524 | 1840018357 | [10 empty] | Lodge PoleMT
Rienzi | Rienzi | MS | Mississippi | 28003 | Alcorn | 34.7633 | -88.534 | 308 | 120 | polygon | FALSE | TRUE | America/Chicago | 3 | 38865 | 1840017894 | [10 empty] | RienziMS
Lore City | Lore City | OH | Ohio | 39059 | Guernsey | 39.9832 | -81.4601 | 308 | 362 | polygon | FALSE | TRUE | America/New_York | 3 | 43755 | 1840012353 | [10 empty] | Lore CityOH
Lisbon | Lisbon | IL | Illinois | 17093 | Kendall | 41.4794 | -88.4597 | 308 | 68 | polygon | FALSE | TRUE | America/Chicago | 3 | 60541 60450 | 1840011504 | [10 empty] | LisbonIL
New Athens | New Athens | OH | Ohio | 39067 | Harrison | 40.1845 | -80.9948 | 308 | 412 | polygon | FALSE | TRUE | America/New_York | 3 | 43907 43981 | 1840012218 | [10 empty] | New AthensOH
Maitland | Maitland | MO | Missouri | 29087 | Holt | 40.2021 | -95.078 | 308 | 380 | polygon | FALSE | TRUE | America/Chicago | 3 | 64466 | 1840009455 | [10 empty] | MaitlandMO
Juliustown | Juliustown | NJ | New Jersey | 34005 | Burlington | 40.0121 | -74.6715 | 308 | 99 | polygon | FALSE | FALSE | America/New_York | 3 | 08022 08042 | 1840026546 | [10 empty] | JuliustownNJ
Atalissa | Atalissa | IA | Iowa | 19139 | Muscatine | 41.5715 | -91.1665 | 308 | 854 | polygon | FALSE | TRUE | America/Chicago | 3 | 52720 | 1840007097 | [10 empty] | AtalissaIA
Bath | Bath | IL | Illinois | 17125 | Mason | 40.1906 | -90.1425 | 308 | 326 | polygon | FALSE | TRUE | America/Chicago | 3 | 62617 | 1840012205 | [10 empty] | BathIL
Midland | Midland | OH | Ohio | 39027 | Clinton | 39.3068 | -83.9105 | 308 | 341 | polygon | FALSE | TRUE | America/New_York | 3 | 45107 45148 | 1840012622 | [10 empty] | MidlandOH
Imperial | Imperial | TX | Texas | 48371 | Pecos | 31.2668 | -102.6947 | 308 | 28 | polygon | FALSE | FALSE | America/Chicago | 3 | 79743 | 1840018183 | [10 empty] | ImperialTX
La Feria North | La Feria North | TX | Texas | 48061 | Cameron | 26.1778 | -97.8232 | 308 | 104 | polygon | FALSE | TRUE | America/Chicago | 3 | 78559 | 1840034871 | [10 empty] | La Feria NorthTX
Cumberland City | Cumberland City | TN | Tennessee | 47161 | Stewart | 36.3828 | -87.6403 | 307 | 23 | polygon | FALSE | TRUE | America/Chicago | 3 | 37050 | 1840016012 | [10 empty] | Cumberland CityTN
Flat Rock | Flat Rock | IL | Illinois | 17033 | Crawford | 38.9037 | -87.6734 | 307 | 138 | polygon | FALSE | TRUE | America/Chicago | 3 | 62427 | 1840012754 | [10 empty] | Flat RockIL
Eureka | Eureka | TX | Texas | 48349 | Navarro | 32.012 | -96.2855 | 307 | 49 | polygon | FALSE | TRUE | America/Chicago | 3 | 75109 | 1840020778 | [10 empty] | EurekaTX
New Douglas | New Douglas | IL | Illinois | 17119 | Madison | 38.9698 | -89.6664 | 307 | 113 | polygon | FALSE | TRUE | America/Chicago | 3 | 62074 | 1840012802 | [10 empty] | New DouglasIL
Sherwood | Sherwood | MI | Michigan | 26023 | Branch | 41.9997 | -85.2394 | 307 | 118 | polygon | FALSE | TRUE | America/Detroit | 3 | 49089 | 1840011376 | [10 empty] | SherwoodMI
Finlayson | Finlayson | MN | Minnesota | 27115 | Pine | 46.2051 | -92.9248 | 307 | 42 | polygon | FALSE | TRUE | America/Chicago | 3 | 55735 | 1840007752 | [10 empty] | FinlaysonMN
Avant | Avant | OK | Oklahoma | 40113 | Osage | 36.4886 | -96.0599 | 307 | 345 | polygon | FALSE | TRUE | America/Chicago | 3 | 74001 | 1840020340 | [10 empty] | AvantOK
Marshall | Marshall | OK | Oklahoma | 40083 | Logan | 36.1555 | -97.6257 | 307 | 235 | polygon | FALSE | TRUE | America/Chicago | 3 | 73056 | 1840022689 | [10 empty] | MarshallOK
Port Clinton | Port Clinton | PA | Pennsylvania | 42107 | Schuylkill | 40.5818 | -76.0267 | 307 | 155 | polygon | FALSE | TRUE | America/New_York | 3 | 19549 | 1840002774 | [10 empty] | Port ClintonPA
Hartsburg | Hartsburg | IL | Illinois | 17107 | Logan | 40.2506 | -89.4412 | 307 | 790 | polygon | FALSE | TRUE | America/Chicago | 3 | 62643 | 1840012306 | [10 empty] | HartsburgIL
Rochester | Rochester | TX | Texas | 48207 | Haskell | 33.3142 | -99.8565 | 307 | 346 | polygon | FALSE | TRUE | America/Chicago | 3 | 79544 | 1840022025 | [10 empty] | RochesterTX
Barton Hills | Barton Hills | MI | Michigan | 26161 | Washtenaw | 42.3167 | -83.7561 | 307 | 156 | polygon | FALSE | TRUE | America/Detroit | 3 | 48105 | 1840011192 | [10 empty] | Barton HillsMI
Reed Point | Reed Point | MT | Montana | 30095 | Stillwater | 45.7071 | -109.5471 | 307 | 213 | polygon | FALSE | FALSE | America/Denver | 3 | 59069 | 1840018515 | [10 empty] | Reed PointMT
Lake Angelus | Lake Angelus | MI | Michigan | 26125 | Oakland | 42.6921 | -83.3215 | 307 | 118 | polygon | FALSE | TRUE | America/Detroit | 3 | 48326 | 1840002447 | [10 empty] | Lake AngelusMI
Manila | Manila | UT | Utah | 49009 | Daggett | 40.9922 | -109.721 | 307 | 114 | polygon | FALSE | TRUE | America/Denver | 3 | 84046 | 1840022409 | [10 empty] | ManilaUT
Rensselaer Falls | Rensselaer Falls | NY | New York | 36089 | St. Lawrence | 44.5909 | -75.319 | 307 | 407 | polygon | FALSE | TRUE | America/New_York | 3 | 13680 | 1840004062 | [10 empty] | Rensselaer FallsNY
Jacumba | Jacumba | CA | California | 6073 | San Diego | 32.6278 | -116.1826 | 307 | 19 | polygon | FALSE | FALSE | America/Los_Angeles | 3 | 91934 | 1840025044 | [10 empty] | JacumbaCA
Plumwood | Plumwood | OH | Ohio | 39097 | Madison | 40.0087 | -83.4147 | 307 | 190 | polygon | FALSE | FALSE | America/New_York | 3 | 43140 | 1840026576 | [10 empty] | PlumwoodOH
Cold Brook | Cold Brook | NY | New York | 36043 | Herkimer | 43.2399 | -75.0389 | 306 | 269 | polygon | FALSE | TRUE | America/New_York | 3 | 13324 | 1840004155 | [10 empty] | Cold BrookNY
Oxbow | Oxbow | ND | North Dakota | 38017 | Cass | 46.6687 | -96.8101 | 306 | 77 | polygon | FALSE | TRUE | America/Chicago | 3 | 58047 | 1840001933 | [10 empty] | OxbowND
Dakota | Dakota | MN | Minnesota | 27169 | Winona | 43.9106 | -91.3605 | 306 | 214 | polygon | FALSE | TRUE | America/Chicago | 3 | 55925 | 1840006812 | [10 empty] | DakotaMN
Prattsville | Prattsville | AR | Arkansas | 5053 | Grant | 34.3172 | -92.5429 | 306 | 73 | polygon | FALSE | TRUE | America/Chicago | 3 | 72129 | 1840017948 | [10 empty] | PrattsvilleAR
Oretta | Oretta | LA | Louisiana | 22011 | Beauregard | 30.529 | -93.4391 | 306 | 53 | polygon | FALSE | FALSE | America/Chicago | 3 | 70660 | 1840025998 | [10 empty] | OrettaLA
Poynor | Poynor | TX | Texas | 48213 | Henderson | 32.0793 | -95.5924 | 306 | 50 | polygon | FALSE | TRUE | America/Chicago | 3 | 75763 75770 75782 | 1840022114 | [10 empty] | PoynorTX
Gracemont | Gracemont | OK | Oklahoma | 40015 | Caddo | 35.1878 | -98.257 | 306 | 784 | polygon | FALSE | TRUE | America/Chicago | 3 | 73042 | 1840021767 | [10 empty] | GracemontOK
Hartland | Hartland | MN | Minnesota | 27047 | Freeborn | 43.8042 | -93.4843 | 306 | 437 | polygon | FALSE | TRUE | America/Chicago | 3 | 56042 | 1840006826 | [10 empty] | HartlandMN
Flemington | Flemington | WV | West Virginia | 54091 | Taylor | 39.2666 | -80.1286 | 306 | 387 | polygon | FALSE | TRUE | America/New_York | 3 | 26347 | 1840005778 | [10 empty] | FlemingtonWV
Elco | Elco | PA | Pennsylvania | 42125 | Washington | 40.0811 | -79.8816 | 306 | 423 | polygon | FALSE | TRUE | America/New_York | 3 | 15423 15434 | 1840003653 | [10 empty] | ElcoPA
San Carlos II | San Carlos II | TX | Texas | 48479 | Webb | 27.4901 | -99.3684 | 306 | 1665 | polygon | FALSE | TRUE | America/Chicago | 3 | 78043 | 1840041490 | [10 empty] | San Carlos IITX
Hadar | Hadar | NE | Nebraska | 31139 | Pierce | 42.1072 | -97.451 | 305 | 297 | polygon | FALSE | TRUE | America/Chicago | 3 | 68701 68738 | 1840011185 | [10 empty] | HadarNE
Pukwana | Pukwana | SD | South Dakota | 46015 | Brule | 43.7792 | -99.1843 | 305 | 154 | polygon | FALSE | TRUE | America/Chicago | 3 | 57370 | 1840002615 | [10 empty] | PukwanaSD
Polk | Polk | NE | Nebraska | 31143 | Polk | 41.0755 | -97.7834 | 305 | 240 | polygon | FALSE | TRUE | America/Chicago | 3 | 68654 | 1840011654 | [10 empty] | PolkNE
Deseret | Deseret | UT | Utah | 49027 | Millard | 39.2876 | -112.6512 | 305 | 38 | polygon | FALSE | FALSE | America/Denver | 3 | 84624 | 1840024463 | [10 empty] | DeseretUT
Bailey | Bailey | TX | Texas | 48147 | Fannin | 33.4335 | -96.1649 | 305 | 296 | polygon | FALSE | TRUE | America/Chicago | 3 | 75413 | 1840019331 | [10 empty] | BaileyTX
Grahamtown | Grahamtown | MD | Maryland | 24001 | Allegany | 39.6448 | -78.9224 | 305 | 770 | polygon | FALSE | FALSE | America/New_York | 3 | 21532 | 1840031344 | [10 empty] | GrahamtownMD
Arcadia | Arcadia | NE | Nebraska | 31175 | Valley | 41.4249 | -99.126 | 305 | 206 | polygon | FALSE | TRUE | America/Chicago | 3 | 68815 | 1840010212 | [10 empty] | ArcadiaNE
Lynnville | Lynnville | TN | Tennessee | 47055 | Giles | 35.3781 | -87.0054 | 305 | 347 | polygon | FALSE | TRUE | America/Chicago | 3 | 38472 | 1840016376 | [10 empty] | LynnvilleTN
Endicott | Endicott | WA | Washington | 53075 | Whitman | 46.9282 | -117.6867 | 305 | 397 | polygon | FALSE | TRUE | America/Los_Angeles | 3 | 99125 | 1840021137 | [10 empty] | EndicottWA
Brule | Brule | NE | Nebraska | 31101 | Keith | 41.0948 | -101.8887 | 305 | 381 | polygon | FALSE | TRUE | America/Denver | 3 | 69127 | 1840010283 | [10 empty] | BruleNE
Warren City | Warren City | TX | Texas | 48183 | Gregg | 32.553 | -94.9056 | 305 | 67 | polygon | FALSE | TRUE | America/Chicago | 3 | 75647 | 1840022079 | [10 empty] | Warren CityTX
Bronson | Bronson | KS | Kansas | 20011 | Bourbon | 37.8958 | -95.0732 | 305 | 263 | polygon | FALSE | TRUE | America/Chicago | 3 | 66716 | 1840006318 | [10 empty] | BronsonKS
Bliss | Bliss | ID | Idaho | 16047 | Gooding | 42.9242 | -114.9479 | 305 | 159 | polygon | FALSE | TRUE | America/Boise | 3 | 83314 | 1840018664 | [10 empty] | BlissID
Prescott | Prescott | WA | Washington | 53071 | Walla Walla | 46.2988 | -118.3126 | 305 | 293 | polygon | FALSE | TRUE | America/Los_Angeles | 3 | 99348 | 1840021175 | [10 empty] | PrescottWA
Kendrick | Kendrick | ID | Idaho | 16057 | Latah | 46.6139 | -116.6543 | 305 | 327 | polygon | FALSE | TRUE | America/Los_Angeles | 3 | 83537 | 1840018462 | [10 empty] | KendrickID
Youngstown | Youngstown | PA | Pennsylvania | 42129 | Westmoreland | 40.2798 | -79.3659 | 305 | 1057 | polygon | FALSE | TRUE | America/New_York | 3 | 15696 | 1840001166 | [10 empty] | YoungstownPA
Greenleaf | Greenleaf | KS | Kansas | 20201 | Washington | 39.7272 | -96.9801 | 305 | 260 | polygon | FALSE | TRUE | America/Chicago | 3 | 66943 | 1840008415 | [10 empty] | GreenleafKS
Dannebrog | Dannebrog | NE | Nebraska | 31093 | Howard | 41.1186 | -98.5456 | 305 | 322 | polygon | FALSE | TRUE | America/Chicago | 3 | 68831 | 1840011662 | [10 empty] | DannebrogNE
East Lynne | East Lynne | MO | Missouri | 29037 | Cass | 38.6683 | -94.2303 | 305 | 360 | polygon | FALSE | TRUE | America/Chicago | 3 | 64080 64743 | 1840008609 | [10 empty] | East LynneMO
Grimes | Grimes | CA | California | 6011 | Colusa | 39.0742 | -121.8988 | 305 | 52 | polygon | FALSE | FALSE | America/Los_Angeles | 3 | 95950 | 1840024468 | [10 empty] | GrimesCA
Keams Canyon | Keams Canyon | AZ | Arizona | 4017 | Navajo | 35.8229 | -110.2011 | 305 | 7 | polygon | FALSE | FALSE | America/Phoenix | 3 | 86034 | 1840017659 | [10 empty] | Keams CanyonAZ
Auburn | Auburn | IA | Iowa | 19161 | Sac | 42.2496 | -94.8778 | 305 | 236 | polygon | FALSE | TRUE | America/Chicago | 3 | 51433 | 1840006953 | [10 empty] | AuburnIA
Ghent | Ghent | KY | Kentucky | 21041 | Carroll | 38.734 | -85.0612 | 305 | 165 | polygon | FALSE | TRUE | America/Indiana/Vevay | 3 | 41045 | 1840013181 | [10 empty] | GhentKY
Crows Landing | Crows Landing | CA | California | 6099 | Stanislaus | 37.3947 | -121.0843 | 305 | 37 | polygon | FALSE | FALSE | America/Los_Angeles | 3 | 95360 95313 | 1840022539 | [10 empty] | Crows LandingCA
Belfry | Belfry | MT | Montana | 30009 | Carbon | 45.1375 | -108.9985 | 305 | 70 | polygon | FALSE | FALSE | America/Denver | 3 | 59008 | 1840017418 | [10 empty] | BelfryMT
Kampsville | Kampsville | IL | Illinois | 17013 | Calhoun | 39.2971 | -90.6127 | 304 | 115 | polygon | FALSE | TRUE | America/Chicago | 3 | 62053 | 1840012685 | [10 empty] | KampsvilleIL
Ruma | Ruma | IL | Illinois | 17157 | Randolph | 38.1306 | -90.0004 | 304 | 158 | polygon | FALSE | TRUE | America/Chicago | 3 | 62278 | 1840012938 | [10 empty] | RumaIL
Rutland | Rutland | IL | Illinois | 17099 | LaSalle | 40.9838 | -89.0413 | 304 | 169 | polygon | FALSE | TRUE | America/Chicago | 3 | 61358 | 1840011536 | [10 empty] | RutlandIL
Sandy Creek | Sandy Creek | NC | North Carolina | 37019 | Brunswick | 34.2812 | -78.1529 | 304 | 93 | polygon | FALSE | TRUE | America/New_York | 3 | 28451 | 1840017952 | [10 empty] | Sandy CreekNC
Clifton | Clifton | ID | Idaho | 16041 | Franklin | 42.1873 | -112.0046 | 304 | 51 | polygon | FALSE | TRUE | America/Boise | 3 | 83228 | 1840018688 | [10 empty] | CliftonID
Plato | Plato | MN | Minnesota | 27085 | McLeod | 44.7724 | -94.0397 | 304 | 338 | polygon | FALSE | TRUE | America/Chicago | 3 | 55370 | 1840008944 | [10 empty] | PlatoMN
Weott | Weott | CA | California | 6023 | Humboldt | 40.3226 | -123.9209 | 304 | 156 | polygon | FALSE | FALSE | America/Los_Angeles | 3 | 95554 95571 | 1840009359 | [10 empty] | WeottCA
Granville | Granville | IA | Iowa | 19167 | Sioux | 42.9855 | -95.875 | 304 | 403 | polygon | FALSE | TRUE | America/Chicago | 3 | 51022 | 1840007981 | [10 empty] | GranvilleIA
Coalmont | Coalmont | IN | Indiana | 18021 | Clay | 39.1931 | -87.2265 | 304 | 78 | polygon | FALSE | FALSE | America/Indiana/Indianapolis | 3 | 47438 | 1840026643 | [10 empty] | CoalmontIN
Belmont | Belmont | LA | Louisiana | 22085 | Sabine | 31.7182 | -93.5082 | 304 | 11 | polygon | FALSE | FALSE | America/Chicago | 3 | 71486 71406 71450 | 1840025940 | [10 empty] | BelmontLA
Wallaceton | Wallaceton | PA | Pennsylvania | 42033 | Clearfield | 40.9617 | -78.2905 | 304 | 153 | polygon | FALSE | TRUE | America/New_York | 3 | 16876 | 1840003505 | [10 empty] | WallacetonPA
Hysham | Hysham | MT | Montana | 30103 | Treasure | 46.2909 | -107.2305 | 304 | 536 | polygon | FALSE | TRUE | America/Denver | 3 | 59038 | 1840021178 | [10 empty] | HyshamMT
Wilmot | Wilmot | OH | Ohio | 39151 | Stark | 40.6557 | -81.6349 | 304 | 698 | polygon | FALSE | TRUE | America/New_York | 3 | 44689 44608 | 1840011918 | [10 empty] | WilmotOH
Beaver Creek | Beaver Creek | MD | Maryland | 24043 | Washington | 39.5786 | -77.6477 | 304 | 180 | polygon | FALSE | FALSE | America/New_York | 3 | 21740 21713 | 1840024388 | [10 empty] | Beaver CreekMD
Boston | Boston | PA | Pennsylvania | 42003 | Allegheny | 40.312 | -79.8237 | 304 | 356 | polygon | FALSE | FALSE | America/New_York | 3 | 15135 | 1840026471 | [10 empty] | BostonPA
Empire | Empire | CO | Colorado | 8019 | Clear Creek | 39.7595 | -105.6821 | 304 | 437 | polygon | FALSE | TRUE | America/Denver | 3 | 80438 | 1840021432 | [10 empty] | EmpireCO
Middletown | Middletown | IL | Illinois | 17107 | Logan | 40.0994 | -89.5903 | 304 | 343 | polygon | FALSE | TRUE | America/Chicago | 3 | 62666 | 1840012310 | [10 empty] | MiddletownIL
Montrose | Montrose | AR | Arkansas | 5003 | Ashley | 33.2989 | -91.4965 | 304 | 310 | polygon | FALSE | TRUE | America/Chicago | 3 | 71658 | 1840014839 | [10 empty] | MontroseAR
Kensington | Kensington | MN | Minnesota | 27041 | Douglas | 45.7783 | -95.697 | 303 | 328 | polygon | FALSE | TRUE | America/Chicago | 3 | 56343 | 1840007774 | [10 empty] | KensingtonMN
Alma | Alma | IL | Illinois | 17121 | Marion | 38.723 | -88.9117 | 303 | 103 | polygon | FALSE | TRUE | America/Chicago | 3 | 62807 | 1840010760 | [10 empty] | AlmaIL
Disney | Disney | OK | Oklahoma | 40097 | Mayes | 36.477 | -95.0195 | 303 | 94 | polygon | FALSE | TRUE | America/Chicago | 3 | 74340 | 1840021660 | [10 empty] | DisneyOK
Keachi | Keachi | LA | Louisiana | 22031 | De Soto | 32.1708 | -93.916 | 303 | 23 | polygon | FALSE | TRUE | America/Chicago | 3 | 71046 | 1840073882 | [10 empty] | KeachiLA
Nordheim | Nordheim | TX | Texas | 48123 | DeWitt | 28.9238 | -97.6141 | 303 | 235 | polygon | FALSE | TRUE | America/Chicago | 3 | 78141 | 1840020983 | [10 empty] | NordheimTX
Goose Creek | Goose Creek | KY | Kentucky | 21111 | Jefferson | 38.2934 | -85.5906 | 303 | 1892 | polygon | FALSE | TRUE | America/New_York | 3 | 40242 | 1840013204 | [10 empty] | Goose CreekKY
Starks | Starks | LA | Louisiana | 22019 | Calcasieu | 30.3105 | -93.6667 | 303 | 34 | polygon | FALSE | FALSE | America/Chicago | 3 | 70661 | 1840026022 | [10 empty] | StarksLA
Joppa | Joppa | IL | Illinois | 17127 | Massac | 37.207 | -88.8447 | 303 | 240 | polygon | FALSE | TRUE | America/Chicago | 3 | 62953 | 1840013017 | [10 empty] | JoppaIL
Tupelo | Tupelo | OK | Oklahoma | 40029 | Coal | 34.6025 | -96.4205 | 303 | 273 | polygon | FALSE | TRUE | America/Chicago | 3 | 74572 | 1840021879 | [10 empty] | TupeloOK
Butte | Butte | NE | Nebraska | 31015 | Boyd | 42.9125 | -98.8479 | 303 | 280 | polygon | FALSE | TRUE | America/Chicago | 3 | 68722 | 1840010078 | [10 empty] | ButteNE
Freedom Plains | Freedom Plains | NY | New York | 36027 | Dutchess | 41.6695 | -73.7974 | 303 | 90 | polygon | FALSE | FALSE | America/New_York | 3 | 12569 12540 | 1840024103 | [10 empty] | Freedom PlainsNY
Kitzmiller | Kitzmiller | MD | Maryland | 24023 | Garrett | 39.3894 | -79.1833 | 303 | 526 | polygon | FALSE | TRUE | America/New_York | 3 | 21538 | 1840005725 | [10 empty] | KitzmillerMD
Dupont | Dupont | OH | Ohio | 39137 | Putnam | 41.0547 | -84.3011 | 303 | 128 | polygon | FALSE | TRUE | America/New_York | 3 | 45827 45831 45837 | 1840011753 | [10 empty] | DupontOH
Gerton | Gerton | NC | North Carolina | 37089 | Henderson | 35.4758 | -82.3504 | 303 | 31 | polygon | FALSE | FALSE | America/New_York | 3 | 28735 | 1840025824 | [10 empty] | GertonNC
Richville | Richville | NY | New York | 36089 | St. Lawrence | 44.4151 | -75.3924 | 302 | 157 | polygon | FALSE | FALSE | America/New_York | 3 | 13681 | 1840004063 | [10 empty] | RichvilleNY
Clay Center | Clay Center | OH | Ohio | 39123 | Ottawa | 41.5732 | -83.3643 | 302 | 112 | polygon | FALSE | TRUE | America/New_York | 3 | 43408 43412 43445 | 1840010215 | [10 empty] | Clay CenterOH
Cook | Cook | NE | Nebraska | 31097 | Johnson | 40.5105 | -96.1618 | 302 | 674 | polygon | FALSE | TRUE | America/Chicago | 3 | 68329 | 1840012167 | [10 empty] | CookNE
Velarde | Velarde | NM | New Mexico | 35039 | Rio Arriba | 36.1607 | -105.966 | 302 | 45 | polygon | FALSE | FALSE | America/Denver | 3 | 87582 | 1840024845 | [10 empty] | VelardeNM
Loraine | Loraine | IL | Illinois | 17001 | Adams | 40.1525 | -91.2215 | 302 | 138 | polygon | FALSE | TRUE | America/Chicago | 3 | 62349 | 1840012365 | [10 empty] | LoraineIL
Southampton Meadows | Southampton Meadows | VA | Virginia | 51175 | Southampton | 36.5916 | -76.9293 | 302 | 407 | polygon | FALSE | TRUE | America/New_York | 3 | 23851 | 1840043157 | [10 empty] | Southampton MeadowsVA
Lester | Lester | IA | Iowa | 19119 | Lyon | 43.4403 | -96.3315 | 302 | 63 | polygon | FALSE | TRUE | America/Chicago | 3 | 51241 51242 51246 | 1840007975 | [10 empty] | LesterIA
Saginaw | Saginaw | MO | Missouri | 29145 | Newton | 37.026 | -94.4724 | 302 | 141 | polygon | FALSE | TRUE | America/Chicago | 3 | 64804 64864 | 1840013047 | [10 empty] | SaginawMO
Steamboat Rock | Steamboat Rock | IA | Iowa | 19083 | Hardin | 42.4081 | -93.0662 | 302 | 215 | polygon | FALSE | TRUE | America/Chicago | 3 | 50672 | 1840009124 | [10 empty] | Steamboat RockIA
Butlertown | Butlertown | MD | Maryland | 24029 | Kent | 39.282 | -76.0991 | 302 | 136 | polygon | FALSE | FALSE | America/New_York | 3 | 21678 | 1840024473 | [10 empty] | ButlertownMD
San Carlos I | San Carlos I | TX | Texas | 48479 | Webb | 27.4906 | -99.3726 | 302 | 877 | polygon | FALSE | FALSE | America/Chicago | 3 | 78043 | 1840037114 | [10 empty] | San Carlos ITX
Pisinemo | Pisinemo | AZ | Arizona | 4019 | Pima | 32.0349 | -112.3192 | 301 | 51 | polygon | FALSE | FALSE | America/Phoenix | 3 | 85634 | 1840019483 | [10 empty] | PisinemoAZ
Gans | Gans | OK | Oklahoma | 40135 | Sequoyah | 35.3874 | -94.695 | 301 | 501 | polygon | FALSE | TRUE | America/Chicago | 3 | 74936 | 1840021751 | [10 empty] | GansOK
Arlington | Arlington | KY | Kentucky | 21039 | Carlisle | 36.7904 | -89.0132 | 301 | 308 | polygon | FALSE | TRUE | America/Chicago | 3 | 42021 | 1840013286 | [10 empty] | ArlingtonKY
Vicco | Vicco | KY | Kentucky | 21193 | Perry | 37.2161 | -83.0609 | 301 | 138 | polygon | FALSE | TRUE | America/New_York | 3 | 41773 | 1840015250 | [10 empty] | ViccoKY
Cove Neck | Cove Neck | NY | New York | 36059 | Nassau | 40.8841 | -73.5003 | 301 | 90 | polygon | FALSE | TRUE | America/New_York | 3 | 11771 | 1840005341 | [10 empty] | Cove NeckNY
Campbell | Campbell | NE | Nebraska | 31061 | Franklin | 40.2963 | -98.7316 | 301 | 281 | polygon | FALSE | TRUE | America/Chicago | 3 | 68932 | 1840010470 | [10 empty] | CampbellNE
Salisbury Mills | Salisbury Mills | NY | New York | 36071 | Orange | 41.4308 | -74.1098 | 301 | 233 | polygon | FALSE | FALSE | America/New_York | 3 | 12577 | 1840024141 | [10 empty] | Salisbury MillsNY
Middle River | Middle River | MN | Minnesota | 27089 | Marshall | 48.4349 | -96.1617 | 301 | 233 | polygon | FALSE | TRUE | America/Chicago | 3 | 56737 | 1840007697 | [10 empty] | Middle RiverMN
Mercer | Mercer | MO | Missouri | 29129 | Mercer | 40.5107 | -93.5299 | 301 | 316 | polygon | FALSE | TRUE | America/Chicago | 3 | 64661 | 1840009416 | [10 empty] | MercerMO
McClure | McClure | IL | Illinois | 17003 | Alexander | 37.3146 | -89.4335 | 301 | 76 | polygon | FALSE | TRUE | America/Chicago | 3 | 62957 | 1840013019 | [10 empty] | McClureIL
Northport | Northport | WA | Washington | 53065 | Stevens | 48.9159 | -117.7796 | 301 | 205 | polygon | FALSE | TRUE | America/Los_Angeles | 3 | 99157 | 1840022274 | [10 empty] | NorthportWA
Canalou | Canalou | MO | Missouri | 29143 | New Madrid | 36.7541 | -89.6865 | 301 | 576 | polygon | FALSE | TRUE | America/Chicago | 3 | 63828 | 1840007656 | [10 empty] | CanalouMO
Blevins | Blevins | AR | Arkansas | 5057 | Hempstead | 33.8716 | -93.5778 | 301 | 116 | polygon | FALSE | TRUE | America/Chicago | 3 | 71825 | 1840013696 | [10 empty] | BlevinsAR
New Falcon | New Falcon | TX | Texas | 48505 | Zapata | 26.6382 | -99.0947 | 301 | 592 | polygon | FALSE | FALSE | America/Chicago | 3 | 78545 | 1840019721 | [10 empty] | New FalconTX
Goldston | Goldston | NC | North Carolina | 37037 | Chatham | 35.5929 | -79.3286 | 301 | 147 | polygon | FALSE | TRUE | America/New_York | 3 | 27252 | 1840016258 | [10 empty] | GoldstonNC
Farley | Farley | MO | Missouri | 29165 | Platte | 39.2888 | -94.8284 | 301 | 94 | polygon | FALSE | TRUE | America/Chicago | 3 | 64079 64028 | 1840012629 | [10 empty] | FarleyMO
East Side | East Side | PA | Pennsylvania | 42025 | Carbon | 41.0621 | -75.7595 | 301 | 101 | polygon | FALSE | TRUE | America/New_York | 3 | 18661 | 1840000930 | [10 empty] | East SidePA
Indian Wells | Indian Wells | AZ | Arizona | 4017 | Navajo | 35.4089 | -110.1061 | 301 | 11 | polygon | FALSE | FALSE | America/Denver | 3 | 86031 | 1840022577 | [10 empty] | Indian WellsAZ
Good Hope | Good Hope | GA | Georgia | 13297 | Walton | 33.785 | -83.6094 | 300 | 62 | polygon | FALSE | TRUE | America/New_York | 3 | 30641 | 1840013713 | [10 empty] | Good HopeGA
Kelley | Kelley | IA | Iowa | 19169 | Story | 41.951 | -93.6656 | 300 | 166 | polygon | FALSE | TRUE | America/Chicago | 3 | 50134 | 1840008126 | [10 empty] | KelleyIA
Lowry | Lowry | MN | Minnesota | 27121 | Pope | 45.705 | -95.519 | 300 | 252 | polygon | FALSE | TRUE | America/Chicago | 3 | 56349 | 1840008889 | [10 empty] | LowryMN
Donaldson | Donaldson | AR | Arkansas | 5059 | Hot Spring | 34.235 | -92.9195 | 300 | 196 | polygon | FALSE | TRUE | America/Chicago | 3 | 71941 | 1840016653 | [10 empty] | DonaldsonAR
Cedar Rock | Cedar Rock | NC | North Carolina | 37027 | Caldwell | 35.9436 | -81.458 | 300 | 99 | polygon | FALSE | TRUE | America/New_York | 3 | 28645 | 1840017756 | [10 empty] | Cedar RockNC
Gary City | Gary City | TX | Texas | 48365 | Panola | 32.0277 | -94.3679 | 300 | 61 | polygon | FALSE | TRUE | America/Chicago | 3 | 75643 | 1840037480 | [10 empty] | Gary CityTX
Eagleville | Eagleville | MO | Missouri | 29081 | Harrison | 40.4684 | -93.9861 | 300 | 114 | polygon | FALSE | TRUE | America/Chicago | 3 | 64442 | 1840010419 | [10 empty] | EaglevilleMO
Springdale | Springdale | WA | Washington | 53065 | Stevens | 48.0572 | -117.7466 | 300 | 102 | polygon | FALSE | TRUE | America/Los_Angeles | 3 | 99173 | 1840022275 | [10 empty] | SpringdaleWA
Dodson | Dodson | LA | Louisiana | 22127 | Winn | 32.0808 | -92.6587 | 300 | 51 | polygon | FALSE | TRUE | America/Chicago | 3 | 71422 | 1840018136 | [10 empty] | DodsonLA
Ray | Ray | AL | Alabama | 1037 | Coosa | 32.879 | -86.035 | 300 | 14 | polygon | FALSE | FALSE | America/Chicago | 3 | 35010 | 1840023021 | [10 empty] | RayAL
Poy Sippi | Poy Sippi | WI | Wisconsin | 55137 | Waushara | 44.136 | -88.9963 | 300 | 158 | polygon | FALSE | FALSE | America/Chicago | 3 | 54967 | 1840023995 | [10 empty] | Poy SippiWI
Skyline | Skyline | MN | Minnesota | 27013 | Blue Earth | 44.1408 | -94.034 | 300 | 597 | polygon | FALSE | TRUE | America/Chicago | 3 | 56001 | 1840008977 | [10 empty] | SkylineMN
Ovid | Ovid | CO | Colorado | 8115 | Sedgwick | 40.9607 | -102.3883 | 300 | 743 | polygon | FALSE | TRUE | America/Denver | 3 | 80744 | 1840022407 | [10 empty] | OvidCO
Tennyson | Tennyson | IN | Indiana | 18173 | Warrick | 38.0817 | -87.1187 | 300 | 495 | polygon | FALSE | TRUE | America/Chicago | 3 | 47637 | 1840010821 | [10 empty] | TennysonIN
Herndon | Herndon | PA | Pennsylvania | 42097 | Northumberland | 40.7103 | -76.8515 | 300 | 135 | polygon | FALSE | TRUE | America/New_York | 3 | 17830 | 1840035013 | [10 empty] | HerndonPA
Winter | Winter | WI | Wisconsin | 55113 | Sawyer | 45.8221 | -91.013 | 300 | 146 | polygon | FALSE | TRUE | America/Chicago | 3 | 54896 | 1840001996 | [10 empty] | WinterWI
Yaak | Yaak | MT | Montana | 30053 | Lincoln | 48.8647 | -115.6777 | 300 | 4 | polygon | FALSE | FALSE | America/Denver | 3 | 59935 | 1840023751 | [10 empty] | YaakMT
Richfield | Richfield | CA | California | 6103 | Tehama | 39.9738 | -122.1732 | 300 | 211 | polygon | FALSE | FALSE | America/Los_Angeles | 3 | 96021 | 1840026517 | [10 empty] | RichfieldCA
Soldier Creek | Soldier Creek | SD | South Dakota | 46121 | Todd | 43.3237 | -100.8883 | 300 | 9 | polygon | FALSE | FALSE | America/Chicago | 3 | 57555 | 1840024046 | [10 empty] | Soldier CreekSD
Sunbury | Sunbury | NC | North Carolina | 37073 | Gates | 36.4469 | -76.6127 | 300 | 47 | polygon | FALSE | FALSE | America/New_York | 3 | 27979 | 1840025762 | [10 empty] | SunburyNC
Juda | Juda | WI | Wisconsin | 55045 | Green | 42.59 | -89.5092 | 300 | 454 | polygon | FALSE | FALSE | America/Chicago | 3 | 53550 | 1840025473 | [10 empty] | JudaWI
Delaware Park | Delaware Park | NJ | New Jersey | 34041 | Warren | 40.7052 | -75.1883 | 300 | 472 | polygon | FALSE | TRUE | America/New_York | 3 | 8865 | 1840039868 | [10 empty] | Delaware ParkNJ
Mapleville | Mapleville | MD | Maryland | 24043 | Washington | 39.5357 | -77.6463 | 300 | 287 | polygon | FALSE | FALSE | America/New_York | 3 | 21713 | 1840024404 | [10 empty] | MaplevilleMD
McCord Bend | McCord Bend | MO | Missouri | 29209 | Stone | 36.7875 | -93.5033 | 299 | 393 | polygon | FALSE | TRUE | America/Chicago | 3 | 65656 | 1840013053 | [10 empty] | McCord BendMO
Burnt Ranch | Burnt Ranch | CA | California | 6105 | Trinity | 40.811 | -123.5082 | 299 | 8 | polygon | FALSE | FALSE | America/Los_Angeles | 3 | 95527 | 1840022390 | [10 empty] | Burnt RanchCA
Gatesville | Gatesville | NC | North Carolina | 37073 | Gates | 36.4072 | -76.7566 | 299 | 285 | polygon | FALSE | TRUE | America/New_York | 3 | 27938 | 1840016033 | [10 empty] | GatesvilleNC
Hoskins | Hoskins | NE | Nebraska | 31179 | Wayne | 42.1126 | -97.3045 | 299 | 373 | polygon | FALSE | TRUE | America/Chicago | 3 | 68740 | 1840011214 | [10 empty] | HoskinsNE
Uniopolis | Uniopolis | OH | Ohio | 39011 | Auglaize | 40.6024 | -84.0858 | 299 | 434 | polygon | FALSE | FALSE | America/New_York | 3 | 45888 45895 | 1840012073 | [10 empty] | UniopolisOH
Reynolds | Reynolds | ND | North Dakota | 38097 | Traill | 47.6685 | -97.106 | 299 | 148 | polygon | FALSE | TRUE | America/Chicago | 3 | 58275 | 1840000107 | [10 empty] | ReynoldsND
Hosston | Hosston | LA | Louisiana | 22017 | Caddo | 32.8849 | -93.882 | 299 | 43 | polygon | FALSE | TRUE | America/Chicago | 3 | 71043 | 1840018057 | [10 empty] | HosstonLA
Hollandale | Hollandale | MN | Minnesota | 27047 | Freeborn | 43.7598 | -93.2043 | 299 | 262 | polygon | FALSE | TRUE | America/Chicago | 3 | 56045 | 1840006828 | [10 empty] | HollandaleMN
Amargosa | Amargosa | TX | Texas | 48249 | Jim Wells | 27.8916 | -98.1086 | 299 | 76 | polygon | FALSE | FALSE | America/Chicago | 3 | 78332 | 1840037137 | [10 empty] | AmargosaTX
Lac La Belle | Lac La Belle | WI | Wisconsin | 55133 | Waukesha | 43.1428 | -88.5303 | 299 | 121 | polygon | FALSE | TRUE | America/Chicago | 3 | 53066 53036 | 1840003010 | [10 empty] | Lac La BelleWI
Weogufka | Weogufka | AL | Alabama | 1037 | Coosa | 33.0267 | -86.3169 | 299 | 13 | polygon | FALSE | FALSE | America/Chicago | 3 | 35183 | 1840023023 | [10 empty] | WeogufkaAL
Moscow | Moscow | KS | Kansas | 20189 | Stevens | 37.3251 | -101.2069 | 299 | 670 | polygon | FALSE | TRUE | America/Chicago | 3 | 67952 | 1840008760 | [10 empty] | MoscowKS
Everton | Everton | MO | Missouri | 29057 | Dade | 37.3428 | -93.7024 | 299 | 334 | polygon | FALSE | TRUE | America/Chicago | 3 | 65646 | 1840008739 | [10 empty] | EvertonMO
Speculator | Speculator | NY | New York | 36041 | Hamilton | 43.5943 | -74.3822 | 299 | 2 | polygon | FALSE | TRUE | America/New_York | 3 | 12108 12164 | 1840004146 | [10 empty] | SpeculatorNY
Elizabethtown | Elizabethtown | OH | Ohio | 39061 | Hamilton | 39.1621 | -84.8037 | 299 | 129 | polygon | FALSE | FALSE | America/New_York | 3 | 45052 | 1840034151 | [10 empty] | ElizabethtownOH
Hanalei | Hanalei | HI | Hawaii | 15007 | Kauai | 22.2041 | -159.4977 | 299 | 170 | polygon | FALSE | FALSE | Pacific/Honolulu | 3 | 96714 | 1840023213 | [10 empty] | HanaleiHI
Roberts | Roberts | MT | Montana | 30009 | Carbon | 45.3437 | -109.1817 | 299 | 29 | polygon | FALSE | FALSE | America/Denver | 3 | 59070 | 1840023904 | [10 empty] | RobertsMT
Stapleton | Stapleton | NE | Nebraska | 31113 | Logan | 41.4802 | -100.5126 | 299 | 460 | polygon | FALSE | TRUE | America/Chicago | 3 | 69163 | 1840011474 | [10 empty] | StapletonNE
Damon | Damon | TX | Texas | 48039 | Brazoria | 29.2832 | -95.7408 | 299 | 82 | polygon | FALSE | FALSE | America/Chicago | 3 | 77430 | 1840019668 | [10 empty] | DamonTX
Phillips | Phillips | NE | Nebraska | 31081 | Hamilton | 40.898 | -98.2142 | 298 | 392 | polygon | FALSE | TRUE | America/Chicago | 3 | 68865 | 1840011736 | [10 empty] | PhillipsNE
North Cleveland | North Cleveland | TX | Texas | 48291 | Liberty | 30.3577 | -95.1003 | 298 | 60 | polygon | FALSE | TRUE | America/Chicago | 3 | 77327 77328 | 1840020901 | [10 empty] | North ClevelandTX
Quechee | Quechee | VT | Vermont | 50027 | Windsor | 43.6444 | -72.4185 | 298 | 62 | polygon | FALSE | FALSE | America/New_York | 3 | 05059 05001 | 1840025411 | [10 empty] | QuecheeVT
Hillcrest Heights | Hillcrest Heights | FL | Florida | 12105 | Polk | 27.8083 | -81.5695 | 298 | 720 | polygon | FALSE | TRUE | America/New_York | 3 | 33827 33859 33843 | 1840017239 | [10 empty] | Hillcrest HeightsFL
Millerton | Millerton | PA | Pennsylvania | 42117 | Tioga | 41.9868 | -76.9396 | 298 | 134 | polygon | FALSE | FALSE | America/New_York | 3 | 16936 | 1840026234 | [10 empty] | MillertonPA
Garland | Garland | TN | Tennessee | 47167 | Tipton | 35.5818 | -89.7526 | 298 | 211 | polygon | FALSE | TRUE | America/Chicago | 3 | 38019 | 1840016316 | [10 empty] | GarlandTN
Goldfield | Goldfield | NV | Nevada | 32009 | Esmeralda | 37.7121 | -117.2378 | 298 | 77 | polygon | FALSE | FALSE | America/Los_Angeles | 3 | 89013 | 1840024689 | [10 empty] | GoldfieldNV
Loganville | Loganville | WI | Wisconsin | 55111 | Sauk | 43.4388 | -90.0371 | 298 | 434 | polygon | FALSE | TRUE | America/Chicago | 3 | 53943 | 1840002722 | [10 empty] | LoganvilleWI
Magnetic Springs | Magnetic Springs | OH | Ohio | 39159 | Union | 40.3533 | -83.2628 | 298 | 497 | polygon | FALSE | TRUE | America/New_York | 3 | 43036 43040 | 1840012172 | [10 empty] | Magnetic SpringsOH
Wheatley | Wheatley | AR | Arkansas | 5123 | St. Francis | 34.9211 | -91.1063 | 298 | 37 | polygon | FALSE | TRUE | America/Chicago | 3 | 72392 | 1840015494 | [10 empty] | WheatleyAR
Dungannon | Dungannon | VA | Virginia | 51169 | Scott | 36.8285 | -82.4681 | 298 | 322 | polygon | FALSE | TRUE | America/New_York | 3 | 24245 | 1840006543 | [10 empty] | DungannonVA
Short | Short | OK | Oklahoma | 40135 | Sequoyah | 35.5664 | -94.4936 | 298 | 10 | polygon | FALSE | FALSE | America/Chicago | 3 | 74948 | 1840034651 | [10 empty] | ShortOK
Breathedsville | Breathedsville | MD | Maryland | 24043 | Washington | 39.546 | -77.7246 | 298 | 309 | polygon | FALSE | FALSE | America/New_York | 3 | 21713 | 1840024391 | [10 empty] | BreathedsvilleMD
Kellerton | Kellerton | IA | Iowa | 19159 | Ringgold | 40.7103 | -94.0503 | 297 | 173 | polygon | FALSE | TRUE | America/Chicago | 3 | 50133 | 1840008310 | [10 empty] | KellertonIA
Glenmont | Glenmont | OH | Ohio | 39075 | Holmes | 40.519 | -82.0926 | 297 | 416 | polygon | FALSE | TRUE | America/New_York | 3 | 44628 | 1840012081 | [10 empty] | GlenmontOH
Newsoms | Newsoms | VA | Virginia | 51175 | Southampton | 36.6262 | -77.1248 | 297 | 229 | polygon | FALSE | TRUE | America/New_York | 3 | 23874 | 1840006522 | [10 empty] | NewsomsVA
Woodland | Woodland | IL | Illinois | 17075 | Iroquois | 40.715 | -87.731 | 297 | 234 | polygon | FALSE | TRUE | America/Chicago | 3 | 60974 60953 | 1840011865 | [10 empty] | WoodlandIL
Doylestown | Doylestown | WI | Wisconsin | 55021 | Columbia | 43.4276 | -89.1457 | 297 | 29 | polygon | FALSE | TRUE | America/Chicago | 3 | 53960 53928 53925 | 1840002709 | [10 empty] | DoylestownWI
Bradfordsville | Bradfordsville | KY | Kentucky | 21155 | Marion | 37.4943 | -85.1482 | 297 | 424 | polygon | FALSE | TRUE | America/New_York | 3 | 40009 | 1840013233 | [10 empty] | BradfordsvilleKY
Edwardsport | Edwardsport | IN | Indiana | 18083 | Knox | 38.8127 | -87.2511 | 297 | 411 | polygon | FALSE | TRUE | America/Indiana/Vincennes | 3 | 47528 | 1840010729 | [10 empty] | EdwardsportIN
Michiana Shores | Michiana Shores | IN | Indiana | 18091 | LaPorte | 41.7565 | -86.8183 | 297 | 329 | polygon | FALSE | TRUE | America/Detroit | 3 | 46360 | 1840009248 | [10 empty] | Michiana ShoresIN
Potsdam | Potsdam | OH | Ohio | 39109 | Miami | 39.9637 | -84.4149 | 297 | 257 | polygon | FALSE | TRUE | America/New_York | 3 | 45361 | 1840012376 | [10 empty] | PotsdamOH
Rhodes | Rhodes | IA | Iowa | 19127 | Marshall | 41.9279 | -93.1837 | 297 | 113 | polygon | FALSE | TRUE | America/Chicago | 3 | 50234 | 1840009159 | [10 empty] | RhodesIA
Pymatuning South | Pymatuning South | PA | Pennsylvania | 42039 | Crawford | 41.5068 | -80.4702 | 297 | 44 | polygon | FALSE | TRUE | America/New_York | 3 | 16134 | 1840073660 | [10 empty] | Pymatuning SouthPA
Bombay Beach | Bombay Beach | CA | California | 6025 | Imperial | 33.3548 | -115.7307 | 297 | 121 | polygon | FALSE | FALSE | America/Los_Angeles | 3 | 92257 | 1840018033 | [10 empty] | Bombay BeachCA
Nakaibito | Nakaibito | NM | New Mexico | 35031 | McKinley | 35.7826 | -108.8039 | 297 | 16 | polygon | FALSE | FALSE | America/Denver | 3 | 87325 87320 | 1840019087 | [10 empty] | NakaibitoNM
Boyne Falls | Boyne Falls | MI | Michigan | 26029 | Charlevoix | 45.1678 | -84.9131 | 297 | 204 | polygon | FALSE | TRUE | America/Detroit | 3 | 49713 | 1840013138 | [10 empty] | Boyne FallsMI
Pillow | Pillow | PA | Pennsylvania | 42043 | Dauphin | 40.6406 | -76.803 | 297 | 232 | polygon | FALSE | TRUE | America/New_York | 3 | 17080 | 1840001295 | [10 empty] | PillowPA
Nehalem | Nehalem | OR | Oregon | 41057 | Tillamook | 45.7196 | -123.8941 | 297 | 427 | polygon | FALSE | TRUE | America/Los_Angeles | 3 | 97131 | 1840019929 | [10 empty] | NehalemOR
Lower Elochoman | Lower Elochoman | WA | Washington | 53069 | Wahkiakum | 46.2185 | -123.3698 | 297 | 75 | polygon | FALSE | TRUE | America/Los_Angeles | 3 | 98612 | 1840041981 | [10 empty] | Lower ElochomanWA
Grand View-on-Hudson | Grand View-on-Hudson | NY | New York | 36087 | Rockland | 41.0627 | -73.9208 | 297 | 654 | polygon | FALSE | TRUE | America/New_York | 3 | 10960 | 1840004974 | [10 empty] | Grand View-on-HudsonNY
Rockholds | Rockholds | KY | Kentucky | 21235 | Whitley | 36.8308 | -84.1131 | 297 | 96 | polygon | FALSE | FALSE | America/New_York | 3 | 40759 | 1840026916 | [10 empty] | RockholdsKY
Hedgesville | Hedgesville | WV | West Virginia | 54003 | Berkeley | 39.5544 | -77.9944 | 297 | 872 | polygon | FALSE | TRUE | America/New_York | 3 | 25427 | 1840005741 | [10 empty] | HedgesvilleWV
Copeland | Copeland | KS | Kansas | 20069 | Gray | 37.5404 | -100.6288 | 297 | 491 | polygon | FALSE | TRUE | America/Chicago | 3 | 67837 | 1840007559 | [10 empty] | CopelandKS
Missouri City | Missouri City | MO | Missouri | 29047 | Clay | 39.2391 | -94.3019 | 296 | 120 | polygon | FALSE | TRUE | America/Chicago | 3 | 64068 64072 | 1840008499 | [10 empty] | Missouri CityMO
Ewing | Ewing | IL | Illinois | 17055 | Franklin | 38.0889 | -88.8528 | 296 | 113 | polygon | FALSE | TRUE | America/Chicago | 3 | 62836 | 1840012953 | [10 empty] | EwingIL
Rattan | Rattan | OK | Oklahoma | 40127 | Pushmataha | 34.2004 | -95.4131 | 296 | 28 | polygon | FALSE | TRUE | America/Chicago | 3 | 74562 | 1840021890 | [10 empty] | RattanOK
Spring Mill | Spring Mill | KY | Kentucky | 21111 | Jefferson | 38.1436 | -85.6315 | 296 | 2061 | polygon | FALSE | TRUE | America/New_York | 2 | 40228 | 1840030807 | [10 empty] | Spring MillKY
Paint Rock | Paint Rock | TX | Texas | 48095 | Concho | 31.51 | -99.9253 | 296 | 69 | polygon | FALSE | TRUE | America/Chicago | 3 | 76866 | 1840023127 | [10 empty] | Paint RockTX
Westport | Westport | OK | Oklahoma | 40117 | Pawnee | 36.195 | -96.3361 | 296 | 25 | polygon | FALSE | TRUE | America/Chicago | 3 | 74020 74044 | 1840022664 | [10 empty] | WestportOK
Hindsboro | Hindsboro | IL | Illinois | 17041 | Douglas | 39.6847 | -88.1347 | 296 | 424 | polygon | FALSE | TRUE | America/Chicago | 3 | 61930 | 1840012508 | [10 empty] | HindsboroIL
South Komelik | South Komelik | AZ | Arizona | 4019 | Pima | 31.7144 | -111.7744 | 296 | 29 | polygon | FALSE | FALSE | America/Phoenix | 3 | 85634 | 1840023077 | [10 empty] | South KomelikAZ
Seatonville | Seatonville | IL | Illinois | 17011 | Bureau | 41.3647 | -89.274 | 296 | 235 | polygon | FALSE | TRUE | America/Chicago | 3 | 61359 | 1840011581 | [10 empty] | SeatonvilleIL
Haworth | Haworth | OK | Oklahoma | 40089 | McCurtain | 33.8403 | -94.6571 | 296 | 71 | polygon | FALSE | TRUE | America/Chicago | 3 | 74740 | 1840021910 | [10 empty] | HaworthOK
Preston-Potter Hollow | Preston-Potter Hollow | NY | New York | 36001 | Albany | 42.433 | -74.2287 | 296 | 11 | polygon | FALSE | TRUE | America/New_York | 3 | 12469 | 1840073658 | [10 empty] | Preston-Potter HollowNY
Eau Claire | Eau Claire | PA | Pennsylvania | 42019 | Butler | 41.1368 | -79.7985 | 296 | 89 | polygon | FALSE | TRUE | America/New_York | 3 | 16030 16049 | 1840000863 | [10 empty] | Eau ClairePA
Vesta | Vesta | MN | Minnesota | 27127 | Redwood | 44.5066 | -95.4139 | 296 | 286 | polygon | FALSE | TRUE | America/Chicago | 3 | 56292 | 1840010015 | [10 empty] | VestaMN
Grier City | Grier City | PA | Pennsylvania | 42107 | Schuylkill | 40.8266 | -76.056 | 296 | 319 | polygon | FALSE | FALSE | America/New_York | 3 | 18214 | 1840024250 | [10 empty] | Grier CityPA
Loma Linda East | Loma Linda East | TX | Texas | 48249 | Jim Wells | 27.7663 | -98.1942 | 296 | 22 | polygon | FALSE | TRUE | America/Chicago | 3 | 78332 | 1840073919 | [10 empty] | Loma Linda EastTX
Greeley | Greeley | KS | Kansas | 20003 | Anderson | 38.3676 | -95.1271 | 296 | 332 | polygon | FALSE | TRUE | America/Chicago | 3 | 66033 | 1840008663 | [10 empty] | GreeleyKS
Ramer | Ramer | TN | Tennessee | 47109 | McNairy | 35.0719 | -88.6175 | 296 | 74 | polygon | FALSE | TRUE | America/Chicago | 3 | 38367 | 1840014597 | [10 empty] | RamerTN
Sandy Hollow-Escondidas | Sandy Hollow-Escondidas | TX | Texas | 48355 | Nueces | 27.9452 | -97.8061 | 296 | 14 | polygon | FALSE | TRUE | America/Chicago | 3 | 78383 78380 | 1840074629 | [10 empty] | Sandy Hollow-EscondidasTX
Wilton | Wilton | MN | Minnesota | 27007 | Beltrami | 47.5065 | -94.9969 | 296 | 43 | polygon | FALSE | TRUE | America/Chicago | 3 | 56601 56687 | 1840009959 | [10 empty] | WiltonMN
North Light Plant | North Light Plant | NM | New Mexico | 35045 | San Juan | 36.8751 | -108.0458 | 296 | 162 | polygon | FALSE | TRUE | America/Denver | 3 | 87410 | 1840040159 | [10 empty] | North Light PlantNM
Tunnelton | Tunnelton | WV | West Virginia | 54077 | Preston | 39.3929 | -79.7466 | 295 | 340 | polygon | FALSE | TRUE | America/New_York | 3 | 26444 | 1840005660 | [10 empty] | TunneltonWV
Martinsburg | Martinsburg | MO | Missouri | 29007 | Audrain | 39.101 | -91.6474 | 295 | 426 | polygon | FALSE | TRUE | America/Chicago | 3 | 65264 | 1840009618 | [10 empty] | MartinsburgMO
Carolina | Carolina | AL | Alabama | 1039 | Covington | 31.2337 | -86.5227 | 295 | 102 | polygon | FALSE | TRUE | America/Chicago | 3 | 36420 | 1840015866 | [10 empty] | CarolinaAL
Maxwell | Maxwell | NE | Nebraska | 31111 | Lincoln | 41.0784 | -100.5257 | 295 | 334 | polygon | FALSE | TRUE | America/Chicago | 3 | 69151 | 1840011650 | [10 empty] | MaxwellNE
Carthage | Carthage | AR | Arkansas | 5039 | Dallas | 34.0726 | -92.5553 | 295 | 115 | polygon | FALSE | TRUE | America/Chicago | 3 | 71725 72084 | 1840014747 | [10 empty] | CarthageAR
Natoma | Natoma | KS | Kansas | 20141 | Osborne | 39.1884 | -99.0242 | 295 | 269 | polygon | FALSE | TRUE | America/Chicago | 3 | 67651 | 1840008473 | [10 empty] | NatomaKS
Mine La Motte | Mine La Motte | MO | Missouri | 29123 | Madison | 37.6145 | -90.2943 | 295 | 34 | polygon | FALSE | FALSE | America/Chicago | 3 | 63645 | 1840025728 | [10 empty] | Mine La MotteMO
Butler | Butler | OK | Oklahoma | 40039 | Custer | 35.5952 | -99.181 | 295 | 111 | polygon | FALSE | TRUE | America/Chicago | 3 | 73625 73647 | 1840021723 | [10 empty] | ButlerOK
Suissevale | Suissevale | NH | New Hampshire | 33003 | Carroll | 43.7233 | -71.3623 | 295 | 97 | polygon | FALSE | TRUE | America/New_York | 3 | 3254 | 1840043121 | [10 empty] | SuissevaleNH
Hanna | Hanna | IN | Indiana | 18091 | LaPorte | 41.4119 | -86.7795 | 295 | 116 | polygon | FALSE | FALSE | America/Chicago | 3 | 46340 | 1840026260 | [10 empty] | HannaIN
Beclabito | Beclabito | NM | New Mexico | 35045 | San Juan | 36.8335 | -109.004 | 295 | 15 | polygon | FALSE | FALSE | America/Denver | 3 | 87420 | 1840017669 | [10 empty] | BeclabitoNM
Friendship | Friendship | MD | Maryland | 24003 | Anne Arundel | 38.7359 | -76.5878 | 294 | 63 | polygon | FALSE | FALSE | America/New_York | 3 | 20758 | 1840026671 | [10 empty] | FriendshipMD
Wakonda | Wakonda | SD | South Dakota | 46027 | Clay | 43.0081 | -97.106 | 294 | 294 | polygon | FALSE | TRUE | America/Chicago | 3 | 57073 | 1840003083 | [10 empty] | WakondaSD
Nerstrand | Nerstrand | MN | Minnesota | 27131 | Rice | 44.3429 | -93.0638 | 294 | 80 | polygon | FALSE | TRUE | America/Chicago | 3 | 55053 | 1840007890 | [10 empty] | NerstrandMN
Little Mountain | Little Mountain | SC | South Carolina | 45071 | Newberry | 34.1968 | -81.4128 | 294 | 78 | polygon | FALSE | TRUE | America/New_York | 3 | 29075 | 1840016632 | [10 empty] | Little MountainSC
Nadine | Nadine | NM | New Mexico | 35025 | Lea | 32.6232 | -103.1078 | 294 | 9 | polygon | FALSE | FALSE | America/Denver | 3 | 88240 | 1840025041 | [10 empty] | NadineNM
Daisytown | Daisytown | PA | Pennsylvania | 42021 | Cambria | 40.3201 | -78.9034 | 294 | 482 | polygon | FALSE | TRUE | America/New_York | 3 | 15902 | 1840001106 | [10 empty] | DaisytownPA
Templeton | Templeton | PA | Pennsylvania | 42005 | Armstrong | 40.9185 | -79.4603 | 294 | 245 | polygon | FALSE | FALSE | America/New_York | 3 | 16259 | 1840026374 | [10 empty] | TempletonPA
Goldsmith | Goldsmith | TX | Texas | 48135 | Ector | 31.9833 | -102.6164 | 294 | 350 | polygon | FALSE | TRUE | America/Chicago | 3 | 79741 | 1840020793 | [10 empty] | GoldsmithTX
Prichard | Prichard | WV | West Virginia | 54099 | Wayne | 38.2362 | -82.6028 | 294 | 102 | polygon | FALSE | FALSE | America/New_York | 3 | 25555 | 1840025675 | [10 empty] | PrichardWV
Durbin | Durbin | WV | West Virginia | 54075 | Pocahontas | 38.5471 | -79.8278 | 294 | 198 | polygon | FALSE | TRUE | America/New_York | 3 | 26264 | 1840006154 | [10 empty] | DurbinWV
Clinchco | Clinchco | VA | Virginia | 51051 | Dickenson | 37.1588 | -82.3562 | 294 | 40 | polygon | FALSE | TRUE | America/New_York | 3 | 24226 | 1840006458 | [10 empty] | ClinchcoVA
Olmsted | Olmsted | IL | Illinois | 17153 | Pulaski | 37.1827 | -89.0849 | 294 | 33 | polygon | FALSE | TRUE | America/Chicago | 3 | 62970 | 1840013026 | [10 empty] | OlmstedIL
Coffee City | Coffee City | TX | Texas | 48213 | Henderson | 32.1383 | -95.4871 | 293 | 58 | polygon | FALSE | TRUE | America/Chicago | 3 | 75763 75758 | 1840023095 | [10 empty] | Coffee CityTX
Mays Lick | Mays Lick | KY | Kentucky | 21161 | Mason | 38.517 | -83.8452 | 293 | 177 | polygon | FALSE | FALSE | America/New_York | 3 | 41055 | 1840026726 | [10 empty] | Mays LickKY
Pitts | Pitts | GA | Georgia | 13315 | Wilcox | 31.9462 | -83.5418 | 293 | 141 | polygon | FALSE | TRUE | America/New_York | 3 | 31072 | 1840014927 | [10 empty] | PittsGA
Glendale | Glendale | SC | South Carolina | 45083 | Spartanburg | 34.9451 | -81.8364 | 293 | 532 | polygon | FALSE | FALSE | America/New_York | 3 | 29346 | 1840026962 | [10 empty] | GlendaleSC
Sutcliffe | Sutcliffe | NV | Nevada | 32031 | Washoe | 39.9461 | -119.6305 | 293 | 11 | polygon | FALSE | FALSE | America/Los_Angeles | 3 | 89510 | 1840018712 | [10 empty] | SutcliffeNV
Fire Island | Fire Island | NY | New York | 36103 | Suffolk | 40.6782 | -73.0708 | 293 | 12 | polygon | FALSE | FALSE | America/New_York | 3 | 11951 11770 11772 11706 11702 11782 | 1840005010 | [10 empty] | Fire IslandNY
Parrottsville | Parrottsville | TN | Tennessee | 47029 | Cocke | 36.0082 | -83.0915 | 293 | 152 | polygon | FALSE | TRUE | America/New_York | 3 | 37843 | 1840016172 | [10 empty] | ParrottsvilleTN
Liscomb | Liscomb | IA | Iowa | 19127 | Marshall | 42.191 | -93.0062 | 293 | 115 | polygon | FALSE | TRUE | America/Chicago | 3 | 50148 | 1840009157 | [10 empty] | LiscombIA
Callao | Callao | MO | Missouri | 29121 | Macon | 39.7622 | -92.6238 | 293 | 218 | polygon | FALSE | TRUE | America/Chicago | 3 | 63534 | 1840007270 | [10 empty] | CallaoMO
Cameron | Cameron | OK | Oklahoma | 40079 | Le Flore | 35.1351 | -94.5359 | 293 | 407 | polygon | FALSE | TRUE | America/Chicago | 3 | 74932 | 1840022772 | [10 empty] | CameronOK
Oakdale | Oakdale | WI | Wisconsin | 55081 | Monroe | 43.962 | -90.3789 | 293 | 146 | polygon | FALSE | TRUE | America/Chicago | 3 | 54660 54649 | 1840002574 | [10 empty] | OakdaleWI
Oakdale | Oakdale | NE | Nebraska | 31003 | Antelope | 42.07 | -97.9672 | 293 | 217 | polygon | FALSE | TRUE | America/Chicago | 3 | 68761 | 1840011190 | [10 empty] | OakdaleNE
Lupton | Lupton | MI | Michigan | 26129 | Ogemaw | 44.4297 | -84.0225 | 293 | 35 | polygon | FALSE | FALSE | America/Detroit | 3 | 48635 | 1840025370 | [10 empty] | LuptonMI
Franklin | Franklin | PA | Pennsylvania | 42021 | Cambria | 40.3417 | -78.8846 | 293 | 204 | polygon | FALSE | TRUE | America/New_York | 3 | 15909 | 1840144444 | [10 empty] | FranklinPA
Abeytas | Abeytas | NM | New Mexico | 35053 | Socorro | 34.4652 | -106.8137 | 293 | 91 | polygon | FALSE | FALSE | America/Denver | 3 | 87006 | 1840025007 | [10 empty] | AbeytasNM
Witmer | Witmer | PA | Pennsylvania | 42071 | Lancaster | 40.05 | -76.2114 | 293 | 91 | polygon | FALSE | FALSE | America/New_York | 3 | 17602 17585 | 1840035264 | [10 empty] | WitmerPA
Casar | Casar | NC | North Carolina | 37045 | Cleveland | 35.5127 | -81.6168 | 293 | 64 | polygon | FALSE | TRUE | America/New_York | 3 | 28020 | 1840016333 | [10 empty] | CasarNC
Brocton | Brocton | IL | Illinois | 17045 | Edgar | 39.7154 | -87.9336 | 293 | 197 | polygon | FALSE | TRUE | America/Chicago | 3 | 61917 | 1840010586 | [10 empty] | BroctonIL
Turkey | Turkey | NC | North Carolina | 37163 | Sampson | 34.995 | -78.1841 | 293 | 285 | polygon | FALSE | TRUE | America/New_York | 3 | 28393 | 1840016434 | [10 empty] | TurkeyNC
North Loup | North Loup | NE | Nebraska | 31175 | Valley | 41.4955 | -98.7727 | 293 | 276 | polygon | FALSE | TRUE | America/Chicago | 3 | 68859 | 1840011476 | [10 empty] | North LoupNE
Goofy Ridge | Goofy Ridge | IL | Illinois | 17125 | Mason | 40.3949 | -89.9407 | 293 | 83 | polygon | FALSE | FALSE | America/Chicago | 3 | 62644 61567 | 1840025549 | [10 empty] | Goofy RidgeIL
Clifton | Clifton | VA | Virginia | 51059 | Fairfax | 38.7802 | -77.3866 | 293 | 461 | polygon | FALSE | TRUE | America/New_York | 3 | 20124 | 1840006043 | [10 empty] | CliftonVA
Oswego | Oswego | SC | South Carolina | 45085 | Sumter | 34.0056 | -80.2862 | 292 | 93 | polygon | FALSE | FALSE | America/New_York | 3 | 29153 | 1840013672 | [10 empty] | OswegoSC
Elk City | Elk City | KS | Kansas | 20125 | Montgomery | 37.2896 | -95.9099 | 292 | 333 | polygon | FALSE | TRUE | America/Chicago | 3 | 67344 | 1840008762 | [10 empty] | Elk CityKS
Orwin | Orwin | PA | Pennsylvania | 42107 | Schuylkill | 40.5839 | -76.5314 | 292 | 183 | polygon | FALSE | FALSE | America/New_York | 3 | 17980 | 1840035139 | [10 empty] | OrwinPA
Halfway | Halfway | OR | Oregon | 41001 | Baker | 44.8777 | -117.1094 | 292 | 300 | polygon | FALSE | TRUE | America/Los_Angeles | 3 | 97834 | 1840019967 | [10 empty] | HalfwayOR
Glenvil | Glenvil | NE | Nebraska | 31035 | Clay | 40.5027 | -98.2545 | 292 | 650 | polygon | FALSE | TRUE | America/Chicago | 3 | 68941 | 1840012061 | [10 empty] | GlenvilNE
Americus | Americus | IN | Indiana | 18157 | Tippecanoe | 40.5254 | -86.7476 | 292 | 89 | polygon | FALSE | FALSE | America/Indiana/Indianapolis | 3 | 47905 | 1840024297 | [10 empty] | AmericusIN
San Miguel | San Miguel | AZ | Arizona | 4019 | Pima | 31.6295 | -111.7801 | 292 | 19 | polygon | FALSE | FALSE | America/Phoenix | 3 | 85634 | 1840023076 | [10 empty] | San MiguelAZ
Sierra Brooks | Sierra Brooks | CA | California | 6091 | Sierra | 39.6426 | -120.2153 | 292 | 82 | polygon | FALSE | FALSE | America/Los_Angeles | 3 | 96118 | 1840028319 | [10 empty] | Sierra BrooksCA
Silex | Silex | MO | Missouri | 29113 | Lincoln | 39.1251 | -91.0577 | 292 | 583 | polygon | FALSE | TRUE | America/Chicago | 3 | 63377 | 1840012730 | [10 empty] | SilexMO
Potter | Potter | NE | Nebraska | 31033 | Cheyenne | 41.2244 | -103.1907 | 292 | 78 | polygon | FALSE | TRUE | America/Denver | 3 | 69162 69156 | 1840011643 | [10 empty] | PotterNE
Quimby | Quimby | IA | Iowa | 19035 | Cherokee | 42.6292 | -95.644 | 292 | 277 | polygon | FALSE | TRUE | America/Chicago | 3 | 51049 | 1840009076 | [10 empty] | QuimbyIA
Bazine | Bazine | KS | Kansas | 20135 | Ness | 38.4462 | -99.693 | 292 | 250 | polygon | FALSE | TRUE | America/Chicago | 3 | 67516 | 1840007479 | [10 empty] | BazineKS
Bloomfield | Bloomfield | CA | California | 6097 | Sonoma | 38.3183 | -122.8502 | 292 | 13 | polygon | FALSE | FALSE | America/Los_Angeles | 3 | 94952 | 1840022485 | [10 empty] | BloomfieldCA
Brewster | Brewster | KS | Kansas | 20193 | Thomas | 39.3631 | -101.3771 | 292 | 436 | polygon | FALSE | TRUE | America/Chicago | 3 | 67732 | 1840005754 | [10 empty] | BrewsterKS
Chaseburg | Chaseburg | WI | Wisconsin | 55123 | Vernon | 43.6597 | -91.0968 | 292 | 133 | polygon | FALSE | TRUE | America/Chicago | 3 | 54621 | 1840002693 | [10 empty] | ChaseburgWI
Benton Ridge | Benton Ridge | OH | Ohio | 39063 | Hancock | 41.0042 | -83.7927 | 292 | 328 | polygon | FALSE | TRUE | America/New_York | 3 | 45816 45840 | 1840011739 | [10 empty] | Benton RidgeOH
Lebanon | Lebanon | OK | Oklahoma | 40095 | Marshall | 33.9737 | -96.9177 | 292 | 36 | polygon | FALSE | FALSE | America/Chicago | 3 | 73440 | 1840026978 | [10 empty] | LebanonOK
Lost Bridge Village | Lost Bridge Village | AR | Arkansas | 5007 | Benton | 36.3898 | -93.9156 | 292 | 34 | polygon | FALSE | FALSE | America/Chicago | 3 | 72732 | 1840027751 | [10 empty] | Lost Bridge VillageAR
Burton | Burton | TX | Texas | 48477 | Washington | 30.1813 | -96.5999 | 292 | 95 | polygon | FALSE | TRUE | America/Chicago | 3 | 77835 | 1840022187 | [10 empty] | BurtonTX
Chickasaw | Chickasaw | OH | Ohio | 39107 | Mercer | 40.4367 | -84.4936 | 292 | 480 | polygon | FALSE | TRUE | America/New_York | 3 | 45826 | 1840010385 | [10 empty] | ChickasawOH
Post Lake | Post Lake | WI | Wisconsin | 55067 | Langlade | 45.4352 | -89.0921 | 292 | 15 | polygon | FALSE | FALSE | America/Chicago | 3 | 54428 | 1840025303 | [10 empty] | Post LakeWI
Tescott | Tescott | KS | Kansas | 20143 | Ottawa | 39.013 | -97.8781 | 291 | 291 | polygon | FALSE | TRUE | America/Chicago | 3 | 67484 | 1840009625 | [10 empty] | TescottKS
West Okoboji | West Okoboji | IA | Iowa | 19059 | Dickinson | 43.3489 | -95.1632 | 291 | 88 | polygon | FALSE | TRUE | America/Chicago | 3 | 51351 | 1840010059 | [10 empty] | West OkobojiIA
Woodstock | Woodstock | OH | Ohio | 39021 | Champaign | 40.1736 | -83.5281 | 291 | 397 | polygon | FALSE | TRUE | America/New_York | 3 | 43084 | 1840012337 | [10 empty] | WoodstockOH
Parker | Parker | ID | Idaho | 16043 | Fremont | 43.9585 | -111.7582 | 291 | 323 | polygon | FALSE | TRUE | America/Boise | 3 | 83445 | 1840019996 | [10 empty] | ParkerID
Kapalua | Kapalua | HI | Hawaii | 15009 | Maui | 20.9959 | -156.6418 | 291 | 23 | polygon | FALSE | FALSE | Pacific/Honolulu | 3 | 96761 | 1840029583 | [10 empty] | KapaluaHI
Goodyear Village | Goodyear Village | AZ | Arizona | 4021 | Pinal | 33.1973 | -111.8724 | 291 | 33 | polygon | FALSE | TRUE | America/Phoenix | 3 | 85248 85121 | 1840042768 | [10 empty] | Goodyear VillageAZ
Norwood | Norwood | LA | Louisiana | 22037 | East Feliciana | 30.9682 | -91.1124 | 291 | 27 | polygon | FALSE | TRUE | America/Chicago | 3 | 70761 | 1840018214 | [10 empty] | NorwoodLA
Caryville | Caryville | FL | Florida | 12133 | Washington | 30.7753 | -85.812 | 291 | 37 | polygon | FALSE | TRUE | America/Chicago | 3 | 32427 | 1840017177 | [10 empty] | CaryvilleFL
Nazareth | Nazareth | TX | Texas | 48069 | Castro | 34.5416 | -102.1021 | 291 | 309 | polygon | FALSE | TRUE | America/Chicago | 3 | 79063 | 1840022727 | [10 empty] | NazarethTX
Freedom | Freedom | OK | Oklahoma | 40151 | Woods | 36.768 | -99.1131 | 291 | 326 | polygon | FALSE | TRUE | America/Chicago | 3 | 73842 | 1840021597 | [10 empty] | FreedomOK
Progreso Lakes | Progreso Lakes | TX | Texas | 48215 | Hidalgo | 26.0712 | -97.9587 | 291 | 53 | polygon | FALSE | TRUE | America/Chicago | 3 | 78579 78596 | 1840037028 | [10 empty] | Progreso LakesTX
Waverly | Waverly | KY | Kentucky | 21225 | Union | 37.7092 | -87.8146 | 291 | 420 | polygon | FALSE | TRUE | America/Chicago | 3 | 42462 | 1840015229 | [10 empty] | WaverlyKY
Plummer | Plummer | MN | Minnesota | 27125 | Red Lake | 47.9151 | -96.0416 | 291 | 42 | polygon | FALSE | TRUE | America/Chicago | 3 | 56748 | 1840008828 | [10 empty] | PlummerMN
Medina | Medina | ND | North Dakota | 38093 | Stutsman | 46.8938 | -99.2999 | 291 | 92 | polygon | FALSE | TRUE | America/Chicago | 3 | 58467 | 1840000155 | [10 empty] | MedinaND
Odell | Odell | NE | Nebraska | 31067 | Gage | 40.0503 | -96.8016 | 291 | 427 | polygon | FALSE | TRUE | America/Chicago | 3 | 68415 | 1840012164 | [10 empty] | OdellNE
Ridgeway | Ridgeway | SC | South Carolina | 45039 | Fairfield | 34.3066 | -80.9601 | 291 | 231 | polygon | FALSE | TRUE | America/New_York | 3 | 29130 | 1840017933 | [10 empty] | RidgewaySC
Carbon Hill | Carbon Hill | OH | Ohio | 39073 | Hocking | 39.502 | -82.2426 | 291 | 277 | polygon | FALSE | FALSE | America/New_York | 3 | 43111 | 1840026631 | [10 empty] | Carbon HillOH
La Sal | La Sal | UT | Utah | 49037 | San Juan | 38.3025 | -109.2645 | 291 | 2 | polygon | FALSE | FALSE | America/Denver | 3 | 84530 84532 | 1840017596 | [10 empty] | La SalUT
Whites Landing | Whites Landing | OH | Ohio | 39043 | Erie | 41.4308 | -82.896 | 291 | 383 | polygon | FALSE | FALSE | America/New_York | 3 | 43464 | 1840024153 | [10 empty] | Whites LandingOH
Tarlton | Tarlton | OH | Ohio | 39129 | Pickaway | 39.5543 | -82.7782 | 290 | 291 | polygon | FALSE | TRUE | America/New_York | 3 | 43156 43113 | 1840012559 | [10 empty] | TarltonOH
Cuba | Cuba | AL | Alabama | 1119 | Sumter | 32.441 | -88.3755 | 290 | 27 | polygon | FALSE | TRUE | America/Chicago | 3 | 36907 | 1840016947 | [10 empty] | CubaAL
Eutawville | Eutawville | SC | South Carolina | 45075 | Orangeburg | 33.3978 | -80.343 | 290 | 117 | polygon | FALSE | TRUE | America/New_York | 3 | 29048 | 1840016823 | [10 empty] | EutawvilleSC
Vredenburgh | Vredenburgh | AL | Alabama | 1099 | Monroe | 31.8237 | -87.3178 | 290 | 74 | polygon | FALSE | TRUE | America/Chicago | 3 | 36481 | 1840017067 | [10 empty] | VredenburghAL
Bosworth | Bosworth | MO | Missouri | 29033 | Carroll | 39.4699 | -93.3357 | 290 | 202 | polygon | FALSE | TRUE | America/Chicago | 3 | 64623 | 1840007335 | [10 empty] | BosworthMO
Bode | Bode | IA | Iowa | 19091 | Humboldt | 42.868 | -94.2863 | 290 | 274 | polygon | FALSE | TRUE | America/Chicago | 3 | 50519 | 1840006906 | [10 empty] | BodeIA
Madrid | Madrid | AL | Alabama | 1069 | Houston | 31.0356 | -85.3992 | 290 | 64 | polygon | FALSE | TRUE | America/Chicago | 3 | 36375 36320 | 1840017128 | [10 empty] | MadridAL
Bertram | Bertram | IA | Iowa | 19113 | Linn | 41.9512 | -91.5376 | 290 | 66 | polygon | FALSE | TRUE | America/Chicago | 3 | 52403 | 1840006988 | [10 empty] | BertramIA
Lockridge | Lockridge | IA | Iowa | 19101 | Jefferson | 40.9936 | -91.7492 | 290 | 149 | polygon | FALSE | TRUE | America/Chicago | 3 | 52635 | 1840009332 | [10 empty] | LockridgeIA
Kinloch | Kinloch | MO | Missouri | 29189 | St. Louis | 38.7384 | -90.3249 | 290 | 154 | polygon | FALSE | TRUE | America/Chicago | 3 | 63134 63140 | 1840008597 | [10 empty] | KinlochMO
Iglesia Antigua | Iglesia Antigua | TX | Texas | 48061 | Cameron | 26.0749 | -97.8342 | 290 | 53 | polygon | FALSE | TRUE | America/Chicago | 3 | 78559 78592 | 1840037107 | [10 empty] | Iglesia AntiguaTX
Tilden | Tilden | TX | Texas | 48311 | McMullen | 28.4598 | -98.5488 | 290 | 321 | polygon | FALSE | FALSE | America/Chicago | 3 | 78072 | 1840022201 | [10 empty] | TildenTX
Copake Falls | Copake Falls | NY | New York | 36021 | Columbia | 42.1202 | -73.5247 | 290 | 500 | polygon | FALSE | FALSE | America/New_York | 3 | 12517 | 1840033866 | [10 empty] | Copake FallsNY
Bowler | Bowler | WI | Wisconsin | 55115 | Shawano | 44.8627 | -88.9814 | 290 | 107 | polygon | FALSE | TRUE | America/Chicago | 3 | 54416 | 1840000295 | [10 empty] | BowlerWI
Clark | Clark | MO | Missouri | 29175 | Randolph | 39.2763 | -92.3475 | 290 | 191 | polygon | FALSE | TRUE | America/Chicago | 3 | 65243 | 1840007338 | [10 empty] | ClarkMO
Graham | Graham | GA | Georgia | 13001 | Appling | 31.8292 | -82.503 | 290 | 64 | polygon | FALSE | TRUE | America/New_York | 3 | 31513 31539 | 1840013849 | [10 empty] | GrahamGA
Switz City | Switz City | IN | Indiana | 18055 | Greene | 39.0349 | -87.0538 | 289 | 569 | polygon | FALSE | TRUE | America/Indiana/Indianapolis | 3 | 47465 | 1840010696 | [10 empty] | Switz CityIN
Hedley | Hedley | TX | Texas | 48129 | Donley | 34.8674 | -100.6592 | 289 | 156 | polygon | FALSE | TRUE | America/Chicago | 3 | 79237 | 1840020463 | [10 empty] | HedleyTX
Ingalls | Ingalls | KS | Kansas | 20069 | Gray | 37.8286 | -100.4534 | 289 | 439 | polygon | FALSE | TRUE | America/Chicago | 3 | 67853 | 1840008699 | [10 empty] | IngallsKS
Lytton | Lytton | IA | Iowa | 19161 | Sac | 42.4233 | -94.8605 | 289 | 562 | polygon | FALSE | TRUE | America/Chicago | 3 | 50561 | 1840009112 | [10 empty] | LyttonIA
Red Rock | Red Rock | OK | Oklahoma | 40103 | Noble | 36.4601 | -97.1796 | 289 | 452 | polygon | FALSE | TRUE | America/Chicago | 3 | 74651 | 1840021642 | [10 empty] | Red RockOK
Summit | Summit | SD | South Dakota | 46109 | Roberts | 45.3056 | -97.0391 | 289 | 203 | polygon | FALSE | TRUE | America/Chicago | 3 | 57266 | 1840002038 | [10 empty] | SummitSD
Roscoe | Roscoe | SD | South Dakota | 46045 | Edmunds | 45.4501 | -99.337 | 289 | 278 | polygon | FALSE | TRUE | America/Chicago | 3 | 57471 | 1840002091 | [10 empty] | RoscoeSD
Omer | Omer | MI | Michigan | 26011 | Arenac | 44.0487 | -83.8565 | 289 | 98 | polygon | FALSE | TRUE | America/Detroit | 3 | 48749 | 1840003948 | [10 empty] | OmerMI
Westside | Westside | IA | Iowa | 19047 | Crawford | 42.0757 | -95.1013 | 289 | 75 | polygon | FALSE | TRUE | America/Chicago | 3 | 51467 | 1840010136 | [10 empty] | WestsideIA
Bedford | Bedford | WY | Wyoming | 56023 | Lincoln | 42.8983 | -110.9432 | 289 | 86 | polygon | FALSE | FALSE | America/Denver | 3 | 83127 83112 | 1840017451 | [10 empty] | BedfordWY
Iron City | Iron City | GA | Georgia | 13253 | Seminole | 31.0136 | -84.8133 | 289 | 139 | polygon | FALSE | TRUE | America/New_York | 3 | 39859 | 1840017143 | [10 empty] | Iron CityGA
Magnolia | Magnolia | DE | Delaware | 10001 | Kent | 39.0714 | -75.476 | 289 | 570 | polygon | FALSE | TRUE | America/New_York | 3 | 19962 | 1840005819 | [10 empty] | MagnoliaDE
Opdyke | Opdyke | IL | Illinois | 17081 | Jefferson | 38.2583 | -88.7899 | 289 | 211 | polygon | FALSE | FALSE | America/Chicago | 3 | 62872 | 1840025671 | [10 empty] | OpdykeIL
Conception | Conception | MO | Missouri | 29147 | Nodaway | 40.2411 | -94.6805 | 289 | 148 | polygon | FALSE | FALSE | America/Chicago | 3 | 64433 | 1840025544 | [10 empty] | ConceptionMO
Alderson | Alderson | OK | Oklahoma | 40121 | Pittsburg | 34.9008 | -95.69 | 289 | 202 | polygon | FALSE | TRUE | America/Chicago | 3 | 74522 74501 | 1840021811 | [10 empty] | AldersonOK
Natural Bridge | Natural Bridge | NY | New York | 36045 | Jefferson | 44.0718 | -75.4999 | 289 | 79 | polygon | FALSE | FALSE | America/New_York | 3 | 13665 | 1840004107 | [10 empty] | Natural BridgeNY
Creekside | Creekside | PA | Pennsylvania | 42063 | Indiana | 40.6811 | -79.193 | 289 | 504 | polygon | FALSE | TRUE | America/New_York | 3 | 15701 15732 | 1840000993 | [10 empty] | CreeksidePA
Foster Center | Foster Center | RI | Rhode Island | 44007 | Providence | 41.7898 | -71.7328 | 289 | 51 | polygon | FALSE | FALSE | America/New_York | 3 | 2825 | 1840026231 | [10 empty] | Foster CenterRI
Snyder | Snyder | NE | Nebraska | 31053 | Dodge | 41.7046 | -96.7867 | 289 | 229 | polygon | FALSE | TRUE | America/Chicago | 3 | 68664 68057 | 1840011461 | [10 empty] | SnyderNE
Pulaski | Pulaski | IA | Iowa | 19051 | Davis | 40.6929 | -92.2738 | 289 | 217 | polygon | FALSE | TRUE | America/Chicago | 3 | 52584 | 1840009390 | [10 empty] | PulaskiIA
Dexter | Dexter | KY | Kentucky | 21035 | Calloway | 36.7396 | -88.2956 | 289 | 202 | polygon | FALSE | FALSE | America/Chicago | 3 | 42036 42020 | 1840026924 | [10 empty] | DexterKY
Snow Lake Shores | Snow Lake Shores | MS | Mississippi | 28009 | Benton | 34.8239 | -89.2385 | 289 | 163 | polygon | FALSE | TRUE | America/Chicago | 3 | 38603 | 1840017897 | [10 empty] | Snow Lake ShoresMS
Scotia | Scotia | NE | Nebraska | 31077 | Greeley | 41.4678 | -98.7025 | 289 | 321 | polygon | FALSE | TRUE | America/Chicago | 3 | 68875 | 1840011465 | [10 empty] | ScotiaNE
Somerville | Somerville | IN | Indiana | 18051 | Gibson | 38.2786 | -87.377 | 289 | 313 | polygon | FALSE | TRUE | America/Chicago | 3 | 47683 47660 | 1840010800 | [10 empty] | SomervilleIN
Rachel | Rachel | WV | West Virginia | 54049 | Marion | 39.5207 | -80.2997 | 289 | 326 | polygon | FALSE | FALSE | America/New_York | 3 | 26587 | 1840025599 | [10 empty] | RachelWV
Meadow Grove | Meadow Grove | NE | Nebraska | 31119 | Madison | 42.029 | -97.736 | 289 | 365 | polygon | FALSE | TRUE | America/Chicago | 3 | 68752 | 1840011362 | [10 empty] | Meadow GroveNE
Victoria | Victoria | IL | Illinois | 17095 | Knox | 41.0315 | -90.0918 | 289 | 247 | polygon | FALSE | TRUE | America/Chicago | 3 | 61485 | 1840011769 | [10 empty] | VictoriaIL
Keswick | Keswick | CA | California | 6089 | Shasta | 40.6135 | -122.4606 | 289 | 33 | polygon | FALSE | FALSE | America/Los_Angeles | 3 | 96001 | 1840024203 | [10 empty] | KeswickCA
Colony | Colony | AL | Alabama | 1043 | Cullman | 33.9413 | -86.9016 | 289 | 49 | polygon | FALSE | TRUE | America/Chicago | 3 | 35077 | 1840073883 | [10 empty] | ColonyAL
Evergreen | Evergreen | LA | Louisiana | 22009 | Avoyelles | 30.9527 | -92.1052 | 288 | 108 | polygon | FALSE | TRUE | America/Chicago | 3 | 71333 | 1840017121 | [10 empty] | EvergreenLA
Morristown | Morristown | OH | Ohio | 39013 | Belmont | 40.0638 | -81.0695 | 288 | 176 | polygon | FALSE | TRUE | America/New_York | 3 | 43718 43719 43759 | 1840012387 | [10 empty] | MorristownOH
Davidson | Davidson | OK | Oklahoma | 40141 | Tillman | 34.2421 | -99.0781 | 288 | 231 | polygon | FALSE | TRUE | America/Chicago | 3 | 73530 | 1840021894 | [10 empty] | DavidsonOK
Lyon | Lyon | MS | Mississippi | 28027 | Coahoma | 34.2169 | -90.5427 | 288 | 239 | polygon | FALSE | TRUE | America/Chicago | 3 | 38614 38645 | 1840016641 | [10 empty] | LyonMS
Annona | Annona | TX | Texas | 48387 | Red River | 33.5818 | -94.913 | 288 | 138 | polygon | FALSE | TRUE | America/Chicago | 3 | 75550 | 1840021950 | [10 empty] | AnnonaTX
Long Pine | Long Pine | NE | Nebraska | 31017 | Brown | 42.5353 | -99.7027 | 288 | 191 | polygon | FALSE | TRUE | America/Chicago | 3 | 69217 | 1840009093 | [10 empty] | Long PineNE
Finger | Finger | TN | Tennessee | 47109 | McNairy | 35.357 | -88.6169 | 288 | 70 | polygon | FALSE | TRUE | America/Chicago | 3 | 38334 | 1840013475 | [10 empty] | FingerTN
Meridian | Meridian | NY | New York | 36011 | Cayuga | 43.163 | -76.5382 | 288 | 160 | polygon | FALSE | TRUE | America/New_York | 3 | 13113 13033 | 1840004239 | [10 empty] | MeridianNY
Smithland | Smithland | KY | Kentucky | 21139 | Livingston | 37.1386 | -88.4038 | 288 | 219 | polygon | FALSE | TRUE | America/Chicago | 3 | 42081 | 1840015252 | [10 empty] | SmithlandKY
Silver City | Silver City | MS | Mississippi | 28053 | Humphreys | 33.0952 | -90.4967 | 288 | 184 | polygon | FALSE | TRUE | America/Chicago | 3 | 39166 | 1840018043 | [10 empty] | Silver CityMS
Point Reyes Station | Point Reyes Station | CA | California | 6041 | Marin | 38.0847 | -122.8093 | 288 | 30 | polygon | FALSE | FALSE | America/Los_Angeles | 3 | 94956 | 1840018885 | [10 empty] | Point Reyes StationCA
Cherokee Pass | Cherokee Pass | MO | Missouri | 29123 | Madison | 37.4872 | -90.296 | 288 | 53 | polygon | FALSE | FALSE | America/Chicago | 3 | 63645 | 1840025727 | [10 empty] | Cherokee PassMO
Tetonia | Tetonia | ID | Idaho | 16081 | Teton | 43.8147 | -111.1586 | 288 | 195 | polygon | FALSE | TRUE | America/Boise | 3 | 83452 | 1840021272 | [10 empty] | TetoniaID
Charlton | Charlton | MD | Maryland | 24043 | Washington | 39.6344 | -77.8944 | 288 | 680 | polygon | FALSE | FALSE | America/New_York | 3 | 21722 | 1840024394 | [10 empty] | CharltonMD
Persia | Persia | IA | Iowa | 19085 | Harrison | 41.5786 | -95.5705 | 287 | 235 | polygon | FALSE | TRUE | America/Chicago | 3 | 51563 | 1840009207 | [10 empty] | PersiaIA
Hall Summit | Hall Summit | LA | Louisiana | 22081 | Red River | 32.1768 | -93.3055 | 287 | 66 | polygon | FALSE | TRUE | America/Chicago | 3 | 71034 | 1840018128 | [10 empty] | Hall SummitLA
Plumville | Plumville | PA | Pennsylvania | 42063 | Indiana | 40.7925 | -79.1793 | 287 | 223 | polygon | FALSE | TRUE | America/New_York | 3 | 15747 16246 | 1840002787 | [10 empty] | PlumvillePA
Nashua | Nashua | MT | Montana | 30105 | Valley | 48.1336 | -106.3571 | 287 | 157 | polygon | FALSE | TRUE | America/Denver | 3 | 59248 | 1840022266 | [10 empty] | NashuaMT
Ridgeway | Ridgeway | IA | Iowa | 19191 | Winneshiek | 43.2971 | -91.9924 | 287 | 146 | polygon | FALSE | TRUE | America/Chicago | 3 | 52165 | 1840009042 | [10 empty] | RidgewayIA
Marble Rock | Marble Rock | IA | Iowa | 19067 | Floyd | 42.9648 | -92.8683 | 287 | 133 | polygon | FALSE | TRUE | America/Chicago | 3 | 50653 | 1840008003 | [10 empty] | Marble RockIA
Colburn | Colburn | IN | Indiana | 18157 | Tippecanoe | 40.5188 | -86.7125 | 287 | 1159 | polygon | FALSE | FALSE | America/Indiana/Indianapolis | 3 | 47905 | 1840024299 | [10 empty] | ColburnIN
Schlater | Schlater | MS | Mississippi | 28083 | Leflore | 33.6397 | -90.3494 | 287 | 96 | polygon | FALSE | TRUE | America/Chicago | 3 | 38952 | 1840018002 | [10 empty] | SchlaterMS
Chapman | Chapman | NE | Nebraska | 31121 | Merrick | 41.0232 | -98.1594 | 287 | 248 | polygon | FALSE | TRUE | America/Chicago | 3 | 68827 | 1840010285 | [10 empty] | ChapmanNE
Belleville | Belleville | NY | New York | 36045 | Jefferson | 43.7844 | -76.1168 | 287 | 437 | polygon | FALSE | FALSE | America/New_York | 3 | 13605 13650 | 1840023978 | [10 empty] | BellevilleNY
Millport | Millport | NY | New York | 36015 | Chemung | 42.2681 | -76.8363 | 287 | 318 | polygon | FALSE | TRUE | America/New_York | 3 | 14864 | 1840004689 | [10 empty] | MillportNY
Hager City | Hager City | WI | Wisconsin | 55093 | Pierce | 44.6012 | -92.5337 | 287 | 57 | polygon | FALSE | FALSE | America/Chicago | 3 | 54014 | 1840025343 | [10 empty] | Hager CityWI
Centertown | Centertown | MO | Missouri | 29051 | Cole | 38.618 | -92.409 | 287 | 116 | polygon | FALSE | TRUE | America/Chicago | 3 | 65023 | 1840009634 | [10 empty] | CentertownMO
Easton | Easton | IL | Illinois | 17125 | Mason | 40.2321 | -89.8416 | 287 | 461 | polygon | FALSE | TRUE | America/Chicago | 3 | 62633 | 1840012207 | [10 empty] | EastonIL
Pleasure Bend | Pleasure Bend | LA | Louisiana | 22095 | St. John the Baptist | 29.9205 | -90.6458 | 287 | 26 | polygon | FALSE | TRUE | America/Chicago | 3 | 70090 | 1840039435 | [10 empty] | Pleasure BendLA
Oak City | Oak City | NC | North Carolina | 37117 | Martin | 35.9617 | -77.304 | 287 | 241 | polygon | FALSE | TRUE | America/New_York | 3 | 27857 | 1840016207 | [10 empty] | Oak CityNC
Wagon Mound | Wagon Mound | NM | New Mexico | 35033 | Mora | 36.0048 | -104.7091 | 287 | 109 | polygon | FALSE | TRUE | America/Denver | 3 | 87752 | 1840022679 | [10 empty] | Wagon MoundNM
Old Monroe | Old Monroe | MO | Missouri | 29113 | Lincoln | 38.9387 | -90.7468 | 287 | 451 | polygon | FALSE | TRUE | America/Chicago | 3 | 63369 | 1840009682 | [10 empty] | Old MonroeMO
Lindcove | Lindcove | CA | California | 6107 | Tulare | 36.3595 | -119.0721 | 287 | 162 | polygon | FALSE | FALSE | America/Los_Angeles | 3 | 93221 | 1840024871 | [10 empty] | LindcoveCA
Sims | Sims | NC | North Carolina | 37195 | Wilson | 35.7598 | -78.058 | 286 | 632 | polygon | FALSE | TRUE | America/New_York | 3 | 27880 | 1840017785 | [10 empty] | SimsNC
Yankee Hill | Yankee Hill | NE | Nebraska | 31109 | Lancaster | 40.7674 | -96.7364 | 286 | 38 | polygon | FALSE | FALSE | America/Chicago | 3 | 68522 68523 | 1840033202 | [10 empty] | Yankee HillNE
East Cape Girardeau | East Cape Girardeau | IL | Illinois | 17003 | Alexander | 37.2957 | -89.4869 | 286 | 56 | polygon | FALSE | TRUE | America/Chicago | 3 | 62957 | 1840013018 | [10 empty] | East Cape GirardeauIL
Rembert | Rembert | SC | South Carolina | 45085 | Sumter | 34.1037 | -80.5305 | 286 | 28 | polygon | FALSE | FALSE | America/New_York | 3 | 29128 | 1840013674 | [10 empty] | RembertSC
Newry | Newry | PA | Pennsylvania | 42013 | Blair | 40.3933 | -78.4358 | 286 | 1125 | polygon | FALSE | TRUE | America/New_York | 3 | 16665 | 1840001085 | [10 empty] | NewryPA
Spartansburg | Spartansburg | PA | Pennsylvania | 42039 | Crawford | 41.824 | -79.6829 | 286 | 162 | polygon | FALSE | TRUE | America/New_York | 3 | 16434 | 1840000560 | [10 empty] | SpartansburgPA
Bagley | Bagley | IA | Iowa | 19077 | Guthrie | 41.8464 | -94.4303 | 286 | 357 | polygon | FALSE | TRUE | America/Chicago | 3 | 50026 | 1840007073 | [10 empty] | BagleyIA
Applewold | Applewold | PA | Pennsylvania | 42005 | Armstrong | 40.8084 | -79.5221 | 286 | 2351 | polygon | FALSE | TRUE | America/New_York | 2 | 16201 | 1840000883 | [10 empty] | ApplewoldPA
Coalton | Coalton | IL | Illinois | 17135 | Montgomery | 39.2848 | -89.303 | 286 | 208 | polygon | FALSE | TRUE | America/Chicago | 3 | 62075 | 1840012638 | [10 empty] | CoaltonIL
Piffard | Piffard | NY | New York | 36051 | Livingston | 42.8319 | -77.8584 | 286 | 118 | polygon | FALSE | FALSE | America/New_York | 3 | 14533 | 1840024079 | [10 empty] | PiffardNY
Harrisburg | Harrisburg | MO | Missouri | 29019 | Boone | 39.1396 | -92.458 | 286 | 147 | polygon | FALSE | TRUE | America/Chicago | 3 | 65256 | 1840010686 | [10 empty] | HarrisburgMO
Charlo | Charlo | MT | Montana | 30047 | Lake | 47.4427 | -114.1716 | 286 | 55 | polygon | FALSE | FALSE | America/Denver | 3 | 59824 | 1840017332 | [10 empty] | CharloMT
Maplewood Park | Maplewood Park | OH | Ohio | 39155 | Trumbull | 41.1393 | -80.5798 | 286 | 139 | polygon | FALSE | FALSE | America/New_York | 3 | 44425 | 1840034374 | [10 empty] | Maplewood ParkOH
Powers Lake | Powers Lake | ND | North Dakota | 38013 | Burke | 48.5637 | -102.6452 | 285 | 82 | polygon | FALSE | TRUE | America/Chicago | 3 | 58773 | 1840000041 | [10 empty] | Powers LakeND
Nichols | Nichols | WI | Wisconsin | 55087 | Outagamie | 44.5672 | -88.4677 | 285 | 124 | polygon | FALSE | TRUE | America/Chicago | 3 | 54106 54152 | 1840002409 | [10 empty] | NicholsWI
Stonefort | Stonefort | IL | Illinois | 17199 | Williamson | 37.6178 | -88.7051 | 285 | 75 | polygon | FALSE | TRUE | America/Chicago | 3 | 62922 62987 | 1840012977 | [10 empty] | StonefortIL
Blakesburg | Blakesburg | IA | Iowa | 19179 | Wapello | 40.962 | -92.6348 | 285 | 409 | polygon | FALSE | TRUE | America/Chicago | 3 | 52536 | 1840007150 | [10 empty] | BlakesburgIA
Custer | Custer | MI | Michigan | 26105 | Mason | 43.9511 | -86.2196 | 285 | 103 | polygon | FALSE | TRUE | America/Detroit | 3 | 49405 | 1840010945 | [10 empty] | CusterMI
Garner | Garner | AR | Arkansas | 5145 | White | 35.1418 | -91.781 | 285 | 174 | polygon | FALSE | TRUE | America/Chicago | 3 | 72143 | 1840016340 | [10 empty] | GarnerAR
Jansen | Jansen | CO | Colorado | 8071 | Las Animas | 37.1581 | -104.5501 | 285 | 93 | polygon | FALSE | FALSE | America/Denver | 3 | 81082 | 1840024761 | [10 empty] | JansenCO
Willisburg | Willisburg | KY | Kentucky | 21229 | Washington | 37.8092 | -85.1208 | 285 | 160 | polygon | FALSE | TRUE | America/New_York | 3 | 40078 | 1840015226 | [10 empty] | WillisburgKY
Rentz | Rentz | GA | Georgia | 13175 | Laurens | 32.3835 | -82.9917 | 285 | 104 | polygon | FALSE | TRUE | America/New_York | 3 | 31075 | 1840014882 | [10 empty] | RentzGA
Alpena | Alpena | SD | South Dakota | 46073 | Jerauld | 44.183 | -98.3683 | 285 | 67 | polygon | FALSE | TRUE | America/Chicago | 3 | 57312 | 1840002529 | [10 empty] | AlpenaSD
Davis | Davis | NC | North Carolina | 37031 | Carteret | 34.7996 | -76.4641 | 285 | 50 | polygon | FALSE | FALSE | America/New_York | 3 | 28524 | 1840025836 | [10 empty] | DavisNC
Granada | Granada | MN | Minnesota | 27091 | Martin | 43.6933 | -94.3495 | 285 | 189 | polygon | FALSE | TRUE | America/Chicago | 3 | 56039 | 1840007951 | [10 empty] | GranadaMN
Ross | Ross | TX | Texas | 48309 | McLennan | 31.7282 | -97.1123 | 284 | 62 | polygon | FALSE | TRUE | America/Chicago | 3 | 76691 76640 | 1840020814 | [10 empty] | RossTX
Manns Choice | Manns Choice | PA | Pennsylvania | 42009 | Bedford | 40.0035 | -78.5912 | 284 | 219 | polygon | FALSE | TRUE | America/New_York | 3 | 15550 | 1840001401 | [10 empty] | Manns ChoicePA
Lumber City | Lumber City | PA | Pennsylvania | 42087 | Mifflin | 40.6583 | -77.6014 | 284 | 577 | polygon | FALSE | FALSE | America/New_York | 3 | 17084 | 1840035075 | [10 empty] | Lumber CityPA
Seminary | Seminary | MS | Mississippi | 28031 | Covington | 31.5581 | -89.4987 | 284 | 72 | polygon | FALSE | TRUE | America/Chicago | 3 | 39479 | 1840018167 | [10 empty] | SeminaryMS
Enon Valley | Enon Valley | PA | Pennsylvania | 42073 | Lawrence | 40.8559 | -80.4564 | 284 | 224 | polygon | FALSE | TRUE | America/New_York | 3 | 16120 | 1840003570 | [10 empty] | Enon ValleyPA
Pine Ridge | Pine Ridge | AL | Alabama | 1049 | DeKalb | 34.449 | -85.7808 | 284 | 84 | polygon | FALSE | TRUE | America/Chicago | 3 | 35968 | 1840016560 | [10 empty] | Pine RidgeAL
Jugtown | Jugtown | MD | Maryland | 24043 | Washington | 39.6143 | -77.5943 | 284 | 328 | polygon | FALSE | FALSE | America/New_York | 3 | 21742 | 1840024403 | [10 empty] | JugtownMD
Encinal | Encinal | NM | New Mexico | 35006 | Cibola | 35.1308 | -107.4368 | 284 | 8 | polygon | FALSE | FALSE | America/Denver | 3 | 87038 87040 | 1840017870 | [10 empty] | EncinalNM
Larwill | Larwill | IN | Indiana | 18183 | Whitley | 41.1792 | -85.6243 | 284 | 610 | polygon | FALSE | TRUE | America/Indiana/Indianapolis | 3 | 46764 | 1840009319 | [10 empty] | LarwillIN
Pajaro Dunes | Pajaro Dunes | CA | California | 6087 | Santa Cruz | 36.8722 | -121.8101 | 284 | 42 | polygon | FALSE | TRUE | America/Los_Angeles | 3 | 95076 | 1840076018 | [10 empty] | Pajaro DunesCA
Clayville | Clayville | RI | Rhode Island | 44007 | Providence | 41.7734 | -71.6854 | 284 | 63 | polygon | FALSE | FALSE | America/New_York | 3 | 02815 02825 | 1840026230 | [10 empty] | ClayvilleRI
Cecil | Cecil | GA | Georgia | 13075 | Cook | 31.0466 | -83.3906 | 283 | 114 | polygon | FALSE | TRUE | America/New_York | 3 | 31632 31627 31620 | 1840014975 | [10 empty] | CecilGA
Wyatt | Wyatt | MO | Missouri | 29133 | Mississippi | 36.9374 | -89.1908 | 283 | 93 | polygon | FALSE | TRUE | America/Chicago | 3 | 63834 63882 | 1840010885 | [10 empty] | WyattMO
Rockland | Rockland | ID | Idaho | 16077 | Power | 42.573 | -112.8743 | 283 | 389 | polygon | FALSE | TRUE | America/Boise | 3 | 83271 | 1840020069 | [10 empty] | RocklandID
Hodges | Hodges | AL | Alabama | 1059 | Franklin | 34.334 | -87.9299 | 283 | 26 | polygon | FALSE | TRUE | America/Chicago | 3 | 35571 | 1840016624 | [10 empty] | HodgesAL
Dunfermline | Dunfermline | IL | Illinois | 17057 | Fulton | 40.4918 | -90.0324 | 283 | 740 | polygon | FALSE | TRUE | America/Chicago | 3 | 61524 61520 | 1840012012 | [10 empty] | DunfermlineIL
Carytown | Carytown | MO | Missouri | 29097 | Jasper | 37.2616 | -94.3344 | 283 | 7 | polygon | FALSE | TRUE | America/Chicago | 3 | 64836 | 1840007630 | [10 empty] | CarytownMO
Davenport | Davenport | NE | Nebraska | 31169 | Thayer | 40.3123 | -97.8115 | 283 | 167 | polygon | FALSE | TRUE | America/Chicago | 3 | 68335 | 1840012282 | [10 empty] | DavenportNE
Deferiet | Deferiet | NY | New York | 36045 | Jefferson | 44.0343 | -75.6792 | 283 | 161 | polygon | FALSE | TRUE | America/New_York | 3 | 13619 13628 | 1840004128 | [10 empty] | DeferietNY
Loma Vista | Loma Vista | TX | Texas | 48427 | Starr | 26.4168 | -98.9814 | 283 | 8293 | polygon | FALSE | FALSE | America/Chicago | 2 | 78584 | 1840037123 | [10 empty] | Loma VistaTX
New Trenton | New Trenton | IN | Indiana | 18047 | Franklin | 39.3088 | -84.8968 | 283 | 247 | polygon | FALSE | FALSE | America/Indiana/Indianapolis | 3 | 47035 47060 | 1840025607 | [10 empty] | New TrentonIN
Compton | Compton | IL | Illinois | 17103 | Lee | 41.6942 | -89.0858 | 283 | 693 | polygon | FALSE | TRUE | America/Chicago | 3 | 61318 | 1840011429 | [10 empty] | ComptonIL
Rock City | Rock City | IL | Illinois | 17177 | Stephenson | 42.413 | -89.4709 | 283 | 814 | polygon | FALSE | TRUE | America/Chicago | 3 | 61070 | 1840011116 | [10 empty] | Rock CityIL
Monson | Monson | CA | California | 6107 | Tulare | 36.4927 | -119.3358 | 283 | 218 | polygon | FALSE | FALSE | America/Los_Angeles | 3 | 93618 | 1840024872 | [10 empty] | MonsonCA
Malone | Malone | TX | Texas | 48217 | Hill | 31.9168 | -96.8947 | 283 | 239 | polygon | FALSE | TRUE | America/Chicago | 3 | 76660 | 1840023100 | [10 empty] | MaloneTX
Callaghan | Callaghan | VA | Virginia | 51005 | Alleghany | 37.8112 | -80.0871 | 283 | 72 | polygon | FALSE | FALSE | America/New_York | 3 | 24426 | 1840024750 | [10 empty] | CallaghanVA
Oaks | Oaks | OK | Oklahoma | 40041 | Delaware | 36.1695 | -94.8526 | 283 | 134 | polygon | FALSE | TRUE | America/Chicago | 3 | 74359 | 1840022648 | [10 empty] | OaksOK
Potlicker Flats | Potlicker Flats | PA | Pennsylvania | 42087 | Mifflin | 40.7268 | -77.6077 | 283 | 637 | polygon | FALSE | TRUE | America/New_York | 3 | 17063 | 1840042767 | [10 empty] | Potlicker FlatsPA
Tynan | Tynan | TX | Texas | 48025 | Bee | 28.1708 | -97.7492 | 283 | 31 | polygon | FALSE | FALSE | America/Chicago | 3 | 78391 | 1840019697 | [10 empty] | TynanTX
Lancaster | Lancaster | KS | Kansas | 20005 | Atchison | 39.571 | -95.3037 | 283 | 548 | polygon | FALSE | TRUE | America/Chicago | 3 | 66041 | 1840008459 | [10 empty] | LancasterKS
Delta | Delta | AL | Alabama | 1027 | Clay | 33.447 | -85.6746 | 282 | 13 | polygon | FALSE | FALSE | America/Chicago | 3 | 36258 | 1840022972 | [10 empty] | DeltaAL
Red Cliff | Red Cliff | CO | Colorado | 8037 | Eagle | 39.5092 | -106.3703 | 282 | 463 | polygon | FALSE | TRUE | America/Denver | 3 | 81649 | 1840021425 | [10 empty] | Red CliffCO
Cranfills Gap | Cranfills Gap | TX | Texas | 48035 | Bosque | 31.7753 | -97.8302 | 282 | 150 | polygon | FALSE | TRUE | America/Chicago | 3 | 76637 | 1840019514 | [10 empty] | Cranfills GapTX
Rewey | Rewey | WI | Wisconsin | 55049 | Iowa | 42.8419 | -90.3961 | 282 | 214 | polygon | FALSE | TRUE | America/Chicago | 3 | 53580 | 1840002962 | [10 empty] | ReweyWI
Payne Gap | Payne Gap | KY | Kentucky | 21133 | Letcher | 37.1508 | -82.667 | 282 | 47 | polygon | FALSE | FALSE | America/New_York | 3 | 41537 | 1840026875 | [10 empty] | Payne GapKY
Canby | Canby | CA | California | 6049 | Modoc | 41.4477 | -120.8843 | 282 | 47 | polygon | FALSE | FALSE | America/Los_Angeles | 3 | 96015 | 1840022385 | [10 empty] | CanbyCA
Vandalia | Vandalia | MI | Michigan | 26027 | Cass | 41.9189 | -85.9143 | 282 | 110 | polygon | FALSE | TRUE | America/Detroit | 3 | 49095 | 1840011388 | [10 empty] | VandaliaMI
Poyen | Poyen | AR | Arkansas | 5053 | Grant | 34.3243 | -92.642 | 282 | 355 | polygon | FALSE | TRUE | America/Chicago | 3 | 72128 | 1840017947 | [10 empty] | PoyenAR
Ellenton | Ellenton | GA | Georgia | 13071 | Colquitt | 31.1759 | -83.5876 | 282 | 137 | polygon | FALSE | TRUE | America/New_York | 3 | 31747 | 1840017122 | [10 empty] | EllentonGA
Rayville | Rayville | MO | Missouri | 29177 | Ray | 39.3464 | -94.0649 | 282 | 331 | polygon | FALSE | FALSE | America/Chicago | 3 | 64084 | 1840012635 | [10 empty] | RayvilleMO
Broeck Pointe | Broeck Pointe | KY | Kentucky | 21111 | Jefferson | 38.2955 | -85.5856 | 282 | 1523 | polygon | FALSE | TRUE | America/New_York | 3 | 40241 | 1840030794 | [10 empty] | Broeck PointeKY
Osgood | Osgood | OH | Ohio | 39037 | Darke | 40.3394 | -84.4957 | 282 | 319 | polygon | FALSE | TRUE | America/New_York | 3 | 45351 | 1840012254 | [10 empty] | OsgoodOH
Albright | Albright | WV | West Virginia | 54077 | Preston | 39.4937 | -79.6399 | 282 | 469 | polygon | FALSE | TRUE | America/New_York | 3 | 26519 | 1840005652 | [10 empty] | AlbrightWV
Kylertown | Kylertown | PA | Pennsylvania | 42033 | Clearfield | 40.9993 | -78.1681 | 282 | 63 | polygon | FALSE | FALSE | America/New_York | 3 | 16847 16858 | 1840026358 | [10 empty] | KylertownPA
Harpers Ferry | Harpers Ferry | WV | West Virginia | 54037 | Jefferson | 39.3251 | -77.7409 | 282 | 203 | polygon | FALSE | TRUE | America/New_York | 3 | 25425 | 1840005758 | [10 empty] | Harpers FerryWV
Monroe | Monroe | NE | Nebraska | 31141 | Platte | 41.474 | -97.5998 | 282 | 626 | polygon | FALSE | TRUE | America/Chicago | 3 | 68647 | 1840011454 | [10 empty] | MonroeNE
Eugenio Saenz | Eugenio Saenz | TX | Texas | 48427 | Starr | 26.3582 | -98.6331 | 282 | 3751 | polygon | FALSE | TRUE | America/Chicago | 2 | 78582 | 1840040778 | [10 empty] | Eugenio SaenzTX
Kingston Mines | Kingston Mines | IL | Illinois | 17143 | Peoria | 40.5586 | -89.772 | 282 | 75 | polygon | FALSE | TRUE | America/Chicago | 3 | 61547 61533 61539 | 1840011923 | [10 empty] | Kingston MinesIL
Bear Dance | Bear Dance | MT | Montana | 30047 | Lake | 47.902 | -114.0273 | 282 | 39 | polygon | FALSE | FALSE | America/Denver | 3 | 59860 59911 | 1840023782 | [10 empty] | Bear DanceMT
Rader Creek | Rader Creek | MT | Montana | 30043 | Jefferson | 45.8456 | -112.3161 | 282 | 5 | polygon | FALSE | TRUE | America/Denver | 3 | 59759 | 1840039703 | [10 empty] | Rader CreekMT
Perry | Perry | AR | Arkansas | 5105 | Perry | 35.0458 | -92.7948 | 281 | 154 | polygon | FALSE | TRUE | America/Chicago | 3 | 72125 | 1840016491 | [10 empty] | PerryAR
Vergennes | Vergennes | IL | Illinois | 17077 | Jackson | 37.9013 | -89.3398 | 281 | 308 | polygon | FALSE | TRUE | America/Chicago | 3 | 62994 | 1840012967 | [10 empty] | VergennesIL
Markleysburg | Markleysburg | PA | Pennsylvania | 42051 | Fayette | 39.7363 | -79.4516 | 281 | 361 | polygon | FALSE | TRUE | America/New_York | 3 | 15459 | 1840000663 | [10 empty] | MarkleysburgPA
Hendrum | Hendrum | MN | Minnesota | 27107 | Norman | 47.2641 | -96.8104 | 281 | 334 | polygon | FALSE | TRUE | America/Chicago | 3 | 56550 | 1840006620 | [10 empty] | HendrumMN
Westwood | Westwood | MO | Missouri | 29189 | St. Louis | 38.6435 | -90.4335 | 281 | 172 | polygon | FALSE | TRUE | America/Chicago | 3 | 63131 | 1840012830 | [10 empty] | WestwoodMO
Lawrence | Lawrence | NE | Nebraska | 31129 | Nuckolls | 40.2902 | -98.2596 | 281 | 261 | polygon | FALSE | TRUE | America/Chicago | 3 | 68957 | 1840012270 | [10 empty] | LawrenceNE
Shiloh | Shiloh | AL | Alabama | 1049 | DeKalb | 34.4638 | -85.878 | 281 | 63 | polygon | FALSE | TRUE | America/Chicago | 3 | 35986 | 1840017915 | [10 empty] | ShilohAL
Pollocksville | Pollocksville | NC | North Carolina | 37103 | Jones | 35.0056 | -77.2214 | 281 | 350 | polygon | FALSE | TRUE | America/New_York | 3 | 28573 | 1840016446 | [10 empty] | PollocksvilleNC
Neilton | Neilton | WA | Washington | 53027 | Grays Harbor | 47.4031 | -123.8782 | 281 | 11 | polygon | FALSE | FALSE | America/Los_Angeles | 3 | 98552 98575 98566 | 1840018443 | [10 empty] | NeiltonWA
Merino | Merino | CO | Colorado | 8075 | Logan | 40.4836 | -103.3535 | 281 | 715 | polygon | FALSE | TRUE | America/Denver | 3 | 80741 | 1840022405 | [10 empty] | MerinoCO
Westville | Westville | FL | Florida | 12059 | Holmes | 30.7697 | -85.8465 | 281 | 15 | polygon | FALSE | TRUE | America/Chicago | 3 | 32464 | 1840017162 | [10 empty] | WestvilleFL
Grand Beach | Grand Beach | MI | Michigan | 26021 | Berrien | 41.774 | -86.7887 | 281 | 119 | polygon | FALSE | TRUE | America/Detroit | 3 | 49117 | 1840011225 | [10 empty] | Grand BeachMI
Seltzer | Seltzer | PA | Pennsylvania | 42107 | Schuylkill | 40.6957 | -76.2361 | 281 | 1549 | polygon | FALSE | FALSE | America/New_York | 3 | 17974 | 1840035191 | [10 empty] | SeltzerPA
Fruithurst | Fruithurst | AL | Alabama | 1029 | Cleburne | 33.7297 | -85.4312 | 280 | 108 | polygon | FALSE | TRUE | America/Chicago | 3 | 36262 | 1840002170 | [10 empty] | FruithurstAL
Prairie Home | Prairie Home | MO | Missouri | 29053 | Cooper | 38.8136 | -92.5906 | 280 | 278 | polygon | FALSE | TRUE | America/Chicago | 3 | 65068 | 1840009714 | [10 empty] | Prairie HomeMO
Whatley | Whatley | AL | Alabama | 1025 | Clarke | 31.6463 | -87.7108 | 280 | 83 | polygon | FALSE | FALSE | America/Chicago | 3 | 36482 | 1840025933 | [10 empty] | WhatleyAL
Dixie | Dixie | WV | West Virginia | 54067 | Nicholas | 38.251 | -81.1943 | 280 | 148 | polygon | FALSE | FALSE | America/New_York | 3 | 25059 | 1840025667 | [10 empty] | DixieWV
Cave-In-Rock | Cave-In-Rock | IL | Illinois | 17069 | Hardin | 37.4708 | -88.1659 | 280 | 289 | polygon | FALSE | TRUE | America/Chicago | 3 | 62919 | 1840029873 | [10 empty] | Cave-In-RockIL
Beaver Creek | Beaver Creek | MN | Minnesota | 27133 | Rock | 43.6124 | -96.3624 | 280 | 204 | polygon | FALSE | TRUE | America/Chicago | 3 | 56116 | 1840006817 | [10 empty] | Beaver CreekMN
Ephraim | Ephraim | WI | Wisconsin | 55029 | Door | 45.1589 | -87.1667 | 280 | 28 | polygon | FALSE | TRUE | America/Chicago | 3 | 54211 | 1840001844 | [10 empty] | EphraimWI
Sherrodsville | Sherrodsville | OH | Ohio | 39019 | Carroll | 40.4945 | -81.2441 | 280 | 342 | polygon | FALSE | TRUE | America/New_York | 3 | 44675 | 1840011999 | [10 empty] | SherrodsvilleOH
Almira | Almira | WA | Washington | 53043 | Lincoln | 47.7107 | -118.9368 | 280 | 210 | polygon | FALSE | TRUE | America/Los_Angeles | 3 | 99103 | 1840021108 | [10 empty] | AlmiraWA
Waukeenah | Waukeenah | FL | Florida | 12065 | Jefferson | 30.402 | -83.96 | 280 | 34 | polygon | FALSE | FALSE | America/New_York | 3 | 32344 | 1840026008 | [10 empty] | WaukeenahFL
Rushville | Rushville | MO | Missouri | 29021 | Buchanan | 39.5874 | -95.0237 | 280 | 545 | polygon | FALSE | TRUE | America/Chicago | 3 | 64484 | 1840010600 | [10 empty] | RushvilleMO
Strawberry | Strawberry | AR | Arkansas | 5075 | Lawrence | 35.9665 | -91.3211 | 280 | 46 | polygon | FALSE | TRUE | America/Chicago | 3 | 72469 | 1840016135 | [10 empty] | StrawberryAR
West Harrison | West Harrison | IN | Indiana | 18029 | Dearborn | 39.2581 | -84.8226 | 280 | 489 | polygon | FALSE | TRUE | America/New_York | 3 | 47060 | 1840030041 | [10 empty] | West HarrisonIN
Boligee | Boligee | AL | Alabama | 1063 | Greene | 32.7699 | -88.0264 | 280 | 27 | polygon | FALSE | TRUE | America/Chicago | 3 | 35443 | 1840015759 | [10 empty] | BoligeeAL
River Bottom | River Bottom | OK | Oklahoma | 40101 | Muskogee | 35.6357 | -95.2378 | 280 | 11 | polygon | FALSE | TRUE | America/Chicago | 3 | 74423 | 1840074577 | [10 empty] | River BottomOK
Kimballton | Kimballton | IA | Iowa | 19009 | Audubon | 41.6271 | -95.0749 | 280 | 140 | polygon | FALSE | TRUE | America/Chicago | 3 | 51543 | 1840008166 | [10 empty] | KimballtonIA
Colome | Colome | SD | South Dakota | 46123 | Tripp | 43.2599 | -99.7174 | 280 | 378 | polygon | FALSE | TRUE | America/Chicago | 3 | 57528 | 1840000346 | [10 empty] | ColomeSD
Empire | Empire | OH | Ohio | 39081 | Jefferson | 40.5117 | -80.6261 | 280 | 359 | polygon | FALSE | TRUE | America/New_York | 3 | 43926 43964 | 1840012121 | [10 empty] | EmpireOH
Railroad | Railroad | PA | Pennsylvania | 42133 | York | 39.7596 | -76.696 | 280 | 169 | polygon | FALSE | TRUE | America/New_York | 3 | 17355 | 1840001460 | [10 empty] | RailroadPA
Ebro | Ebro | FL | Florida | 12133 | Washington | 30.4369 | -85.8791 | 280 | 22 | polygon | FALSE | TRUE | America/Chicago | 3 | 32437 | 1840017178 | [10 empty] | EbroFL
Lenapah | Lenapah | OK | Oklahoma | 40105 | Nowata | 36.8514 | -95.6356 | 280 | 281 | polygon | FALSE | TRUE | America/Chicago | 3 | 74042 | 1840021588 | [10 empty] | LenapahOK
Hawkins | Hawkins | WI | Wisconsin | 55107 | Rusk | 45.5114 | -90.7148 | 280 | 49 | polygon | FALSE | TRUE | America/Chicago | 3 | 54530 | 1840002080 | [10 empty] | HawkinsWI
Trenton | Trenton | NC | North Carolina | 37103 | Jones | 35.064 | -77.3553 | 280 | 476 | polygon | FALSE | TRUE | America/New_York | 3 | 28585 | 1840016445 | [10 empty] | TrentonNC
New Hampshire | New Hampshire | OH | Ohio | 39011 | Auglaize | 40.554 | -83.9531 | 280 | 177 | polygon | FALSE | FALSE | America/New_York | 3 | 45870 45895 | 1840026427 | [10 empty] | New HampshireOH
Finesville | Finesville | NJ | New Jersey | 34041 | Warren | 40.6112 | -75.1706 | 280 | 332 | polygon | FALSE | FALSE | America/New_York | 3 | 8865 | 1840024224 | [10 empty] | FinesvilleNJ
De Soto | De Soto | WI | Wisconsin | 55023 | Crawford | 43.4283 | -91.1963 | 279 | 88 | polygon | FALSE | TRUE | America/Chicago | 3 | 54624 | 1840002695 | [10 empty] | De SotoWI
Cairo | Cairo | MO | Missouri | 29175 | Randolph | 39.5115 | -92.4411 | 279 | 353 | polygon | FALSE | TRUE | America/Chicago | 3 | 65239 | 1840010619 | [10 empty] | CairoMO
Gonvick | Gonvick | MN | Minnesota | 27029 | Clearwater | 47.7391 | -95.5125 | 279 | 82 | polygon | FALSE | TRUE | America/Chicago | 3 | 56644 | 1840007710 | [10 empty] | GonvickMN
West Peavine | West Peavine | OK | Oklahoma | 40001 | Adair | 35.9133 | -94.6481 | 279 | 13 | polygon | FALSE | FALSE | America/Chicago | 3 | 74960 | 1840034661 | [10 empty] | West PeavineOK
Rowesville | Rowesville | SC | South Carolina | 45075 | Orangeburg | 33.3722 | -80.8362 | 279 | 129 | polygon | FALSE | TRUE | America/New_York | 3 | 29133 | 1840018007 | [10 empty] | RowesvilleSC
Lakota | Lakota | IA | Iowa | 19109 | Kossuth | 43.3786 | -94.0963 | 279 | 148 | polygon | FALSE | TRUE | America/Chicago | 3 | 50451 | 1840007957 | [10 empty] | LakotaIA
Bowlus | Bowlus | MN | Minnesota | 27097 | Morrison | 45.8191 | -94.4072 | 279 | 84 | polygon | FALSE | TRUE | America/Chicago | 3 | 56314 | 1840006670 | [10 empty] | BowlusMN
Airport Road Addition | Airport Road Addition | TX | Texas | 48047 | Brooks | 27.219 | -98.0981 | 279 | 50 | polygon | FALSE | FALSE | America/Chicago | 3 | 78355 | 1840018301 | [10 empty] | Airport Road AdditionTX
Luana | Luana | IA | Iowa | 19043 | Clayton | 43.0594 | -91.4557 | 279 | 102 | polygon | FALSE | TRUE | America/Chicago | 3 | 52156 | 1840009065 | [10 empty] | LuanaIA
Yankee Hill | Yankee Hill | CA | California | 6007 | Butte | 39.7007 | -121.5147 | 279 | 17 | polygon | FALSE | FALSE | America/Los_Angeles | 3 | 95965 | 1840025575 | [10 empty] | Yankee HillCA
Covington | Covington | TX | Texas | 48217 | Hill | 32.1781 | -97.2605 | 279 | 131 | polygon | FALSE | TRUE | America/Chicago | 3 | 76636 | 1840019509 | [10 empty] | CovingtonTX
Tehuacana | Tehuacana | TX | Texas | 48293 | Limestone | 31.741 | -96.5436 | 279 | 68 | polygon | FALSE | TRUE | America/Chicago | 3 | 76686 | 1840023116 | [10 empty] | TehuacanaTX
Manderson-White Horse Creek | Manderson-White Horse Creek | SD | South Dakota | 46102 | Oglala Lakota | 43.2349 | -102.4916 | 279 | 18 | polygon | FALSE | TRUE | America/Denver | 3 | 57756 | 1840035310 | [10 empty] | Manderson-White Horse CreekSD
East Laurinburg | East Laurinburg | NC | North Carolina | 37165 | Scotland | 34.7691 | -79.445 | 279 | 568 | polygon | FALSE | TRUE | America/New_York | 3 | 28352 | 1840016500 | [10 empty] | East LaurinburgNC
Freeman Spur | Freeman Spur | IL | Illinois | 17199 | Williamson | 37.8611 | -88.9993 | 279 | 269 | polygon | FALSE | TRUE | America/Chicago | 3 | 62841 62896 | 1840012987 | [10 empty] | Freeman SpurIL
Riverton | Riverton | IA | Iowa | 19071 | Fremont | 40.6867 | -95.5686 | 279 | 181 | polygon | FALSE | TRUE | America/Chicago | 3 | 51650 | 1840009385 | [10 empty] | RivertonIA
Wedgewood | Wedgewood | MI | Michigan | 26165 | Wexford | 44.1937 | -85.4902 | 279 | 172 | polygon | FALSE | TRUE | America/Detroit | 3 | 49601 | 1840039607 | [10 empty] | WedgewoodMI
Sautee-Nacoochee | Sautee-Nacoochee | GA | Georgia | 13311 | White | 34.6895 | -83.686 | 279 | 29 | polygon | FALSE | FALSE | America/New_York | 3 | 30571 | 1840140880 | [10 empty] | Sautee-NacoocheeGA
Casstown | Casstown | OH | Ohio | 39109 | Miami | 40.0528 | -84.1285 | 278 | 1105 | polygon | FALSE | TRUE | America/New_York | 3 | 45312 | 1840010509 | [10 empty] | CasstownOH
Talala | Talala | OK | Oklahoma | 40131 | Rogers | 36.5294 | -95.7011 | 278 | 237 | polygon | FALSE | TRUE | America/Chicago | 3 | 74080 | 1840022655 | [10 empty] | TalalaOK
Harcourt | Harcourt | IA | Iowa | 19187 | Webster | 42.2606 | -94.1745 | 278 | 106 | polygon | FALSE | TRUE | America/Chicago | 3 | 50544 | 1840006941 | [10 empty] | HarcourtIA
Buckingham | Buckingham | IL | Illinois | 17091 | Kankakee | 41.047 | -88.175 | 278 | 427 | polygon | FALSE | TRUE | America/Chicago | 3 | 60917 | 1840010288 | [10 empty] | BuckinghamIL
Pacific Beach | Pacific Beach | WA | Washington | 53027 | Grays Harbor | 47.215 | -124.1967 | 278 | 88 | polygon | FALSE | FALSE | America/Los_Angeles | 3 | 98571 | 1840023817 | [10 empty] | Pacific BeachWA
Simms | Simms | OK | Oklahoma | 40101 | Muskogee | 35.3987 | -95.1647 | 278 | 7 | polygon | FALSE | FALSE | America/Chicago | 3 | 74455 74470 | 1840034660 | [10 empty] | SimmsOK
Dorrington | Dorrington | CA | California | 6009 | Calaveras | 38.2949 | -120.2706 | 278 | 29 | polygon | FALSE | FALSE | America/Los_Angeles | 3 | 95223 | 1840018862 | [10 empty] | DorringtonCA
Waiohinu | Waiohinu | HI | Hawaii | 15001 | Hawaii | 19.0716 | -155.6143 | 278 | 78 | polygon | FALSE | FALSE | Pacific/Honolulu | 3 | 96772 | 1840029561 | [10 empty] | WaiohinuHI
Biggsville | Biggsville | IL | Illinois | 17071 | Henderson | 40.8535 | -90.8622 | 278 | 318 | polygon | FALSE | TRUE | America/Chicago | 3 | 61418 | 1840011790 | [10 empty] | BiggsvilleIL
Lacassine | Lacassine | LA | Louisiana | 22053 | Jefferson Davis | 30.2331 | -92.9208 | 278 | 61 | polygon | FALSE | FALSE | America/Chicago | 3 | 70650 70647 | 1840026023 | [10 empty] | LacassineLA
Kaycee | Kaycee | WY | Wyoming | 56019 | Johnson | 43.71 | -106.6372 | 278 | 244 | polygon | FALSE | TRUE | America/Denver | 3 | 82639 | 1840021260 | [10 empty] | KayceeWY
Dalton | Dalton | NE | Nebraska | 31033 | Cheyenne | 41.4083 | -102.9708 | 278 | 312 | polygon | FALSE | TRUE | America/Denver | 3 | 69131 | 1840011642 | [10 empty] | DaltonNE
Damascus | Damascus | OH | Ohio | 39099 | Mahoning | 40.9042 | -80.9524 | 278 | 134 | polygon | FALSE | FALSE | America/New_York | 3 | 44460 | 1840026376 | [10 empty] | DamascusOH
Burlington | Burlington | MI | Michigan | 26025 | Calhoun | 42.1047 | -85.0776 | 278 | 141 | polygon | FALSE | TRUE | America/Detroit | 3 | 49029 | 1840010119 | [10 empty] | BurlingtonMI
Hartleton | Hartleton | PA | Pennsylvania | 42119 | Union | 40.9002 | -77.1564 | 278 | 118 | polygon | FALSE | TRUE | America/New_York | 3 | 17829 17845 | 1840003530 | [10 empty] | HartletonPA
La Carla | La Carla | TX | Texas | 48427 | Starr | 26.4354 | -98.7406 | 278 | 1498 | polygon | FALSE | TRUE | America/Chicago | 3 | 78582 | 1840040894 | [10 empty] | La CarlaTX
Cuylerville | Cuylerville | NY | New York | 36051 | Livingston | 42.7777 | -77.8737 | 278 | 254 | polygon | FALSE | FALSE | America/New_York | 3 | 14481 | 1840024068 | [10 empty] | CuylervilleNY
Anthoston | Anthoston | KY | Kentucky | 21101 | Henderson | 37.7553 | -87.5327 | 278 | 166 | polygon | FALSE | FALSE | America/Chicago | 3 | 42420 | 1840030366 | [10 empty] | AnthostonKY
Gordonville | Gordonville | AL | Alabama | 1085 | Lowndes | 32.1489 | -86.6994 | 278 | 19 | polygon | FALSE | TRUE | America/Chicago | 3 | 36040 | 1840017008 | [10 empty] | GordonvilleAL
Quantico | Quantico | MD | Maryland | 24045 | Wicomico | 38.3767 | -75.7526 | 278 | 56 | polygon | FALSE | FALSE | America/New_York | 3 | 21830 21856 | 1840024671 | [10 empty] | QuanticoMD
Beatrice | Beatrice | AL | Alabama | 1099 | Monroe | 31.7332 | -87.209 | 278 | 79 | polygon | FALSE | TRUE | America/Chicago | 3 | 36425 | 1840015858 | [10 empty] | BeatriceAL
Goodnews Bay | Goodnews Bay | AK | Alaska | 2050 | Bethel | 59.1271 | -161.5754 | 277 | 32 | polygon | FALSE | TRUE | America/Anchorage | 3 | 99589 | 1840023357 | [10 empty] | Goodnews BayAK
Hickory | Hickory | KY | Kentucky | 21083 | Graves | 36.8174 | -88.6484 | 277 | 120 | polygon | FALSE | FALSE | America/Chicago | 3 | 42051 42066 | 1840030472 | [10 empty] | HickoryKY
Climax Springs | Climax Springs | MO | Missouri | 29029 | Camden | 38.1004 | -93.0528 | 277 | 132 | polygon | FALSE | FALSE | America/Chicago | 3 | 65324 | 1840012919 | [10 empty] | Climax SpringsMO
Coleman | Coleman | OK | Oklahoma | 40069 | Johnston | 34.2635 | -96.4194 | 277 | 27 | polygon | FALSE | FALSE | America/Chicago | 3 | 73432 | 1840034430 | [10 empty] | ColemanOK
Nicut | Nicut | OK | Oklahoma | 40135 | Sequoyah | 35.5986 | -94.5626 | 277 | 6 | polygon | FALSE | FALSE | America/Chicago | 3 | 74948 | 1840024948 | [10 empty] | NicutOK
Staples | Staples | TX | Texas | 48187 | Guadalupe | 29.7664 | -97.8279 | 277 | 71 | polygon | FALSE | TRUE | America/Chicago | 3 | 78638 78670 78655 | 1840027027 | [10 empty] | StaplesTX
Royal | Royal | IL | Illinois | 17019 | Champaign | 40.1932 | -87.9725 | 277 | 606 | polygon | FALSE | TRUE | America/Chicago | 3 | 61871 61873 61859 | 1840012228 | [10 empty] | RoyalIL
Saline | Saline | LA | Louisiana | 22013 | Bienville | 32.163 | -92.9766 | 277 | 89 | polygon | FALSE | TRUE | America/Chicago | 3 | 71070 | 1840018100 | [10 empty] | SalineLA
Siloam | Siloam | GA | Georgia | 13133 | Greene | 33.5366 | -83.0812 | 277 | 88 | polygon | FALSE | TRUE | America/New_York | 3 | 30665 30642 | 1840018004 | [10 empty] | SiloamGA
Keyes | Keyes | OK | Oklahoma | 40025 | Cimarron | 36.8077 | -102.2518 | 277 | 285 | polygon | FALSE | TRUE | America/Chicago | 3 | 73947 | 1840021624 | [10 empty] | KeyesOK
Altamont | Altamont | UT | Utah | 49013 | Duchesne | 40.359 | -110.288 | 277 | 510 | polygon | FALSE | TRUE | America/Denver | 3 | 84001 | 1840021392 | [10 empty] | AltamontUT
Reserve | Reserve | NM | New Mexico | 35003 | Catron | 33.709 | -108.7614 | 277 | 191 | polygon | FALSE | TRUE | America/Denver | 3 | 87830 | 1840022841 | [10 empty] | ReserveNM
Hanley Falls | Hanley Falls | MN | Minnesota | 27173 | Yellow Medicine | 44.6917 | -95.6194 | 277 | 428 | polygon | FALSE | TRUE | America/Chicago | 3 | 56245 | 1840006764 | [10 empty] | Hanley FallsMN
Holland | Holland | IA | Iowa | 19075 | Grundy | 42.4002 | -92.7988 | 277 | 423 | polygon | FALSE | TRUE | America/Chicago | 3 | 50642 | 1840006966 | [10 empty] | HollandIA
Sparta | Sparta | KY | Kentucky | 21077 | Gallatin | 38.6969 | -84.9073 | 277 | 17 | polygon | FALSE | TRUE | America/New_York | 3 | 41086 | 1840015177 | [10 empty] | SpartaKY
Lake George | Lake George | MN | Minnesota | 27057 | Hubbard | 47.1881 | -94.9801 | 277 | 23 | polygon | FALSE | FALSE | America/Chicago | 3 | 56458 | 1840025255 | [10 empty] | Lake GeorgeMN
Leach | Leach | OK | Oklahoma | 40041 | Delaware | 36.1979 | -94.9099 | 277 | 18 | polygon | FALSE | FALSE | America/Chicago | 3 | 74364 | 1840017697 | [10 empty] | LeachOK
Laketown | Laketown | UT | Utah | 49033 | Rich | 41.8276 | -111.3243 | 276 | 42 | polygon | FALSE | TRUE | America/Denver | 3 | 84038 | 1840021325 | [10 empty] | LaketownUT
Le Raysville | Le Raysville | PA | Pennsylvania | 42015 | Bradford | 41.8381 | -76.1776 | 276 | 102 | polygon | FALSE | TRUE | America/New_York | 3 | 18829 | 1840000513 | [10 empty] | Le RaysvillePA
Oakford | Oakford | IL | Illinois | 17129 | Menard | 40.1011 | -89.9651 | 276 | 428 | polygon | FALSE | TRUE | America/Chicago | 3 | 62673 | 1840012399 | [10 empty] | OakfordIL
Armstrong | Armstrong | MO | Missouri | 29089 | Howard | 39.2692 | -92.7042 | 276 | 129 | polygon | FALSE | TRUE | America/Chicago | 3 | 65230 | 1840007378 | [10 empty] | ArmstrongMO
Buckman | Buckman | MN | Minnesota | 27097 | Morrison | 45.8973 | -94.094 | 276 | 105 | polygon | FALSE | TRUE | America/Chicago | 3 | 56364 56317 | 1840006669 | [10 empty] | BuckmanMN
Malverne Park Oaks | Malverne Park Oaks | NY | New York | 36059 | Nassau | 40.6816 | -73.6643 | 276 | 819 | polygon | FALSE | FALSE | America/New_York | 3 | 11565 11552 | 1840034037 | [10 empty] | Malverne Park OaksNY
Chula Vista | Chula Vista | TX | Texas | 48061 | Cameron | 26.0739 | -97.4397 | 276 | 582 | polygon | FALSE | FALSE | America/Chicago | 3 | 78566 | 1840143770 | [10 empty] | Chula VistaTX
Stockport | Stockport | IA | Iowa | 19177 | Van Buren | 40.8573 | -91.8334 | 276 | 103 | polygon | FALSE | TRUE | America/Chicago | 3 | 52651 | 1840009389 | [10 empty] | StockportIA
Utica | Utica | MN | Minnesota | 27169 | Winona | 43.9772 | -91.9494 | 276 | 107 | polygon | FALSE | TRUE | America/Chicago | 3 | 55979 | 1840010033 | [10 empty] | UticaMN
Crosby | Crosby | MS | Mississippi | 28005 | Amite | 31.2791 | -91.063 | 276 | 50 | polygon | FALSE | TRUE | America/Chicago | 3 | 39633 | 1840017114 | [10 empty] | CrosbyMS
Ridgeland | Ridgeland | WI | Wisconsin | 55033 | Dunn | 45.2025 | -91.8965 | 276 | 231 | polygon | FALSE | TRUE | America/Chicago | 3 | 54763 | 1840002147 | [10 empty] | RidgelandWI
Redvale | Redvale | CO | Colorado | 8085 | Montrose | 38.1761 | -108.4126 | 276 | 22 | polygon | FALSE | FALSE | America/Denver | 3 | 81431 | 1840026737 | [10 empty] | RedvaleCO
Sebastopol | Sebastopol | MS | Mississippi | 28123 | Scott | 32.5679 | -89.334 | 276 | 68 | polygon | FALSE | TRUE | America/Chicago | 3 | 39359 | 1840018090 | [10 empty] | SebastopolMS
Depauville | Depauville | NY | New York | 36045 | Jefferson | 44.1425 | -76.0451 | 276 | 10 | polygon | FALSE | FALSE | America/New_York | 3 | 13656 13624 13622 13632 | 1840004106 | [10 empty] | DepauvilleNY
Cyrus | Cyrus | MN | Minnesota | 27121 | Pope | 45.6147 | -95.7381 | 276 | 397 | polygon | FALSE | TRUE | America/Chicago | 3 | 56323 | 1840006691 | [10 empty] | CyrusMN
Arrowsmith | Arrowsmith | IL | Illinois | 17113 | McLean | 40.4493 | -88.6321 | 276 | 539 | polygon | FALSE | TRUE | America/Chicago | 3 | 61722 | 1840011970 | [10 empty] | ArrowsmithIL
Olde West Chester | Olde West Chester | OH | Ohio | 39017 | Butler | 39.3353 | -84.4034 | 276 | 298 | polygon | FALSE | FALSE | America/New_York | 3 | 45069 45071 | 1840034375 | [10 empty] | Olde West ChesterOH
Kilbourne | Kilbourne | IL | Illinois | 17125 | Mason | 40.1519 | -90.0115 | 276 | 119 | polygon | FALSE | TRUE | America/Chicago | 3 | 62655 | 1840012206 | [10 empty] | KilbourneIL
Browntown | Browntown | WI | Wisconsin | 55045 | Green | 42.5788 | -89.7894 | 276 | 101 | polygon | FALSE | TRUE | America/Chicago | 3 | 53522 | 1840002462 | [10 empty] | BrowntownWI
Lamoille | Lamoille | NV | Nevada | 32007 | Elko | 40.7238 | -115.479 | 276 | 57 | polygon | FALSE | FALSE | America/Los_Angeles | 3 | 89828 | 1840024116 | [10 empty] | LamoilleNV
Albion | Albion | ID | Idaho | 16031 | Cassia | 42.4099 | -113.5806 | 276 | 226 | polygon | FALSE | TRUE | America/Boise | 3 | 83311 | 1840018682 | [10 empty] | AlbionID
Matheny | Matheny | WV | West Virginia | 54109 | Wyoming | 37.664 | -81.5985 | 276 | 30 | polygon | FALSE | FALSE | America/New_York | 3 | 24849 24860 | 1840038269 | [10 empty] | MathenyWV
Seldovia | Seldovia | AK | Alaska | 2122 | Kenai Peninsula | 59.4396 | -151.7111 | 275 | 274 | polygon | FALSE | TRUE | America/Anchorage | 3 | 99663 | 1840023422 | [10 empty] | SeldoviaAK
Stratton | Stratton | OH | Ohio | 39081 | Jefferson | 40.5254 | -80.6315 | 275 | 197 | polygon | FALSE | TRUE | America/New_York | 3 | 43961 43964 | 1840012129 | [10 empty] | StrattonOH
Yarrowsburg | Yarrowsburg | MD | Maryland | 24043 | Washington | 39.3762 | -77.6843 | 275 | 467 | polygon | FALSE | FALSE | America/New_York | 3 | 21758 | 1840024413 | [10 empty] | YarrowsburgMD
Whiterocks | Whiterocks | UT | Utah | 49047 | Uintah | 40.4722 | -109.9413 | 275 | 45 | polygon | FALSE | FALSE | America/Denver | 3 | 84085 | 1840018749 | [10 empty] | WhiterocksUT
Ionia | Ionia | IA | Iowa | 19037 | Chickasaw | 43.0359 | -92.4584 | 275 | 188 | polygon | FALSE | TRUE | America/Chicago | 3 | 50645 | 1840008000 | [10 empty] | IoniaIA
East Hodge | East Hodge | LA | Louisiana | 22049 | Jackson | 32.2776 | -92.7141 | 275 | 453 | polygon | FALSE | TRUE | America/Chicago | 3 | 71247 | 1840018112 | [10 empty] | East HodgeLA
Double Spring | Double Spring | NV | Nevada | 32005 | Douglas | 38.7788 | -119.6154 | 275 | 12 | polygon | FALSE | TRUE | America/Los_Angeles | 3 | 89410 | 1840039798 | [10 empty] | Double SpringNV
Timberon | Timberon | NM | New Mexico | 35035 | Otero | 32.6358 | -105.6925 | 275 | 5 | polygon | FALSE | FALSE | America/Denver | 3 | 88350 | 1840019402 | [10 empty] | TimberonNM
Shirley | Shirley | AR | Arkansas | 5141 | Van Buren | 35.6442 | -92.3137 | 275 | 44 | polygon | FALSE | TRUE | America/Chicago | 3 | 72153 | 1840017827 | [10 empty] | ShirleyAR
Hollandale | Hollandale | WI | Wisconsin | 55049 | Iowa | 42.8756 | -89.9342 | 275 | 156 | polygon | FALSE | TRUE | America/Chicago | 3 | 53544 | 1840002956 | [10 empty] | HollandaleWI
Cape May Point | Cape May Point | NJ | New Jersey | 34009 | Cape May | 38.9372 | -74.9651 | 275 | 359 | polygon | FALSE | TRUE | America/New_York | 3 | 8212 | 1840001595 | [10 empty] | Cape May PointNJ
Calvin | Calvin | OK | Oklahoma | 40063 | Hughes | 34.9672 | -96.253 | 275 | 218 | polygon | FALSE | TRUE | America/Chicago | 3 | 74531 | 1840022790 | [10 empty] | CalvinOK
White Oak | White Oak | MS | Mississippi | 28143 | Tunica | 34.6438 | -90.3495 | 275 | 229 | polygon | FALSE | FALSE | America/Chicago | 3 | 38676 | 1840025842 | [10 empty] | White OakMS
Washingtonville | Washingtonville | PA | Pennsylvania | 42093 | Montour | 41.0523 | -76.6749 | 275 | 1950 | polygon | FALSE | TRUE | America/New_York | 3 | 17884 | 1840000855 | [10 empty] | WashingtonvillePA
Lodgepole | Lodgepole | NE | Nebraska | 31033 | Cheyenne | 41.149 | -102.6391 | 275 | 222 | polygon | FALSE | TRUE | America/Denver | 3 | 69149 | 1840011641 | [10 empty] | LodgepoleNE
Chesterhill | Chesterhill | OH | Ohio | 39115 | Morgan | 39.4908 | -81.8667 | 275 | 196 | polygon | FALSE | TRUE | America/New_York | 3 | 43728 | 1840010606 | [10 empty] | ChesterhillOH
Madaket | Madaket | MA | Massachusetts | 25019 | Nantucket | 41.2826 | -70.1855 | 274 | 53 | polygon | FALSE | FALSE | America/New_York | 3 | 2554 | 1840024165 | [10 empty] | MadaketMA
Ladora | Ladora | IA | Iowa | 19095 | Iowa | 41.7557 | -92.1859 | 274 | 359 | polygon | FALSE | TRUE | America/Chicago | 3 | 52251 | 1840008157 | [10 empty] | LadoraIA
Dexter | Dexter | KS | Kansas | 20035 | Cowley | 37.1795 | -96.7161 | 274 | 381 | polygon | FALSE | TRUE | America/Chicago | 3 | 67038 | 1840007607 | [10 empty] | DexterKS
Annex | Annex | OR | Oregon | 41045 | Malheur | 44.2346 | -116.9922 | 274 | 43 | polygon | FALSE | FALSE | America/Boise | 3 | 97914 | 1840025373 | [10 empty] | AnnexOR
Freeborn | Freeborn | MN | Minnesota | 27047 | Freeborn | 43.7659 | -93.5645 | 274 | 577 | polygon | FALSE | TRUE | America/Chicago | 3 | 56032 | 1840007930 | [10 empty] | FreebornMN
Bishop | Bishop | GA | Georgia | 13219 | Oconee | 33.8171 | -83.4372 | 274 | 135 | polygon | FALSE | TRUE | America/New_York | 3 | 30621 | 1840015647 | [10 empty] | BishopGA
Panama | Panama | NE | Nebraska | 31109 | Lancaster | 40.5998 | -96.5111 | 274 | 372 | polygon | FALSE | TRUE | America/Chicago | 3 | 68419 | 1840011852 | [10 empty] | PanamaNE
Marquez | Marquez | TX | Texas | 48289 | Leon | 31.2361 | -96.2574 | 274 | 80 | polygon | FALSE | TRUE | America/Chicago | 3 | 77865 | 1840020828 | [10 empty] | MarquezTX
Cromwell | Cromwell | OK | Oklahoma | 40133 | Seminole | 35.3634 | -96.4572 | 274 | 97 | polygon | FALSE | TRUE | America/Chicago | 3 | 74859 74837 | 1840021778 | [10 empty] | CromwellOK
Oakley | Oakley | MI | Michigan | 26145 | Saginaw | 43.1435 | -84.1684 | 274 | 102 | polygon | FALSE | TRUE | America/Detroit | 3 | 48649 | 1840010986 | [10 empty] | OakleyMI
Reeltown | Reeltown | AL | Alabama | 1123 | Tallapoosa | 32.5788 | -85.8189 | 274 | 14 | polygon | FALSE | FALSE | America/Chicago | 3 | 36078 36866 | 1840023018 | [10 empty] | ReeltownAL
Donovan | Donovan | IL | Illinois | 17075 | Iroquois | 40.8848 | -87.6139 | 274 | 322 | polygon | FALSE | TRUE | America/Chicago | 3 | 60931 | 1840011860 | [10 empty] | DonovanIL
St. Francisville | St. Francisville | MO | Missouri | 29045 | Clark | 40.4497 | -91.572 | 274 | 56 | polygon | FALSE | FALSE | America/Chicago | 3 | 63430 63465 | 1840025540 | [10 empty] | St. FrancisvilleMO
Humnoke | Humnoke | AR | Arkansas | 5085 | Lonoke | 34.5422 | -91.7596 | 274 | 336 | polygon | FALSE | TRUE | America/Chicago | 3 | 72072 | 1840014629 | [10 empty] | HumnokeAR
Numidia | Numidia | PA | Pennsylvania | 42037 | Columbia | 40.8783 | -76.4034 | 274 | 100 | polygon | FALSE | FALSE | America/New_York | 3 | 17820 17858 | 1840004997 | [10 empty] | NumidiaPA
Star Junction | Star Junction | PA | Pennsylvania | 42051 | Fayette | 40.0612 | -79.7652 | 274 | 94 | polygon | FALSE | FALSE | America/New_York | 3 | 15482 | 1840026565 | [10 empty] | Star JunctionPA
Weston | Weston | PA | Pennsylvania | 42079 | Luzerne | 40.9428 | -76.1401 | 274 | 249 | polygon | FALSE | FALSE | America/New_York | 3 | 18256 | 1840026333 | [10 empty] | WestonPA
Oil Trough | Oil Trough | AR | Arkansas | 5063 | Independence | 35.6292 | -91.4612 | 274 | 462 | polygon | FALSE | TRUE | America/Chicago | 3 | 72564 | 1840016250 | [10 empty] | Oil TroughAR
Everest | Everest | KS | Kansas | 20013 | Brown | 39.6766 | -95.4254 | 274 | 425 | polygon | FALSE | TRUE | America/Chicago | 3 | 66424 | 1840008426 | [10 empty] | EverestKS
Haugen | Haugen | WI | Wisconsin | 55005 | Barron | 45.6078 | -91.7789 | 274 | 209 | polygon | FALSE | TRUE | America/Chicago | 3 | 54841 54868 | 1840002067 | [10 empty] | HaugenWI
Loma Grande | Loma Grande | TX | Texas | 48507 | Zavala | 28.7221 | -99.8327 | 274 | 1552 | polygon | FALSE | FALSE | America/Chicago | 3 | 78839 | 1840037110 | [10 empty] | Loma GrandeTX
Crown | Crown | PA | Pennsylvania | 42031 | Clarion | 41.3917 | -79.2633 | 274 | 41 | polygon | FALSE | FALSE | America/New_York | 3 | 16233 16260 16220 | 1840026327 | [10 empty] | CrownPA
Fall River Mills | Fall River Mills | CA | California | 6089 | Shasta | 41.0069 | -121.4401 | 274 | 40 | polygon | FALSE | FALSE | America/Los_Angeles | 3 | 96028 | 1840017492 | [10 empty] | Fall River MillsCA
Richland | Richland | TX | Texas | 48349 | Navarro | 31.9176 | -96.4265 | 273 | 69 | polygon | FALSE | TRUE | America/Chicago | 3 | 76681 | 1840022120 | [10 empty] | RichlandTX
Catawba | Catawba | OH | Ohio | 39023 | Clark | 39.9996 | -83.6219 | 273 | 456 | polygon | FALSE | TRUE | America/New_York | 3 | 43010 | 1840010538 | [10 empty] | CatawbaOH
Portage | Portage | UT | Utah | 49003 | Box Elder | 41.9756 | -112.2405 | 273 | 41 | polygon | FALSE | TRUE | America/Denver | 3 | 84331 | 1840021331 | [10 empty] | PortageUT
Cainsville | Cainsville | MO | Missouri | 29081 | Harrison | 40.4398 | -93.7747 | 273 | 76 | polygon | FALSE | TRUE | America/Chicago | 3 | 64632 | 1840007229 | [10 empty] | CainsvilleMO
Egan | Egan | SD | South Dakota | 46101 | Moody | 44.0004 | -96.6485 | 273 | 98 | polygon | FALSE | TRUE | America/Chicago | 3 | 57024 | 1840002533 | [10 empty] | EganSD
Rippey | Rippey | IA | Iowa | 19073 | Greene | 41.9342 | -94.2008 | 273 | 125 | polygon | FALSE | TRUE | America/Chicago | 3 | 50235 | 1840009171 | [10 empty] | RippeyIA
Bonesteel | Bonesteel | SD | South Dakota | 46053 | Gregory | 43.0775 | -98.9467 | 273 | 298 | polygon | FALSE | TRUE | America/Chicago | 3 | 57317 | 1840002863 | [10 empty] | BonesteelSD
Sky Valley | Sky Valley | GA | Georgia | 13241 | Rabun | 34.984 | -83.3314 | 273 | 34 | polygon | FALSE | TRUE | America/New_York | 3 | 30537 | 1840015514 | [10 empty] | Sky ValleyGA
Gackle | Gackle | ND | North Dakota | 38047 | Logan | 46.6264 | -99.1412 | 273 | 195 | polygon | FALSE | TRUE | America/Chicago | 3 | 58442 | 1840000210 | [10 empty] | GackleND
Mitchell Heights | Mitchell Heights | WV | West Virginia | 54045 | Logan | 37.9088 | -81.9868 | 273 | 313 | polygon | FALSE | TRUE | America/New_York | 3 | 25601 | 1840038275 | [10 empty] | Mitchell HeightsWV
Riverside | Riverside | WA | Washington | 53047 | Okanogan | 48.5049 | -119.51 | 273 | 118 | polygon | FALSE | TRUE | America/Los_Angeles | 3 | 98849 | 1840021059 | [10 empty] | RiversideWA
North Acomita Village | North Acomita Village | NM | New Mexico | 35006 | Cibola | 35.0659 | -107.5676 | 273 | 36 | polygon | FALSE | FALSE | America/Denver | 3 | 87034 87049 | 1840033720 | [10 empty] | North Acomita VillageNM
Byars | Byars | OK | Oklahoma | 40087 | McClain | 34.8724 | -97.0541 | 273 | 68 | polygon | FALSE | TRUE | America/Chicago | 3 | 74831 | 1840022783 | [10 empty] | ByarsOK
Centerview | Centerview | MO | Missouri | 29101 | Johnson | 38.7461 | -93.8442 | 273 | 538 | polygon | FALSE | TRUE | America/Chicago | 3 | 64019 | 1840007432 | [10 empty] | CenterviewMO
Lerna | Lerna | IL | Illinois | 17029 | Coles | 39.4178 | -88.2886 | 273 | 916 | polygon | FALSE | TRUE | America/Chicago | 3 | 62440 | 1840012579 | [10 empty] | LernaIL
Burkettsville | Burkettsville | OH | Ohio | 39107 | Mercer | 40.353 | -84.6426 | 273 | 600 | polygon | FALSE | TRUE | America/New_York | 3 | 45310 | 1840010384 | [10 empty] | BurkettsvilleOH
East Nicolaus | East Nicolaus | CA | California | 6101 | Sutter | 38.91 | -121.5443 | 273 | 23 | polygon | FALSE | FALSE | America/Los_Angeles | 3 | 95659 | 1840024522 | [10 empty] | East NicolausCA
Elizabethtown | Elizabethtown | IL | Illinois | 17069 | Hardin | 37.4499 | -88.3052 | 273 | 149 | polygon | FALSE | TRUE | America/Chicago | 3 | 62931 | 1840013000 | [10 empty] | ElizabethtownIL
Scott | Scott | OH | Ohio | 39161 | Van Wert | 40.989 | -84.5837 | 273 | 129 | polygon | FALSE | TRUE | America/New_York | 3 | 45886 | 1840011907 | [10 empty] | ScottOH
New Deal | New Deal | TN | Tennessee | 47165 | Sumner | 36.5139 | -86.5629 | 273 | 55 | polygon | FALSE | FALSE | America/Chicago | 3 | 37048 37148 | 1840024894 | [10 empty] | New DealTN
Navajo Mountain | Navajo Mountain | UT | Utah | 49037 | San Juan | 37.047 | -110.79 | 273 | 3 | polygon | FALSE | FALSE | America/Denver | 3 | 86044 | 1840037247 | [10 empty] | Navajo MountainUT
Hunker | Hunker | PA | Pennsylvania | 42129 | Westmoreland | 40.2041 | -79.6155 | 272 | 414 | polygon | FALSE | TRUE | America/New_York | 3 | 15639 | 1840001138 | [10 empty] | HunkerPA
Davenport | Davenport | ND | North Dakota | 38017 | Cass | 46.7148 | -97.0654 | 272 | 393 | polygon | FALSE | TRUE | America/Chicago | 3 | 58021 | 1840000176 | [10 empty] | DavenportND
Stickney | Stickney | SD | South Dakota | 46003 | Aurora | 43.5894 | -98.4376 | 272 | 391 | polygon | FALSE | TRUE | America/Chicago | 3 | 57375 | 1840002613 | [10 empty] | StickneySD
McEwensville | McEwensville | PA | Pennsylvania | 42097 | Northumberland | 41.0723 | -76.8188 | 272 | 897 | polygon | FALSE | TRUE | America/New_York | 3 | 17749 17777 | 1840000843 | [10 empty] | McEwensvillePA
Pryorsburg | Pryorsburg | KY | Kentucky | 21083 | Graves | 36.6899 | -88.7124 | 272 | 84 | polygon | FALSE | FALSE | America/Chicago | 3 | 42066 | 1840026920 | [10 empty] | PryorsburgKY
Silver Creek | Silver Creek | MN | Minnesota | 27171 | Wright | 45.3127 | -93.9827 | 272 | 70 | polygon | FALSE | FALSE | America/Chicago | 3 | 55358 | 1840025305 | [10 empty] | Silver CreekMN
Malcom | Malcom | IA | Iowa | 19157 | Poweshiek | 41.7076 | -92.5575 | 272 | 171 | polygon | FALSE | TRUE | America/Chicago | 3 | 50157 | 1840009217 | [10 empty] | MalcomIA
Riverbend | Riverbend | MT | Montana | 30061 | Mineral | 47.1472 | -114.8318 | 272 | 26 | polygon | FALSE | FALSE | America/Denver | 3 | 59872 | 1840032837 | [10 empty] | RiverbendMT
Carbon | Carbon | TX | Texas | 48133 | Eastland | 32.2684 | -98.8272 | 272 | 102 | polygon | FALSE | TRUE | America/Chicago | 3 | 76435 | 1840023056 | [10 empty] | CarbonTX
Waldo | Waldo | AL | Alabama | 1121 | Talladega | 33.3892 | -86.036 | 272 | 37 | polygon | FALSE | TRUE | America/Chicago | 3 | 35160 | 1840016830 | [10 empty] | WaldoAL
Bowles | Bowles | CA | California | 6019 | Fresno | 36.6089 | -119.7526 | 272 | 275 | polygon | FALSE | FALSE | America/Los_Angeles | 3 | 93725 | 1840017630 | [10 empty] | BowlesCA
Cary | Cary | MS | Mississippi | 28125 | Sharkey | 32.8056 | -90.9245 | 272 | 148 | polygon | FALSE | TRUE | America/Chicago | 3 | 39054 39159 | 1840016918 | [10 empty] | CaryMS
Horseshoe Lake | Horseshoe Lake | AR | Arkansas | 5035 | Crittenden | 34.9136 | -90.3079 | 272 | 685 | polygon | FALSE | TRUE | America/Chicago | 3 | 72348 | 1840016380 | [10 empty] | Horseshoe LakeAR
Monterey Park Tract | Monterey Park Tract | CA | California | 6099 | Stanislaus | 37.5268 | -121.0115 | 272 | 2222 | polygon | FALSE | TRUE | America/Los_Angeles | 2 | 95307 | 1840042933 | [10 empty] | Monterey Park TractCA
Toms Brook | Toms Brook | VA | Virginia | 51171 | Shenandoah | 38.9466 | -78.44 | 272 | 832 | polygon | FALSE | TRUE | America/New_York | 3 | 22660 | 1840006005 | [10 empty] | Toms BrookVA
Bayside | Bayside | VA | Virginia | 51001 | Accomack | 37.7548 | -75.7129 | 272 | 62 | polygon | FALSE | FALSE | America/New_York | 3 | 23417 | 1840024719 | [10 empty] | BaysideVA
Spring Creek | Spring Creek | SD | South Dakota | 46121 | Todd | 43.1153 | -101.0306 | 272 | 10 | polygon | FALSE | FALSE | America/Chicago | 3 | 57572 | 1840004259 | [10 empty] | Spring CreekSD
Delight | Delight | AR | Arkansas | 5109 | Pike | 34.0299 | -93.5057 | 271 | 232 | polygon | FALSE | TRUE | America/Chicago | 3 | 71940 | 1840014710 | [10 empty] | DelightAR
Newport Center | Newport Center | VT | Vermont | 50019 | Orleans | 44.9509 | -72.3043 | 271 | 548 | polygon | FALSE | FALSE | America/New_York | 3 | 5857 | 1840025334 | [10 empty] | Newport CenterVT
Allenwood | Allenwood | PA | Pennsylvania | 42119 | Union | 41.1081 | -76.8981 | 271 | 178 | polygon | FALSE | FALSE | America/New_York | 3 | 17810 | 1840024209 | [10 empty] | AllenwoodPA
Herman | Herman | NE | Nebraska | 31177 | Washington | 41.674 | -96.2167 | 271 | 731 | polygon | FALSE | TRUE | America/Chicago | 3 | 68029 | 1840011528 | [10 empty] | HermanNE
Leland | Leland | IA | Iowa | 19189 | Winnebago | 43.3318 | -93.6351 | 271 | 78 | polygon | FALSE | TRUE | America/Chicago | 3 | 50453 | 1840007955 | [10 empty] | LelandIA
Bradshaw | Bradshaw | WV | West Virginia | 54047 | McDowell | 37.3534 | -81.8012 | 271 | 135 | polygon | FALSE | TRUE | America/New_York | 3 | 24817 | 1840006424 | [10 empty] | BradshawWV
Pamelia Center | Pamelia Center | NY | New York | 36045 | Jefferson | 44.0409 | -75.9017 | 271 | 100 | polygon | FALSE | TRUE | America/New_York | 3 | 13601 | 1840023984 | [10 empty] | Pamelia CenterNY
Kenton | Kenton | DE | Delaware | 10001 | Kent | 39.2272 | -75.6646 | 271 | 593 | polygon | FALSE | TRUE | America/New_York | 3 | 19938 19955 | 1840005816 | [10 empty] | KentonDE
Emigrant | Emigrant | MT | Montana | 30067 | Park | 45.3755 | -110.7465 | 271 | 9 | polygon | FALSE | FALSE | America/Denver | 3 | 59047 59027 | 1840023885 | [10 empty] | EmigrantMT
St. Thomas | St. Thomas | MO | Missouri | 29051 | Cole | 38.3671 | -92.216 | 271 | 106 | polygon | FALSE | TRUE | America/Chicago | 3 | 65076 | 1840010766 | [10 empty] | St. ThomasMO
Grand Junction | Grand Junction | TN | Tennessee | 47069 | Hardeman | 35.05 | -89.1889 | 271 | 88 | polygon | FALSE | TRUE | America/Chicago | 3 | 38039 | 1840013464 | [10 empty] | Grand JunctionTN
Zaleski | Zaleski | OH | Ohio | 39163 | Vinton | 39.2811 | -82.395 | 271 | 237 | polygon | FALSE | TRUE | America/New_York | 3 | 45698 | 1840012688 | [10 empty] | ZaleskiOH
Maurice | Maurice | IA | Iowa | 19167 | Sioux | 42.9664 | -96.1824 | 271 | 173 | polygon | FALSE | TRUE | America/Chicago | 3 | 51036 | 1840007983 | [10 empty] | MauriceIA
New Hampton | New Hampton | MO | Missouri | 29081 | Harrison | 40.2652 | -94.1952 | 271 | 190 | polygon | FALSE | TRUE | America/Chicago | 3 | 64471 | 1840008350 | [10 empty] | New HamptonMO
Lake Ann | Lake Ann | MI | Michigan | 26019 | Benzie | 44.7251 | -85.845 | 271 | 232 | polygon | FALSE | TRUE | America/Detroit | 3 | 49650 | 1840010932 | [10 empty] | Lake AnnMI
Rollinsville | Rollinsville | CO | Colorado | 8047 | Gilpin | 39.9232 | -105.5136 | 271 | 74 | polygon | FALSE | FALSE | America/Denver | 3 | 80422 | 1840024362 | [10 empty] | RollinsvilleCO
Alberta | Alberta | VA | Virginia | 51025 | Brunswick | 36.8552 | -77.8937 | 270 | 48 | polygon | FALSE | TRUE | America/New_York | 3 | 23821 | 1840006508 | [10 empty] | AlbertaVA
Stonewall | Stonewall | NC | North Carolina | 37137 | Pamlico | 35.1371 | -76.7405 | 270 | 61 | polygon | FALSE | TRUE | America/New_York | 3 | 28583 | 1840016425 | [10 empty] | StonewallNC
Ardentown | Ardentown | DE | Delaware | 10003 | New Castle | 39.8081 | -75.4807 | 270 | 472 | polygon | FALSE | TRUE | America/New_York | 3 | 19810 19703 | 1840005587 | [10 empty] | ArdentownDE
Rowley | Rowley | IA | Iowa | 19019 | Buchanan | 42.3685 | -91.8443 | 270 | 268 | polygon | FALSE | TRUE | America/Chicago | 3 | 52329 | 1840009104 | [10 empty] | RowleyIA
Glen Echo | Glen Echo | MD | Maryland | 24031 | Montgomery | 38.968 | -77.141 | 270 | 1016 | polygon | FALSE | TRUE | America/New_York | 3 | 20812 | 1840005844 | [10 empty] | Glen EchoMD
Blue Mound | Blue Mound | KS | Kansas | 20107 | Linn | 38.089 | -95.01 | 270 | 163 | polygon | FALSE | TRUE | America/Chicago | 3 | 66010 | 1840007517 | [10 empty] | Blue MoundKS
Deep River | Deep River | IA | Iowa | 19157 | Poweshiek | 41.5812 | -92.3732 | 270 | 245 | polygon | FALSE | TRUE | America/Chicago | 3 | 52222 | 1840007062 | [10 empty] | Deep RiverIA
Searles | Searles | MN | Minnesota | 27015 | Brown | 44.2307 | -94.4361 | 270 | 238 | polygon | FALSE | FALSE | America/Chicago | 3 | 56073 56084 | 1840025372 | [10 empty] | SearlesMN
Arcadia | Arcadia | OK | Oklahoma | 40109 | Oklahoma | 35.6655 | -97.3255 | 270 | 68 | polygon | FALSE | TRUE | America/Chicago | 3 | 73007 | 1840021744 | [10 empty] | ArcadiaOK
Castalia | Castalia | NC | North Carolina | 37127 | Nash | 36.0823 | -78.0576 | 270 | 138 | polygon | FALSE | TRUE | America/New_York | 3 | 27816 | 1840016164 | [10 empty] | CastaliaNC
Protivin | Protivin | IA | Iowa | 19089 | Howard | 43.2168 | -92.0891 | 270 | 229 | polygon | FALSE | TRUE | America/Chicago | 3 | 52163 | 1840009037 | [10 empty] | ProtivinIA
Falcon | Falcon | NC | North Carolina | 37051 | Cumberland | 35.1937 | -78.6489 | 270 | 75 | polygon | FALSE | TRUE | America/New_York | 3 | 28342 28344 28334 | 1840016440 | [10 empty] | FalconNC
Howe | Howe | IN | Indiana | 18087 | LaGrange | 41.7228 | -85.4255 | 270 | 58 | polygon | FALSE | FALSE | America/Detroit | 3 | 46746 | 1840013798 | [10 empty] | HoweIN
St. Charles | St. Charles | KY | Kentucky | 21107 | Hopkins | 37.1881 | -87.551 | 269 | 104 | polygon | FALSE | TRUE | America/Chicago | 3 | 42442 42453 | 1840015245 | [10 empty] | St. CharlesKY
Elliott | Elliott | IL | Illinois | 17053 | Ford | 40.4664 | -88.2769 | 269 | 208 | polygon | FALSE | TRUE | America/Chicago | 3 | 60933 | 1840011876 | [10 empty] | ElliottIL
Boykin | Boykin | AL | Alabama | 1131 | Wilcox | 32.0701 | -87.2914 | 269 | 39 | polygon | FALSE | FALSE | America/Chicago | 3 | 36720 36723 | 1840025922 | [10 empty] | BoykinAL
Hays | Hays | TX | Texas | 48209 | Hays | 30.1215 | -97.8724 | 269 | 464 | polygon | FALSE | TRUE | America/Chicago | 3 | 78610 | 1840020904 | [10 empty] | HaysTX
Grays River | Grays River | WA | Washington | 53069 | Wahkiakum | 46.3608 | -123.589 | 269 | 5 | polygon | FALSE | FALSE | America/Los_Angeles | 3 | 98621 | 1840023877 | [10 empty] | Grays RiverWA
Wildwood | Wildwood | KY | Kentucky | 21111 | Jefferson | 38.249 | -85.5747 | 269 | 1397 | polygon | FALSE | TRUE | America/New_York | 3 | 40223 | 1840015201 | [10 empty] | WildwoodKY
Rockville | Rockville | UT | Utah | 49053 | Washington | 37.1478 | -113.0548 | 269 | 12 | polygon | FALSE | TRUE | America/Denver | 3 | 84763 | 1840021563 | [10 empty] | RockvilleUT
Thompson | Thompson | PA | Pennsylvania | 42115 | Susquehanna | 41.8637 | -75.5141 | 269 | 202 | polygon | FALSE | TRUE | America/New_York | 3 | 18465 | 1840003329 | [10 empty] | ThompsonPA
Bartley | Bartley | NE | Nebraska | 31145 | Red Willow | 40.2511 | -100.3104 | 269 | 110 | polygon | FALSE | TRUE | America/Chicago | 3 | 69020 | 1840012292 | [10 empty] | BartleyNE
Narrowsburg | Narrowsburg | NY | New York | 36105 | Sullivan | 41.6006 | -75.0579 | 269 | 76 | polygon | FALSE | FALSE | America/New_York | 3 | 12764 | 1840004783 | [10 empty] | NarrowsburgNY
Lyons Switch | Lyons Switch | OK | Oklahoma | 40001 | Adair | 35.7794 | -94.6933 | 269 | 12 | polygon | FALSE | TRUE | America/Chicago | 3 | 74960 | 1840073923 | [10 empty] | Lyons SwitchOK
Carson | Carson | ND | North Dakota | 38037 | Grant | 46.4223 | -101.5706 | 269 | 26 | polygon | FALSE | TRUE | America/Denver | 3 | 58529 | 1840000201 | [10 empty] | CarsonND
Mapleton | Mapleton | IL | Illinois | 17143 | Peoria | 40.5732 | -89.7242 | 269 | 113 | polygon | FALSE | TRUE | America/Chicago | 3 | 61547 | 1840011927 | [10 empty] | MapletonIL
Manchester | Manchester | IL | Illinois | 17171 | Scott | 39.5423 | -90.3303 | 269 | 97 | polygon | FALSE | TRUE | America/Chicago | 3 | 62082 62663 | 1840012567 | [10 empty] | ManchesterIL
Athens | Athens | LA | Louisiana | 22027 | Claiborne | 32.658 | -93.0277 | 269 | 29 | polygon | FALSE | TRUE | America/Chicago | 3 | 71003 71040 | 1840018067 | [10 empty] | AthensLA
Bruning | Bruning | NE | Nebraska | 31169 | Thayer | 40.3357 | -97.5648 | 269 | 364 | polygon | FALSE | TRUE | America/Chicago | 3 | 68322 | 1840010471 | [10 empty] | BruningNE
Homeland | Homeland | FL | Florida | 12105 | Polk | 27.8181 | -81.8269 | 269 | 244 | polygon | FALSE | FALSE | America/New_York | 3 | 33847 33830 | 1840025157 | [10 empty] | HomelandFL
Princeton | Princeton | KS | Kansas | 20059 | Franklin | 38.4876 | -95.2703 | 269 | 299 | polygon | FALSE | TRUE | America/Chicago | 3 | 66078 | 1840009638 | [10 empty] | PrincetonKS
Winston | Winston | MT | Montana | 30007 | Broadwater | 46.4684 | -111.6652 | 269 | 19 | polygon | FALSE | FALSE | America/Denver | 3 | 59647 | 1840018475 | [10 empty] | WinstonMT
Golf | Golf | FL | Florida | 12099 | Palm Beach | 26.5043 | -80.1092 | 269 | 126 | polygon | FALSE | TRUE | America/New_York | 3 | 33436 | 1840018306 | [10 empty] | GolfFL
Conroy | Conroy | IA | Iowa | 19095 | Iowa | 41.7267 | -91.9986 | 268 | 135 | polygon | FALSE | FALSE | America/Chicago | 3 | 52301 52220 52361 | 1840026248 | [10 empty] | ConroyIA
Savage | Savage | MT | Montana | 30083 | Richland | 47.4536 | -104.3414 | 268 | 144 | polygon | FALSE | FALSE | America/Denver | 3 | 59262 | 1840032680 | [10 empty] | SavageMT
Brodnax | Brodnax | VA | Virginia | 51025 | Brunswick | 36.7033 | -78.0318 | 268 | 146 | polygon | FALSE | TRUE | America/New_York | 3 | 23920 | 1840006509 | [10 empty] | BrodnaxVA
Cedar Crest | Cedar Crest | PA | Pennsylvania | 42087 | Mifflin | 40.3966 | -77.8858 | 268 | 475 | polygon | FALSE | TRUE | America/New_York | 3 | 17066 | 1840040467 | [10 empty] | Cedar CrestPA
Emery | Emery | UT | Utah | 49015 | Emery | 38.9251 | -111.2523 | 268 | 84 | polygon | FALSE | TRUE | America/Denver | 3 | 84522 | 1840021445 | [10 empty] | EmeryUT
Georgetown | Georgetown | MS | Mississippi | 28029 | Copiah | 31.8698 | -90.1648 | 268 | 153 | polygon | FALSE | TRUE | America/Chicago | 3 | 39078 | 1840017046 | [10 empty] | GeorgetownMS
Fidelity | Fidelity | MO | Missouri | 29097 | Jasper | 37.0817 | -94.3096 | 268 | 107 | polygon | FALSE | TRUE | America/Chicago | 3 | 64836 | 1840010876 | [10 empty] | FidelityMO
Freedom | Freedom | WY | Wyoming | 56023 | Lincoln | 42.9854 | -111.0296 | 268 | 25 | polygon | FALSE | FALSE | America/Denver | 3 | 83120 | 1840026171 | [10 empty] | FreedomWY
Prescott | Prescott | KS | Kansas | 20107 | Linn | 38.0632 | -94.6928 | 268 | 363 | polygon | FALSE | TRUE | America/Chicago | 3 | 66767 | 1840009749 | [10 empty] | PrescottKS
Old Washington | Old Washington | OH | Ohio | 39059 | Guernsey | 40.0376 | -81.4442 | 268 | 154 | polygon | FALSE | TRUE | America/New_York | 3 | 43768 | 1840012358 | [10 empty] | Old WashingtonOH
New Holland | New Holland | IL | Illinois | 17107 | Logan | 40.1834 | -89.5825 | 268 | 333 | polygon | FALSE | TRUE | America/Chicago | 3 | 62671 | 1840012311 | [10 empty] | New HollandIL
Lake Lorraine | Lake Lorraine | WI | Wisconsin | 55127 | Walworth | 42.733 | -88.7374 | 268 | 92 | polygon | FALSE | TRUE | America/Chicago | 3 | 53190 53115 | 1840042466 | [10 empty] | Lake LorraineWI
Drake | Drake | ND | North Dakota | 38049 | McHenry | 47.9226 | -100.3745 | 268 | 52 | polygon | FALSE | TRUE | America/Chicago | 3 | 58736 | 1840000063 | [10 empty] | DrakeND
Paxtonville | Paxtonville | PA | Pennsylvania | 42109 | Snyder | 40.7702 | -77.0807 | 268 | 118 | polygon | FALSE | FALSE | America/New_York | 3 | 17861 17842 | 1840005361 | [10 empty] | PaxtonvillePA
Farmersburg | Farmersburg | IA | Iowa | 19043 | Clayton | 42.9589 | -91.367 | 268 | 257 | polygon | FALSE | TRUE | America/Chicago | 3 | 52047 | 1840008011 | [10 empty] | FarmersburgIA
Bradshaw | Bradshaw | NE | Nebraska | 31185 | York | 40.8835 | -97.747 | 268 | 311 | polygon | FALSE | TRUE | America/Chicago | 3 | 68319 | 1840011820 | [10 empty] | BradshawNE
Iliff | Iliff | CO | Colorado | 8075 | Logan | 40.7592 | -103.0661 | 268 | 541 | polygon | FALSE | TRUE | America/Denver | 3 | 80736 | 1840021380 | [10 empty] | IliffCO
Hazleton | Hazleton | IN | Indiana | 18051 | Gibson | 38.4893 | -87.5406 | 268 | 298 | polygon | FALSE | TRUE | America/Indiana/Vincennes | 3 | 47640 | 1840010799 | [10 empty] | HazletonIN
Interlochen | Interlochen | MI | Michigan | 26055 | Grand Traverse | 44.6497 | -85.7678 | 268 | 83 | polygon | FALSE | FALSE | America/Detroit | 3 | 49637 49643 | 1840025204 | [10 empty] | InterlochenMI
Michigan City | Michigan City | ND | North Dakota | 38063 | Nelson | 48.0248 | -98.1197 | 268 | 205 | polygon | FALSE | TRUE | America/Chicago | 3 | 58259 | 1840059042 | [10 empty] | Michigan CityND
Fowlerton | Fowlerton | TX | Texas | 48283 | La Salle | 28.4608 | -98.8114 | 268 | 47 | polygon | FALSE | FALSE | America/Chicago | 3 | 78021 | 1840018285 | [10 empty] | FowlertonTX
Westfir | Westfir | OR | Oregon | 41039 | Lane | 43.7579 | -122.5095 | 267 | 327 | polygon | FALSE | TRUE | America/Los_Angeles | 3 | 97492 | 1840021265 | [10 empty] | WestfirOR
Bush | Bush | IL | Illinois | 17199 | Williamson | 37.8427 | -89.1295 | 267 | 226 | polygon | FALSE | TRUE | America/Chicago | 3 | 62924 | 1840010852 | [10 empty] | BushIL
Garden City | Garden City | CO | Colorado | 8123 | Weld | 40.3948 | -104.6893 | 267 | 913 | polygon | FALSE | TRUE | America/Denver | 3 | 80631 | 1840021365 | [10 empty] | Garden CityCO
Jemez Springs | Jemez Springs | NM | New Mexico | 35043 | Sandoval | 35.7732 | -106.6909 | 267 | 21 | polygon | FALSE | TRUE | America/Denver | 3 | 87025 | 1840022683 | [10 empty] | Jemez SpringsNM
Oakhurst | Oakhurst | TX | Texas | 48407 | San Jacinto | 30.7433 | -95.3073 | 267 | 66 | polygon | FALSE | FALSE | America/Chicago | 3 | 77359 | 1840025996 | [10 empty] | OakhurstTX
Lewistown | Lewistown | OH | Ohio | 39091 | Logan | 40.4237 | -83.8846 | 267 | 134 | polygon | FALSE | FALSE | America/New_York | 3 | 43333 | 1840026495 | [10 empty] | LewistownOH
Newcastle | Newcastle | UT | Utah | 49021 | Iron | 37.6629 | -113.5643 | 267 | 25 | polygon | FALSE | FALSE | America/Denver | 3 | 84756 | 1840026788 | [10 empty] | NewcastleUT
Anderson | Anderson | AL | Alabama | 1077 | Lauderdale | 34.9147 | -87.2716 | 267 | 79 | polygon | FALSE | TRUE | America/Chicago | 3 | 35610 | 1840015513 | [10 empty] | AndersonAL
Augusta | Augusta | MO | Missouri | 29183 | St. Charles | 38.5695 | -90.8812 | 267 | 117 | polygon | FALSE | TRUE | America/Chicago | 3 | 63332 | 1840010719 | [10 empty] | AugustaMO
Palco | Palco | KS | Kansas | 20163 | Rooks | 39.2532 | -99.5634 | 267 | 384 | polygon | FALSE | TRUE | America/Chicago | 3 | 67657 | 1840009575 | [10 empty] | PalcoKS
Roseland | Roseland | NE | Nebraska | 31001 | Adams | 40.4698 | -98.5587 | 267 | 373 | polygon | FALSE | TRUE | America/Chicago | 3 | 68973 | 1840012041 | [10 empty] | RoselandNE
Smartsville | Smartsville | CA | California | 6115 | Yuba | 39.2053 | -121.2928 | 267 | 143 | polygon | FALSE | FALSE | America/Los_Angeles | 3 | 95977 | 1840026640 | [10 empty] | SmartsvilleCA
Kelliher | Kelliher | MN | Minnesota | 27007 | Beltrami | 47.9438 | -94.4446 | 267 | 46 | polygon | FALSE | TRUE | America/Chicago | 3 | 56650 | 1840007699 | [10 empty] | KelliherMN
Theodosia | Theodosia | MO | Missouri | 29153 | Ozark | 36.5807 | -92.6638 | 267 | 75 | polygon | FALSE | TRUE | America/Chicago | 3 | 65761 | 1840013061 | [10 empty] | TheodosiaMO
Sumner | Sumner | MS | Mississippi | 28135 | Tallahatchie | 33.9693 | -90.3693 | 267 | 187 | polygon | FALSE | TRUE | America/Chicago | 3 | 38957 | 1840016740 | [10 empty] | SumnerMS
Bellmont | Bellmont | IL | Illinois | 17185 | Wabash | 38.383 | -87.9107 | 267 | 317 | polygon | FALSE | TRUE | America/Chicago | 3 | 62811 | 1840012891 | [10 empty] | BellmontIL
Milton | Milton | IL | Illinois | 17149 | Pike | 39.5646 | -90.6498 | 266 | 266 | polygon | FALSE | TRUE | America/Chicago | 3 | 62352 | 1840012535 | [10 empty] | MiltonIL
Hallam | Hallam | NE | Nebraska | 31109 | Lancaster | 40.5365 | -96.7867 | 266 | 477 | polygon | FALSE | TRUE | America/Chicago | 3 | 68368 | 1840011845 | [10 empty] | HallamNE
Island Park | Island Park | ID | Idaho | 16043 | Fremont | 44.5281 | -111.3592 | 266 | 16 | polygon | FALSE | TRUE | America/Boise | 3 | 83433 83429 | 1840018608 | [10 empty] | Island ParkID
Milligan | Milligan | NE | Nebraska | 31059 | Fillmore | 40.5001 | -97.3883 | 266 | 406 | polygon | FALSE | TRUE | America/Chicago | 3 | 68406 | 1840012051 | [10 empty] | MilliganNE
Parker | Parker | KS | Kansas | 20107 | Linn | 38.3285 | -94.9899 | 266 | 365 | polygon | FALSE | TRUE | America/Chicago | 3 | 66072 | 1840009747 | [10 empty] | ParkerKS
Sobieski | Sobieski | WI | Wisconsin | 55083 | Oconto | 44.7227 | -88.0659 | 266 | 81 | polygon | FALSE | FALSE | America/Chicago | 3 | 54171 54141 | 1840025314 | [10 empty] | SobieskiWI
Sawyerville | Sawyerville | IL | Illinois | 17117 | Macoupin | 39.0785 | -89.802 | 266 | 103 | polygon | FALSE | TRUE | America/Chicago | 3 | 62085 62009 | 1840012660 | [10 empty] | SawyervilleIL
Mentasta Lake | Mentasta Lake | AK | Alaska | 2261 | Valdez-Cordova | 62.9867 | -143.5191 | 266 | 0 | polygon | FALSE | FALSE | America/Anchorage | 3 | 99780 99586 | 1840023391 | [10 empty] | Mentasta LakeAK
Wingate | Wingate | IN | Indiana | 18107 | Montgomery | 40.1723 | -87.0726 | 266 | 496 | polygon | FALSE | TRUE | America/Indiana/Indianapolis | 3 | 47994 | 1840010504 | [10 empty] | WingateIN
Jennings | Jennings | MI | Michigan | 26113 | Missaukee | 44.3325 | -85.2969 | 266 | 135 | polygon | FALSE | FALSE | America/Detroit | 3 | 49651 | 1840023970 | [10 empty] | JenningsMI
Kiron | Kiron | IA | Iowa | 19047 | Crawford | 42.194 | -95.3271 | 266 | 492 | polygon | FALSE | TRUE | America/Chicago | 3 | 51448 | 1840008118 | [10 empty] | KironIA
Tajique | Tajique | NM | New Mexico | 35057 | Torrance | 34.76 | -106.301 | 266 | 37 | polygon | FALSE | FALSE | America/Denver | 3 | 87061 87016 | 1840019190 | [10 empty] | TajiqueNM
Lewistown Heights | Lewistown Heights | MT | Montana | 30027 | Fergus | 47.0784 | -109.4736 | 266 | 43 | polygon | FALSE | FALSE | America/Denver | 3 | 59457 | 1840032835 | [10 empty] | Lewistown HeightsMT
Auburntown | Auburntown | TN | Tennessee | 47015 | Cannon | 35.951 | -86.097 | 266 | 180 | polygon | FALSE | TRUE | America/Chicago | 3 | 37016 | 1840015371 | [10 empty] | AuburntownTN
Conetoe | Conetoe | NC | North Carolina | 37065 | Edgecombe | 35.8176 | -77.4569 | 266 | 285 | polygon | FALSE | TRUE | America/New_York | 3 | 27819 | 1840016176 | [10 empty] | ConetoeNC
Hiddenite | Hiddenite | NC | North Carolina | 37003 | Alexander | 35.9053 | -81.086 | 266 | 64 | polygon | FALSE | FALSE | America/New_York | 3 | 28636 | 1840025788 | [10 empty] | HiddeniteNC
Allerton | Allerton | IL | Illinois | 17019 | Champaign | 39.9161 | -87.9353 | 266 | 151 | polygon | FALSE | TRUE | America/Chicago | 3 | 61810 | 1840029710 | [10 empty] | AllertonIL
Sylvan Grove | Sylvan Grove | KS | Kansas | 20105 | Lincoln | 39.0122 | -98.3943 | 266 | 266 | polygon | FALSE | TRUE | America/Chicago | 3 | 67481 | 1840009684 | [10 empty] | Sylvan GroveKS
Crayne | Crayne | KY | Kentucky | 21055 | Crittenden | 37.2763 | -88.0839 | 266 | 92 | polygon | FALSE | FALSE | America/Chicago | 3 | 42064 42033 | 1840026846 | [10 empty] | CrayneKY
Pajarito Mesa | Pajarito Mesa | NM | New Mexico | 35001 | Bernalillo | 34.9795 | -106.7979 | 266 | 8 | polygon | FALSE | TRUE | America/Denver | 3 | 87121 | 1840040160 | [10 empty] | Pajarito MesaNM
Navajo Dam | Navajo Dam | NM | New Mexico | 35045 | San Juan | 36.7981 | -107.7045 | 266 | 57 | polygon | FALSE | FALSE | America/Denver | 3 | 87419 87412 | 1840024851 | [10 empty] | Navajo DamNM
Ragsdale | Ragsdale | IN | Indiana | 18083 | Knox | 38.7467 | -87.3241 | 265 | 45 | polygon | FALSE | FALSE | America/Indiana/Vincennes | 3 | 47512 | 1840024606 | [10 empty] | RagsdaleIN
Fairfield | Fairfield | NC | North Carolina | 37095 | Hyde | 35.5471 | -76.2261 | 265 | 14 | polygon | FALSE | FALSE | America/New_York | 3 | 27826 | 1840025810 | [10 empty] | FairfieldNC
Gumbranch | Gumbranch | GA | Georgia | 13179 | Liberty | 31.8367 | -81.6838 | 265 | 126 | polygon | FALSE | TRUE | America/New_York | 3 | 31313 | 1840029263 | [10 empty] | GumbranchGA
Groveland Station | Groveland Station | NY | New York | 36051 | Livingston | 42.6634 | -77.7666 | 265 | 174 | polygon | FALSE | TRUE | America/New_York | 3 | 14437 14462 | 1840040254 | [10 empty] | Groveland StationNY
County Line | County Line | AL | Alabama | 1009 | Blount | 33.821 | -86.7198 | 265 | 105 | polygon | FALSE | TRUE | America/Chicago | 3 | 35172 | 1840016719 | [10 empty] | County LineAL
Gentryville | Gentryville | IN | Indiana | 18147 | Spencer | 38.1091 | -87.0315 | 265 | 259 | polygon | FALSE | TRUE | America/Chicago | 3 | 47537 | 1840010827 | [10 empty] | GentryvilleIN
Crawfordsville | Crawfordsville | IA | Iowa | 19183 | Washington | 41.2139 | -91.5367 | 265 | 278 | polygon | FALSE | TRUE | America/Chicago | 3 | 52621 | 1840007101 | [10 empty] | CrawfordsvilleIA
Longdale | Longdale | OK | Oklahoma | 40011 | Blaine | 36.1337 | -98.5509 | 265 | 382 | polygon | FALSE | TRUE | America/Chicago | 3 | 73755 | 1840021687 | [10 empty] | LongdaleOK
Flatwoods | Flatwoods | WV | West Virginia | 54007 | Braxton | 38.7186 | -80.654 | 265 | 156 | polygon | FALSE | TRUE | America/New_York | 3 | 26621 26601 | 1840006113 | [10 empty] | FlatwoodsWV
Lead Hill | Lead Hill | AR | Arkansas | 5009 | Boone | 36.4128 | -92.9068 | 265 | 160 | polygon | FALSE | TRUE | America/Chicago | 3 | 72644 | 1840016081 | [10 empty] | Lead HillAR
Henry | Henry | SD | South Dakota | 46029 | Codington | 44.8809 | -97.4616 | 265 | 70 | polygon | FALSE | TRUE | America/Chicago | 3 | 57243 | 1840002158 | [10 empty] | HenrySD
Rockport | Rockport | KY | Kentucky | 21183 | Ohio | 37.3359 | -86.9909 | 265 | 147 | polygon | FALSE | TRUE | America/Chicago | 3 | 42369 | 1840014350 | [10 empty] | RockportKY
Big Spring | Big Spring | MO | Missouri | 29139 | Montgomery | 38.8019 | -91.4838 | 265 | 30 | polygon | FALSE | FALSE | America/Chicago | 3 | 65041 63363 | 1840025628 | [10 empty] | Big SpringMO
Tower City | Tower City | ND | North Dakota | 38017 | Cass | 46.9263 | -97.676 | 265 | 49 | polygon | FALSE | TRUE | America/Chicago | 3 | 58071 | 1840001936 | [10 empty] | Tower CityND
Vienna | Vienna | MD | Maryland | 24019 | Dorchester | 38.4811 | -75.8319 | 265 | 134 | polygon | FALSE | TRUE | America/New_York | 3 | 21869 | 1840003842 | [10 empty] | ViennaMD
Woodbury | Woodbury | PA | Pennsylvania | 42009 | Bedford | 40.2255 | -78.366 | 264 | 798 | polygon | FALSE | TRUE | America/New_York | 3 | 16695 | 1840001408 | [10 empty] | WoodburyPA
Gladstone | Gladstone | IL | Illinois | 17071 | Henderson | 40.8643 | -90.9566 | 264 | 283 | polygon | FALSE | TRUE | America/Chicago | 3 | 61437 | 1840011793 | [10 empty] | GladstoneIL
Bonnieville | Bonnieville | KY | Kentucky | 21099 | Hart | 37.3776 | -85.9011 | 264 | 185 | polygon | FALSE | TRUE | America/Chicago | 3 | 42713 | 1840013244 | [10 empty] | BonnievilleKY
James City | James City | PA | Pennsylvania | 42047 | Elk | 41.618 | -78.8443 | 264 | 147 | polygon | FALSE | FALSE | America/New_York | 3 | 16734 | 1840026303 | [10 empty] | James CityPA
Uniontown | Uniontown | KS | Kansas | 20011 | Bourbon | 37.8472 | -94.9756 | 264 | 483 | polygon | FALSE | TRUE | America/Chicago | 3 | 66779 | 1840010845 | [10 empty] | UniontownKS
Courtland | Courtland | KS | Kansas | 20157 | Republic | 39.7832 | -97.8963 | 264 | 379 | polygon | FALSE | TRUE | America/Chicago | 3 | 66939 | 1840007281 | [10 empty] | CourtlandKS
Wadsworth | Wadsworth | NY | New York | 36051 | Livingston | 42.8214 | -77.8939 | 264 | 199 | polygon | FALSE | FALSE | America/New_York | 3 | 14533 | 1840024084 | [10 empty] | WadsworthNY
Miamiville | Miamiville | OH | Ohio | 39025 | Clermont | 39.2123 | -84.3001 | 264 | 301 | polygon | FALSE | FALSE | America/New_York | 3 | 45140 45147 | 1840026668 | [10 empty] | MiamivilleOH
Lynn | Lynn | AR | Arkansas | 5075 | Lawrence | 36.0042 | -91.252 | 264 | 44 | polygon | FALSE | TRUE | America/Chicago | 3 | 72469 72440 | 1840016133 | [10 empty] | LynnAR
East Springfield | East Springfield | OH | Ohio | 39081 | Jefferson | 40.4473 | -80.8601 | 264 | 248 | polygon | FALSE | FALSE | America/New_York | 3 | 43925 43910 43908 | 1840034258 | [10 empty] | East SpringfieldOH
Modale | Modale | IA | Iowa | 19085 | Harrison | 41.6182 | -96.012 | 264 | 97 | polygon | FALSE | TRUE | America/Chicago | 3 | 51556 | 1840008152 | [10 empty] | ModaleIA
Days Creek | Days Creek | OR | Oregon | 41019 | Douglas | 42.9705 | -123.1656 | 264 | 43 | polygon | FALSE | FALSE | America/Los_Angeles | 3 | 97417 97429 | 1840025415 | [10 empty] | Days CreekOR
Parnell | Parnell | IA | Iowa | 19095 | Iowa | 41.5837 | -92.0046 | 264 | 574 | polygon | FALSE | TRUE | America/Chicago | 3 | 52325 | 1840009209 | [10 empty] | ParnellIA
Milledgeville | Milledgeville | TN | Tennessee | 47109 | McNairy | 35.3776 | -88.3661 | 264 | 63 | polygon | FALSE | TRUE | America/Chicago | 3 | 38332 38359 | 1840016409 | [10 empty] | MilledgevilleTN
Shungnak | Shungnak | AK | Alaska | 2188 | Northwest Arctic | 66.8805 | -157.1499 | 264 | 12 | polygon | FALSE | TRUE | America/Anchorage | 3 | 99773 | 1840023485 | [10 empty] | ShungnakAK
Chancellor | Chancellor | SD | South Dakota | 46125 | Turner | 43.3718 | -96.9874 | 264 | 459 | polygon | FALSE | TRUE | America/Chicago | 3 | 57015 | 1840000355 | [10 empty] | ChancellorSD
St. Hilaire | St. Hilaire | MN | Minnesota | 27113 | Pennington | 48.0135 | -96.2137 | 264 | 130 | polygon | FALSE | TRUE | America/Chicago | 3 | 56754 | 1840008826 | [10 empty] | St. HilaireMN
Black Oak | Black Oak | AR | Arkansas | 5031 | Craighead | 35.8365 | -90.3677 | 264 | 243 | polygon | FALSE | TRUE | America/Chicago | 3 | 72414 | 1840015369 | [10 empty] | Black OakAR
Barry | Barry | TX | Texas | 48349 | Navarro | 32.0998 | -96.6377 | 264 | 231 | polygon | FALSE | TRUE | America/Chicago | 3 | 75102 | 1840019503 | [10 empty] | BarryTX
Mount Clare | Mount Clare | IL | Illinois | 17117 | Macoupin | 39.1002 | -89.8253 | 263 | 67 | polygon | FALSE | TRUE | America/Chicago | 3 | 62033 62009 | 1840012657 | [10 empty] | Mount ClareIL
Toronto | Toronto | KS | Kansas | 20207 | Woodson | 37.7985 | -95.9498 | 263 | 279 | polygon | FALSE | TRUE | America/Chicago | 3 | 66777 | 1840010844 | [10 empty] | TorontoKS
Fayette | Fayette | UT | Utah | 49039 | Sanpete | 39.2248 | -111.8542 | 263 | 257 | polygon | FALSE | TRUE | America/Denver | 3 | 84630 | 1840021437 | [10 empty] | FayetteUT
Blain | Blain | PA | Pennsylvania | 42099 | Perry | 40.3365 | -77.5124 | 263 | 319 | polygon | FALSE | TRUE | America/New_York | 3 | 17006 | 1840001299 | [10 empty] | BlainPA
Dixie Inn | Dixie Inn | LA | Louisiana | 22119 | Webster | 32.5968 | -93.3317 | 263 | 209 | polygon | FALSE | TRUE | America/Chicago | 3 | 71055 | 1840018062 | [10 empty] | Dixie InnLA
Defiance | Defiance | IA | Iowa | 19165 | Shelby | 41.8254 | -95.3404 | 263 | 257 | polygon | FALSE | TRUE | America/Chicago | 3 | 51527 | 1840007058 | [10 empty] | DefianceIA
Climax | Climax | MN | Minnesota | 27119 | Polk | 47.6095 | -96.8122 | 263 | 108 | polygon | FALSE | TRUE | America/Chicago | 3 | 56523 | 1840006603 | [10 empty] | ClimaxMN
Pulaski | Pulaski | GA | Georgia | 13043 | Candler | 32.3904 | -81.9566 | 263 | 127 | polygon | FALSE | TRUE | America/New_York | 3 | 30439 30451 | 1840018104 | [10 empty] | PulaskiGA
Braden | Braden | TN | Tennessee | 47047 | Fayette | 35.3685 | -89.5718 | 263 | 27 | polygon | FALSE | TRUE | America/Chicago | 3 | 38049 | 1840015460 | [10 empty] | BradenTN
Wheeling | Wheeling | MO | Missouri | 29117 | Livingston | 39.7862 | -93.386 | 263 | 316 | polygon | FALSE | TRUE | America/Chicago | 3 | 64688 | 1840010562 | [10 empty] | WheelingMO
Coulter | Coulter | IA | Iowa | 19069 | Franklin | 42.733 | -93.3701 | 263 | 41 | polygon | FALSE | TRUE | America/Chicago | 3 | 50441 50431 50452 | 1840006909 | [10 empty] | CoulterIA
Sturgis | Sturgis | MS | Mississippi | 28105 | Oktibbeha | 33.3452 | -89.0458 | 263 | 78 | polygon | FALSE | TRUE | America/Chicago | 3 | 39769 | 1840016844 | [10 empty] | SturgisMS
Jamestown | Jamestown | KS | Kansas | 20029 | Cloud | 39.5996 | -97.8613 | 263 | 346 | polygon | FALSE | TRUE | America/Chicago | 3 | 66948 | 1840008454 | [10 empty] | JamestownKS
Murdock | Murdock | MN | Minnesota | 27151 | Swift | 45.2234 | -95.3946 | 263 | 163 | polygon | FALSE | TRUE | America/Chicago | 3 | 56271 | 1840007804 | [10 empty] | MurdockMN
Ashland | Ashland | LA | Louisiana | 22069 | Natchitoches | 32.1164 | -93.1171 | 263 | 3 | polygon | FALSE | TRUE | America/Chicago | 3 | 71070 71002 | 1840018138 | [10 empty] | AshlandLA
Quinwood | Quinwood | WV | West Virginia | 54025 | Greenbrier | 38.0586 | -80.706 | 263 | 293 | polygon | FALSE | TRUE | America/New_York | 3 | 25981 | 1840006289 | [10 empty] | QuinwoodWV
Stoney Point | Stoney Point | OK | Oklahoma | 40135 | Sequoyah | 35.5847 | -94.6635 | 263 | 4 | polygon | FALSE | FALSE | America/Chicago | 3 | 74955 | 1840034653 | [10 empty] | Stoney PointOK
Gifford | Gifford | SC | South Carolina | 45049 | Hampton | 32.86 | -81.2385 | 263 | 105 | polygon | FALSE | TRUE | America/New_York | 3 | 29923 | 1840016926 | [10 empty] | GiffordSC
Cragsmoor | Cragsmoor | NY | New York | 36111 | Ulster | 41.6664 | -74.3905 | 263 | 21 | polygon | FALSE | FALSE | America/New_York | 3 | 12566 12420 | 1840004704 | [10 empty] | CragsmoorNY
Greensboro Bend | Greensboro Bend | VT | Vermont | 50019 | Orleans | 44.5583 | -72.2642 | 263 | 45 | polygon | FALSE | FALSE | America/New_York | 3 | 5842 | 1840025331 | [10 empty] | Greensboro BendVT
Downing | Downing | WI | Wisconsin | 55033 | Dunn | 45.0498 | -92.1243 | 263 | 34 | polygon | FALSE | TRUE | America/Chicago | 3 | 54734 | 1840002145 | [10 empty] | DowningWI
Los Alvarez | Los Alvarez | TX | Texas | 48427 | Starr | 26.3859 | -98.899 | 263 | 1075 | polygon | FALSE | FALSE | America/Chicago | 3 | 78582 | 1840037060 | [10 empty] | Los AlvarezTX
High Bridge | High Bridge | KY | Kentucky | 21113 | Jessamine | 37.8299 | -84.7096 | 263 | 46 | polygon | FALSE | FALSE | America/New_York | 3 | 40390 | 1840026799 | [10 empty] | High BridgeKY
Newington | Newington | GA | Georgia | 13251 | Screven | 32.5888 | -81.5063 | 262 | 124 | polygon | FALSE | TRUE | America/New_York | 3 | 30446 | 1840016922 | [10 empty] | NewingtonGA
Langston | Langston | AL | Alabama | 1071 | Jackson | 34.5374 | -86.0899 | 262 | 20 | polygon | FALSE | TRUE | America/Chicago | 3 | 35755 | 1840016524 | [10 empty] | LangstonAL
Worley | Worley | ID | Idaho | 16055 | Kootenai | 47.4005 | -116.9193 | 262 | 521 | polygon | FALSE | TRUE | America/Los_Angeles | 3 | 83876 | 1840021100 | [10 empty] | WorleyID
Brookside | Brookside | CO | Colorado | 8043 | Fremont | 38.4135 | -105.1909 | 262 | 213 | polygon | FALSE | TRUE | America/Denver | 3 | 81212 | 1840021493 | [10 empty] | BrooksideCO
Ambler | Ambler | AK | Alaska | 2188 | Northwest Arctic | 67.0897 | -157.8725 | 262 | 9 | polygon | FALSE | TRUE | America/Anchorage | 3 | 99786 | 1840023488 | [10 empty] | AmblerAK
Lindsay | Lindsay | NE | Nebraska | 31141 | Platte | 41.7004 | -97.6938 | 262 | 277 | polygon | FALSE | TRUE | America/Chicago | 3 | 68644 | 1840011450 | [10 empty] | LindsayNE
La Escondida | La Escondida | TX | Texas | 48427 | Starr | 26.3807 | -98.8737 | 262 | 1740 | polygon | FALSE | TRUE | America/Chicago | 3 | 78582 | 1840040931 | [10 empty] | La EscondidaTX
Cove | Cove | UT | Utah | 49005 | Cache | 41.9683 | -111.7793 | 262 | 6 | polygon | FALSE | FALSE | America/Denver | 3 | 84320 84333 | 1840017474 | [10 empty] | CoveUT
Neosho Rapids | Neosho Rapids | KS | Kansas | 20111 | Lyon | 38.3684 | -95.9915 | 262 | 200 | polygon | FALSE | TRUE | America/Chicago | 3 | 66864 | 1840008616 | [10 empty] | Neosho RapidsKS
New Ringgold | New Ringgold | PA | Pennsylvania | 42107 | Schuylkill | 40.6892 | -75.9928 | 262 | 126 | polygon | FALSE | TRUE | America/New_York | 3 | 17960 | 1840002769 | [10 empty] | New RinggoldPA
Hundred | Hundred | WV | West Virginia | 54103 | Wetzel | 39.6836 | -80.4576 | 262 | 201 | polygon | FALSE | TRUE | America/New_York | 3 | 26575 | 1840005669 | [10 empty] | HundredWV
Hornsby | Hornsby | TN | Tennessee | 47069 | Hardeman | 35.2285 | -88.8294 | 262 | 96 | polygon | FALSE | TRUE | America/Chicago | 3 | 38008 38044 | 1840016386 | [10 empty] | HornsbyTN
Renwick | Renwick | IA | Iowa | 19091 | Humboldt | 42.8269 | -93.9813 | 262 | 100 | polygon | FALSE | TRUE | America/Chicago | 3 | 50577 | 1840009084 | [10 empty] | RenwickIA
Climax | Climax | GA | Georgia | 13087 | Decatur | 30.8756 | -84.4312 | 262 | 126 | polygon | FALSE | TRUE | America/New_York | 3 | 39834 | 1840014992 | [10 empty] | ClimaxGA
Almyra | Almyra | AR | Arkansas | 5001 | Arkansas | 34.4057 | -91.4108 | 262 | 260 | polygon | FALSE | TRUE | America/Chicago | 3 | 72003 | 1840015555 | [10 empty] | AlmyraAR
East Gillespie | East Gillespie | IL | Illinois | 17117 | Macoupin | 39.1378 | -89.8127 | 262 | 317 | polygon | FALSE | TRUE | America/Chicago | 3 | 62033 | 1840012653 | [10 empty] | East GillespieIL
Tiro | Tiro | OH | Ohio | 39033 | Crawford | 40.9062 | -82.769 | 262 | 243 | polygon | FALSE | TRUE | America/New_York | 3 | 44887 | 1840011874 | [10 empty] | TiroOH
Garden | Garden | UT | Utah | 49033 | Rich | 41.8866 | -111.4328 | 262 | 3 | polygon | FALSE | FALSE | America/Denver | 3 | 84038 84028 | 1840017478 | [10 empty] | GardenUT
Maalaea | Maalaea | HI | Hawaii | 15009 | Maui | 20.8047 | -156.4898 | 261 | 19 | polygon | FALSE | FALSE | Pacific/Honolulu | 3 | 96793 | 1840029520 | [10 empty] | MaalaeaHI
Knobel | Knobel | AR | Arkansas | 5021 | Clay | 36.32 | -90.6022 | 261 | 239 | polygon | FALSE | TRUE | America/Chicago | 3 | 72435 | 1840014460 | [10 empty] | KnobelAR
Stantonville | Stantonville | TN | Tennessee | 47109 | McNairy | 35.1569 | -88.4302 | 261 | 89 | polygon | FALSE | TRUE | America/Chicago | 3 | 38379 | 1840016412 | [10 empty] | StantonvilleTN
Glencoe | Glencoe | LA | Louisiana | 22101 | St. Mary | 29.8112 | -91.6703 | 261 | 152 | polygon | FALSE | FALSE | America/Chicago | 3 | 70538 | 1840025133 | [10 empty] | GlencoeLA
Genoa | Genoa | WI | Wisconsin | 55123 | Vernon | 43.5735 | -91.2261 | 261 | 282 | polygon | FALSE | TRUE | America/Chicago | 3 | 54632 | 1840002690 | [10 empty] | GenoaWI
Los Altos | Los Altos | TX | Texas | 48479 | Webb | 27.4904 | -99.3858 | 261 | 2649 | polygon | FALSE | FALSE | America/Chicago | 2 | 78043 | 1840037112 | [10 empty] | Los AltosTX
Donnelsville | Donnelsville | OH | Ohio | 39023 | Clark | 39.9154 | -83.9429 | 261 | 317 | polygon | FALSE | TRUE | America/New_York | 3 | 45319 | 1840012434 | [10 empty] | DonnelsvilleOH
Walterhill | Walterhill | TN | Tennessee | 47149 | Rutherford | 35.9573 | -86.3678 | 261 | 33 | polygon | FALSE | FALSE | America/Chicago | 3 | 37130 37085 37129 | 1840013377 | [10 empty] | WalterhillTN
Vanduser | Vanduser | MO | Missouri | 29201 | Scott | 36.991 | -89.6868 | 261 | 784 | polygon | FALSE | TRUE | America/Chicago | 3 | 63784 | 1840013038 | [10 empty] | VanduserMO
Longville | Longville | LA | Louisiana | 22011 | Beauregard | 30.609 | -93.2282 | 261 | 17 | polygon | FALSE | FALSE | America/Chicago | 3 | 70652 | 1840025997 | [10 empty] | LongvilleLA
Milladore | Milladore | WI | Wisconsin | 55141 | Wood | 44.6056 | -89.8552 | 261 | 100 | polygon | FALSE | TRUE | America/Chicago | 3 | 54454 | 1840002337 | [10 empty] | MilladoreWI
Rodessa | Rodessa | LA | Louisiana | 22017 | Caddo | 32.9735 | -93.9969 | 261 | 82 | polygon | FALSE | TRUE | America/Chicago | 3 | 71069 | 1840018059 | [10 empty] | RodessaLA
Salton Sea Beach | Salton Sea Beach | CA | California | 6025 | Imperial | 33.3759 | -116.0115 | 261 | 334 | polygon | FALSE | FALSE | America/Los_Angeles | 3 | 92274 | 1840019375 | [10 empty] | Salton Sea BeachCA
Free Union | Free Union | VA | Virginia | 51003 | Albemarle | 38.1539 | -78.5595 | 261 | 50 | polygon | FALSE | FALSE | America/New_York | 3 | 22901 22940 | 1840026775 | [10 empty] | Free UnionVA
El Moro | El Moro | CO | Colorado | 8071 | Las Animas | 37.2349 | -104.4491 | 261 | 9 | polygon | FALSE | FALSE | America/Denver | 3 | 81082 | 1840024759 | [10 empty] | El MoroCO
Bayard | Bayard | WV | West Virginia | 54023 | Grant | 39.2711 | -79.3662 | 261 | 324 | polygon | FALSE | TRUE | America/New_York | 3 | 26707 | 1840005862 | [10 empty] | BayardWV
Westport | Westport | KY | Kentucky | 21185 | Oldham | 38.4874 | -85.4753 | 261 | 124 | polygon | FALSE | FALSE | America/New_York | 3 | 40077 | 1840024676 | [10 empty] | WestportKY
Donaldson | Donaldson | PA | Pennsylvania | 42107 | Schuylkill | 40.6364 | -76.4046 | 261 | 884 | polygon | FALSE | FALSE | America/New_York | 3 | 17981 | 1840005208 | [10 empty] | DonaldsonPA
Schneider | Schneider | IN | Indiana | 18089 | Lake | 41.1925 | -87.4457 | 260 | 128 | polygon | FALSE | TRUE | America/Chicago | 3 | 46376 | 1840010223 | [10 empty] | SchneiderIN
Ransom | Ransom | KS | Kansas | 20135 | Ness | 38.6366 | -99.9328 | 260 | 286 | polygon | FALSE | TRUE | America/Chicago | 3 | 67572 | 1840009648 | [10 empty] | RansomKS
Berry | Berry | KY | Kentucky | 21097 | Harrison | 38.5206 | -84.3838 | 260 | 394 | polygon | FALSE | TRUE | America/New_York | 3 | 41003 | 1840013189 | [10 empty] | BerryKY
Carlton | Carlton | GA | Georgia | 13195 | Madison | 34.0427 | -83.0386 | 260 | 99 | polygon | FALSE | TRUE | America/New_York | 3 | 30627 | 1840014724 | [10 empty] | CarltonGA
Hillrose | Hillrose | CO | Colorado | 8087 | Morgan | 40.3245 | -103.5222 | 260 | 532 | polygon | FALSE | TRUE | America/Denver | 3 | 80733 | 1840021404 | [10 empty] | HillroseCO
Cornfields | Cornfields | AZ | Arizona | 4001 | Apache | 35.6515 | -109.6756 | 260 | 259 | polygon | FALSE | FALSE | America/Denver | 3 | 86505 | 1840022619 | [10 empty] | CornfieldsAZ
Emmett | Emmett | MI | Michigan | 26147 | St. Clair | 42.9934 | -82.7653 | 260 | 66 | polygon | FALSE | TRUE | America/Detroit | 3 | 48022 | 1840013155 | [10 empty] | EmmettMI
Chidester | Chidester | AR | Arkansas | 5103 | Ouachita | 33.702 | -93.0238 | 260 | 18 | polygon | FALSE | TRUE | America/Chicago | 3 | 71726 | 1840014799 | [10 empty] | ChidesterAR
Otis | Otis | KS | Kansas | 20165 | Rush | 38.5348 | -99.0534 | 260 | 320 | polygon | FALSE | TRUE | America/Chicago | 3 | 67565 | 1840009655 | [10 empty] | OtisKS
McNabb | McNabb | IL | Illinois | 17155 | Putnam | 41.177 | -89.2096 | 260 | 565 | polygon | FALSE | TRUE | America/Chicago | 3 | 61335 | 1840011688 | [10 empty] | McNabbIL
Shiloh | Shiloh | SC | South Carolina | 45085 | Sumter | 33.9461 | -80.0208 | 260 | 10 | polygon | FALSE | FALSE | America/New_York | 3 | 29080 | 1840013668 | [10 empty] | ShilohSC
Melrose | Melrose | OH | Ohio | 39125 | Paulding | 41.0887 | -84.4201 | 260 | 117 | polygon | FALSE | TRUE | America/New_York | 3 | 45873 45861 | 1840011725 | [10 empty] | MelroseOH
Maquon | Maquon | IL | Illinois | 17095 | Knox | 40.798 | -90.1632 | 260 | 619 | polygon | FALSE | TRUE | America/Chicago | 3 | 61458 | 1840011766 | [10 empty] | MaquonIL
Richburg | Richburg | SC | South Carolina | 45023 | Chester | 34.7167 | -81.0196 | 260 | 114 | polygon | FALSE | TRUE | America/New_York | 3 | 29729 | 1840017924 | [10 empty] | RichburgSC
Earl | Earl | NC | North Carolina | 37045 | Cleveland | 35.1954 | -81.534 | 260 | 116 | polygon | FALSE | TRUE | America/New_York | 3 | 28073 28152 | 1840016334 | [10 empty] | EarlNC
Robertsville | Robertsville | OH | Ohio | 39151 | Stark | 40.7619 | -81.194 | 260 | 322 | polygon | FALSE | FALSE | America/New_York | 3 | 44670 44730 | 1840026393 | [10 empty] | RobertsvilleOH
Moran | Moran | TX | Texas | 48417 | Shackelford | 32.5471 | -99.1663 | 260 | 236 | polygon | FALSE | TRUE | America/Chicago | 3 | 76464 | 1840020729 | [10 empty] | MoranTX
Orrstown | Orrstown | PA | Pennsylvania | 42055 | Franklin | 40.0589 | -77.6081 | 260 | 1579 | polygon | FALSE | TRUE | America/New_York | 3 | 17244 | 1840001414 | [10 empty] | OrrstownPA
Walkerville | Walkerville | MI | Michigan | 26127 | Oceana | 43.7143 | -86.1259 | 260 | 80 | polygon | FALSE | TRUE | America/Detroit | 3 | 49459 | 1840010960 | [10 empty] | WalkervilleMI
Prado Verde | Prado Verde | TX | Texas | 48141 | El Paso | 31.8898 | -106.6135 | 259 | 769 | polygon | FALSE | FALSE | America/Denver | 3 | 79932 | 1840037068 | [10 empty] | Prado VerdeTX
Medicine Bow | Medicine Bow | WY | Wyoming | 56007 | Carbon | 41.8995 | -106.2019 | 259 | 28 | polygon | FALSE | TRUE | America/Denver | 3 | 82329 | 1840022370 | [10 empty] | Medicine BowWY
Louin | Louin | MS | Mississippi | 28061 | Jasper | 32.0722 | -89.2626 | 259 | 16 | polygon | FALSE | TRUE | America/Chicago | 3 | 39338 | 1840017035 | [10 empty] | LouinMS
Henderson | Henderson | WV | West Virginia | 54053 | Mason | 38.8304 | -82.136 | 259 | 239 | polygon | FALSE | TRUE | America/New_York | 3 | 25106 | 1840006047 | [10 empty] | HendersonWV
Linneus | Linneus | MO | Missouri | 29115 | Linn | 39.8767 | -93.1868 | 259 | 93 | polygon | FALSE | TRUE | America/Chicago | 3 | 64653 | 1840009487 | [10 empty] | LinneusMO
Lake Tekakwitha | Lake Tekakwitha | MO | Missouri | 29099 | Jefferson | 38.4415 | -90.7154 | 259 | 500 | polygon | FALSE | TRUE | America/Chicago | 3 | 63069 | 1840042209 | [10 empty] | Lake TekakwithaMO
Dickens | Dickens | TX | Texas | 48125 | Dickens | 33.6213 | -100.8368 | 259 | 104 | polygon | FALSE | TRUE | America/Chicago | 3 | 79229 | 1840019335 | [10 empty] | DickensTX
Dwight | Dwight | KS | Kansas | 20127 | Morris | 38.8449 | -96.5921 | 259 | 276 | polygon | FALSE | TRUE | America/Chicago | 3 | 66849 | 1840008602 | [10 empty] | DwightKS
Mulhall | Mulhall | OK | Oklahoma | 40083 | Logan | 36.0917 | -97.3615 | 259 | 122 | polygon | FALSE | TRUE | America/Chicago | 3 | 73073 73063 | 1840034469 | [10 empty] | MulhallOK
Sammons Point | Sammons Point | IL | Illinois | 17091 | Kankakee | 41.0313 | -87.8592 | 259 | 54 | polygon | FALSE | TRUE | America/Chicago | 3 | 60901 60922 | 1840011702 | [10 empty] | Sammons PointIL
Kingsville | Kingsville | MO | Missouri | 29101 | Johnson | 38.7437 | -94.0697 | 259 | 338 | polygon | FALSE | TRUE | America/Chicago | 3 | 64061 | 1840008576 | [10 empty] | KingsvilleMO
Shaktoolik | Shaktoolik | AK | Alaska | 2180 | Nome | 64.3567 | -161.1972 | 259 | 93 | polygon | FALSE | TRUE | America/Anchorage | 3 | 99771 | 1840023497 | [10 empty] | ShaktoolikAK
Gulfcrest | Gulfcrest | AL | Alabama | 1097 | Mobile | 30.9925 | -88.2399 | 259 | 66 | polygon | FALSE | FALSE | America/Chicago | 3 | 36521 | 1840025982 | [10 empty] | GulfcrestAL
Iroquois | Iroquois | SD | South Dakota | 46077 | Kingsbury | 44.3679 | -97.8495 | 259 | 161 | polygon | FALSE | TRUE | America/Chicago | 3 | 57353 | 1840002501 | [10 empty] | IroquoisSD
Perrytown | Perrytown | AR | Arkansas | 5057 | Hempstead | 33.6973 | -93.5342 | 259 | 71 | polygon | FALSE | TRUE | America/Chicago | 3 | 71801 | 1840016765 | [10 empty] | PerrytownAR
White Oak | White Oak | OK | Oklahoma | 40035 | Craig | 36.6098 | -95.2763 | 259 | 16 | polygon | FALSE | FALSE | America/Chicago | 3 | 74301 | 1840024818 | [10 empty] | White OakOK
Brashear | Brashear | MO | Missouri | 29001 | Adair | 40.1484 | -92.3787 | 259 | 285 | polygon | FALSE | TRUE | America/Chicago | 3 | 63533 | 1840005482 | [10 empty] | BrashearMO
East Point | East Point | AL | Alabama | 1043 | Cullman | 34.1859 | -86.7927 | 259 | 104 | polygon | FALSE | FALSE | America/Chicago | 3 | 35058 35055 | 1840025861 | [10 empty] | East PointAL
Mallard | Mallard | IA | Iowa | 19147 | Palo Alto | 42.9394 | -94.6832 | 258 | 245 | polygon | FALSE | TRUE | America/Chicago | 3 | 50562 | 1840009055 | [10 empty] | MallardIA
Brule | Brule | WI | Wisconsin | 55031 | Douglas | 46.5589 | -91.5712 | 258 | 37 | polygon | FALSE | FALSE | America/Chicago | 3 | 54820 | 1840026064 | [10 empty] | BruleWI
Alpine | Alpine | CO | Colorado | 8105 | Rio Grande | 37.6877 | -106.586 | 258 | 94 | polygon | FALSE | FALSE | America/Denver | 3 | 81154 | 1840024757 | [10 empty] | AlpineCO
Toccopola | Toccopola | MS | Mississippi | 28115 | Pontotoc | 34.2561 | -89.2211 | 258 | 11 | polygon | FALSE | TRUE | America/Chicago | 3 | 38871 38863 | 1840016680 | [10 empty] | ToccopolaMS
Easton | Easton | KS | Kansas | 20103 | Leavenworth | 39.345 | -95.1171 | 258 | 686 | polygon | FALSE | TRUE | America/Chicago | 3 | 66020 | 1840008507 | [10 empty] | EastonKS
Bovill | Bovill | ID | Idaho | 16057 | Latah | 46.8585 | -116.3935 | 258 | 625 | polygon | FALSE | TRUE | America/Los_Angeles | 3 | 83823 83806 | 1840018460 | [10 empty] | BovillID
Eckley | Eckley | CO | Colorado | 8125 | Yuma | 40.1123 | -102.4883 | 258 | 210 | polygon | FALSE | TRUE | America/Denver | 3 | 80727 | 1840021414 | [10 empty] | EckleyCO
Rowena | Rowena | OR | Oregon | 41065 | Wasco | 45.6701 | -121.2749 | 258 | 55 | polygon | FALSE | FALSE | America/Los_Angeles | 3 | 97058 | 1840018563 | [10 empty] | RowenaOR
Temperanceville | Temperanceville | VA | Virginia | 51001 | Accomack | 37.8991 | -75.5526 | 258 | 29 | polygon | FALSE | FALSE | America/New_York | 3 | 23442 | 1840024747 | [10 empty] | TemperancevilleVA
Glenbrook | Glenbrook | NV | Nevada | 32005 | Douglas | 39.0986 | -119.9341 | 258 | 26 | polygon | FALSE | FALSE | America/Los_Angeles | 3 | 89413 | 1840024556 | [10 empty] | GlenbrookNV
Dripping Springs | Dripping Springs | AZ | Arizona | 4007 | Gila | 33.105 | -110.7551 | 258 | 14 | polygon | FALSE | TRUE | America/Phoenix | 3 | 85192 | 1840075316 | [10 empty] | Dripping SpringsAZ
Snelling | Snelling | SC | South Carolina | 45011 | Barnwell | 33.2416 | -81.4622 | 258 | 24 | polygon | FALSE | TRUE | America/New_York | 3 | 29812 | 1840018026 | [10 empty] | SnellingSC
Huslia | Huslia | AK | Alaska | 2290 | Yukon-Koyukuk | 65.7002 | -156.3386 | 258 | 6 | polygon | FALSE | TRUE | America/Anchorage | 3 | 99746 | 1840023451 | [10 empty] | HusliaAK
Wardensville | Wardensville | WV | West Virginia | 54031 | Hardy | 39.0768 | -78.5932 | 258 | 306 | polygon | FALSE | TRUE | America/New_York | 3 | 26851 | 1840005905 | [10 empty] | WardensvilleWV
Itmann | Itmann | WV | West Virginia | 54109 | Wyoming | 37.5735 | -81.4145 | 258 | 100 | polygon | FALSE | FALSE | America/New_York | 3 | 24847 | 1840038256 | [10 empty] | ItmannWV
Klagetoh | Klagetoh | AZ | Arizona | 4001 | Apache | 35.5011 | -109.5283 | 258 | 297 | polygon | FALSE | FALSE | America/Denver | 3 | 86502 86505 | 1840022622 | [10 empty] | KlagetohAZ
Repton | Repton | AL | Alabama | 1035 | Conecuh | 31.4097 | -87.2393 | 258 | 104 | polygon | FALSE | TRUE | America/Chicago | 3 | 36475 | 1840018171 | [10 empty] | ReptonAL
Willow Creek | Willow Creek | MT | Montana | 30031 | Gallatin | 45.8178 | -111.6402 | 258 | 36 | polygon | FALSE | FALSE | America/Denver | 3 | 59752 59760 | 1840018507 | [10 empty] | Willow CreekMT
Talmo | Talmo | GA | Georgia | 13157 | Jackson | 34.1831 | -83.7209 | 257 | 35 | polygon | FALSE | TRUE | America/New_York | 3 | 30567 30575 | 1840016714 | [10 empty] | TalmoGA
Dryville | Dryville | PA | Pennsylvania | 42011 | Berks | 40.4623 | -75.7532 | 257 | 71 | polygon | FALSE | FALSE | America/New_York | 3 | 19522 19539 | 1840035280 | [10 empty] | DryvillePA
Hendricks | Hendricks | WV | West Virginia | 54093 | Tucker | 39.0754 | -79.6299 | 257 | 290 | polygon | FALSE | TRUE | America/New_York | 3 | 26271 | 1840005887 | [10 empty] | HendricksWV
Fayetteville | Fayetteville | TX | Texas | 48149 | Fayette | 29.9063 | -96.6758 | 257 | 197 | polygon | FALSE | TRUE | America/Chicago | 3 | 78940 | 1840020933 | [10 empty] | FayettevilleTX
Lyman | Lyman | UT | Utah | 49055 | Wayne | 38.3966 | -111.5894 | 257 | 54 | polygon | FALSE | TRUE | America/Denver | 3 | 84747 84749 | 1840021507 | [10 empty] | LymanUT
Skidmore | Skidmore | MO | Missouri | 29147 | Nodaway | 40.288 | -95.0795 | 257 | 300 | polygon | FALSE | TRUE | America/Chicago | 3 | 64487 | 1840009417 | [10 empty] | SkidmoreMO
Geneseo | Geneseo | KS | Kansas | 20159 | Rice | 38.517 | -98.1545 | 257 | 169 | polygon | FALSE | TRUE | America/Chicago | 3 | 67444 | 1840008650 | [10 empty] | GeneseoKS
Mingus | Mingus | TX | Texas | 48363 | Palo Pinto | 32.5363 | -98.4249 | 257 | 64 | polygon | FALSE | TRUE | America/Chicago | 3 | 76463 | 1840020690 | [10 empty] | MingusTX
Dubberly | Dubberly | LA | Louisiana | 22119 | Webster | 32.5413 | -93.2373 | 257 | 25 | polygon | FALSE | TRUE | America/Chicago | 3 | 71024 | 1840018064 | [10 empty] | DubberlyLA
Floridatown | Floridatown | FL | Florida | 12113 | Santa Rosa | 30.5828 | -87.1615 | 257 | 248 | polygon | FALSE | FALSE | America/Chicago | 3 | 32571 | 1840027009 | [10 empty] | FloridatownFL
Indianola | Indianola | IL | Illinois | 17183 | Vermilion | 39.927 | -87.7403 | 257 | 255 | polygon | FALSE | TRUE | America/Chicago | 3 | 61850 | 1840012178 | [10 empty] | IndianolaIL
Copake Hamlet | Copake Hamlet | NY | New York | 36021 | Columbia | 42.1041 | -73.5494 | 257 | 122 | polygon | FALSE | FALSE | America/New_York | 3 | 12516 | 1840043451 | [10 empty] | Copake HamletNY
Corunna | Corunna | IN | Indiana | 18033 | DeKalb | 41.4359 | -85.144 | 256 | 553 | polygon | FALSE | TRUE | America/Indiana/Indianapolis | 3 | 46730 | 1840009277 | [10 empty] | CorunnaIN
Johnson | Johnson | OK | Oklahoma | 40125 | Pottawatomie | 35.4056 | -96.8418 | 256 | 25 | polygon | FALSE | TRUE | America/Chicago | 3 | 74804 | 1840021789 | [10 empty] | JohnsonOK
Walker | Walker | MO | Missouri | 29217 | Vernon | 37.8989 | -94.2307 | 256 | 317 | polygon | FALSE | TRUE | America/Chicago | 3 | 64790 | 1840010842 | [10 empty] | WalkerMO
Halbur | Halbur | IA | Iowa | 19027 | Carroll | 42.0051 | -94.972 | 256 | 506 | polygon | FALSE | TRUE | America/Chicago | 3 | 51401 51444 | 1840007001 | [10 empty] | HalburIA
Bay View | Bay View | MI | Michigan | 26047 | Emmet | 45.3834 | -84.9304 | 256 | 156 | polygon | FALSE | FALSE | America/Detroit | 3 | 49770 | 1840031566 | [10 empty] | Bay ViewMI
Plattville | Plattville | IL | Illinois | 17093 | Kendall | 41.5343 | -88.3835 | 256 | 43 | polygon | FALSE | TRUE | America/Chicago | 3 | 60560 | 1840011509 | [10 empty] | PlattvilleIL
Dedham | Dedham | IA | Iowa | 19027 | Carroll | 41.9087 | -94.8232 | 256 | 170 | polygon | FALSE | TRUE | America/Chicago | 3 | 51440 | 1840007002 | [10 empty] | DedhamIA
Cedar Point | Cedar Point | IL | Illinois | 17099 | LaSalle | 41.2651 | -89.126 | 256 | 96 | polygon | FALSE | TRUE | America/Chicago | 3 | 61316 61354 | 1840010233 | [10 empty] | Cedar PointIL
Hewitt | Hewitt | MN | Minnesota | 27153 | Todd | 46.324 | -95.0902 | 256 | 47 | polygon | FALSE | TRUE | America/Chicago | 3 | 56453 | 1840006668 | [10 empty] | HewittMN
Heath | Heath | AL | Alabama | 1039 | Covington | 31.3579 | -86.4673 | 256 | 111 | polygon | FALSE | TRUE | America/Chicago | 3 | 36421 | 1840015867 | [10 empty] | HeathAL
Lucky | Lucky | LA | Louisiana | 22013 | Bienville | 32.2443 | -93.0158 | 256 | 12 | polygon | FALSE | TRUE | America/Chicago | 3 | 71008 71016 | 1840018099 | [10 empty] | LuckyLA
Chambers | Chambers | NE | Nebraska | 31089 | Holt | 42.2047 | -98.7486 | 256 | 97 | polygon | FALSE | TRUE | America/Chicago | 3 | 68725 | 1840010089 | [10 empty] | ChambersNE
Kensett | Kensett | IA | Iowa | 19195 | Worth | 43.3534 | -93.2106 | 256 | 64 | polygon | FALSE | TRUE | America/Chicago | 3 | 50448 | 1840007967 | [10 empty] | KensettIA
Matlacha Isles-Matlacha Shores | Matlacha Isles-Matlacha Shores | FL | Florida | 12071 | Lee | 26.634 | -82.0589 | 256 | 494 | polygon | FALSE | TRUE | America/New_York | 3 | 33991 33993 | 1840073863 | [10 empty] | Matlacha Isles-Matlacha ShoresFL
Witherbee | Witherbee | NY | New York | 36031 | Essex | 44.0837 | -73.5371 | 256 | 134 | polygon | FALSE | FALSE | America/New_York | 3 | 12998 | 1840023958 | [10 empty] | WitherbeeNY
Waterloo | Waterloo | OR | Oregon | 41043 | Linn | 44.4948 | -122.8243 | 256 | 802 | polygon | FALSE | TRUE | America/Los_Angeles | 3 | 97355 | 1840022350 | [10 empty] | WaterlooOR
Parrott | Parrott | VA | Virginia | 51155 | Pulaski | 37.2168 | -80.6242 | 256 | 29 | polygon | FALSE | FALSE | America/New_York | 3 | 24132 | 1840024804 | [10 empty] | ParrottVA
Marietta | Marietta | MS | Mississippi | 28117 | Prentiss | 34.4999 | -88.4726 | 255 | 55 | polygon | FALSE | TRUE | America/Chicago | 3 | 38856 | 1840016600 | [10 empty] | MariettaMS
Greenhorn | Greenhorn | CA | California | 6063 | Plumas | 39.903 | -120.759 | 255 | 14 | polygon | FALSE | FALSE | America/Los_Angeles | 3 | 95971 | 1840028344 | [10 empty] | GreenhornCA
Scranton | Scranton | ND | North Dakota | 38011 | Bowman | 46.1498 | -103.1429 | 255 | 143 | polygon | FALSE | TRUE | America/Denver | 3 | 58653 | 1840001989 | [10 empty] | ScrantonND
Plainville | Plainville | IL | Illinois | 17001 | Adams | 39.7847 | -91.1817 | 255 | 419 | polygon | FALSE | TRUE | America/Chicago | 3 | 62365 | 1840012370 | [10 empty] | PlainvilleIL
Bushton | Bushton | KS | Kansas | 20159 | Rice | 38.5124 | -98.3959 | 255 | 431 | polygon | FALSE | TRUE | America/Chicago | 3 | 67427 | 1840007499 | [10 empty] | BushtonKS
Arcadia | Arcadia | MI | Michigan | 26101 | Manistee | 44.4931 | -86.2369 | 255 | 188 | polygon | FALSE | FALSE | America/Detroit | 3 | 49613 | 1840023960 | [10 empty] | ArcadiaMI
Sasser | Sasser | GA | Georgia | 13273 | Terrell | 31.7199 | -84.3478 | 255 | 126 | polygon | FALSE | TRUE | America/New_York | 3 | 39842 39885 | 1840018155 | [10 empty] | SasserGA
Garvin | Garvin | OK | Oklahoma | 40089 | McCurtain | 33.9559 | -94.9348 | 255 | 51 | polygon | FALSE | TRUE | America/Chicago | 3 | 74736 | 1840021909 | [10 empty] | GarvinOK
Goshen | Goshen | AL | Alabama | 1109 | Pike | 31.7182 | -86.1242 | 255 | 38 | polygon | FALSE | TRUE | America/Chicago | 3 | 36035 | 1840003403 | [10 empty] | GoshenAL
Yorkville | Yorkville | TN | Tennessee | 47053 | Gibson | 36.0976 | -89.1184 | 255 | 75 | polygon | FALSE | TRUE | America/Chicago | 3 | 38059 38330 | 1840015341 | [10 empty] | YorkvilleTN
Deloit | Deloit | IA | Iowa | 19047 | Crawford | 42.0971 | -95.3175 | 255 | 236 | polygon | FALSE | TRUE | America/Chicago | 3 | 51441 | 1840007007 | [10 empty] | DeloitIA
Clarksdale | Clarksdale | MO | Missouri | 29063 | DeKalb | 39.8139 | -94.5507 | 255 | 304 | polygon | FALSE | TRUE | America/Chicago | 3 | 64430 | 1840007274 | [10 empty] | ClarksdaleMO
Ponderosa | Ponderosa | NM | New Mexico | 35043 | Sandoval | 35.6555 | -106.6544 | 255 | 10 | polygon | FALSE | FALSE | America/Denver | 3 | 87044 | 1840019065 | [10 empty] | PonderosaNM
Kremlin | Kremlin | OK | Oklahoma | 40047 | Garfield | 36.5466 | -97.8324 | 255 | 386 | polygon | FALSE | TRUE | America/Chicago | 3 | 73753 | 1840021651 | [10 empty] | KremlinOK
Fulton | Fulton | OH | Ohio | 39117 | Morrow | 40.4629 | -82.828 | 255 | 601 | polygon | FALSE | TRUE | America/New_York | 3 | 43321 | 1840012022 | [10 empty] | FultonOH
Charleston Park | Charleston Park | FL | Florida | 12071 | Lee | 26.7057 | -81.5807 | 254 | 783 | polygon | FALSE | FALSE | America/New_York | 3 | 33920 | 1840028976 | [10 empty] | Charleston ParkFL
Valle | Valle | AZ | Arizona | 4005 | Coconino | 35.6245 | -112.135 | 254 | 0 | polygon | FALSE | FALSE | America/Phoenix | 3 | 86046 | 1840022592 | [10 empty] | ValleAZ
Rocheport | Rocheport | MO | Missouri | 29019 | Boone | 38.9785 | -92.5633 | 254 | 296 | polygon | FALSE | TRUE | America/Chicago | 3 | 65274 65279 | 1840009677 | [10 empty] | RocheportMO
Diller | Diller | NE | Nebraska | 31095 | Jefferson | 40.1089 | -96.9374 | 254 | 234 | polygon | FALSE | TRUE | America/Chicago | 3 | 68342 | 1840012287 | [10 empty] | DillerNE
Freedom Acres | Freedom Acres | AZ | Arizona | 4007 | Gila | 34.3199 | -111.3051 | 254 | 55 | polygon | FALSE | FALSE | America/Phoenix | 3 | 85541 | 1840027968 | [10 empty] | Freedom AcresAZ
Corwith | Corwith | IA | Iowa | 19081 | Hancock | 42.989 | -93.9581 | 254 | 66 | polygon | FALSE | TRUE | America/Chicago | 3 | 50430 | 1840006878 | [10 empty] | CorwithIA
Echo | Echo | MN | Minnesota | 27173 | Yellow Medicine | 44.6218 | -95.4115 | 254 | 96 | polygon | FALSE | TRUE | America/Chicago | 3 | 56237 | 1840007850 | [10 empty] | EchoMN
Howell | Howell | UT | Utah | 49003 | Box Elder | 41.7733 | -112.445 | 254 | 2 | polygon | FALSE | TRUE | America/Denver | 3 | 84316 | 1840021333 | [10 empty] | HowellUT
Herminie | Herminie | PA | Pennsylvania | 42129 | Westmoreland | 40.2633 | -79.7138 | 254 | 403 | polygon | FALSE | FALSE | America/New_York | 3 | 15637 | 1840005388 | [10 empty] | HerminiePA
Albion | Albion | CA | California | 6045 | Mendocino | 39.2256 | -123.7564 | 254 | 54 | polygon | FALSE | FALSE | America/Los_Angeles | 3 | 95410 | 1840025579 | [10 empty] | AlbionCA
Morrison Crossroads | Morrison Crossroads | AL | Alabama | 1111 | Randolph | 33.4198 | -85.4903 | 254 | 18 | polygon | FALSE | TRUE | America/Chicago | 3 | 36280 | 1840037831 | [10 empty] | Morrison CrossroadsAL
Glenwood | Glenwood | WA | Washington | 53039 | Klickitat | 46.0228 | -121.2925 | 254 | 104 | polygon | FALSE | FALSE | America/Los_Angeles | 3 | 98619 | 1840037769 | [10 empty] | GlenwoodWA
Sanford | Sanford | AL | Alabama | 1039 | Covington | 31.3006 | -86.3975 | 254 | 23 | polygon | FALSE | TRUE | America/Chicago | 3 | 36420 36421 | 1840018178 | [10 empty] | SanfordAL
Wolbach | Wolbach | NE | Nebraska | 31077 | Greeley | 41.4013 | -98.394 | 254 | 142 | polygon | FALSE | TRUE | America/Chicago | 3 | 68882 | 1840011464 | [10 empty] | WolbachNE
Wellsville | Wellsville | PA | Pennsylvania | 42133 | York | 40.0512 | -76.9408 | 254 | 682 | polygon | FALSE | TRUE | America/New_York | 3 | 17365 | 1840001466 | [10 empty] | WellsvillePA
La Motte | La Motte | IA | Iowa | 19097 | Jackson | 42.2956 | -90.6233 | 254 | 216 | polygon | FALSE | TRUE | America/Chicago | 3 | 52054 | 1840008091 | [10 empty] | La MotteIA
Davenport Center | Davenport Center | NY | New York | 36025 | Delaware | 42.4459 | -74.9088 | 254 | 31 | polygon | FALSE | FALSE | America/New_York | 3 | 13751 13820 | 1840025501 | [10 empty] | Davenport CenterNY
Midville | Midville | GA | Georgia | 13033 | Burke | 32.8218 | -82.2347 | 254 | 49 | polygon | FALSE | TRUE | America/New_York | 3 | 30441 | 1840014846 | [10 empty] | MidvilleGA
Rock River | Rock River | WY | Wyoming | 56001 | Albany | 41.7317 | -105.9752 | 254 | 42 | polygon | FALSE | TRUE | America/Denver | 3 | 82083 | 1840021315 | [10 empty] | Rock RiverWY
Trowbridge | Trowbridge | CA | California | 6101 | Sutter | 38.9264 | -121.5148 | 254 | 14 | polygon | FALSE | FALSE | America/Los_Angeles | 3 | 95659 95674 | 1840024527 | [10 empty] | TrowbridgeCA
Kaktovik | Kaktovik | AK | Alaska | 2185 | North Slope | 70.123 | -143.6262 | 254 | 126 | polygon | FALSE | TRUE | America/Anchorage | 3 | 99747 | 1840023482 | [10 empty] | KaktovikAK
Prescott | Prescott | MI | Michigan | 26129 | Ogemaw | 44.1916 | -83.9323 | 254 | 88 | polygon | FALSE | TRUE | America/Detroit | 3 | 48756 | 1840010944 | [10 empty] | PrescottMI
Spring Branch | Spring Branch | TX | Texas | 48091 | Comal | 29.8848 | -98.4127 | 254 | 47 | polygon | FALSE | TRUE | America/Chicago | 3 | 78070 | 1840023250 | [10 empty] | Spring BranchTX
Gays | Gays | IL | Illinois | 17139 | Moultrie | 39.4581 | -88.4963 | 254 | 242 | polygon | FALSE | TRUE | America/Chicago | 3 | 61928 | 1840012562 | [10 empty] | GaysIL
White Hills | White Hills | AZ | Arizona | 4015 | Mohave | 35.7242 | -114.4004 | 254 | 1 | polygon | FALSE | FALSE | America/Phoenix | 3 | 86445 86441 | 1840023188 | [10 empty] | White HillsAZ
Long | Long | OK | Oklahoma | 40135 | Sequoyah | 35.4993 | -94.547 | 254 | 12 | polygon | FALSE | FALSE | America/Chicago | 3 | 74948 | 1840017832 | [10 empty] | LongOK
Alice Acres | Alice Acres | TX | Texas | 48249 | Jim Wells | 27.7119 | -98.108 | 254 | 16 | polygon | FALSE | FALSE | America/Chicago | 3 | 78332 | 1840037032 | [10 empty] | Alice AcresTX
Cairo | Cairo | WV | West Virginia | 54085 | Ritchie | 39.2067 | -81.1544 | 254 | 207 | polygon | FALSE | TRUE | America/New_York | 3 | 26337 | 1840005794 | [10 empty] | CairoWV
Dillon Beach | Dillon Beach | CA | California | 6041 | Marin | 38.2436 | -122.956 | 254 | 32 | polygon | FALSE | FALSE | America/Los_Angeles | 3 | 94929 94971 | 1840018883 | [10 empty] | Dillon BeachCA
Tecolotito | Tecolotito | NM | New Mexico | 35047 | San Miguel | 35.2307 | -105.1631 | 254 | 136 | polygon | FALSE | FALSE | America/Denver | 3 | 87711 | 1840024927 | [10 empty] | TecolotitoNM
Benjamin | Benjamin | TX | Texas | 48275 | Knox | 33.5837 | -99.7929 | 254 | 93 | polygon | FALSE | TRUE | America/Chicago | 3 | 79505 | 1840019333 | [10 empty] | BenjaminTX
Rufus | Rufus | OR | Oregon | 41055 | Sherman | 45.6919 | -120.7433 | 253 | 82 | polygon | FALSE | TRUE | America/Los_Angeles | 3 | 97050 | 1840019936 | [10 empty] | RufusOR
Buck Run | Buck Run | PA | Pennsylvania | 42107 | Schuylkill | 40.7068 | -76.3212 | 253 | 194 | polygon | FALSE | FALSE | America/New_York | 3 | 17901 | 1840034881 | [10 empty] | Buck RunPA
Greensburg | Greensburg | MD | Maryland | 24043 | Washington | 39.6806 | -77.5615 | 253 | 241 | polygon | FALSE | FALSE | America/New_York | 3 | 21783 | 1840031481 | [10 empty] | GreensburgMD
Waggoner | Waggoner | IL | Illinois | 17135 | Montgomery | 39.3775 | -89.6527 | 253 | 410 | polygon | FALSE | TRUE | America/Chicago | 3 | 62572 | 1840012646 | [10 empty] | WaggonerIL
Amherst | Amherst | NE | Nebraska | 31019 | Buffalo | 40.8385 | -99.2694 | 253 | 447 | polygon | FALSE | TRUE | America/Chicago | 3 | 68812 | 1840010332 | [10 empty] | AmherstNE
Fowlerton | Fowlerton | IN | Indiana | 18053 | Grant | 40.4095 | -85.5728 | 253 | 499 | polygon | FALSE | TRUE | America/Indiana/Indianapolis | 3 | 46930 46938 | 1840010395 | [10 empty] | FowlertonIN
Parmele | Parmele | NC | North Carolina | 37117 | Martin | 35.819 | -77.3146 | 253 | 82 | polygon | FALSE | TRUE | America/New_York | 3 | 27861 27871 | 1840016208 | [10 empty] | ParmeleNC
Moscow | Moscow | MD | Maryland | 24001 | Allegany | 39.5409 | -79.0074 | 253 | 610 | polygon | FALSE | FALSE | America/New_York | 3 | 21521 | 1840024429 | [10 empty] | MoscowMD
Winston | Winston | MO | Missouri | 29061 | Daviess | 39.8699 | -94.1416 | 253 | 316 | polygon | FALSE | TRUE | America/Chicago | 3 | 64689 | 1840012412 | [10 empty] | WinstonMO
Linn Creek | Linn Creek | MO | Missouri | 29029 | Camden | 38.0457 | -92.7049 | 253 | 75 | polygon | FALSE | TRUE | America/Chicago | 3 | 65052 | 1840009751 | [10 empty] | Linn CreekMO
Granville | Granville | ND | North Dakota | 38049 | McHenry | 48.2663 | -100.8449 | 253 | 307 | polygon | FALSE | TRUE | America/Chicago | 3 | 58741 | 1840000064 | [10 empty] | GranvilleND
Braggs | Braggs | OK | Oklahoma | 40101 | Muskogee | 35.6634 | -95.1986 | 253 | 294 | polygon | FALSE | TRUE | America/Chicago | 3 | 74423 74439 | 1840021718 | [10 empty] | BraggsOK
Wixon Valley | Wixon Valley | TX | Texas | 48041 | Brazos | 30.7639 | -96.3193 | 253 | 54 | polygon | FALSE | TRUE | America/Chicago | 3 | 77808 | 1840022162 | [10 empty] | Wixon ValleyTX
Villard | Villard | MN | Minnesota | 27121 | Pope | 45.7142 | -95.2692 | 253 | 125 | polygon | FALSE | TRUE | America/Chicago | 3 | 56385 | 1840009990 | [10 empty] | VillardMN
Goltry | Goltry | OK | Oklahoma | 40003 | Alfalfa | 36.5319 | -98.1514 | 253 | 260 | polygon | FALSE | TRUE | America/Chicago | 3 | 73739 | 1840021609 | [10 empty] | GoltryOK
Trinity Village | Trinity Village | CA | California | 6105 | Trinity | 40.8789 | -123.5133 | 253 | 24 | polygon | FALSE | FALSE | America/Los_Angeles | 3 | 95527 95563 | 1840025530 | [10 empty] | Trinity VillageCA
Jefferson | Jefferson | PA | Pennsylvania | 42059 | Greene | 39.9305 | -80.0578 | 253 | 519 | polygon | FALSE | TRUE | America/New_York | 3 | 15344 | 1840146258 | [10 empty] | JeffersonPA
Soper | Soper | OK | Oklahoma | 40023 | Choctaw | 34.0322 | -95.6963 | 253 | 361 | polygon | FALSE | TRUE | America/Chicago | 3 | 74759 | 1840022901 | [10 empty] | SoperOK
Fairview | Fairview | KY | Kentucky | 21047 | Christian | 36.8425 | -87.3054 | 253 | 80 | polygon | FALSE | FALSE | America/Chicago | 3 | 42266 | 1840147548 | [10 empty] | FairviewKY
Brookville | Brookville | KS | Kansas | 20169 | Saline | 38.7736 | -97.8645 | 253 | 169 | polygon | FALSE | TRUE | America/Chicago | 3 | 67425 | 1840006086 | [10 empty] | BrookvilleKS
Sugar City | Sugar City | CO | Colorado | 8025 | Crowley | 38.2328 | -103.6633 | 253 | 253 | polygon | FALSE | TRUE | America/Denver | 3 | 81076 | 1840022512 | [10 empty] | Sugar CityCO
Table Rock | Table Rock | NE | Nebraska | 31133 | Pawnee | 40.1783 | -96.0888 | 253 | 166 | polygon | FALSE | TRUE | America/Chicago | 3 | 68447 | 1840012341 | [10 empty] | Table RockNE
Tuleta | Tuleta | TX | Texas | 48025 | Bee | 28.5767 | -97.798 | 253 | 21 | polygon | FALSE | FALSE | America/Chicago | 3 | 78162 | 1840019695 | [10 empty] | TuletaTX
Centertown | Centertown | TN | Tennessee | 47177 | Warren | 35.7251 | -85.9197 | 253 | 105 | polygon | FALSE | TRUE | America/Chicago | 3 | 37110 | 1840016270 | [10 empty] | CentertownTN
Bakerhill | Bakerhill | AL | Alabama | 1005 | Barbour | 31.7769 | -85.2955 | 252 | 35 | polygon | FALSE | FALSE | America/Chicago | 3 | 36027 | 1840027556 | [10 empty] | BakerhillAL
Malinta | Malinta | OH | Ohio | 39069 | Henry | 41.3196 | -84.0353 | 252 | 126 | polygon | FALSE | TRUE | America/New_York | 3 | 43535 | 1840011608 | [10 empty] | MalintaOH
Parkdale | Parkdale | AR | Arkansas | 5003 | Ashley | 33.1212 | -91.5464 | 252 | 95 | polygon | FALSE | TRUE | America/Chicago | 3 | 71661 | 1840014840 | [10 empty] | ParkdaleAR
Ironton | Ironton | WI | Wisconsin | 55111 | Sauk | 43.5452 | -90.1436 | 252 | 292 | polygon | FALSE | TRUE | America/Chicago | 3 | 53941 | 1840002717 | [10 empty] | IrontonWI
Carmine | Carmine | TX | Texas | 48149 | Fayette | 30.1485 | -96.6908 | 252 | 59 | polygon | FALSE | TRUE | America/Chicago | 3 | 78932 | 1840019622 | [10 empty] | CarmineTX
Backus | Backus | MN | Minnesota | 27021 | Cass | 46.8207 | -94.5149 | 252 | 156 | polygon | FALSE | TRUE | America/Chicago | 3 | 56435 | 1840006623 | [10 empty] | BackusMN
Avoca | Avoca | NE | Nebraska | 31025 | Cass | 40.7965 | -96.1192 | 252 | 743 | polygon | FALSE | TRUE | America/Chicago | 3 | 68307 | 1840011809 | [10 empty] | AvocaNE
Sibley | Sibley | IL | Illinois | 17053 | Ford | 40.5874 | -88.3785 | 252 | 202 | polygon | FALSE | TRUE | America/Chicago | 3 | 61773 | 1840011880 | [10 empty] | SibleyIL
Hunter | Hunter | ND | North Dakota | 38017 | Cass | 47.1904 | -97.2131 | 252 | 65 | polygon | FALSE | TRUE | America/Chicago | 3 | 58048 | 1840000183 | [10 empty] | HunterND
Hope | Hope | ND | North Dakota | 38091 | Steele | 47.3243 | -97.7192 | 252 | 158 | polygon | FALSE | TRUE | America/Chicago | 3 | 58046 | 1840000129 | [10 empty] | HopeND
New Alexandria | New Alexandria | OH | Ohio | 39081 | Jefferson | 40.2916 | -80.675 | 252 | 265 | polygon | FALSE | TRUE | America/New_York | 3 | 43938 | 1840012126 | [10 empty] | New AlexandriaOH
Ivesdale | Ivesdale | IL | Illinois | 17019 | Champaign | 39.9458 | -88.4558 | 252 | 135 | polygon | FALSE | TRUE | America/Chicago | 3 | 61851 | 1840012221 | [10 empty] | IvesdaleIL
Delta | Delta | LA | Louisiana | 22065 | Madison | 32.322 | -90.9414 | 252 | 21 | polygon | FALSE | TRUE | America/Chicago | 3 | 71233 71282 | 1840018101 | [10 empty] | DeltaLA
Alta Vista | Alta Vista | IA | Iowa | 19037 | Chickasaw | 43.1967 | -92.417 | 252 | 129 | polygon | FALSE | TRUE | America/Chicago | 3 | 50603 | 1840006884 | [10 empty] | Alta VistaIA
Le Roy | Le Roy | MI | Michigan | 26133 | Osceola | 44.0381 | -85.4538 | 252 | 99 | polygon | FALSE | TRUE | America/Detroit | 3 | 49655 | 1840010950 | [10 empty] | Le RoyMI
Carter | Carter | OK | Oklahoma | 40009 | Beckham | 35.2175 | -99.5038 | 251 | 208 | polygon | FALSE | TRUE | America/Chicago | 3 | 73627 | 1840022755 | [10 empty] | CarterOK
Clifford | Clifford | IN | Indiana | 18005 | Bartholomew | 39.2827 | -85.8691 | 251 | 1096 | polygon | FALSE | TRUE | America/Indiana/Indianapolis | 3 | 47226 | 1840009617 | [10 empty] | CliffordIN
Keo | Keo | AR | Arkansas | 5085 | Lonoke | 34.6088 | -92.0104 | 251 | 19 | polygon | FALSE | TRUE | America/Chicago | 3 | 72083 72046 | 1840016496 | [10 empty] | KeoAR
Fresno | Fresno | OH | Ohio | 39031 | Coshocton | 40.3308 | -81.7386 | 251 | 421 | polygon | FALSE | FALSE | America/New_York | 3 | 43824 | 1840026511 | [10 empty] | FresnoOH
Fields Landing | Fields Landing | CA | California | 6023 | Humboldt | 40.7249 | -124.2176 | 251 | 350 | polygon | FALSE | FALSE | America/Los_Angeles | 3 | 95551 95503 95537 | 1840025528 | [10 empty] | Fields LandingCA
Metaline Falls | Metaline Falls | WA | Washington | 53051 | Pend Oreille | 48.8615 | -117.3718 | 251 | 486 | polygon | FALSE | TRUE | America/Los_Angeles | 3 | 99153 | 1840022277 | [10 empty] | Metaline FallsWA
Eagle Nest | Eagle Nest | NM | New Mexico | 35007 | Colfax | 36.5495 | -105.2593 | 251 | 22 | polygon | FALSE | TRUE | America/Denver | 3 | 87718 | 1840022643 | [10 empty] | Eagle NestNM
Collinston | Collinston | LA | Louisiana | 22067 | Morehouse | 32.6893 | -91.8718 | 251 | 86 | polygon | FALSE | TRUE | America/Chicago | 3 | 71229 | 1840018074 | [10 empty] | CollinstonLA
Utica | Utica | MO | Missouri | 29117 | Livingston | 39.7456 | -93.6286 | 251 | 112 | polygon | FALSE | TRUE | America/Chicago | 3 | 64686 | 1840012460 | [10 empty] | UticaMO
Dixon | Dixon | IA | Iowa | 19163 | Scott | 41.7422 | -90.7824 | 251 | 776 | polygon | FALSE | TRUE | America/Chicago | 3 | 52745 | 1840007082 | [10 empty] | DixonIA
Swall Meadows | Swall Meadows | CA | California | 6051 | Mono | 37.5061 | -118.6426 | 251 | 21 | polygon | FALSE | TRUE | America/Los_Angeles | 3 | 93514 | 1840076346 | [10 empty] | Swall MeadowsCA
Walcott | Walcott | ND | North Dakota | 38077 | Richland | 46.5505 | -96.9375 | 250 | 95 | polygon | FALSE | TRUE | America/Chicago | 3 | 58077 | 1840001951 | [10 empty] | WalcottND
Highland | Highland | OH | Ohio | 39071 | Highland | 39.3439 | -83.6001 | 250 | 568 | polygon | FALSE | TRUE | America/New_York | 3 | 45132 | 1840012694 | [10 empty] | HighlandOH
Tollette | Tollette | AR | Arkansas | 5061 | Howard | 33.8182 | -93.8969 | 250 | 100 | polygon | FALSE | TRUE | America/Chicago | 3 | 71851 | 1840016690 | [10 empty] | TolletteAR
Ten Sleep | Ten Sleep | WY | Wyoming | 56043 | Washakie | 44.0349 | -107.4483 | 250 | 533 | polygon | FALSE | TRUE | America/Denver | 3 | 82442 | 1840022352 | [10 empty] | Ten SleepWY
Martelle | Martelle | IA | Iowa | 19105 | Jones | 42.0204 | -91.3578 | 250 | 287 | polygon | FALSE | TRUE | America/Chicago | 3 | 52305 | 1840008106 | [10 empty] | MartelleIA
Castleford | Castleford | ID | Idaho | 16083 | Twin Falls | 42.5206 | -114.8719 | 250 | 1008 | polygon | FALSE | TRUE | America/Boise | 3 | 83321 | 1840018678 | [10 empty] | CastlefordID
Boulder Flats | Boulder Flats | WY | Wyoming | 56013 | Fremont | 42.9156 | -108.7993 | 250 | 5 | polygon | FALSE | FALSE | America/Denver | 3 | 82520 | 1840038425 | [10 empty] | Boulder FlatsWY
Platter | Platter | OK | Oklahoma | 40013 | Bryan | 33.9066 | -96.5337 | 250 | 57 | polygon | FALSE | FALSE | America/Chicago | 3 | 74730 74731 74753 | 1840034480 | [10 empty] | PlatterOK
Bartow | Bartow | GA | Georgia | 13163 | Jefferson | 32.8816 | -82.4712 | 250 | 85 | polygon | FALSE | TRUE | America/New_York | 3 | 30413 | 1840015736 | [10 empty] | BartowGA
Sheep Springs | Sheep Springs | NM | New Mexico | 35045 | San Juan | 36.1564 | -108.6905 | 250 | 16 | polygon | FALSE | FALSE | America/Denver | 3 | 87364 | 1840018987 | [10 empty] | Sheep SpringsNM
Big Cabin | Big Cabin | OK | Oklahoma | 40035 | Craig | 36.5401 | -95.2221 | 250 | 44 | polygon | FALSE | TRUE | America/Chicago | 3 | 74332 | 1840020341 | [10 empty] | Big CabinOK
Santa Rita | Santa Rita | MT | Montana | 30035 | Glacier | 48.6977 | -112.3173 | 250 | 30 | polygon | FALSE | FALSE | America/Denver | 3 | 59427 | 1840023753 | [10 empty] | Santa RitaMT
New Suffolk | New Suffolk | NY | New York | 36103 | Suffolk | 40.9961 | -72.4767 | 250 | 173 | polygon | FALSE | FALSE | America/New_York | 3 | 11956 | 1840005052 | [10 empty] | New SuffolkNY
Delco | Delco | NC | North Carolina | 37047 | Columbus | 34.3188 | -78.2267 | 250 | 64 | polygon | FALSE | FALSE | America/New_York | 3 | 28436 | 1840025856 | [10 empty] | DelcoNC
Redfield | Redfield | TX | Texas | 48347 | Nacogdoches | 31.6811 | -94.6629 | 250 | 61 | polygon | FALSE | FALSE | America/Chicago | 3 | 75965 | 1840025939 | [10 empty] | RedfieldTX
Maywood | Maywood | NE | Nebraska | 31063 | Frontier | 40.6586 | -100.6222 | 249 | 151 | polygon | FALSE | TRUE | America/Chicago | 3 | 69038 | 1840012033 | [10 empty] | MaywoodNE
Litchfield | Litchfield | NE | Nebraska | 31163 | Sherman | 41.1562 | -99.1532 | 249 | 315 | polygon | FALSE | TRUE | America/Chicago | 3 | 68852 | 1840011666 | [10 empty] | LitchfieldNE
Mantoloking | Mantoloking | NJ | New Jersey | 34029 | Ocean | 40.0435 | -74.0514 | 249 | 248 | polygon | FALSE | TRUE | America/New_York | 3 | 8738 | 1840003754 | [10 empty] | MantolokingNJ
Aniwa | Aniwa | WI | Wisconsin | 55115 | Shawano | 45.0117 | -89.2089 | 249 | 45 | polygon | FALSE | TRUE | America/Chicago | 3 | 54408 54414 | 1840002257 | [10 empty] | AniwaWI
Geraldine | Geraldine | MT | Montana | 30015 | Chouteau | 47.6022 | -110.2662 | 249 | 167 | polygon | FALSE | TRUE | America/Denver | 3 | 59446 | 1840021077 | [10 empty] | GeraldineMT
Lula | Lula | MS | Mississippi | 28027 | Coahoma | 34.4545 | -90.4779 | 249 | 230 | polygon | FALSE | TRUE | America/Chicago | 3 | 38617 38644 | 1840016640 | [10 empty] | LulaMS
Alvan | Alvan | IL | Illinois | 17183 | Vermilion | 40.307 | -87.6069 | 249 | 121 | polygon | FALSE | TRUE | America/Chicago | 3 | 61811 | 1840073801 | [10 empty] | AlvanIL
Bear Creek Village | Bear Creek Village | PA | Pennsylvania | 42079 | Luzerne | 41.1878 | -75.7552 | 249 | 49 | polygon | FALSE | TRUE | America/New_York | 3 | 18602 | 1840003465 | [10 empty] | Bear Creek VillagePA
Lu Verne | Lu Verne | IA | Iowa | 19109 | Kossuth | 42.9092 | -94.0836 | 249 | 42 | polygon | FALSE | TRUE | America/Chicago | 3 | 50560 | 1840009021 | [10 empty] | Lu VerneIA
Chelsea | Chelsea | IA | Iowa | 19171 | Tama | 41.9205 | -92.3945 | 249 | 95 | polygon | FALSE | TRUE | America/Chicago | 3 | 52215 | 1840006991 | [10 empty] | ChelseaIA
Jamestown | Jamestown | CO | Colorado | 8013 | Boulder | 40.1179 | -105.3916 | 249 | 154 | polygon | FALSE | TRUE | America/Denver | 3 | 80455 | 1840021416 | [10 empty] | JamestownCO
New Effington | New Effington | SD | South Dakota | 46109 | Roberts | 45.8558 | -96.9174 | 249 | 368 | polygon | FALSE | TRUE | America/Chicago | 3 | 57255 | 1840000265 | [10 empty] | New EffingtonSD
Eitzen | Eitzen | MN | Minnesota | 27055 | Houston | 43.508 | -91.4636 | 249 | 157 | polygon | FALSE | TRUE | America/Chicago | 3 | 55931 | 1840007937 | [10 empty] | EitzenMN
Abercrombie | Abercrombie | ND | North Dakota | 38077 | Richland | 46.4471 | -96.7294 | 249 | 296 | polygon | FALSE | TRUE | America/Chicago | 3 | 58075 58001 | 1840001946 | [10 empty] | AbercrombieND
Port Hope | Port Hope | MI | Michigan | 26063 | Huron | 43.9395 | -82.7149 | 249 | 95 | polygon | FALSE | TRUE | America/Detroit | 3 | 48468 | 1840013150 | [10 empty] | Port HopeMI
Venango | Venango | PA | Pennsylvania | 42039 | Crawford | 41.7727 | -80.1121 | 249 | 350 | polygon | FALSE | TRUE | America/New_York | 3 | 16440 | 1840000564 | [10 empty] | VenangoPA
Dalton | Dalton | MN | Minnesota | 27111 | Otter Tail | 46.1739 | -95.9156 | 249 | 406 | polygon | FALSE | TRUE | America/Chicago | 3 | 56324 | 1840006651 | [10 empty] | DaltonMN
Cheraw | Cheraw | CO | Colorado | 8089 | Otero | 38.1076 | -103.511 | 249 | 533 | polygon | FALSE | TRUE | America/Denver | 3 | 81030 81050 | 1840022527 | [10 empty] | CherawCO
Angie | Angie | LA | Louisiana | 22117 | Washington | 30.9633 | -89.8177 | 249 | 62 | polygon | FALSE | TRUE | America/Chicago | 3 | 70426 | 1840018202 | [10 empty] | AngieLA
Tanana | Tanana | AK | Alaska | 2290 | Yukon-Koyukuk | 65.1746 | -152.0686 | 249 | 9 | polygon | FALSE | TRUE | America/Anchorage | 3 | 99777 | 1840023437 | [10 empty] | TananaAK
Lebanon | Lebanon | WI | Wisconsin | 55027 | Dodge | 43.2587 | -88.6294 | 249 | 218 | polygon | FALSE | FALSE | America/Chicago | 3 | 53047 53098 | 1840025436 | [10 empty] | LebanonWI
Cruzville | Cruzville | NM | New Mexico | 35003 | Catron | 33.81 | -108.6684 | 249 | 37 | polygon | FALSE | FALSE | America/Denver | 3 | 87830 | 1840025022 | [10 empty] | CruzvilleNM
Lockbourne | Lockbourne | OH | Ohio | 39049 | Franklin | 39.8078 | -82.9837 | 249 | 122 | polygon | FALSE | TRUE | America/New_York | 3 | 43137 43194 | 1840012403 | [10 empty] | LockbourneOH
Marble City | Marble City | OK | Oklahoma | 40135 | Sequoyah | 35.5824 | -94.8186 | 249 | 237 | polygon | FALSE | TRUE | America/Chicago | 3 | 74945 | 1840022736 | [10 empty] | Marble CityOK
Brandonville | Brandonville | PA | Pennsylvania | 42107 | Schuylkill | 40.8601 | -76.1689 | 249 | 68 | polygon | FALSE | FALSE | America/New_York | 3 | 17967 | 1840005207 | [10 empty] | BrandonvillePA
Three Rocks | Three Rocks | CA | California | 6019 | Fresno | 36.5051 | -120.3936 | 249 | 128 | polygon | FALSE | FALSE | America/Los_Angeles | 3 | 93608 | 1840024783 | [10 empty] | Three RocksCA
Santa Cruz | Santa Cruz | NM | New Mexico | 35049 | Santa Fe | 35.9939 | -106.0358 | 249 | 151 | polygon | FALSE | FALSE | America/Denver | 3 | 87567 87532 | 1840019103 | [10 empty] | Santa CruzNM
Elcho | Elcho | WI | Wisconsin | 55067 | Langlade | 45.4353 | -89.1853 | 249 | 90 | polygon | FALSE | FALSE | America/Chicago | 3 | 54428 | 1840025302 | [10 empty] | ElchoWI
Fairview | Fairview | KS | Kansas | 20013 | Brown | 39.8394 | -95.7283 | 248 | 265 | polygon | FALSE | TRUE | America/Chicago | 3 | 66425 | 1840008427 | [10 empty] | FairviewKS
Perry | Perry | SC | South Carolina | 45003 | Aiken | 33.6276 | -81.3086 | 248 | 82 | polygon | FALSE | TRUE | America/New_York | 3 | 29137 | 1840016798 | [10 empty] | PerrySC
Dillsboro | Dillsboro | NC | North Carolina | 37099 | Jackson | 35.3706 | -83.2526 | 248 | 200 | polygon | FALSE | TRUE | America/New_York | 3 | 28779 28725 | 1840016346 | [10 empty] | DillsboroNC
Ostrander | Ostrander | MN | Minnesota | 27045 | Fillmore | 43.6137 | -92.4263 | 248 | 201 | polygon | FALSE | TRUE | America/Chicago | 3 | 55961 | 1840009011 | [10 empty] | OstranderMN
Wynnedale | Wynnedale | IN | Indiana | 18097 | Marion | 39.8326 | -86.2004 | 248 | 600 | polygon | FALSE | TRUE | America/Indiana/Indianapolis | 3 | 46228 | 1840010577 | [10 empty] | WynnedaleIN
Port William | Port William | OH | Ohio | 39027 | Clinton | 39.5523 | -83.7856 | 248 | 823 | polygon | FALSE | TRUE | America/New_York | 3 | 45164 | 1840012619 | [10 empty] | Port WilliamOH
Dover | Dover | KY | Kentucky | 21161 | Mason | 38.7563 | -83.8845 | 248 | 221 | polygon | FALSE | TRUE | America/New_York | 3 | 41034 | 1840013180 | [10 empty] | DoverKY
Denning | Denning | AR | Arkansas | 5047 | Franklin | 35.4252 | -93.7568 | 248 | 88 | polygon | FALSE | TRUE | America/Chicago | 3 | 72821 72949 | 1840016298 | [10 empty] | DenningAR
Harrell | Harrell | AR | Arkansas | 5013 | Calhoun | 33.5102 | -92.4011 | 248 | 152 | polygon | FALSE | TRUE | America/Chicago | 3 | 71744 71745 | 1840016810 | [10 empty] | HarrellAR
Harveyville | Harveyville | KS | Kansas | 20197 | Wabaunsee | 38.7894 | -95.9626 | 248 | 751 | polygon | FALSE | TRUE | America/Chicago | 3 | 66431 | 1840007405 | [10 empty] | HarveyvilleKS
Elmer City | Elmer City | WA | Washington | 53047 | Okanogan | 47.9999 | -118.9542 | 248 | 402 | polygon | FALSE | TRUE | America/Los_Angeles | 3 | 99124 99116 | 1840021058 | [10 empty] | Elmer CityWA
McFarland | McFarland | KS | Kansas | 20197 | Wabaunsee | 39.0545 | -96.2381 | 248 | 539 | polygon | FALSE | TRUE | America/Chicago | 3 | 66501 | 1840008547 | [10 empty] | McFarlandKS
Pope | Pope | MS | Mississippi | 28107 | Panola | 34.2158 | -89.9447 | 248 | 66 | polygon | FALSE | TRUE | America/Chicago | 3 | 38658 | 1840017937 | [10 empty] | PopeMS
Magnolia | Magnolia | IL | Illinois | 17155 | Putnam | 41.1141 | -89.1958 | 248 | 306 | polygon | FALSE | TRUE | America/Chicago | 3 | 61336 | 1840011686 | [10 empty] | MagnoliaIL
Belcher | Belcher | LA | Louisiana | 22017 | Caddo | 32.7521 | -93.8372 | 248 | 61 | polygon | FALSE | TRUE | America/Chicago | 3 | 71004 | 1840018055 | [10 empty] | BelcherLA
Atqasuk | Atqasuk | AK | Alaska | 2185 | North Slope | 70.481 | -157.3835 | 248 | 2 | polygon | FALSE | TRUE | America/Anchorage | 3 | 99791 | 1840023480 | [10 empty] | AtqasukAK
Summerfield | Summerfield | OH | Ohio | 39121 | Noble | 39.7969 | -81.3355 | 248 | 257 | polygon | FALSE | TRUE | America/New_York | 3 | 43788 | 1840012467 | [10 empty] | SummerfieldOH
Denton | Denton | GA | Georgia | 13161 | Jeff Davis | 31.7221 | -82.6968 | 248 | 63 | polygon | FALSE | TRUE | America/New_York | 3 | 31532 | 1840014936 | [10 empty] | DentonGA
Canada Creek Ranch | Canada Creek Ranch | MI | Michigan | 26119 | Montmorency | 45.1751 | -84.2075 | 248 | 27 | polygon | FALSE | FALSE | America/Detroit | 3 | 49709 | 1840004027 | [10 empty] | Canada Creek RanchMI
Perla | Perla | AR | Arkansas | 5059 | Hot Spring | 34.3647 | -92.7762 | 247 | 99 | polygon | FALSE | TRUE | America/Chicago | 3 | 72104 | 1840016655 | [10 empty] | PerlaAR
La Plant | La Plant | SD | South Dakota | 46041 | Dewey | 45.1352 | -100.6648 | 247 | 10 | polygon | FALSE | FALSE | America/Denver | 3 | 57652 | 1840004019 | [10 empty] | La PlantSD
Kennebec | Kennebec | SD | South Dakota | 46085 | Lyman | 43.9035 | -99.862 | 247 | 111 | polygon | FALSE | TRUE | America/Chicago | 3 | 57544 | 1840002527 | [10 empty] | KennebecSD
Little Meadows | Little Meadows | PA | Pennsylvania | 42115 | Susquehanna | 41.9891 | -76.1277 | 247 | 39 | polygon | FALSE | TRUE | America/New_York | 3 | 18830 | 1840003324 | [10 empty] | Little MeadowsPA
Luxemburg | Luxemburg | IA | Iowa | 19061 | Dubuque | 42.6039 | -91.0726 | 247 | 201 | polygon | FALSE | TRUE | America/Chicago | 3 | 52065 52052 | 1840009094 | [10 empty] | LuxemburgIA
Houston Lake | Houston Lake | MO | Missouri | 29165 | Platte | 39.1924 | -94.6221 | 247 | 874 | polygon | FALSE | TRUE | America/Chicago | 3 | 64151 | 1840007357 | [10 empty] | Houston LakeMO
Murdock | Murdock | NE | Nebraska | 31025 | Cass | 40.926 | -96.2812 | 247 | 738 | polygon | FALSE | TRUE | America/Chicago | 3 | 68407 | 1840011814 | [10 empty] | MurdockNE
Peoa | Peoa | UT | Utah | 49043 | Summit | 40.7257 | -111.338 | 247 | 33 | polygon | FALSE | FALSE | America/Denver | 3 | 84061 | 1840024186 | [10 empty] | PeoaUT
Cunningham | Cunningham | KY | Kentucky | 21039 | Carlisle | 36.9081 | -88.8869 | 247 | 90 | polygon | FALSE | FALSE | America/Chicago | 3 | 42035 | 1840030425 | [10 empty] | CunninghamKY
Decker | Decker | IN | Indiana | 18083 | Knox | 38.5184 | -87.524 | 247 | 528 | polygon | FALSE | TRUE | America/Indiana/Vincennes | 3 | 47524 | 1840009731 | [10 empty] | DeckerIN
Vera | Vera | OK | Oklahoma | 40147 | Washington | 36.4504 | -95.8965 | 247 | 174 | polygon | FALSE | TRUE | America/Chicago | 3 | 74082 74070 74021 74061 | 1840022604 | [10 empty] | VeraOK
Cumberland | Cumberland | IA | Iowa | 19029 | Cass | 41.2731 | -94.8707 | 247 | 158 | polygon | FALSE | TRUE | America/Chicago | 3 | 50843 | 1840007123 | [10 empty] | CumberlandIA
Cassel | Cassel | CA | California | 6089 | Shasta | 40.9213 | -121.5514 | 247 | 47 | polygon | FALSE | FALSE | America/Los_Angeles | 3 | 96016 | 1840025534 | [10 empty] | CasselCA
Condon | Condon | MT | Montana | 30063 | Missoula | 47.5225 | -113.6987 | 247 | 4 | polygon | FALSE | FALSE | America/Denver | 3 | 59826 | 1840023812 | [10 empty] | CondonMT
Low Moor | Low Moor | IA | Iowa | 19045 | Clinton | 41.8023 | -90.3542 | 247 | 205 | polygon | FALSE | TRUE | America/Chicago | 3 | 52730 52757 | 1840009195 | [10 empty] | Low MoorIA
Porcupine | Porcupine | ND | North Dakota | 38085 | Sioux | 46.2218 | -101.0999 | 247 | 472 | polygon | FALSE | FALSE | America/Chicago | 3 | 58568 | 1840023874 | [10 empty] | PorcupineND
Groveland | Groveland | CA | California | 6109 | Tuolumne | 37.8325 | -120.2394 | 247 | 9 | polygon | FALSE | FALSE | America/Los_Angeles | 3 | 95321 95305 | 1840026755 | [10 empty] | GrovelandCA
Galt | Galt | MO | Missouri | 29079 | Grundy | 40.1272 | -93.388 | 247 | 333 | polygon | FALSE | TRUE | America/Chicago | 3 | 64641 | 1840008378 | [10 empty] | GaltMO
Irwin | Irwin | ID | Idaho | 16019 | Bonneville | 43.3965 | -111.272 | 247 | 38 | polygon | FALSE | TRUE | America/Boise | 3 | 83428 | 1840018646 | [10 empty] | IrwinID
Pinesburg | Pinesburg | MD | Maryland | 24043 | Washington | 39.6269 | -77.8561 | 247 | 130 | polygon | FALSE | FALSE | America/New_York | 3 | 21795 | 1840024407 | [10 empty] | PinesburgMD
Mashantucket | Mashantucket | CT | Connecticut | 9011 | New London | 41.4645 | -71.9746 | 247 | 37 | polygon | FALSE | TRUE | America/New_York | 3 | 6339 | 1840043322 | [10 empty] | MashantucketCT
Dendron | Dendron | VA | Virginia | 51181 | Surry | 37.0364 | -76.924 | 247 | 26 | polygon | FALSE | TRUE | America/New_York | 3 | 23888 23846 23839 | 1840006470 | [10 empty] | DendronVA
Lewisville | Lewisville | MN | Minnesota | 27165 | Watonwan | 43.9241 | -94.434 | 247 | 399 | polygon | FALSE | TRUE | America/Chicago | 3 | 56060 | 1840007924 | [10 empty] | LewisvilleMN
Gilmore | Gilmore | AR | Arkansas | 5035 | Crittenden | 35.4131 | -90.2973 | 246 | 7 | polygon | FALSE | TRUE | America/Chicago | 3 | 72384 72339 | 1840013463 | [10 empty] | GilmoreAR
Chandler | Chandler | MN | Minnesota | 27101 | Murray | 43.9306 | -95.9512 | 246 | 120 | polygon | FALSE | TRUE | America/Chicago | 3 | 56122 | 1840006801 | [10 empty] | ChandlerMN
Fulton | Fulton | AL | Alabama | 1025 | Clarke | 31.7916 | -87.7397 | 246 | 38 | polygon | FALSE | TRUE | America/Chicago | 3 | 36446 36451 | 1840002425 | [10 empty] | FultonAL
Silver City | Silver City | IA | Iowa | 19129 | Mills | 41.1114 | -95.6381 | 246 | 436 | polygon | FALSE | TRUE | America/Chicago | 3 | 51571 | 1840009343 | [10 empty] | Silver CityIA
Wellston | Wellston | MI | Michigan | 26101 | Manistee | 44.2179 | -85.962 | 246 | 97 | polygon | FALSE | FALSE | America/Detroit | 3 | 49689 | 1840023966 | [10 empty] | WellstonMI
Two Strike | Two Strike | SD | South Dakota | 46121 | Todd | 43.2141 | -100.8988 | 246 | 5 | polygon | FALSE | FALSE | America/Chicago | 3 | 57570 57572 | 1840004260 | [10 empty] | Two StrikeSD
Widener | Widener | AR | Arkansas | 5123 | St. Francis | 35.0233 | -90.6817 | 246 | 174 | polygon | FALSE | TRUE | America/Chicago | 3 | 72394 | 1840016480 | [10 empty] | WidenerAR
Streetman | Streetman | TX | Texas | 48161 | Freestone | 31.8787 | -96.3306 | 246 | 67 | polygon | FALSE | TRUE | America/Chicago | 3 | 76681 75859 | 1840023108 | [10 empty] | StreetmanTX
Bonita | Bonita | LA | Louisiana | 22067 | Morehouse | 32.9206 | -91.6751 | 246 | 70 | polygon | FALSE | TRUE | America/Chicago | 3 | 71223 | 1840018073 | [10 empty] | BonitaLA
Yellow Pine | Yellow Pine | ID | Idaho | 16085 | Valley | 44.9623 | -115.488 | 246 | 96 | polygon | FALSE | FALSE | America/Boise | 3 | 83677 | 1840025319 | [10 empty] | Yellow PineID
Pinedale | Pinedale | AZ | Arizona | 4017 | Navajo | 34.3208 | -110.2599 | 246 | 9 | polygon | FALSE | FALSE | America/Phoenix | 3 | 85934 | 1840022582 | [10 empty] | PinedaleAZ
Forest City | Forest City | MO | Missouri | 29087 | Holt | 39.9829 | -95.1883 | 246 | 97 | polygon | FALSE | TRUE | America/Chicago | 3 | 64451 | 1840008381 | [10 empty] | Forest CityMO
Wortham | Wortham | MO | Missouri | 29187 | St. Francois | 37.8401 | -90.6076 | 246 | 106 | polygon | FALSE | FALSE | America/Chicago | 3 | 63601 | 1840025698 | [10 empty] | WorthamMO
Cabery | Cabery | IL | Illinois | 17053 | Ford | 40.9958 | -88.2037 | 246 | 276 | polygon | FALSE | TRUE | America/Chicago | 3 | 60919 | 1840010289 | [10 empty] | CaberyIL
Greencastle | Greencastle | MO | Missouri | 29211 | Sullivan | 40.2606 | -92.8784 | 246 | 212 | polygon | FALSE | TRUE | America/Chicago | 3 | 63544 | 1840073793 | [10 empty] | GreencastleMO
Eugene | Eugene | MO | Missouri | 29051 | Cole | 38.3547 | -92.4031 | 246 | 283 | polygon | FALSE | FALSE | America/Chicago | 3 | 65032 | 1840032049 | [10 empty] | EugeneMO
Jacob City | Jacob City | FL | Florida | 12063 | Jackson | 30.8925 | -85.4108 | 246 | 31 | polygon | FALSE | TRUE | America/Chicago | 3 | 32431 | 1840036116 | [10 empty] | Jacob CityFL
Nikolaevsk | Nikolaevsk | AK | Alaska | 2122 | Kenai Peninsula | 59.8295 | -151.5964 | 246 | 2 | polygon | FALSE | FALSE | America/Anchorage | 3 | 99556 | 1840023618 | [10 empty] | NikolaevskAK
Woodland | Woodland | UT | Utah | 49043 | Summit | 40.5838 | -111.2356 | 245 | 45 | polygon | FALSE | FALSE | America/Denver | 3 | 84036 | 1840018724 | [10 empty] | WoodlandUT
Breckenridge | Breckenridge | OK | Oklahoma | 40047 | Garfield | 36.4622 | -97.7273 | 245 | 6 | polygon | FALSE | FALSE | America/Chicago | 3 | 73701 | 1840034419 | [10 empty] | BreckenridgeOK
Browning | Browning | MO | Missouri | 29115 | Linn | 40.0348 | -93.16 | 245 | 180 | polygon | FALSE | TRUE | America/Chicago | 3 | 64630 | 1840005552 | [10 empty] | BrowningMO
Lyon Mountain | Lyon Mountain | NY | New York | 36019 | Clinton | 44.7249 | -73.8823 | 245 | 9 | polygon | FALSE | FALSE | America/New_York | 3 | 12952 | 1840004041 | [10 empty] | Lyon MountainNY
Frohna | Frohna | MO | Missouri | 29157 | Perry | 37.6375 | -89.6197 | 245 | 104 | polygon | FALSE | TRUE | America/Chicago | 3 | 63748 | 1840008709 | [10 empty] | FrohnaMO
Bryant | Bryant | IN | Indiana | 18075 | Jay | 40.5359 | -84.9634 | 245 | 296 | polygon | FALSE | TRUE | America/Indiana/Indianapolis | 3 | 47326 | 1840009423 | [10 empty] | BryantIN
Waucoma | Waucoma | IA | Iowa | 19065 | Fayette | 43.0554 | -92.0341 | 245 | 200 | polygon | FALSE | TRUE | America/Chicago | 3 | 52171 | 1840010074 | [10 empty] | WaucomaIA
Ewing | Ewing | KY | Kentucky | 21069 | Fleming | 38.4278 | -83.8618 | 245 | 377 | polygon | FALSE | TRUE | America/New_York | 3 | 41039 | 1840013190 | [10 empty] | EwingKY
Copper Center | Copper Center | AK | Alaska | 2261 | Valdez-Cordova | 61.9845 | -145.3544 | 245 | 7 | polygon | FALSE | FALSE | America/Anchorage | 3 | 99573 | 1840023395 | [10 empty] | Copper CenterAK
Bluff | Bluff | UT | Utah | 49037 | San Juan | 37.2867 | -109.5745 | 245 | 2 | polygon | FALSE | TRUE | America/Denver | 3 | 84531 84512 | 1840017594 | [10 empty] | BluffUT
Swan Valley | Swan Valley | ID | Idaho | 16019 | Bonneville | 43.4444 | -111.3287 | 245 | 8 | polygon | FALSE | TRUE | America/Boise | 3 | 83449 83428 | 1840021280 | [10 empty] | Swan ValleyID
Okreek | Okreek | SD | South Dakota | 46121 | Todd | 43.3534 | -100.3826 | 245 | 2 | polygon | FALSE | FALSE | America/Chicago | 3 | 57555 57580 57563 | 1840024045 | [10 empty] | OkreekSD
Eastport | Eastport | MI | Michigan | 26009 | Antrim | 45.1112 | -85.3518 | 245 | 47 | polygon | FALSE | FALSE | America/Detroit | 3 | 49627 49622 | 1840023915 | [10 empty] | EastportMI
Grainfield | Grainfield | KS | Kansas | 20063 | Gove | 39.1143 | -100.4684 | 244 | 203 | polygon | FALSE | TRUE | America/Chicago | 3 | 67737 | 1840008555 | [10 empty] | GrainfieldKS
Grafton | Grafton | IA | Iowa | 19195 | Worth | 43.3306 | -93.0687 | 244 | 289 | polygon | FALSE | TRUE | America/Chicago | 3 | 50440 | 1840007964 | [10 empty] | GraftonIA
Baskin | Baskin | LA | Louisiana | 22041 | Franklin | 32.2591 | -91.7473 | 244 | 70 | polygon | FALSE | TRUE | America/Chicago | 3 | 71219 | 1840018117 | [10 empty] | BaskinLA
Henderson | Henderson | IL | Illinois | 17095 | Knox | 41.0238 | -90.3535 | 244 | 355 | polygon | FALSE | TRUE | America/Chicago | 3 | 61439 | 1840011762 | [10 empty] | HendersonIL
Saddlebrooke | Saddlebrooke | MO | Missouri | 29043 | Christian | 36.8283 | -93.1968 | 244 | 13 | polygon | FALSE | TRUE | America/Chicago | 3 | 65653 65630 | 1840013041 | [10 empty] | SaddlebrookeMO
Thawville | Thawville | IL | Illinois | 17075 | Iroquois | 40.6732 | -88.1136 | 244 | 306 | polygon | FALSE | TRUE | America/Chicago | 3 | 60968 | 1840011867 | [10 empty] | ThawvilleIL
Sweet Water | Sweet Water | AL | Alabama | 1091 | Marengo | 32.1046 | -87.8619 | 244 | 40 | polygon | FALSE | TRUE | America/Chicago | 3 | 36782 | 1840016997 | [10 empty] | Sweet WaterAL
Anamoose | Anamoose | ND | North Dakota | 38049 | McHenry | 47.8827 | -100.242 | 244 | 151 | polygon | FALSE | TRUE | America/Chicago | 3 | 58710 | 1840000058 | [10 empty] | AnamooseND
Powellsville | Powellsville | NC | North Carolina | 37015 | Bertie | 36.2253 | -76.9316 | 244 | 264 | polygon | FALSE | TRUE | America/New_York | 3 | 27924 27967 | 1840017737 | [10 empty] | PowellsvilleNC
Letona | Letona | AR | Arkansas | 5145 | White | 35.3635 | -91.8296 | 244 | 242 | polygon | FALSE | TRUE | America/Chicago | 3 | 72085 72143 | 1840016339 | [10 empty] | LetonaAR
Edgemont | Edgemont | MD | Maryland | 24043 | Washington | 39.6766 | -77.547 | 244 | 177 | polygon | FALSE | FALSE | America/New_York | 3 | 21783 | 1840024397 | [10 empty] | EdgemontMD
Vandemere | Vandemere | NC | North Carolina | 37137 | Pamlico | 35.1886 | -76.6651 | 244 | 61 | polygon | FALSE | TRUE | America/New_York | 3 | 28587 | 1840016426 | [10 empty] | VandemereNC
Reeves | Reeves | LA | Louisiana | 22003 | Allen | 30.5216 | -93.0428 | 244 | 38 | polygon | FALSE | TRUE | America/Chicago | 3 | 70658 | 1840018220 | [10 empty] | ReevesLA
Torrey | Torrey | UT | Utah | 49055 | Wayne | 38.3078 | -111.4269 | 244 | 56 | polygon | FALSE | TRUE | America/Denver | 3 | 84775 | 1840022515 | [10 empty] | TorreyUT
Daggett | Daggett | MI | Michigan | 26109 | Menominee | 45.462 | -87.6047 | 244 | 84 | polygon | FALSE | TRUE | America/Menominee | 3 | 49821 | 1840010917 | [10 empty] | DaggettMI
Noble | Noble | LA | Louisiana | 22085 | Sabine | 31.6899 | -93.6832 | 244 | 91 | polygon | FALSE | TRUE | America/Chicago | 3 | 71462 | 1840018160 | [10 empty] | NobleLA
Harvey | Harvey | IA | Iowa | 19125 | Marion | 41.3179 | -92.9227 | 244 | 139 | polygon | FALSE | TRUE | America/Chicago | 3 | 50119 | 1840007116 | [10 empty] | HarveyIA
White Signal | White Signal | NM | New Mexico | 35017 | Grant | 32.5724 | -108.3512 | 244 | 14 | polygon | FALSE | FALSE | America/Denver | 3 | 88061 | 1840025079 | [10 empty] | White SignalNM
Elmira | Elmira | CA | California | 6095 | Solano | 38.3523 | -121.9077 | 244 | 177 | polygon | FALSE | FALSE | America/Los_Angeles | 3 | 95625 95687 | 1840017585 | [10 empty] | ElmiraCA
Westbrook | Westbrook | TX | Texas | 48335 | Mitchell | 32.3571 | -101.0132 | 244 | 223 | polygon | FALSE | TRUE | America/Chicago | 3 | 79565 | 1840022087 | [10 empty] | WestbrookTX
Drowning Creek | Drowning Creek | OK | Oklahoma | 40041 | Delaware | 36.4778 | -94.8942 | 244 | 106 | polygon | FALSE | TRUE | America/Chicago | 3 | 74342 | 1840040360 | [10 empty] | Drowning CreekOK
Fallston | Fallston | PA | Pennsylvania | 42007 | Beaver | 40.7241 | -80.3133 | 244 | 197 | polygon | FALSE | TRUE | America/New_York | 3 | 15066 15010 | 1840001020 | [10 empty] | FallstonPA
Pecktonville | Pecktonville | MD | Maryland | 24043 | Washington | 39.6659 | -78.0481 | 244 | 160 | polygon | FALSE | FALSE | America/New_York | 3 | 21711 | 1840024406 | [10 empty] | PecktonvilleMD
Hiouchi | Hiouchi | CA | California | 6015 | Del Norte | 41.7936 | -124.0662 | 244 | 162 | polygon | FALSE | FALSE | America/Los_Angeles | 3 | 95531 | 1840025510 | [10 empty] | HiouchiCA
Mosquito Lake | Mosquito Lake | AK | Alaska | 2100 | Haines | 59.471 | -136.1458 | 244 | 1 | polygon | FALSE | FALSE | America/Juneau | 3 | 99827 | 1840023683 | [10 empty] | Mosquito LakeAK
Sandy Hook | Sandy Hook | WI | Wisconsin | 55043 | Grant | 42.5466 | -90.6168 | 244 | 67 | polygon | FALSE | FALSE | America/Chicago | 3 | 53811 | 1840025450 | [10 empty] | Sandy HookWI
Emerald Beach | Emerald Beach | MO | Missouri | 29009 | Barry | 36.5754 | -93.671 | 244 | 131 | polygon | FALSE | TRUE | America/Chicago | 3 | 65658 | 1840013055 | [10 empty] | Emerald BeachMO
Macedonia | Macedonia | IA | Iowa | 19155 | Pottawattamie | 41.1923 | -95.4266 | 243 | 397 | polygon | FALSE | TRUE | America/Chicago | 3 | 51549 | 1840009295 | [10 empty] | MacedoniaIA
Wall Lane | Wall Lane | AZ | Arizona | 4027 | Yuma | 32.6573 | -114.7105 | 243 | 214 | polygon | FALSE | TRUE | America/Tijuana | 3 | 85365 | 1840075541 | [10 empty] | Wall LaneAZ
Nulato | Nulato | AK | Alaska | 2290 | Yukon-Koyukuk | 64.7052 | -158.2383 | 243 | 2 | polygon | FALSE | TRUE | America/Anchorage | 3 | 99765 | 1840023457 | [10 empty] | NulatoAK
Spickard | Spickard | MO | Missouri | 29079 | Grundy | 40.2432 | -93.5923 | 243 | 148 | polygon | FALSE | TRUE | America/Chicago | 3 | 64679 | 1840009453 | [10 empty] | SpickardMO
Richview | Richview | IL | Illinois | 17189 | Washington | 38.3758 | -89.1803 | 243 | 81 | polygon | FALSE | TRUE | America/Chicago | 3 | 62877 | 1840012903 | [10 empty] | RichviewIL
Millican | Millican | TX | Texas | 48041 | Brazos | 30.467 | -96.2035 | 243 | 23 | polygon | FALSE | FALSE | America/Chicago | 3 | 77868 77845 77866 | 1840023137 | [10 empty] | MillicanTX
Willow Lake | Willow Lake | SD | South Dakota | 46025 | Clark | 44.6279 | -97.6387 | 243 | 251 | polygon | FALSE | TRUE | America/Chicago | 3 | 57278 | 1840002151 | [10 empty] | Willow LakeSD
Newtown | Newtown | IN | Indiana | 18045 | Fountain | 40.2045 | -87.1483 | 243 | 186 | polygon | FALSE | TRUE | America/Indiana/Indianapolis | 3 | 47969 47987 | 1840009444 | [10 empty] | NewtownIN
Humptulips | Humptulips | WA | Washington | 53027 | Grays Harbor | 47.2491 | -123.9348 | 243 | 10 | polygon | FALSE | FALSE | America/Los_Angeles | 3 | 98552 | 1840017361 | [10 empty] | HumptulipsWA
Montour | Montour | IA | Iowa | 19171 | Tama | 41.9803 | -92.715 | 243 | 205 | polygon | FALSE | TRUE | America/Chicago | 3 | 50173 | 1840008105 | [10 empty] | MontourIA
Lane | Lane | OK | Oklahoma | 40005 | Atoka | 34.2997 | -95.9894 | 243 | 11 | polygon | FALSE | FALSE | America/Chicago | 3 | 74555 74525 | 1840026970 | [10 empty] | LaneOK
Oconee | Oconee | GA | Georgia | 13303 | Washington | 32.8535 | -82.9576 | 243 | 72 | polygon | FALSE | TRUE | America/New_York | 3 | 31067 | 1840014851 | [10 empty] | OconeeGA
Glen Ridge | Glen Ridge | FL | Florida | 12099 | Palm Beach | 26.6715 | -80.0753 | 243 | 548 | polygon | FALSE | TRUE | America/New_York | 3 | 33406 | 1840017264 | [10 empty] | Glen RidgeFL
Mulat | Mulat | FL | Florida | 12113 | Santa Rosa | 30.5595 | -87.1297 | 243 | 59 | polygon | FALSE | FALSE | America/Chicago | 3 | 32583 | 1840027016 | [10 empty] | MulatFL
Klickitat | Klickitat | WA | Washington | 53039 | Klickitat | 45.818 | -121.1626 | 243 | 99 | polygon | FALSE | FALSE | America/Los_Angeles | 3 | 98628 | 1840017404 | [10 empty] | KlickitatWA
Union | Union | NE | Nebraska | 31025 | Cass | 40.8144 | -95.9215 | 243 | 451 | polygon | FALSE | TRUE | America/Chicago | 3 | 68455 | 1840011818 | [10 empty] | UnionNE
Iaeger | Iaeger | WV | West Virginia | 54047 | McDowell | 37.4642 | -81.8111 | 242 | 117 | polygon | FALSE | TRUE | America/New_York | 3 | 24844 | 1840006426 | [10 empty] | IaegerWV
Hinsdale | Hinsdale | MT | Montana | 30105 | Valley | 48.4036 | -107.0582 | 242 | 14 | polygon | FALSE | FALSE | America/Denver | 3 | 59241 | 1840023737 | [10 empty] | HinsdaleMT
Higginsport | Higginsport | OH | Ohio | 39015 | Brown | 38.79 | -83.9673 | 242 | 372 | polygon | FALSE | TRUE | America/New_York | 3 | 45131 45121 | 1840012717 | [10 empty] | HigginsportOH
Dix | Dix | NE | Nebraska | 31105 | Kimball | 41.2342 | -103.4867 | 242 | 425 | polygon | FALSE | TRUE | America/Denver | 3 | 69133 | 1840011656 | [10 empty] | DixNE
Modoc | Modoc | SC | South Carolina | 45065 | McCormick | 33.7192 | -82.2173 | 242 | 23 | polygon | FALSE | FALSE | America/New_York | 3 | 29838 | 1840013693 | [10 empty] | ModocSC
Hayward | Hayward | MN | Minnesota | 27047 | Freeborn | 43.6499 | -93.246 | 242 | 153 | polygon | FALSE | TRUE | America/Chicago | 3 | 56043 | 1840006827 | [10 empty] | HaywardMN
Hamilton | Hamilton | KS | Kansas | 20073 | Greenwood | 37.9806 | -96.1639 | 242 | 299 | polygon | FALSE | TRUE | America/Chicago | 3 | 66853 | 1840007536 | [10 empty] | HamiltonKS
Willard | Willard | NM | New Mexico | 35057 | Torrance | 34.5949 | -106.0323 | 242 | 101 | polygon | FALSE | TRUE | America/Denver | 3 | 87036 87063 | 1840022808 | [10 empty] | WillardNM
Castor | Castor | LA | Louisiana | 22013 | Bienville | 32.2549 | -93.166 | 242 | 78 | polygon | FALSE | TRUE | America/Chicago | 3 | 71016 | 1840018097 | [10 empty] | CastorLA
La Liga | La Liga | PR | Puerto Rico | 72025 | Caguas | 18.2905 | -66.0492 | 242 | 3751 | polygon | FALSE | TRUE | America/Puerto_Rico | 2 | 725 | 1630025217 | [10 empty] | La LigaPR
Anderson | Anderson | TX | Texas | 48185 | Grimes | 30.4871 | -95.9899 | 242 | 182 | polygon | FALSE | TRUE | America/Chicago | 3 | 77830 | 1840022373 | [10 empty] | AndersonTX
Cisco | Cisco | IL | Illinois | 17147 | Piatt | 40.0116 | -88.7255 | 242 | 513 | polygon | FALSE | TRUE | America/Chicago | 3 | 61830 | 1840010485 | [10 empty] | CiscoIL
Poston | Poston | AZ | Arizona | 4012 | La Paz | 33.9921 | -114.4046 | 242 | 68 | polygon | FALSE | FALSE | America/Phoenix | 3 | 85371 | 1840019268 | [10 empty] | PostonAZ
Greeley | Greeley | IA | Iowa | 19055 | Delaware | 42.5851 | -91.3416 | 242 | 251 | polygon | FALSE | TRUE | America/Chicago | 3 | 52050 | 1840008051 | [10 empty] | GreeleyIA
Agency Village | Agency Village | SD | South Dakota | 46109 | Roberts | 45.5808 | -97.0831 | 242 | 16 | polygon | FALSE | TRUE | America/Chicago | 3 | 57262 | 1840040539 | [10 empty] | Agency VillageSD
Paisley | Paisley | OR | Oregon | 41037 | Lake | 42.6926 | -120.5452 | 242 | 217 | polygon | FALSE | TRUE | America/Los_Angeles | 3 | 97636 | 1840020055 | [10 empty] | PaisleyOR
Old Fort | Old Fort | OH | Ohio | 39147 | Seneca | 41.2419 | -83.1515 | 242 | 161 | polygon | FALSE | FALSE | America/New_York | 3 | 44861 44883 | 1840026353 | [10 empty] | Old FortOH
Mullinville | Mullinville | KS | Kansas | 20097 | Kiowa | 37.5886 | -99.4756 | 241 | 145 | polygon | FALSE | TRUE | America/Chicago | 3 | 67109 | 1840003852 | [10 empty] | MullinvilleKS
Steward | Steward | IL | Illinois | 17103 | Lee | 41.8493 | -89.015 | 241 | 345 | polygon | FALSE | TRUE | America/Chicago | 3 | 60553 | 1840011433 | [10 empty] | StewardIL
Woodson | Woodson | TX | Texas | 48447 | Throckmorton | 33.0149 | -99.0534 | 241 | 143 | polygon | FALSE | TRUE | America/Chicago | 3 | 76491 | 1840023000 | [10 empty] | WoodsonTX
Bath | Bath | NC | North Carolina | 37013 | Beaufort | 35.4702 | -76.8119 | 241 | 260 | polygon | FALSE | TRUE | America/New_York | 3 | 27808 27889 | 1840015399 | [10 empty] | BathNC
Agra | Agra | KS | Kansas | 20147 | Phillips | 39.7613 | -99.1194 | 241 | 373 | polygon | FALSE | TRUE | America/Chicago | 3 | 67621 | 1840007291 | [10 empty] | AgraKS
Vansant | Vansant | VA | Virginia | 51027 | Buchanan | 37.2358 | -82.096 | 241 | 30 | polygon | FALSE | FALSE | America/New_York | 3 | 24656 24614 24631 | 1840006430 | [10 empty] | VansantVA
Hilltop | Hilltop | TX | Texas | 48163 | Frio | 28.6938 | -99.1761 | 241 | 74 | polygon | FALSE | FALSE | America/Chicago | 3 | 78017 | 1840018281 | [10 empty] | HilltopTX
Montpelier | Montpelier | LA | Louisiana | 22091 | St. Helena | 30.6823 | -90.6545 | 241 | 49 | polygon | FALSE | TRUE | America/Chicago | 3 | 70422 | 1840018211 | [10 empty] | MontpelierLA
Boynton | Boynton | OK | Oklahoma | 40101 | Muskogee | 35.6493 | -95.6543 | 241 | 221 | polygon | FALSE | TRUE | America/Chicago | 3 | 74422 | 1840021717 | [10 empty] | BoyntonOK
Boulder | Boulder | UT | Utah | 49017 | Garfield | 37.9228 | -111.4319 | 241 | 4 | polygon | FALSE | TRUE | America/Denver | 3 | 84716 | 1840037181 | [10 empty] | BoulderUT
Connorville | Connorville | OH | Ohio | 39081 | Jefferson | 40.1938 | -80.7176 | 241 | 222 | polygon | FALSE | FALSE | America/New_York | 3 | 43943 | 1840140435 | [10 empty] | ConnorvilleOH
Madison | Madison | VA | Virginia | 51113 | Madison | 38.3794 | -78.2586 | 241 | 393 | polygon | FALSE | TRUE | America/New_York | 3 | 22727 | 1840006186 | [10 empty] | MadisonVA
Talmage | Talmage | NE | Nebraska | 31131 | Otoe | 40.5315 | -96.0239 | 241 | 567 | polygon | FALSE | TRUE | America/Chicago | 3 | 68448 | 1840011968 | [10 empty] | TalmageNE
Blue Springs | Blue Springs | MS | Mississippi | 28145 | Union | 34.4013 | -88.8721 | 241 | 91 | polygon | FALSE | TRUE | America/Chicago | 3 | 38828 | 1840017931 | [10 empty] | Blue SpringsMS
Slaughter Beach | Slaughter Beach | DE | Delaware | 10005 | Sussex | 38.915 | -75.309 | 241 | 65 | polygon | FALSE | TRUE | America/New_York | 3 | 19963 | 1840006084 | [10 empty] | Slaughter BeachDE
Pemberton | Pemberton | MN | Minnesota | 27013 | Blue Earth | 44.0084 | -93.7838 | 241 | 495 | polygon | FALSE | TRUE | America/Chicago | 3 | 56078 | 1840008978 | [10 empty] | PembertonMN
Schuyler | Schuyler | VA | Virginia | 51125 | Nelson | 37.7939 | -78.7002 | 241 | 60 | polygon | FALSE | FALSE | America/New_York | 3 | 22969 | 1840024715 | [10 empty] | SchuylerVA
Thorp | Thorp | WA | Washington | 53037 | Kittitas | 47.0656 | -120.6709 | 241 | 76 | polygon | FALSE | FALSE | America/Los_Angeles | 3 | 98946 | 1840018439 | [10 empty] | ThorpWA
Keswick | Keswick | IA | Iowa | 19107 | Keokuk | 41.4547 | -92.2382 | 241 | 214 | polygon | FALSE | TRUE | America/Chicago | 3 | 50136 | 1840008219 | [10 empty] | KeswickIA
Central Pacolet | Central Pacolet | SC | South Carolina | 45083 | Spartanburg | 34.9096 | -81.7526 | 241 | 372 | polygon | FALSE | TRUE | America/New_York | 3 | 29372 | 1840016462 | [10 empty] | Central PacoletSC
Ames | Ames | OK | Oklahoma | 40093 | Major | 36.2471 | -98.1867 | 241 | 312 | polygon | FALSE | TRUE | America/Chicago | 3 | 73718 | 1840021664 | [10 empty] | AmesOK
Hickory Ridge | Hickory Ridge | AR | Arkansas | 5037 | Cross | 35.403 | -90.9946 | 241 | 143 | polygon | FALSE | TRUE | America/Chicago | 3 | 72347 | 1840014580 | [10 empty] | Hickory RidgeAR
Greensboro | Greensboro | PA | Pennsylvania | 42059 | Greene | 39.7921 | -79.9126 | 241 | 859 | polygon | FALSE | TRUE | America/New_York | 3 | 15338 | 1840000719 | [10 empty] | GreensboroPA
Pottersville | Pottersville | NY | New York | 36113 | Warren | 43.7363 | -73.8212 | 241 | 40 | polygon | FALSE | FALSE | America/New_York | 3 | 12860 | 1840026144 | [10 empty] | PottersvilleNY
Pace | Pace | MS | Mississippi | 28011 | Bolivar | 33.7921 | -90.8593 | 240 | 604 | polygon | FALSE | TRUE | America/Chicago | 3 | 38764 | 1840016749 | [10 empty] | PaceMS
Boon | Boon | MI | Michigan | 26165 | Wexford | 44.288 | -85.5975 | 240 | 52 | polygon | FALSE | FALSE | America/Detroit | 3 | 49618 | 1840023967 | [10 empty] | BoonMI
Pisgah | Pisgah | IA | Iowa | 19085 | Harrison | 41.8304 | -95.9264 | 240 | 91 | polygon | FALSE | TRUE | America/Chicago | 3 | 51564 | 1840009208 | [10 empty] | PisgahIA
Sims | Sims | IL | Illinois | 17191 | Wayne | 38.3618 | -88.5355 | 240 | 78 | polygon | FALSE | TRUE | America/Chicago | 3 | 62886 | 1840012887 | [10 empty] | SimsIL
Wadena | Wadena | IA | Iowa | 19065 | Fayette | 42.8398 | -91.6594 | 240 | 125 | polygon | FALSE | TRUE | America/Chicago | 3 | 52169 | 1840010073 | [10 empty] | WadenaIA
Partridge | Partridge | KS | Kansas | 20155 | Reno | 37.9668 | -98.0922 | 240 | 298 | polygon | FALSE | TRUE | America/Chicago | 3 | 67566 | 1840009764 | [10 empty] | PartridgeKS
Monetta | Monetta | SC | South Carolina | 45003 | Aiken | 33.8497 | -81.6097 | 240 | 125 | polygon | FALSE | TRUE | America/New_York | 3 | 29105 | 1840016736 | [10 empty] | MonettaSC
Taylor Landing | Taylor Landing | TX | Texas | 48245 | Jefferson | 29.8641 | -94.1348 | 240 | 88 | polygon | FALSE | TRUE | America/Chicago | 3 | 77705 | 1840022196 | [10 empty] | Taylor LandingTX
Lansford | Lansford | ND | North Dakota | 38009 | Bottineau | 48.627 | -101.3759 | 240 | 263 | polygon | FALSE | TRUE | America/Chicago | 3 | 58750 | 1840000007 | [10 empty] | LansfordND
Young Place | Young Place | NM | New Mexico | 35045 | San Juan | 36.9934 | -107.4931 | 240 | 54 | polygon | FALSE | FALSE | America/Denver | 3 | 81137 87419 | 1840138621 | [10 empty] | Young PlaceNM
Kappa | Kappa | IL | Illinois | 17203 | Woodford | 40.6756 | -89.006 | 240 | 259 | polygon | FALSE | TRUE | America/Chicago | 3 | 61738 | 1840011941 | [10 empty] | KappaIL
Gillsville | Gillsville | GA | Georgia | 13011 | Banks | 34.3095 | -83.6381 | 240 | 83 | polygon | FALSE | TRUE | America/New_York | 3 | 30543 | 1840013616 | [10 empty] | GillsvilleGA
Menominee | Menominee | IL | Illinois | 17085 | Jo Daviess | 42.4747 | -90.5428 | 240 | 48 | polygon | FALSE | TRUE | America/Chicago | 3 | 61025 | 1840011106 | [10 empty] | MenomineeIL
Womelsdorf | Womelsdorf | WV | West Virginia | 54083 | Randolph | 38.8981 | -79.9636 | 240 | 223 | polygon | FALSE | TRUE | America/New_York | 3 | 26257 | 1840073754 | [10 empty] | WomelsdorfWV
Briarcliff | Briarcliff | AR | Arkansas | 5005 | Baxter | 36.2721 | -92.2824 | 240 | 41 | polygon | FALSE | TRUE | America/Chicago | 3 | 72653 | 1840013331 | [10 empty] | BriarcliffAR
Grand Cane | Grand Cane | LA | Louisiana | 22031 | De Soto | 32.0836 | -93.8088 | 240 | 81 | polygon | FALSE | TRUE | America/Chicago | 3 | 71032 | 1840018119 | [10 empty] | Grand CaneLA
Watha | Watha | NC | North Carolina | 37141 | Pender | 34.6512 | -77.9576 | 240 | 67 | polygon | FALSE | TRUE | America/New_York | 3 | 28478 | 1840016605 | [10 empty] | WathaNC
Yale | Yale | IA | Iowa | 19077 | Guthrie | 41.7754 | -94.3572 | 239 | 337 | polygon | FALSE | TRUE | America/Chicago | 3 | 50277 | 1840010188 | [10 empty] | YaleIA
Raiford | Raiford | FL | Florida | 12125 | Union | 30.0637 | -82.2391 | 239 | 169 | polygon | FALSE | TRUE | America/New_York | 3 | 32083 | 1840018256 | [10 empty] | RaifordFL
Zumbro Falls | Zumbro Falls | MN | Minnesota | 27157 | Wabasha | 44.2849 | -92.4263 | 239 | 162 | polygon | FALSE | TRUE | America/Chicago | 3 | 55991 | 1840010024 | [10 empty] | Zumbro FallsMN
Kingsbury | Kingsbury | IN | Indiana | 18091 | LaPorte | 41.5302 | -86.6972 | 239 | 155 | polygon | FALSE | TRUE | America/Chicago | 3 | 46345 46350 | 1840010200 | [10 empty] | KingsburyIN
Homa Hills | Homa Hills | WY | Wyoming | 56025 | Natrona | 42.9857 | -106.3719 | 239 | 10 | polygon | FALSE | FALSE | America/Denver | 3 | 82601 | 1840038431 | [10 empty] | Homa HillsWY
Sweetwater | Sweetwater | ID | Idaho | 16069 | Nez Perce | 46.3676 | -116.7975 | 239 | 77 | polygon | FALSE | FALSE | America/Los_Angeles | 3 | 83540 | 1840023869 | [10 empty] | SweetwaterID
Nettle Lake | Nettle Lake | OH | Ohio | 39171 | Williams | 41.6785 | -84.7271 | 239 | 362 | polygon | FALSE | FALSE | America/New_York | 3 | 43543 | 1840034180 | [10 empty] | Nettle LakeOH
Hardinsburg | Hardinsburg | IN | Indiana | 18175 | Washington | 38.462 | -86.2732 | 239 | 45 | polygon | FALSE | TRUE | America/Indiana/Indianapolis | 3 | 47125 | 1840010763 | [10 empty] | HardinsburgIN
Crossnore | Crossnore | NC | North Carolina | 37011 | Avery | 36.0222 | -81.9307 | 239 | 206 | polygon | FALSE | TRUE | America/New_York | 3 | 28616 | 1840016113 | [10 empty] | CrossnoreNC
Leamington | Leamington | UT | Utah | 49027 | Millard | 39.5313 | -112.2855 | 239 | 60 | polygon | FALSE | TRUE | America/Denver | 3 | 84638 | 1840021459 | [10 empty] | LeamingtonUT
Marquette | Marquette | NE | Nebraska | 31081 | Hamilton | 41.0065 | -98.0096 | 239 | 445 | polygon | FALSE | TRUE | America/Chicago | 3 | 68854 | 1840011735 | [10 empty] | MarquetteNE
Fort Peck | Fort Peck | MT | Montana | 30105 | Valley | 48.007 | -106.4552 | 239 | 103 | polygon | FALSE | TRUE | America/Denver | 3 | 59223 59248 | 1840021046 | [10 empty] | Fort PeckMT
Malta Bend | Malta Bend | MO | Missouri | 29195 | Saline | 39.194 | -93.3634 | 239 | 365 | polygon | FALSE | TRUE | America/Chicago | 3 | 65339 | 1840009615 | [10 empty] | Malta BendMO
Schubert | Schubert | PA | Pennsylvania | 42011 | Berks | 40.4979 | -76.2197 | 239 | 155 | polygon | FALSE | FALSE | America/New_York | 3 | 19507 | 1840026455 | [10 empty] | SchubertPA
Hopewell | Hopewell | PA | Pennsylvania | 42009 | Bedford | 40.1345 | -78.2665 | 239 | 811 | polygon | FALSE | TRUE | America/New_York | 3 | 16650 | 1840001399 | [10 empty] | HopewellPA
Harmon | Harmon | ND | North Dakota | 38059 | Morton | 46.9443 | -100.9526 | 239 | 58 | polygon | FALSE | FALSE | America/North_Dakota/New_Salem | 3 | 58554 | 1840023859 | [10 empty] | HarmonND
Union Dale | Union Dale | PA | Pennsylvania | 42115 | Susquehanna | 41.7154 | -75.4819 | 239 | 38 | polygon | FALSE | TRUE | America/New_York | 3 | 18470 | 1840003330 | [10 empty] | Union DalePA
Ranchette Estates | Ranchette Estates | TX | Texas | 48489 | Willacy | 26.4844 | -97.822 | 239 | 153 | polygon | FALSE | FALSE | America/Chicago | 3 | 78580 | 1840037069 | [10 empty] | Ranchette EstatesTX
Severn | Severn | NC | North Carolina | 37131 | Northampton | 36.5142 | -77.1893 | 239 | 91 | polygon | FALSE | TRUE | America/New_York | 3 | 27862 27877 | 1840017703 | [10 empty] | SevernNC
Fontana | Fontana | KS | Kansas | 20121 | Miami | 38.4239 | -94.8442 | 239 | 109 | polygon | FALSE | TRUE | America/Chicago | 3 | 66026 | 1840008618 | [10 empty] | FontanaKS
Winesburg | Winesburg | OH | Ohio | 39075 | Holmes | 40.6176 | -81.6948 | 238 | 146 | polygon | FALSE | FALSE | America/New_York | 3 | 44624 44690 | 1840026484 | [10 empty] | WinesburgOH
Troy Grove | Troy Grove | IL | Illinois | 17099 | LaSalle | 41.4657 | -89.0815 | 238 | 133 | polygon | FALSE | TRUE | America/Chicago | 3 | 61372 61373 61342 | 1840011542 | [10 empty] | Troy GroveIL
Holstein | Holstein | NE | Nebraska | 31001 | Adams | 40.4652 | -98.651 | 238 | 363 | polygon | FALSE | TRUE | America/Chicago | 3 | 68950 | 1840012039 | [10 empty] | HolsteinNE
East Thermopolis | East Thermopolis | WY | Wyoming | 56017 | Hot Springs | 43.6441 | -108.198 | 238 | 506 | polygon | FALSE | TRUE | America/Denver | 3 | 82443 | 1840021267 | [10 empty] | East ThermopolisWY
Schell City | Schell City | MO | Missouri | 29217 | Vernon | 38.0192 | -94.1167 | 238 | 147 | polygon | FALSE | TRUE | America/Chicago | 3 | 64783 | 1840009859 | [10 empty] | Schell CityMO
Lexa | Lexa | AR | Arkansas | 5107 | Phillips | 34.5982 | -90.7519 | 238 | 223 | polygon | FALSE | TRUE | America/Chicago | 3 | 72355 | 1840016614 | [10 empty] | LexaAR
Meservey | Meservey | IA | Iowa | 19033 | Cerro Gordo | 42.9157 | -93.4734 | 238 | 60 | polygon | FALSE | TRUE | America/Chicago | 3 | 50457 | 1840007985 | [10 empty] | MeserveyIA
Woodlawn | Woodlawn | KY | Kentucky | 21037 | Campbell | 39.0909 | -84.4729 | 238 | 1563 | polygon | FALSE | TRUE | America/New_York | 3 | 41071 | 1840015172 | [10 empty] | WoodlawnKY
Flintstone | Flintstone | MD | Maryland | 24001 | Allegany | 39.7034 | -78.5758 | 238 | 220 | polygon | FALSE | FALSE | America/New_York | 3 | 21530 | 1840024423 | [10 empty] | FlintstoneMD
Taft | Taft | OK | Oklahoma | 40101 | Muskogee | 35.7607 | -95.5455 | 238 | 58 | polygon | FALSE | TRUE | America/Chicago | 3 | 74401 74463 | 1840022722 | [10 empty] | TaftOK
Livonia Center | Livonia Center | NY | New York | 36051 | Livingston | 42.821 | -77.642 | 238 | 112 | polygon | FALSE | FALSE | America/New_York | 3 | 14487 14488 | 1840024078 | [10 empty] | Livonia CenterNY
Addieville | Addieville | IL | Illinois | 17189 | Washington | 38.3913 | -89.4865 | 238 | 92 | polygon | FALSE | TRUE | America/Chicago | 3 | 62214 | 1840010804 | [10 empty] | AddievilleIL
Edesville | Edesville | MD | Maryland | 24029 | Kent | 39.154 | -76.2097 | 238 | 229 | polygon | FALSE | FALSE | America/New_York | 3 | 21661 | 1840024474 | [10 empty] | EdesvilleMD
Hillsboro | Hillsboro | WV | West Virginia | 54075 | Pocahontas | 38.1353 | -80.2136 | 238 | 255 | polygon | FALSE | TRUE | America/New_York | 3 | 24946 | 1840006155 | [10 empty] | HillsboroWV
Ebony | Ebony | VA | Virginia | 51025 | Brunswick | 36.5759 | -77.984 | 238 | 21 | polygon | FALSE | FALSE | America/New_York | 3 | 23845 | 1840024815 | [10 empty] | EbonyVA
Morgan City | Morgan City | MS | Mississippi | 28083 | Leflore | 33.3786 | -90.3461 | 238 | 156 | polygon | FALSE | TRUE | America/Chicago | 3 | 38946 | 1840016809 | [10 empty] | Morgan CityMS
Bowers | Bowers | PA | Pennsylvania | 42011 | Berks | 40.4848 | -75.7423 | 238 | 151 | polygon | FALSE | FALSE | America/New_York | 3 | 19511 19530 19539 | 1840026445 | [10 empty] | BowersPA
Mountain | Mountain | WI | Wisconsin | 55083 | Oconto | 45.1864 | -88.4681 | 238 | 13 | polygon | FALSE | FALSE | America/Chicago | 3 | 54149 | 1840025313 | [10 empty] | MountainWI
Country Acres | Country Acres | TX | Texas | 48409 | San Patricio | 27.9251 | -97.1661 | 238 | 823 | polygon | FALSE | TRUE | America/Chicago | 3 | 78336 | 1840042574 | [10 empty] | Country AcresTX
Ste. Marie | Ste. Marie | IL | Illinois | 17079 | Jasper | 38.93 | -88.0278 | 238 | 82 | polygon | FALSE | TRUE | America/Chicago | 3 | 62459 | 1840012760 | [10 empty] | Ste. MarieIL
Potter | Potter | WI | Wisconsin | 55015 | Calumet | 44.1202 | -88.0991 | 237 | 180 | polygon | FALSE | TRUE | America/Chicago | 3 | 54110 54160 | 1840002523 | [10 empty] | PotterWI
Meno | Meno | OK | Oklahoma | 40093 | Major | 36.3881 | -98.1779 | 237 | 482 | polygon | FALSE | TRUE | America/Chicago | 3 | 73760 | 1840022672 | [10 empty] | MenoOK
Prescott | Prescott | IA | Iowa | 19003 | Adams | 41.0238 | -94.613 | 237 | 228 | polygon | FALSE | TRUE | America/Chicago | 3 | 50859 | 1840009347 | [10 empty] | PrescottIA
Rosston | Rosston | AR | Arkansas | 5099 | Nevada | 33.5877 | -93.2798 | 237 | 20 | polygon | FALSE | TRUE | America/Chicago | 3 | 71858 | 1840017997 | [10 empty] | RosstonAR
Blackburn | Blackburn | MO | Missouri | 29195 | Saline | 39.1047 | -93.4854 | 237 | 296 | polygon | FALSE | TRUE | America/Chicago | 3 | 64001 65321 | 1840007374 | [10 empty] | BlackburnMO
Milroy | Milroy | MN | Minnesota | 27127 | Redwood | 44.4178 | -95.5536 | 237 | 350 | polygon | FALSE | TRUE | America/Chicago | 3 | 56263 | 1840007871 | [10 empty] | MilroyMN
Teller | Teller | AK | Alaska | 2180 | Nome | 65.2531 | -166.342 | 237 | 61 | polygon | FALSE | TRUE | America/Nome | 3 | 99778 | 1840023500 | [10 empty] | TellerAK
Guinda | Guinda | CA | California | 6113 | Yolo | 38.8275 | -122.1985 | 237 | 31 | polygon | FALSE | FALSE | America/Los_Angeles | 3 | 95637 | 1840026714 | [10 empty] | GuindaCA
Bentonville | Bentonville | OH | Ohio | 39001 | Adams | 38.7455 | -83.6103 | 237 | 52 | polygon | FALSE | FALSE | America/New_York | 3 | 45693 45144 45105 | 1840026695 | [10 empty] | BentonvilleOH
Peoria | Peoria | OR | Oregon | 41043 | Linn | 44.4507 | -123.2043 | 237 | 192 | polygon | FALSE | FALSE | America/Los_Angeles | 3 | 97348 97377 | 1840023943 | [10 empty] | PeoriaOR
North Sultan | North Sultan | WA | Washington | 53061 | Snohomish | 47.8829 | -121.8253 | 237 | 157 | polygon | FALSE | FALSE | America/Los_Angeles | 3 | 98294 | 1840037859 | [10 empty] | North SultanWA
Sandia Park | Sandia Park | NM | New Mexico | 35001 | Bernalillo | 35.1648 | -106.3657 | 236 | 125 | polygon | FALSE | FALSE | America/Denver | 3 | 87047 | 1840024974 | [10 empty] | Sandia ParkNM
Constableville | Constableville | NY | New York | 36049 | Lewis | 43.5649 | -75.428 | 236 | 81 | polygon | FALSE | TRUE | America/New_York | 3 | 13325 | 1840004139 | [10 empty] | ConstablevilleNY
Del Mar Heights | Del Mar Heights | TX | Texas | 48061 | Cameron | 26.0566 | -97.4235 | 236 | 201 | polygon | FALSE | FALSE | America/Chicago | 3 | 78566 | 1840037041 | [10 empty] | Del Mar HeightsTX
Saratoga | Saratoga | IN | Indiana | 18135 | Randolph | 40.2368 | -84.9159 | 236 | 344 | polygon | FALSE | TRUE | America/Indiana/Indianapolis | 3 | 47394 47382 | 1840010478 | [10 empty] | SaratogaIN
Brainards | Brainards | NJ | New Jersey | 34041 | Warren | 40.7718 | -75.1699 | 236 | 495 | polygon | FALSE | FALSE | America/New_York | 3 | 8865 | 1840024219 | [10 empty] | BrainardsNJ
Garland | Garland | AR | Arkansas | 5091 | Miller | 33.3609 | -93.7142 | 236 | 103 | polygon | FALSE | TRUE | America/Chicago | 3 | 71839 | 1840016838 | [10 empty] | GarlandAR
Midway | Midway | TX | Texas | 48313 | Madison | 31.0252 | -95.7539 | 236 | 57 | polygon | FALSE | TRUE | America/Chicago | 3 | 75852 | 1840020862 | [10 empty] | MidwayTX
Shady Dale | Shady Dale | GA | Georgia | 13159 | Jasper | 33.4007 | -83.5881 | 236 | 103 | polygon | FALSE | TRUE | America/New_York | 3 | 31085 | 1840018011 | [10 empty] | Shady DaleGA
Waco | Waco | NE | Nebraska | 31185 | York | 40.897 | -97.4614 | 236 | 398 | polygon | FALSE | TRUE | America/Chicago | 3 | 68460 | 1840011825 | [10 empty] | WacoNE
Berkey | Berkey | OH | Ohio | 39095 | Lucas | 41.7084 | -83.8383 | 236 | 21 | polygon | FALSE | TRUE | America/New_York | 3 | 43504 | 1840011477 | [10 empty] | BerkeyOH
Sandy Point | Sandy Point | TX | Texas | 48039 | Brazoria | 29.4013 | -95.4816 | 236 | 52 | polygon | FALSE | TRUE | America/Chicago | 3 | 77583 | 1840141563 | [10 empty] | Sandy PointTX
The Plains | The Plains | VA | Virginia | 51061 | Fauquier | 38.8621 | -77.7741 | 236 | 330 | polygon | FALSE | TRUE | America/New_York | 3 | 20198 | 1840006057 | [10 empty] | The PlainsVA
Parc | Parc | NY | New York | 36019 | Clinton | 44.6639 | -73.453 | 236 | 74 | polygon | FALSE | FALSE | America/New_York | 3 | 12901 | 1840034040 | [10 empty] | ParcNY
Springview | Springview | NE | Nebraska | 31103 | Keya Paha | 42.8249 | -99.7475 | 236 | 137 | polygon | FALSE | TRUE | America/Chicago | 3 | 68778 | 1840011037 | [10 empty] | SpringviewNE
New Riegel | New Riegel | OH | Ohio | 39147 | Seneca | 41.0519 | -83.319 | 236 | 454 | polygon | FALSE | TRUE | America/New_York | 3 | 44853 | 1840011721 | [10 empty] | New RiegelOH
Glenwood | Glenwood | IN | Indiana | 18139 | Rush | 39.6256 | -85.3025 | 236 | 474 | polygon | FALSE | TRUE | America/Indiana/Indianapolis | 3 | 46133 | 1840010603 | [10 empty] | GlenwoodIN
Lexington | Lexington | OR | Oregon | 41049 | Morrow | 45.4462 | -119.6879 | 236 | 208 | polygon | FALSE | TRUE | America/Los_Angeles | 3 | 97839 | 1840021199 | [10 empty] | LexingtonOR
Michigamme | Michigamme | MI | Michigan | 26103 | Marquette | 46.5334 | -88.0627 | 236 | 38 | polygon | FALSE | FALSE | America/Detroit | 3 | 49861 | 1840006566 | [10 empty] | MichigammeMI
Peoria | Peoria | CO | Colorado | 8005 | Arapahoe | 39.6649 | -104.1456 | 236 | 6 | polygon | FALSE | FALSE | America/Denver | 3 | 80103 | 1840024383 | [10 empty] | PeoriaCO
Newtown | Newtown | PA | Pennsylvania | 42107 | Schuylkill | 40.6529 | -76.3461 | 236 | 142 | polygon | FALSE | FALSE | America/New_York | 3 | 17981 | 1840151703 | [10 empty] | NewtownPA
Bluebell | Bluebell | UT | Utah | 49013 | Duchesne | 40.3576 | -110.2232 | 236 | 9 | polygon | FALSE | FALSE | America/Denver | 3 | 84007 | 1840024270 | [10 empty] | BluebellUT
Lake Lillian | Lake Lillian | MN | Minnesota | 27067 | Kandiyohi | 44.9458 | -94.88 | 235 | 200 | polygon | FALSE | TRUE | America/Chicago | 3 | 56253 | 1840007803 | [10 empty] | Lake LillianMN
Upper Kalskag | Upper Kalskag | AK | Alaska | 2050 | Bethel | 61.5416 | -160.3337 | 235 | 25 | polygon | FALSE | FALSE | America/Anchorage | 3 | 99607 | 1840023556 | [10 empty] | Upper KalskagAK
Carl | Carl | GA | Georgia | 13013 | Barrow | 34.0046 | -83.8128 | 235 | 83 | polygon | FALSE | TRUE | America/New_York | 3 | 30011 30680 | 1840015621 | [10 empty] | CarlGA
Fredonia | Fredonia | IA | Iowa | 19115 | Louisa | 41.2844 | -91.3397 | 235 | 548 | polygon | FALSE | TRUE | America/Chicago | 3 | 52738 | 1840008245 | [10 empty] | FredoniaIA
Gorst | Gorst | WA | Washington | 53035 | Kitsap | 47.5237 | -122.7057 | 235 | 147 | polygon | FALSE | FALSE | America/Los_Angeles | 3 | 98312 98367 | 1840023795 | [10 empty] | GorstWA
Bethune | Bethune | CO | Colorado | 8063 | Kit Carson | 39.3038 | -102.4234 | 235 | 560 | polygon | FALSE | TRUE | America/Denver | 3 | 80805 | 1840020221 | [10 empty] | BethuneCO
Cashtown | Cashtown | PA | Pennsylvania | 42001 | Adams | 39.8837 | -77.3533 | 235 | 60 | polygon | FALSE | FALSE | America/New_York | 3 | 17353 17307 17343 17310 | 1840026577 | [10 empty] | CashtownPA
Bronaugh | Bronaugh | MO | Missouri | 29217 | Vernon | 37.694 | -94.4683 | 235 | 318 | polygon | FALSE | TRUE | America/Chicago | 3 | 64728 | 1840006317 | [10 empty] | BronaughMO
Little Creek | Little Creek | DE | Delaware | 10001 | Kent | 39.1664 | -75.4483 | 235 | 913 | polygon | FALSE | TRUE | America/New_York | 3 | 19901 | 1840005818 | [10 empty] | Little CreekDE
Cypress | Cypress | IL | Illinois | 17087 | Johnson | 37.3655 | -89.0187 | 235 | 120 | polygon | FALSE | TRUE | America/Chicago | 3 | 62923 | 1840013004 | [10 empty] | CypressIL
Interlaken | Interlaken | UT | Utah | 49051 | Wasatch | 40.5413 | -111.4749 | 235 | 406 | polygon | FALSE | TRUE | America/Denver | 3 | 84049 | 1840037255 | [10 empty] | InterlakenUT
Sanders | Sanders | KY | Kentucky | 21041 | Carroll | 38.6549 | -84.9466 | 235 | 308 | polygon | FALSE | TRUE | America/New_York | 3 | 41083 | 1840015182 | [10 empty] | SandersKY
Williams | Williams | IN | Indiana | 18093 | Lawrence | 38.8147 | -86.6446 | 235 | 25 | polygon | FALSE | FALSE | America/Indiana/Indianapolis | 3 | 47470 | 1840024596 | [10 empty] | WilliamsIN
Peetz | Peetz | CO | Colorado | 8075 | Logan | 40.9617 | -103.1139 | 235 | 406 | polygon | FALSE | TRUE | America/Denver | 3 | 80747 | 1840022406 | [10 empty] | PeetzCO
Twin Lakes | Twin Lakes | MN | Minnesota | 27087 | Mahnomen | 47.2261 | -95.6555 | 235 | 33 | polygon | FALSE | TRUE | America/Chicago | 3 | 56589 56566 | 1840150164 | [10 empty] | Twin LakesMN
Orient | Orient | OH | Ohio | 39129 | Pickaway | 39.8056 | -83.1528 | 235 | 593 | polygon | FALSE | FALSE | America/New_York | 3 | 43146 | 1840012556 | [10 empty] | OrientOH
Twin Lakes | Twin Lakes | IA | Iowa | 19025 | Calhoun | 42.4775 | -94.6354 | 235 | 66 | polygon | FALSE | FALSE | America/Chicago | 3 | 50563 50579 | 1840029703 | [10 empty] | Twin LakesIA
New Harmony | New Harmony | UT | Utah | 49053 | Washington | 37.4803 | -113.3096 | 234 | 149 | polygon | FALSE | TRUE | America/Denver | 3 | 84757 | 1840022558 | [10 empty] | New HarmonyUT
Mount Eaton | Mount Eaton | OH | Ohio | 39169 | Wayne | 40.6946 | -81.7021 | 234 | 531 | polygon | FALSE | TRUE | America/New_York | 3 | 44606 44659 44662 | 1840011897 | [10 empty] | Mount EatonOH
North Bay | North Bay | WI | Wisconsin | 55101 | Racine | 42.7644 | -87.7812 | 234 | 857 | polygon | FALSE | TRUE | America/Chicago | 3 | 53402 | 1840002492 | [10 empty] | North BayWI
Radisson | Radisson | WI | Wisconsin | 55113 | Sawyer | 45.7684 | -91.2179 | 234 | 229 | polygon | FALSE | TRUE | America/Chicago | 3 | 54867 | 1840002000 | [10 empty] | RadissonWI
Wolverine | Wolverine | MI | Michigan | 26031 | Cheboygan | 45.2732 | -84.6052 | 234 | 91 | polygon | FALSE | TRUE | America/Detroit | 3 | 49799 | 1840010919 | [10 empty] | WolverineMI
Sandy Hook | Sandy Hook | MD | Maryland | 24043 | Washington | 39.3284 | -77.7052 | 234 | 418 | polygon | FALSE | FALSE | America/New_York | 3 | 21758 | 1840024411 | [10 empty] | Sandy HookMD
Ryegate | Ryegate | MT | Montana | 30037 | Golden Valley | 46.2985 | -109.2538 | 234 | 119 | polygon | FALSE | TRUE | America/Denver | 3 | 59074 | 1840021166 | [10 empty] | RyegateMT
Henning | Henning | IL | Illinois | 17183 | Vermilion | 40.3069 | -87.701 | 234 | 59 | polygon | FALSE | TRUE | America/Chicago | 3 | 61865 61811 61848 | 1840012177 | [10 empty] | HenningIL
Creswell | Creswell | NC | North Carolina | 37187 | Washington | 35.8743 | -76.4032 | 234 | 159 | polygon | FALSE | TRUE | America/New_York | 3 | 27928 | 1840016241 | [10 empty] | CreswellNC
Liberty | Liberty | PA | Pennsylvania | 42117 | Tioga | 41.5585 | -77.1054 | 234 | 189 | polygon | FALSE | TRUE | America/New_York | 3 | 16930 | 1840145063 | [10 empty] | LibertyPA
Vallecito | Vallecito | CA | California | 6009 | Calaveras | 38.074 | -120.4564 | 234 | 10 | polygon | FALSE | FALSE | America/Los_Angeles | 3 | 95251 | 1840018869 | [10 empty] | VallecitoCA
Candelero Abajo | Candelero Abajo | PR | Puerto Rico | 72069 | Humacao | 18.0943 | -65.8165 | 234 | 1480 | polygon | FALSE | TRUE | America/Puerto_Rico | 3 | 791 | 1630025232 | [10 empty] | Candelero AbajoPR
Donnelly | Donnelly | MN | Minnesota | 27149 | Stevens | 45.6895 | -96.0143 | 234 | 32 | polygon | FALSE | TRUE | America/Chicago | 3 | 56235 | 1840006690 | [10 empty] | DonnellyMN
Prompton | Prompton | PA | Pennsylvania | 42127 | Wayne | 41.5891 | -75.3275 | 234 | 58 | polygon | FALSE | TRUE | America/New_York | 3 | 18456 | 1840003315 | [10 empty] | PromptonPA
Bone Gap | Bone Gap | IL | Illinois | 17047 | Edwards | 38.4449 | -87.9976 | 234 | 154 | polygon | FALSE | TRUE | America/Chicago | 3 | 62815 | 1840012889 | [10 empty] | Bone GapIL
Alsea | Alsea | OR | Oregon | 41003 | Benton | 44.3818 | -123.5958 | 234 | 585 | polygon | FALSE | FALSE | America/Los_Angeles | 3 | 97324 | 1840023949 | [10 empty] | AlseaOR
Galisteo | Galisteo | NM | New Mexico | 35049 | Santa Fe | 35.395 | -105.9569 | 234 | 35 | polygon | FALSE | FALSE | America/Denver | 3 | 87540 | 1840017771 | [10 empty] | GalisteoNM
Kangley | Kangley | IL | Illinois | 17099 | LaSalle | 41.148 | -88.8722 | 233 | 344 | polygon | FALSE | TRUE | America/Chicago | 3 | 61364 | 1840011531 | [10 empty] | KangleyIL
Easton | Easton | MO | Missouri | 29021 | Buchanan | 39.7226 | -94.6403 | 233 | 152 | polygon | FALSE | TRUE | America/Chicago | 3 | 64443 | 1840008441 | [10 empty] | EastonMO
Walton | Walton | KS | Kansas | 20079 | Harvey | 38.1193 | -97.2582 | 233 | 250 | polygon | FALSE | TRUE | America/Chicago | 3 | 67151 | 1840010829 | [10 empty] | WaltonKS
Pachuta | Pachuta | MS | Mississippi | 28023 | Clarke | 32.0441 | -88.8844 | 233 | 36 | polygon | FALSE | TRUE | America/Chicago | 3 | 39347 | 1840017034 | [10 empty] | PachutaMS
Boones Mill | Boones Mill | VA | Virginia | 51067 | Franklin | 37.1156 | -79.9514 | 233 | 121 | polygon | FALSE | TRUE | America/New_York | 3 | 24065 | 1840006478 | [10 empty] | Boones MillVA
E. Lopez | E. Lopez | TX | Texas | 48427 | Starr | 26.3087 | -98.6378 | 233 | 4351 | polygon | FALSE | TRUE | America/Chicago | 2 | 78582 | 1840040700 | [10 empty] | E. LopezTX
Fenton | Fenton | IA | Iowa | 19109 | Kossuth | 43.2181 | -94.428 | 233 | 261 | polygon | FALSE | TRUE | America/Chicago | 3 | 50539 | 1840007956 | [10 empty] | FentonIA
Martinsburg | Martinsburg | OH | Ohio | 39083 | Knox | 40.2695 | -82.3545 | 233 | 509 | polygon | FALSE | TRUE | America/New_York | 3 | 43080 43037 | 1840012142 | [10 empty] | MartinsburgOH
Kipton | Kipton | OH | Ohio | 39093 | Lorain | 41.2665 | -82.3039 | 233 | 204 | polygon | FALSE | TRUE | America/New_York | 3 | 44049 44074 | 1840011591 | [10 empty] | KiptonOH
Concord | Concord | AR | Arkansas | 5023 | Cleburne | 35.6625 | -91.849 | 233 | 31 | polygon | FALSE | TRUE | America/Chicago | 3 | 72523 | 1840016305 | [10 empty] | ConcordAR
Nason | Nason | IL | Illinois | 17081 | Jefferson | 38.176 | -88.9662 | 233 | 98 | polygon | FALSE | TRUE | America/Chicago | 3 | 62816 | 1840008655 | [10 empty] | NasonIL
Manor Creek | Manor Creek | KY | Kentucky | 21111 | Jefferson | 38.2981 | -85.5873 | 233 | 1628 | polygon | FALSE | TRUE | America/New_York | 3 | 40241 | 1840030801 | [10 empty] | Manor CreekKY
Bison | Bison | KS | Kansas | 20165 | Rush | 38.5199 | -99.1979 | 233 | 339 | polygon | FALSE | TRUE | America/Chicago | 3 | 67520 | 1840007484 | [10 empty] | BisonKS
Denton | Denton | MT | Montana | 30027 | Fergus | 47.3222 | -109.9481 | 233 | 126 | polygon | FALSE | TRUE | America/Denver | 3 | 59430 | 1840021112 | [10 empty] | DentonMT
Leavenworth | Leavenworth | IN | Indiana | 18025 | Crawford | 38.1994 | -86.3451 | 233 | 109 | polygon | FALSE | TRUE | America/Indiana/Marengo | 3 | 47137 | 1840009817 | [10 empty] | LeavenworthIN
Oak Ridge | Oak Ridge | MO | Missouri | 29031 | Cape Girardeau | 37.4987 | -89.73 | 233 | 152 | polygon | FALSE | TRUE | America/Chicago | 3 | 63755 63769 | 1840009890 | [10 empty] | Oak RidgeMO
McCutchenville | McCutchenville | OH | Ohio | 39147 | Seneca | 40.9944 | -83.2547 | 233 | 32 | polygon | FALSE | FALSE | America/New_York | 3 | 44844 | 1840026388 | [10 empty] | McCutchenvilleOH
Summer Shade | Summer Shade | KY | Kentucky | 21169 | Metcalfe | 36.8836 | -85.7098 | 233 | 44 | polygon | FALSE | FALSE | America/Chicago | 3 | 42166 | 1840026881 | [10 empty] | Summer ShadeKY
Mount Carmel | Mount Carmel | SC | South Carolina | 45065 | McCormick | 34.0185 | -82.5044 | 233 | 9 | polygon | FALSE | FALSE | America/New_York | 3 | 29840 | 1840013694 | [10 empty] | Mount CarmelSC
Rabbit Hash | Rabbit Hash | KY | Kentucky | 21015 | Boone | 38.924 | -84.8503 | 233 | 17 | polygon | FALSE | FALSE | America/New_York | 3 | 41091 41005 | 1840026682 | [10 empty] | Rabbit HashKY
Clyde | Clyde | NJ | New Jersey | 34035 | Somerset | 40.4874 | -74.5132 | 233 | 234 | polygon | FALSE | FALSE | America/New_York | 3 | 8873 | 1840033249 | [10 empty] | ClydeNJ
Aspers | Aspers | PA | Pennsylvania | 42001 | Adams | 39.9764 | -77.226 | 233 | 171 | polygon | FALSE | FALSE | America/New_York | 3 | 17304 | 1840005545 | [10 empty] | AspersPA
Duane Lake | Duane Lake | NY | New York | 36093 | Schenectady | 42.7526 | -74.1089 | 233 | 37 | polygon | FALSE | FALSE | America/New_York | 3 | 12056 | 1840004442 | [10 empty] | Duane LakeNY
Bessemer Bend | Bessemer Bend | WY | Wyoming | 56025 | Natrona | 42.7576 | -106.5237 | 232 | 56 | polygon | FALSE | FALSE | America/Denver | 3 | 82604 | 1840038424 | [10 empty] | Bessemer BendWY
Western | Western | NE | Nebraska | 31151 | Saline | 40.3931 | -97.1984 | 232 | 184 | polygon | FALSE | TRUE | America/Chicago | 3 | 68464 | 1840012059 | [10 empty] | WesternNE
Crystal Lake | Crystal Lake | IA | Iowa | 19081 | Hancock | 43.223 | -93.7927 | 232 | 351 | polygon | FALSE | TRUE | America/Chicago | 3 | 50432 | 1840006879 | [10 empty] | Crystal LakeIA
Woodland Hills | Woodland Hills | NE | Nebraska | 31131 | Otoe | 40.7511 | -96.421 | 232 | 250 | polygon | FALSE | TRUE | America/Chicago | 3 | 68347 | 1840039774 | [10 empty] | Woodland HillsNE
Applegate | Applegate | MI | Michigan | 26151 | Sanilac | 43.3554 | -82.6371 | 232 | 89 | polygon | FALSE | TRUE | America/Detroit | 3 | 48401 | 1840010052 | [10 empty] | ApplegateMI
Gilby | Gilby | ND | North Dakota | 38035 | Grand Forks | 48.0834 | -97.468 | 232 | 506 | polygon | FALSE | TRUE | America/Chicago | 3 | 58235 | 1840000100 | [10 empty] | GilbyND
Pontiac | Pontiac | MO | Missouri | 29153 | Ozark | 36.5166 | -92.6037 | 232 | 35 | polygon | FALSE | FALSE | America/Chicago | 3 | 65729 | 1840025751 | [10 empty] | PontiacMO
Orchard Hill | Orchard Hill | GA | Georgia | 13255 | Spalding | 33.1851 | -84.2123 | 232 | 251 | polygon | FALSE | TRUE | America/New_York | 3 | 30224 | 1840016884 | [10 empty] | Orchard HillGA
Cromwell | Cromwell | MN | Minnesota | 27017 | Carlton | 46.6795 | -92.873 | 232 | 48 | polygon | FALSE | TRUE | America/Chicago | 3 | 55726 | 1840006647 | [10 empty] | CromwellMN
Venice | Venice | LA | Louisiana | 22075 | Plaquemines | 29.2875 | -89.3637 | 232 | 89 | polygon | FALSE | FALSE | America/Chicago | 3 | 70091 | 1840025139 | [10 empty] | VeniceLA
Stites | Stites | ID | Idaho | 16049 | Idaho | 46.0924 | -115.9763 | 232 | 959 | polygon | FALSE | TRUE | America/Los_Angeles | 3 | 83552 | 1840021170 | [10 empty] | StitesID
Bardolph | Bardolph | IL | Illinois | 17109 | McDonough | 40.4959 | -90.5631 | 232 | 145 | polygon | FALSE | TRUE | America/Chicago | 3 | 61455 61416 | 1840012108 | [10 empty] | BardolphIL
Chesterville | Chesterville | OH | Ohio | 39117 | Morrow | 40.4777 | -82.6818 | 232 | 437 | polygon | FALSE | TRUE | America/New_York | 3 | 43338 43317 | 1840010388 | [10 empty] | ChestervilleOH
Coldiron | Coldiron | KY | Kentucky | 21095 | Harlan | 36.8279 | -83.4529 | 232 | 466 | polygon | FALSE | FALSE | America/New_York | 3 | 40819 40873 | 1840026896 | [10 empty] | ColdironKY
Springfield | Springfield | WV | West Virginia | 54027 | Hampshire | 39.4449 | -78.6977 | 232 | 66 | polygon | FALSE | FALSE | America/New_York | 3 | 26763 | 1840025605 | [10 empty] | SpringfieldWV
Rogersville | Rogersville | PA | Pennsylvania | 42059 | Greene | 39.8807 | -80.2693 | 232 | 220 | polygon | FALSE | FALSE | America/New_York | 3 | 15364 15370 15359 | 1840026591 | [10 empty] | RogersvillePA
Alto Bonito Heights | Alto Bonito Heights | TX | Texas | 48427 | Starr | 26.3158 | -98.6413 | 232 | 1740 | polygon | FALSE | TRUE | America/Chicago | 3 | 78582 | 1840040612 | [10 empty] | Alto Bonito HeightsTX
Macdona | Macdona | TX | Texas | 48029 | Bexar | 29.3205 | -98.6973 | 232 | 57 | polygon | FALSE | FALSE | America/Chicago | 3 | 78002 78054 | 1840026039 | [10 empty] | MacdonaTX
Basin | Basin | MT | Montana | 30043 | Jefferson | 46.2834 | -112.2871 | 232 | 7 | polygon | FALSE | FALSE | America/Denver | 3 | 59631 | 1840017386 | [10 empty] | BasinMT
New Post | New Post | WI | Wisconsin | 55113 | Sawyer | 45.8965 | -91.193 | 232 | 4 | polygon | FALSE | FALSE | America/Chicago | 3 | 54843 54828 | 1840004010 | [10 empty] | New PostWI
Jennings | Jennings | MD | Maryland | 24023 | Garrett | 39.6487 | -79.1835 | 232 | 267 | polygon | FALSE | FALSE | America/New_York | 3 | 21536 | 1840024445 | [10 empty] | JenningsMD
Ackerly | Ackerly | TX | Texas | 48115 | Dawson | 32.5251 | -101.7158 | 232 | 288 | polygon | FALSE | TRUE | America/Chicago | 3 | 79713 | 1840019445 | [10 empty] | AckerlyTX
Staplehurst | Staplehurst | NE | Nebraska | 31159 | Seward | 40.9747 | -97.173 | 232 | 717 | polygon | FALSE | TRUE | America/Chicago | 3 | 68439 | 1840011842 | [10 empty] | StaplehurstNE
Lemon Cove | Lemon Cove | CA | California | 6107 | Tulare | 36.379 | -119.0312 | 232 | 107 | polygon | FALSE | TRUE | America/Los_Angeles | 3 | 93244 | 1840074315 | [10 empty] | Lemon CoveCA
Bigelow | Bigelow | MN | Minnesota | 27105 | Nobles | 43.5053 | -95.6892 | 231 | 226 | polygon | FALSE | TRUE | America/Chicago | 3 | 56117 | 1840006821 | [10 empty] | BigelowMN
Warfield | Warfield | KY | Kentucky | 21159 | Martin | 37.8415 | -82.4224 | 231 | 108 | polygon | FALSE | TRUE | America/New_York | 3 | 41267 | 1840015221 | [10 empty] | WarfieldKY
Severy | Severy | KS | Kansas | 20073 | Greenwood | 37.6219 | -96.2275 | 231 | 182 | polygon | FALSE | TRUE | America/Chicago | 3 | 67137 | 1840009761 | [10 empty] | SeveryKS
Nixon | Nixon | NV | Nevada | 32031 | Washoe | 39.828 | -119.3589 | 231 | 14 | polygon | FALSE | FALSE | America/Los_Angeles | 3 | 89424 89510 | 1840018709 | [10 empty] | NixonNV
Kit Carson | Kit Carson | CO | Colorado | 8017 | Cheyenne | 38.7628 | -102.7954 | 231 | 152 | polygon | FALSE | TRUE | America/Denver | 3 | 80825 | 1840021482 | [10 empty] | Kit CarsonCO
Saxis | Saxis | VA | Virginia | 51001 | Accomack | 37.9261 | -75.7224 | 231 | 220 | polygon | FALSE | TRUE | America/New_York | 3 | 23427 | 1840006330 | [10 empty] | SaxisVA
Pawnee Rock | Pawnee Rock | KS | Kansas | 20009 | Barton | 38.2649 | -98.9823 | 231 | 316 | polygon | FALSE | TRUE | America/Chicago | 3 | 67567 | 1840009653 | [10 empty] | Pawnee RockKS
Rico | Rico | CO | Colorado | 8033 | Dolores | 37.6891 | -108.0318 | 231 | 131 | polygon | FALSE | TRUE | America/Denver | 3 | 81332 | 1840021541 | [10 empty] | RicoCO
Jerico Springs | Jerico Springs | MO | Missouri | 29039 | Cedar | 37.6197 | -94.0113 | 231 | 130 | polygon | FALSE | TRUE | America/Chicago | 3 | 64756 | 1840012980 | [10 empty] | Jerico SpringsMO
Branch | Branch | LA | Louisiana | 22001 | Acadia | 30.348 | -92.2771 | 231 | 12 | polygon | FALSE | FALSE | America/Chicago | 3 | 70516 | 1840026025 | [10 empty] | BranchLA
Center Point | Center Point | IN | Indiana | 18021 | Clay | 39.4154 | -87.0752 | 231 | 120 | polygon | FALSE | TRUE | America/Indiana/Indianapolis | 3 | 47840 | 1840009673 | [10 empty] | Center PointIN
Tamaha | Tamaha | OK | Oklahoma | 40061 | Haskell | 35.4059 | -95.0181 | 231 | 13 | polygon | FALSE | TRUE | America/Chicago | 3 | 74462 | 1840022769 | [10 empty] | TamahaOK
Madrid | Madrid | NE | Nebraska | 31135 | Perkins | 40.8525 | -101.5278 | 231 | 78 | polygon | FALSE | TRUE | America/Denver | 3 | 69150 | 1840011870 | [10 empty] | MadridNE
Elm Grove | Elm Grove | OK | Oklahoma | 40001 | Adair | 35.7925 | -94.563 | 231 | 53 | polygon | FALSE | TRUE | America/Chicago | 3 | 74960 | 1840040363 | [10 empty] | Elm GroveOK
Laurel | Laurel | IA | Iowa | 19127 | Marshall | 41.8841 | -92.9222 | 231 | 355 | polygon | FALSE | TRUE | America/Chicago | 3 | 50141 | 1840008114 | [10 empty] | LaurelIA
Hobson | Hobson | MT | Montana | 30045 | Judith Basin | 46.9996 | -109.8732 | 231 | 417 | polygon | FALSE | TRUE | America/Denver | 3 | 59452 | 1840019850 | [10 empty] | HobsonMT
Roaring Springs | Roaring Springs | TX | Texas | 48345 | Motley | 33.8992 | -100.8561 | 231 | 84 | polygon | FALSE | TRUE | America/Chicago | 3 | 79256 | 1840021914 | [10 empty] | Roaring SpringsTX
Callaway | Callaway | MN | Minnesota | 27005 | Becker | 46.982 | -95.912 | 230 | 140 | polygon | FALSE | TRUE | America/Chicago | 3 | 56521 | 1840006629 | [10 empty] | CallawayMN
Leonard | Leonard | ND | North Dakota | 38017 | Cass | 46.6523 | -97.2499 | 230 | 118 | polygon | FALSE | TRUE | America/Chicago | 3 | 58052 | 1840000185 | [10 empty] | LeonardND
Vina | Vina | CA | California | 6103 | Tehama | 39.9343 | -122.0518 | 230 | 65 | polygon | FALSE | FALSE | America/Los_Angeles | 3 | 96092 | 1840026518 | [10 empty] | VinaCA
Pavillion | Pavillion | WY | Wyoming | 56013 | Fremont | 43.244 | -108.689 | 230 | 441 | polygon | FALSE | TRUE | America/Denver | 3 | 82523 | 1840022354 | [10 empty] | PavillionWY
Crossgate | Crossgate | KY | Kentucky | 21111 | Jefferson | 38.2793 | -85.6296 | 230 | 1732 | polygon | FALSE | TRUE | America/New_York | 3 | 40222 | 1840030422 | [10 empty] | CrossgateKY
Goldsboro | Goldsboro | MD | Maryland | 24011 | Caroline | 39.0317 | -75.7821 | 230 | 113 | polygon | FALSE | TRUE | America/New_York | 3 | 21636 | 1840005934 | [10 empty] | GoldsboroMD
Darling | Darling | MS | Mississippi | 28119 | Quitman | 34.3591 | -90.2754 | 230 | 32 | polygon | FALSE | FALSE | America/Chicago | 3 | 38623 | 1840025852 | [10 empty] | DarlingMS
Rensselaer | Rensselaer | MO | Missouri | 29173 | Ralls | 39.6692 | -91.5387 | 230 | 45 | polygon | FALSE | TRUE | America/Chicago | 3 | 63401 | 1840012577 | [10 empty] | RensselaerMO
Lenora | Lenora | KS | Kansas | 20137 | Norton | 39.6109 | -100.0015 | 230 | 184 | polygon | FALSE | TRUE | America/Chicago | 3 | 67645 | 1840008421 | [10 empty] | LenoraKS
Oliver | Oliver | GA | Georgia | 13251 | Screven | 32.5214 | -81.5331 | 230 | 95 | polygon | FALSE | TRUE | America/New_York | 3 | 30449 30446 | 1840014863 | [10 empty] | OliverGA
Kistler | Kistler | WV | West Virginia | 54045 | Logan | 37.7656 | -81.8578 | 230 | 59 | polygon | FALSE | FALSE | America/New_York | 3 | 25628 | 1840025703 | [10 empty] | KistlerWV
Roosevelt | Roosevelt | OK | Oklahoma | 40075 | Kiowa | 34.8477 | -99.0227 | 230 | 180 | polygon | FALSE | TRUE | America/Chicago | 3 | 73564 | 1840021825 | [10 empty] | RooseveltOK
Fitzhugh | Fitzhugh | OK | Oklahoma | 40123 | Pontotoc | 34.6581 | -96.7665 | 230 | 12 | polygon | FALSE | TRUE | America/Chicago | 3 | 74843 | 1840021838 | [10 empty] | FitzhughOK
White City | White City | IL | Illinois | 17117 | Macoupin | 39.0716 | -89.7637 | 230 | 73 | polygon | FALSE | TRUE | America/Chicago | 3 | 62069 | 1840012663 | [10 empty] | White CityIL
Grinnell | Grinnell | KS | Kansas | 20063 | Gove | 39.1266 | -100.6311 | 230 | 181 | polygon | FALSE | TRUE | America/Chicago | 3 | 67738 | 1840007408 | [10 empty] | GrinnellKS
Pyatt | Pyatt | AR | Arkansas | 5089 | Marion | 36.2509 | -92.8443 | 230 | 70 | polygon | FALSE | TRUE | America/Chicago | 3 | 72672 | 1840017715 | [10 empty] | PyattAR
Pungoteague | Pungoteague | VA | Virginia | 51001 | Accomack | 37.6291 | -75.8172 | 230 | 34 | polygon | FALSE | FALSE | America/New_York | 3 | 23420 23422 | 1840024741 | [10 empty] | PungoteagueVA
Page | Page | ND | North Dakota | 38017 | Cass | 47.1592 | -97.5681 | 230 | 88 | polygon | FALSE | TRUE | America/Chicago | 3 | 58064 | 1840000188 | [10 empty] | PageND
Trent | Trent | SD | South Dakota | 46101 | Moody | 43.9063 | -96.6578 | 230 | 85 | polygon | FALSE | TRUE | America/Chicago | 3 | 57065 | 1840002531 | [10 empty] | TrentSD
Scranton | Scranton | AR | Arkansas | 5083 | Logan | 35.3606 | -93.5394 | 230 | 175 | polygon | FALSE | TRUE | America/Chicago | 3 | 72863 | 1840015452 | [10 empty] | ScrantonAR
Paton | Paton | IA | Iowa | 19073 | Greene | 42.1642 | -94.2551 | 230 | 157 | polygon | FALSE | TRUE | America/Chicago | 3 | 50217 | 1840009170 | [10 empty] | PatonIA
Greenview | Greenview | CA | California | 6093 | Siskiyou | 41.5471 | -122.9185 | 229 | 68 | polygon | FALSE | FALSE | America/Los_Angeles | 3 | 96037 | 1840017471 | [10 empty] | GreenviewCA
Seneca | Seneca | OR | Oregon | 41023 | Grant | 44.1352 | -118.9763 | 229 | 111 | polygon | FALSE | TRUE | America/Los_Angeles | 3 | 97873 | 1840021247 | [10 empty] | SenecaOR
Cullomburg | Cullomburg | AL | Alabama | 1023 | Choctaw | 31.7131 | -88.2917 | 229 | 16 | polygon | FALSE | FALSE | America/Chicago | 3 | 36919 | 1840025919 | [10 empty] | CullomburgAL
Roopville | Roopville | GA | Georgia | 13045 | Carroll | 33.4567 | -85.1304 | 229 | 111 | polygon | FALSE | TRUE | America/New_York | 3 | 30170 | 1840018001 | [10 empty] | RoopvilleGA
Plaucheville | Plaucheville | LA | Louisiana | 22009 | Avoyelles | 30.9647 | -91.9837 | 229 | 58 | polygon | FALSE | TRUE | America/Chicago | 3 | 71362 | 1840018191 | [10 empty] | PlauchevilleLA
Pease | Pease | MN | Minnesota | 27095 | Mille Lacs | 45.6995 | -93.6491 | 229 | 167 | polygon | FALSE | TRUE | America/Chicago | 3 | 56353 56363 | 1840008868 | [10 empty] | PeaseMN
Forsan | Forsan | TX | Texas | 48227 | Howard | 32.1104 | -101.3668 | 229 | 303 | polygon | FALSE | TRUE | America/Chicago | 3 | 79733 | 1840020762 | [10 empty] | ForsanTX
Yorkana | Yorkana | PA | Pennsylvania | 42133 | York | 39.976 | -76.5846 | 229 | 515 | polygon | FALSE | TRUE | America/New_York | 3 | 17406 | 1840001473 | [10 empty] | YorkanaPA
Fredonia | Fredonia | AL | Alabama | 1017 | Chambers | 32.9861 | -85.2912 | 229 | 7 | polygon | FALSE | FALSE | America/Chicago | 3 | 36855 36863 | 1840023013 | [10 empty] | FredoniaAL
Rockford | Rockford | ID | Idaho | 16011 | Bingham | 43.1892 | -112.5306 | 229 | 79 | polygon | FALSE | FALSE | America/Boise | 3 | 83221 | 1840024026 | [10 empty] | RockfordID
Kings Point | Kings Point | MT | Montana | 30047 | Lake | 47.7634 | -114.1498 | 229 | 65 | polygon | FALSE | FALSE | America/Denver | 3 | 59860 | 1840032834 | [10 empty] | Kings PointMT
Dos Palos Y | Dos Palos Y | CA | California | 6047 | Merced | 37.0466 | -120.6394 | 229 | 56 | polygon | FALSE | FALSE | America/Los_Angeles | 3 | 93620 | 1840024770 | [10 empty] | Dos Palos YCA
Unionville Center | Unionville Center | OH | Ohio | 39159 | Union | 40.1368 | -83.3416 | 229 | 557 | polygon | FALSE | TRUE | America/New_York | 3 | 43077 | 1840012174 | [10 empty] | Unionville CenterOH
Buckner | Buckner | AR | Arkansas | 5073 | Lafayette | 33.3572 | -93.4358 | 229 | 75 | polygon | FALSE | TRUE | America/Chicago | 3 | 71827 | 1840013766 | [10 empty] | BucknerAR
Emma | Emma | MO | Missouri | 29195 | Saline | 38.9751 | -93.495 | 229 | 150 | polygon | FALSE | TRUE | America/Chicago | 3 | 65327 64020 | 1840008508 | [10 empty] | EmmaMO
Amsterdam | Amsterdam | MO | Missouri | 29013 | Bates | 38.3495 | -94.589 | 229 | 154 | polygon | FALSE | TRUE | America/Chicago | 3 | 64723 | 1840007513 | [10 empty] | AmsterdamMO
Creston | Creston | WA | Washington | 53043 | Lincoln | 47.7594 | -118.5201 | 229 | 213 | polygon | FALSE | TRUE | America/Los_Angeles | 3 | 99117 | 1840021109 | [10 empty] | CrestonWA
Grandin | Grandin | MO | Missouri | 29035 | Carter | 36.8308 | -90.8221 | 229 | 220 | polygon | FALSE | TRUE | America/Chicago | 3 | 63943 | 1840008787 | [10 empty] | GrandinMO
Nilwood | Nilwood | IL | Illinois | 17117 | Macoupin | 39.3995 | -89.8077 | 229 | 189 | polygon | FALSE | TRUE | America/Chicago | 3 | 62672 | 1840009603 | [10 empty] | NilwoodIL
Campbell Station | Campbell Station | AR | Arkansas | 5067 | Jackson | 35.6678 | -91.2538 | 229 | 51 | polygon | FALSE | TRUE | America/Chicago | 3 | 72112 72473 | 1840013403 | [10 empty] | Campbell StationAR
Miguel Barrera | Miguel Barrera | TX | Texas | 48427 | Starr | 26.412 | -98.9216 | 229 | 5119 | polygon | FALSE | TRUE | America/Chicago | 2 | 78582 | 1840041163 | [10 empty] | Miguel BarreraTX
Olancha | Olancha | CA | California | 6027 | Inyo | 36.2704 | -118.0015 | 229 | 11 | polygon | FALSE | FALSE | America/Los_Angeles | 3 | 93549 | 1840018953 | [10 empty] | OlanchaCA
Seagrove | Seagrove | NC | North Carolina | 37151 | Randolph | 35.5399 | -79.7788 | 229 | 83 | polygon | FALSE | TRUE | America/New_York | 3 | 27341 | 1840017781 | [10 empty] | SeagroveNC
Darbyville | Darbyville | OH | Ohio | 39129 | Pickaway | 39.6957 | -83.1139 | 229 | 171 | polygon | FALSE | TRUE | America/New_York | 3 | 43146 43164 | 1840012554 | [10 empty] | DarbyvilleOH
Gary | Gary | SD | South Dakota | 46039 | Deuel | 44.7941 | -96.4574 | 229 | 118 | polygon | FALSE | TRUE | America/Chicago | 3 | 57237 | 1840002275 | [10 empty] | GarySD
Horn Hill | Horn Hill | AL | Alabama | 1039 | Covington | 31.2382 | -86.3211 | 229 | 34 | polygon | FALSE | TRUE | America/Chicago | 3 | 36467 | 1840017093 | [10 empty] | Horn HillAL
Caroline | Caroline | WI | Wisconsin | 55115 | Shawano | 44.722 | -88.8948 | 229 | 74 | polygon | FALSE | FALSE | America/Chicago | 3 | 54928 | 1840023919 | [10 empty] | CarolineWI
Orason | Orason | TX | Texas | 48061 | Cameron | 26.0742 | -97.4458 | 229 | 267 | polygon | FALSE | FALSE | America/Chicago | 3 | 78566 | 1840037101 | [10 empty] | OrasonTX
Lexington | Lexington | GA | Georgia | 13221 | Oglethorpe | 33.87 | -83.1101 | 228 | 160 | polygon | FALSE | TRUE | America/New_York | 3 | 30648 | 1840014764 | [10 empty] | LexingtonGA
St. Francis | St. Francis | AR | Arkansas | 5021 | Clay | 36.4556 | -90.1428 | 228 | 238 | polygon | FALSE | TRUE | America/Chicago | 3 | 72464 72454 | 1840032229 | [10 empty] | St. FrancisAR
Benedict | Benedict | NE | Nebraska | 31185 | York | 41.0063 | -97.6073 | 228 | 458 | polygon | FALSE | TRUE | America/Chicago | 3 | 68316 | 1840011819 | [10 empty] | BenedictNE
Summit | Summit | UT | Utah | 49021 | Iron | 37.8013 | -112.935 | 228 | 129 | polygon | FALSE | FALSE | America/Denver | 3 | 84772 | 1840026789 | [10 empty] | SummitUT
Olar | Olar | SC | South Carolina | 45009 | Bamberg | 33.1799 | -81.1854 | 228 | 112 | polygon | FALSE | TRUE | America/New_York | 3 | 29843 | 1840016875 | [10 empty] | OlarSC
Pamplin City | Pamplin City | VA | Virginia | 51011 | Appomattox | 37.2642 | -78.682 | 228 | 278 | polygon | FALSE | TRUE | America/New_York | 3 | 23958 | 1840037417 | [10 empty] | Pamplin CityVA
North Hartland | North Hartland | VT | Vermont | 50027 | Windsor | 43.5936 | -72.3578 | 228 | 87 | polygon | FALSE | FALSE | America/New_York | 3 | 5052 | 1840025407 | [10 empty] | North HartlandVT
Momeyer | Momeyer | NC | North Carolina | 37127 | Nash | 35.9592 | -78.0511 | 228 | 79 | polygon | FALSE | TRUE | America/New_York | 3 | 27856 | 1840016163 | [10 empty] | MomeyerNC
Catarina | Catarina | TX | Texas | 48127 | Dimmit | 28.3499 | -99.6161 | 228 | 23 | polygon | FALSE | FALSE | America/Chicago | 3 | 78836 | 1840018287 | [10 empty] | CatarinaTX
Mesa Vista | Mesa Vista | CA | California | 6003 | Alpine | 38.8103 | -119.8033 | 228 | 18 | polygon | FALSE | FALSE | America/Los_Angeles | 3 | 96120 | 1840028411 | [10 empty] | Mesa VistaCA
Elrosa | Elrosa | MN | Minnesota | 27145 | Stearns | 45.5629 | -94.9472 | 228 | 561 | polygon | FALSE | TRUE | America/Chicago | 3 | 56325 56312 | 1840007778 | [10 empty] | ElrosaMN
Holcombe | Holcombe | WI | Wisconsin | 55017 | Chippewa | 45.2261 | -91.1217 | 228 | 91 | polygon | FALSE | FALSE | America/Chicago | 3 | 54745 | 1840025317 | [10 empty] | HolcombeWI
Spring Lake | Spring Lake | IN | Indiana | 18059 | Hancock | 39.7767 | -85.8536 | 228 | 576 | polygon | FALSE | TRUE | America/Indiana/Indianapolis | 3 | 46140 | 1840010568 | [10 empty] | Spring LakeIN
Keene | Keene | CA | California | 6029 | Kern | 35.233 | -118.6103 | 228 | 9 | polygon | FALSE | FALSE | America/Los_Angeles | 3 | 93531 | 1840017821 | [10 empty] | KeeneCA
Kirbyville | Kirbyville | MO | Missouri | 29213 | Taney | 36.6294 | -93.1568 | 228 | 62 | polygon | FALSE | TRUE | America/Chicago | 3 | 65679 65616 | 1840013057 | [10 empty] | KirbyvilleMO
Barrera | Barrera | TX | Texas | 48427 | Starr | 26.3925 | -98.8985 | 228 | 3522 | polygon | FALSE | TRUE | America/Chicago | 2 | 78582 | 1840040642 | [10 empty] | BarreraTX
Omaha | Omaha | IL | Illinois | 17059 | Gallatin | 37.8901 | -88.3053 | 228 | 118 | polygon | FALSE | TRUE | America/Chicago | 3 | 62871 | 1840012973 | [10 empty] | OmahaIL
Sperryville | Sperryville | VA | Virginia | 51157 | Rappahannock | 38.6562 | -78.2322 | 228 | 98 | polygon | FALSE | FALSE | America/New_York | 3 | 22740 | 1840026717 | [10 empty] | SperryvilleVA
Willow Hill | Willow Hill | IL | Illinois | 17079 | Jasper | 38.9958 | -88.0218 | 228 | 84 | polygon | FALSE | TRUE | America/Chicago | 3 | 62480 | 1840012761 | [10 empty] | Willow HillIL
Napoleon | Napoleon | IN | Indiana | 18137 | Ripley | 39.2039 | -85.3272 | 227 | 442 | polygon | FALSE | TRUE | America/Indiana/Indianapolis | 3 | 47006 47034 47037 | 1840013885 | [10 empty] | NapoleonIN
Clam Gulch | Clam Gulch | AK | Alaska | 2122 | Kenai Peninsula | 60.2001 | -151.3939 | 227 | 6 | polygon | FALSE | FALSE | America/Anchorage | 3 | 99568 | 1840023412 | [10 empty] | Clam GulchAK
Walnut | Walnut | KS | Kansas | 20037 | Crawford | 37.6018 | -95.0742 | 227 | 59 | polygon | FALSE | TRUE | America/Chicago | 3 | 66780 | 1840010858 | [10 empty] | WalnutKS
Kite | Kite | GA | Georgia | 13167 | Johnson | 32.6921 | -82.5136 | 227 | 108 | polygon | FALSE | TRUE | America/New_York | 3 | 31049 | 1840014876 | [10 empty] | KiteGA
Fort Laramie | Fort Laramie | WY | Wyoming | 56015 | Goshen | 42.2133 | -104.5178 | 227 | 328 | polygon | FALSE | TRUE | America/Denver | 3 | 82212 | 1840021303 | [10 empty] | Fort LaramieWY
Lima | Lima | MT | Montana | 30001 | Beaverhead | 44.6384 | -112.5919 | 227 | 159 | polygon | FALSE | TRUE | America/Denver | 3 | 59739 | 1840021198 | [10 empty] | LimaMT
Frontenac | Frontenac | MN | Minnesota | 27049 | Goodhue | 44.5061 | -92.3511 | 227 | 47 | polygon | FALSE | FALSE | America/Chicago | 3 | 55026 55066 55041 | 1840025353 | [10 empty] | FrontenacMN
Phippsburg | Phippsburg | CO | Colorado | 8107 | Routt | 40.2301 | -106.9509 | 227 | 73 | polygon | FALSE | FALSE | America/Denver | 3 | 80469 | 1840024240 | [10 empty] | PhippsburgCO
Smithland | Smithland | IA | Iowa | 19193 | Woodbury | 42.2289 | -95.9312 | 227 | 237 | polygon | FALSE | TRUE | America/Chicago | 3 | 51056 | 1840009107 | [10 empty] | SmithlandIA
Cedar Hill Lakes | Cedar Hill Lakes | MO | Missouri | 29099 | Jefferson | 38.3299 | -90.6577 | 227 | 403 | polygon | FALSE | TRUE | America/Chicago | 3 | 63016 | 1840010806 | [10 empty] | Cedar Hill LakesMO
Packwood | Packwood | IA | Iowa | 19101 | Jefferson | 41.1327 | -92.0825 | 227 | 115 | polygon | FALSE | TRUE | America/Chicago | 3 | 52580 | 1840009334 | [10 empty] | PackwoodIA
Lake Wilson | Lake Wilson | MN | Minnesota | 27101 | Murray | 43.9953 | -95.9533 | 227 | 207 | polygon | FALSE | TRUE | America/Chicago | 3 | 56151 | 1840007910 | [10 empty] | Lake WilsonMN
New Columbus | New Columbus | PA | Pennsylvania | 42079 | Luzerne | 41.1732 | -76.287 | 227 | 28 | polygon | FALSE | TRUE | America/New_York | 3 | 17878 | 1840000763 | [10 empty] | New ColumbusPA
Glen Campbell | Glen Campbell | PA | Pennsylvania | 42063 | Indiana | 40.8197 | -78.8297 | 227 | 94 | polygon | FALSE | TRUE | America/New_York | 3 | 15742 | 1840000995 | [10 empty] | Glen CampbellPA
Flensburg | Flensburg | MN | Minnesota | 27097 | Morrison | 45.948 | -94.5301 | 227 | 12 | polygon | FALSE | TRUE | America/Chicago | 3 | 56328 56345 56382 | 1840007756 | [10 empty] | FlensburgMN
Hoople | Hoople | ND | North Dakota | 38099 | Walsh | 48.5358 | -97.639 | 227 | 164 | polygon | FALSE | TRUE | America/Chicago | 3 | 58243 | 1840000082 | [10 empty] | HoopleND
Morrill | Morrill | KS | Kansas | 20013 | Brown | 39.9293 | -95.6944 | 227 | 441 | polygon | FALSE | TRUE | America/Chicago | 3 | 66515 | 1840008428 | [10 empty] | MorrillKS
Creola | Creola | LA | Louisiana | 22043 | Grant | 31.43 | -92.4828 | 227 | 213 | polygon | FALSE | TRUE | America/Chicago | 3 | 71423 | 1840018164 | [10 empty] | CreolaLA
Marathon | Marathon | IA | Iowa | 19021 | Buena Vista | 42.8602 | -94.9829 | 227 | 116 | polygon | FALSE | TRUE | America/Chicago | 3 | 50565 | 1840009074 | [10 empty] | MarathonIA
Bakersfield | Bakersfield | MO | Missouri | 29153 | Ozark | 36.5239 | -92.1442 | 227 | 63 | polygon | FALSE | TRUE | America/Chicago | 3 | 65609 | 1840013060 | [10 empty] | BakersfieldMO
Point Lay | Point Lay | AK | Alaska | 2185 | North Slope | 69.7442 | -162.8678 | 227 | 3 | polygon | FALSE | FALSE | America/Nome | 3 | 99759 | 1840023477 | [10 empty] | Point LayAK
La Presa | La Presa | TX | Texas | 48479 | Webb | 27.3995 | -99.4374 | 227 | 175 | polygon | FALSE | FALSE | America/Chicago | 3 | 78046 | 1840018292 | [10 empty] | La PresaTX
Ambia | Ambia | IN | Indiana | 18007 | Benton | 40.4894 | -87.5165 | 227 | 580 | polygon | FALSE | TRUE | America/Indiana/Indianapolis | 3 | 47917 | 1840010380 | [10 empty] | AmbiaIN
Belknap | Belknap | MT | Montana | 30089 | Sanders | 47.6472 | -115.4222 | 227 | 18 | polygon | FALSE | FALSE | America/Denver | 3 | 59873 | 1840023775 | [10 empty] | BelknapMT
Reading | Reading | KS | Kansas | 20111 | Lyon | 38.5191 | -95.9572 | 227 | 411 | polygon | FALSE | TRUE | America/Chicago | 3 | 66868 | 1840009636 | [10 empty] | ReadingKS
Waldorf | Waldorf | MN | Minnesota | 27161 | Waseca | 43.9332 | -93.6976 | 226 | 230 | polygon | FALSE | TRUE | America/Chicago | 3 | 56091 | 1840010029 | [10 empty] | WaldorfMN
Valle Crucis | Valle Crucis | NC | North Carolina | 37189 | Watauga | 36.2074 | -81.786 | 226 | 19 | polygon | FALSE | FALSE | America/New_York | 3 | 28604 28679 | 1840024902 | [10 empty] | Valle CrucisNC
Nebo | Nebo | KY | Kentucky | 21107 | Hopkins | 37.3832 | -87.6416 | 226 | 352 | polygon | FALSE | TRUE | America/Chicago | 3 | 42441 | 1840014369 | [10 empty] | NeboKY
Lanare | Lanare | CA | California | 6019 | Fresno | 36.4377 | -119.9322 | 226 | 43 | polygon | FALSE | FALSE | America/Los_Angeles | 3 | 93656 | 1840017636 | [10 empty] | LanareCA
Greenwood | Greenwood | IL | Illinois | 17111 | McHenry | 42.3911 | -88.3898 | 226 | 47 | polygon | FALSE | TRUE | America/Chicago | 3 | 60097 60098 | 1840011127 | [10 empty] | GreenwoodIL
Darden | Darden | TN | Tennessee | 47077 | Henderson | 35.6384 | -88.2261 | 226 | 10 | polygon | FALSE | FALSE | America/Chicago | 3 | 38351 38328 | 1840025796 | [10 empty] | DardenTN
Sherwood | Sherwood | ND | North Dakota | 38075 | Renville | 48.9619 | -101.6328 | 226 | 276 | polygon | FALSE | TRUE | America/Chicago | 3 | 58782 | 1840001864 | [10 empty] | SherwoodND
Elbing | Elbing | KS | Kansas | 20015 | Butler | 38.0534 | -97.1283 | 226 | 507 | polygon | FALSE | TRUE | America/Chicago | 3 | 67041 | 1840008681 | [10 empty] | ElbingKS
Fort Green | Fort Green | FL | Florida | 12049 | Hardee | 27.6255 | -81.9397 | 226 | 21 | polygon | FALSE | FALSE | America/New_York | 3 | 33834 | 1840025166 | [10 empty] | Fort GreenFL
Leland | Leland | MI | Michigan | 26089 | Leelanau | 45.0214 | -85.7576 | 226 | 89 | polygon | FALSE | FALSE | America/Detroit | 3 | 49654 | 1840025199 | [10 empty] | LelandMI
Blanford | Blanford | IN | Indiana | 18165 | Vermillion | 39.667 | -87.5203 | 226 | 118 | polygon | FALSE | FALSE | America/Indiana/Indianapolis | 3 | 47842 | 1840026558 | [10 empty] | BlanfordIN
Gratiot | Gratiot | WI | Wisconsin | 55065 | Lafayette | 42.5799 | -90.0238 | 226 | 158 | polygon | FALSE | TRUE | America/Chicago | 3 | 53541 | 1840002499 | [10 empty] | GratiotWI
Sweden Valley | Sweden Valley | PA | Pennsylvania | 42105 | Potter | 41.7594 | -77.9538 | 226 | 84 | polygon | FALSE | FALSE | America/New_York | 3 | 16915 | 1840026238 | [10 empty] | Sweden ValleyPA
Bonanza Mountain Estates | Bonanza Mountain Estates | CO | Colorado | 8013 | Boulder | 39.9768 | -105.4797 | 226 | 518 | polygon | FALSE | FALSE | America/Denver | 3 | 80466 | 1840028528 | [10 empty] | Bonanza Mountain EstatesCO
Wakarusa | Wakarusa | KS | Kansas | 20177 | Shawnee | 38.8911 | -95.6999 | 226 | 17 | polygon | FALSE | FALSE | America/Chicago | 3 | 66546 | 1840026673 | [10 empty] | WakarusaKS
Blue | Blue | OK | Oklahoma | 40013 | Bryan | 33.9899 | -96.2304 | 226 | 34 | polygon | FALSE | FALSE | America/Chicago | 3 | 74701 74726 | 1840026980 | [10 empty] | BlueOK
Gila | Gila | NM | New Mexico | 35017 | Grant | 32.9485 | -108.5762 | 226 | 9 | polygon | FALSE | FALSE | America/Denver | 3 | 88028 88061 88038 | 1840025070 | [10 empty] | GilaNM
Corinth | Corinth | KY | Kentucky | 21081 | Grant | 38.4997 | -84.6032 | 226 | 41 | polygon | FALSE | TRUE | America/New_York | 3 | 41010 | 1840014270 | [10 empty] | CorinthKY
East Pleasant View | East Pleasant View | CO | Colorado | 8059 | Jefferson | 39.7279 | -105.1572 | 226 | 786 | polygon | FALSE | TRUE | America/Denver | 3 | 80401 | 1840073909 | [10 empty] | East Pleasant ViewCO
Asbury | Asbury | NJ | New Jersey | 34041 | Warren | 40.7003 | -75.0121 | 225 | 125 | polygon | FALSE | FALSE | America/New_York | 3 | 8802 | 1840024217 | [10 empty] | AsburyNJ
Snake Creek | Snake Creek | OK | Oklahoma | 40097 | Mayes | 36.1786 | -95.0937 | 225 | 10 | polygon | FALSE | FALSE | America/Chicago | 3 | 74352 | 1840034652 | [10 empty] | Snake CreekOK
Ravenna | Ravenna | TX | Texas | 48147 | Fannin | 33.6705 | -96.2409 | 225 | 72 | polygon | FALSE | TRUE | America/Chicago | 3 | 75476 | 1840020598 | [10 empty] | RavennaTX
Louisville | Louisville | KS | Kansas | 20149 | Pottawatomie | 39.2499 | -96.3145 | 225 | 174 | polygon | FALSE | TRUE | America/Chicago | 3 | 66547 | 1840009585 | [10 empty] | LouisvilleKS
Elba | Elba | NE | Nebraska | 31093 | Howard | 41.2853 | -98.5693 | 225 | 236 | polygon | FALSE | TRUE | America/Chicago | 3 | 68835 | 1840011663 | [10 empty] | ElbaNE
Munson | Munson | FL | Florida | 12113 | Santa Rosa | 30.8418 | -86.887 | 225 | 3 | polygon | FALSE | FALSE | America/Chicago | 3 | 32570 | 1840025115 | [10 empty] | MunsonFL
Rexford | Rexford | KS | Kansas | 20193 | Thomas | 39.4705 | -100.744 | 225 | 332 | polygon | FALSE | TRUE | America/Chicago | 3 | 67753 | 1840009577 | [10 empty] | RexfordKS
Avera | Avera | GA | Georgia | 13163 | Jefferson | 33.1934 | -82.5287 | 225 | 133 | polygon | FALSE | TRUE | America/New_York | 3 | 30803 | 1840013780 | [10 empty] | AveraGA
Maxeys | Maxeys | GA | Georgia | 13221 | Oglethorpe | 33.7555 | -83.1737 | 225 | 36 | polygon | FALSE | TRUE | America/New_York | 3 | 30667 | 1840016758 | [10 empty] | MaxeysGA
Three Mile Bay | Three Mile Bay | NY | New York | 36045 | Jefferson | 44.0829 | -76.1983 | 225 | 351 | polygon | FALSE | FALSE | America/New_York | 3 | 13693 13622 | 1840023989 | [10 empty] | Three Mile BayNY
Nisland | Nisland | SD | South Dakota | 46019 | Butte | 44.6731 | -103.5539 | 225 | 322 | polygon | FALSE | TRUE | America/Denver | 3 | 57762 | 1840000290 | [10 empty] | NislandSD
Salladasburg | Salladasburg | PA | Pennsylvania | 42081 | Lycoming | 41.2783 | -77.2274 | 225 | 111 | polygon | FALSE | TRUE | America/New_York | 3 | 17740 | 1840000635 | [10 empty] | SalladasburgPA
Griffithville | Griffithville | AR | Arkansas | 5145 | White | 35.1233 | -91.6447 | 225 | 158 | polygon | FALSE | TRUE | America/Chicago | 3 | 72060 | 1840016342 | [10 empty] | GriffithvilleAR
Robinson | Robinson | KS | Kansas | 20013 | Brown | 39.8153 | -95.4114 | 225 | 365 | polygon | FALSE | TRUE | America/Chicago | 3 | 66532 | 1840009514 | [10 empty] | RobinsonKS
Forest City | Forest City | IL | Illinois | 17125 | Mason | 40.3723 | -89.8325 | 225 | 166 | polygon | FALSE | TRUE | America/Chicago | 3 | 61567 61532 | 1840012208 | [10 empty] | Forest CityIL
Henrieville | Henrieville | UT | Utah | 49017 | Garfield | 37.5638 | -112.002 | 225 | 64 | polygon | FALSE | TRUE | America/Denver | 3 | 84736 | 1840021525 | [10 empty] | HenrievilleUT
Detroit | Detroit | OR | Oregon | 41047 | Marion | 44.7338 | -122.1512 | 225 | 147 | polygon | FALSE | TRUE | America/Los_Angeles | 3 | 97342 | 1840018582 | [10 empty] | DetroitOR
East Hope | East Hope | ID | Idaho | 16017 | Bonner | 48.2414 | -116.2913 | 225 | 208 | polygon | FALSE | TRUE | America/Los_Angeles | 3 | 83836 | 1840019768 | [10 empty] | East HopeID
Minnewaukan | Minnewaukan | ND | North Dakota | 38005 | Benson | 48.0761 | -99.2607 | 225 | 179 | polygon | FALSE | TRUE | America/Chicago | 3 | 58351 | 1840000092 | [10 empty] | MinnewaukanND
Twilight | Twilight | PA | Pennsylvania | 42125 | Washington | 40.1158 | -79.8936 | 225 | 53 | polygon | FALSE | TRUE | America/New_York | 3 | 15022 | 1840003667 | [10 empty] | TwilightPA
Kawela Bay | Kawela Bay | HI | Hawaii | 15003 | Honolulu | 21.6991 | -158.0026 | 225 | 149 | polygon | FALSE | FALSE | Pacific/Honolulu | 3 | 96731 | 1840029584 | [10 empty] | Kawela BayHI
Troutville | Troutville | PA | Pennsylvania | 42033 | Clearfield | 41.0259 | -78.7863 | 225 | 112 | polygon | FALSE | TRUE | America/New_York | 3 | 15866 | 1840003504 | [10 empty] | TroutvillePA
Lane | Lane | KS | Kansas | 20059 | Franklin | 38.4397 | -95.0818 | 225 | 378 | polygon | FALSE | TRUE | America/Chicago | 3 | 66042 | 1840008617 | [10 empty] | LaneKS
Fronton | Fronton | TX | Texas | 48427 | Starr | 26.4256 | -99.0762 | 225 | 207 | polygon | FALSE | FALSE | America/Chicago | 3 | 78584 | 1840018315 | [10 empty] | FrontonTX
Ballantine | Ballantine | MT | Montana | 30111 | Yellowstone | 45.9511 | -108.1428 | 225 | 95 | polygon | FALSE | FALSE | America/Denver | 3 | 59006 | 1840017389 | [10 empty] | BallantineMT
Pollock | Pollock | SD | South Dakota | 46021 | Campbell | 45.9005 | -100.2885 | 225 | 270 | polygon | FALSE | TRUE | America/Chicago | 3 | 57648 | 1840002020 | [10 empty] | PollockSD
Rifton | Rifton | NY | New York | 36111 | Ulster | 41.8288 | -74.0381 | 224 | 73 | polygon | FALSE | FALSE | America/New_York | 3 | 12561 12471 12487 | 1840004712 | [10 empty] | RiftonNY
Owendale | Owendale | MI | Michigan | 26063 | Huron | 43.7273 | -83.2671 | 224 | 116 | polygon | FALSE | TRUE | America/Detroit | 3 | 48754 | 1840013151 | [10 empty] | OwendaleMI
Portersville | Portersville | PA | Pennsylvania | 42019 | Butler | 40.9244 | -80.1469 | 224 | 108 | polygon | FALSE | TRUE | America/New_York | 3 | 16051 | 1840000871 | [10 empty] | PortersvillePA
Mehama | Mehama | OR | Oregon | 41047 | Marion | 44.7914 | -122.6305 | 224 | 188 | polygon | FALSE | FALSE | America/Los_Angeles | 3 | 97383 97384 | 1840018576 | [10 empty] | MehamaOR
Painter | Painter | VA | Virginia | 51001 | Accomack | 37.5852 | -75.7837 | 224 | 132 | polygon | FALSE | TRUE | America/New_York | 3 | 23420 | 1840006328 | [10 empty] | PainterVA
Lakeview Heights | Lakeview Heights | KY | Kentucky | 21205 | Rowan | 38.152 | -83.5043 | 224 | 615 | polygon | FALSE | TRUE | America/New_York | 3 | 40351 | 1840014292 | [10 empty] | Lakeview HeightsKY
Taylorsville | Taylorsville | GA | Georgia | 13015 | Bartow | 34.086 | -84.9876 | 224 | 57 | polygon | FALSE | TRUE | America/New_York | 3 | 30178 | 1840016671 | [10 empty] | TaylorsvilleGA
Pottawattamie Park | Pottawattamie Park | IN | Indiana | 18091 | LaPorte | 41.7233 | -86.8671 | 224 | 352 | polygon | FALSE | TRUE | America/Chicago | 3 | 46360 | 1840010198 | [10 empty] | Pottawattamie ParkIN
Bethany | Bethany | PA | Pennsylvania | 42127 | Wayne | 41.6143 | -75.2872 | 224 | 173 | polygon | FALSE | TRUE | America/New_York | 3 | 18431 | 1840003312 | [10 empty] | BethanyPA
Rogers | Rogers | OH | Ohio | 39029 | Columbiana | 40.7897 | -80.6275 | 224 | 380 | polygon | FALSE | TRUE | America/New_York | 3 | 44455 | 1840011933 | [10 empty] | RogersOH
Creedmoor | Creedmoor | TX | Texas | 48453 | Travis | 30.0943 | -97.7431 | 224 | 37 | polygon | FALSE | TRUE | America/Chicago | 3 | 78610 | 1840019592 | [10 empty] | CreedmoorTX
Walloon Lake | Walloon Lake | MI | Michigan | 26029 | Charlevoix | 45.2719 | -84.9413 | 224 | 63 | polygon | FALSE | FALSE | America/Detroit | 3 | 49796 49713 | 1840025194 | [10 empty] | Walloon LakeMI
Dadeville | Dadeville | MO | Missouri | 29057 | Dade | 37.4791 | -93.6738 | 224 | 87 | polygon | FALSE | TRUE | America/Chicago | 3 | 65635 | 1840013013 | [10 empty] | DadevilleMO
Burna | Burna | KY | Kentucky | 21139 | Livingston | 37.2456 | -88.3589 | 224 | 64 | polygon | FALSE | FALSE | America/Chicago | 3 | 42028 | 1840026858 | [10 empty] | BurnaKY
Pymatuning North | Pymatuning North | PA | Pennsylvania | 42039 | Crawford | 41.6659 | -80.4648 | 224 | 45 | polygon | FALSE | TRUE | America/New_York | 3 | 16424 | 1840073659 | [10 empty] | Pymatuning NorthPA
Losantville | Losantville | IN | Indiana | 18135 | Randolph | 40.0236 | -85.1835 | 224 | 458 | polygon | FALSE | TRUE | America/Indiana/Indianapolis | 3 | 47354 | 1840009448 | [10 empty] | LosantvilleIN
Cobalt | Cobalt | MO | Missouri | 29123 | Madison | 37.5454 | -90.2876 | 224 | 581 | polygon | FALSE | TRUE | America/Chicago | 3 | 63645 | 1840032227 | [10 empty] | CobaltMO
Hubbard | Hubbard | NE | Nebraska | 31043 | Dakota | 42.3859 | -96.5915 | 224 | 522 | polygon | FALSE | TRUE | America/Chicago | 3 | 68741 | 1840011103 | [10 empty] | HubbardNE
Mineola | Mineola | IA | Iowa | 19129 | Mills | 41.1414 | -95.6948 | 224 | 222 | polygon | FALSE | FALSE | America/Chicago | 3 | 51554 | 1840024207 | [10 empty] | MineolaIA
Lake Almanor West | Lake Almanor West | CA | California | 6063 | Plumas | 40.2336 | -121.2021 | 224 | 37 | polygon | FALSE | FALSE | America/Los_Angeles | 3 | 96020 | 1840028298 | [10 empty] | Lake Almanor WestCA
La Ward | La Ward | TX | Texas | 48239 | Jackson | 28.8464 | -96.4649 | 224 | 106 | polygon | FALSE | TRUE | America/Chicago | 3 | 77970 | 1840020986 | [10 empty] | La WardTX
Damascus | Damascus | GA | Georgia | 13099 | Early | 31.2989 | -84.717 | 224 | 49 | polygon | FALSE | TRUE | America/New_York | 3 | 39841 | 1840014961 | [10 empty] | DamascusGA
Whitley Gardens | Whitley Gardens | CA | California | 6079 | San Luis Obispo | 35.6571 | -120.5068 | 224 | 63 | polygon | FALSE | FALSE | America/Los_Angeles | 3 | 93446 | 1840024943 | [10 empty] | Whitley GardensCA
Goodman | Goodman | WI | Wisconsin | 55075 | Marinette | 45.6231 | -88.3518 | 224 | 52 | polygon | FALSE | FALSE | America/Chicago | 3 | 54125 | 1840026081 | [10 empty] | GoodmanWI
Mackville | Mackville | KY | Kentucky | 21229 | Washington | 37.7355 | -85.0701 | 223 | 212 | polygon | FALSE | TRUE | America/New_York | 3 | 40069 40040 | 1840015224 | [10 empty] | MackvilleKY
Pineville | Pineville | AR | Arkansas | 5065 | Izard | 36.1612 | -92.1065 | 223 | 47 | polygon | FALSE | TRUE | America/Chicago | 3 | 72519 72566 | 1840016129 | [10 empty] | PinevilleAR
Owaneco | Owaneco | IL | Illinois | 17021 | Christian | 39.4815 | -89.195 | 223 | 187 | polygon | FALSE | TRUE | America/Chicago | 3 | 62555 | 1840012548 | [10 empty] | OwanecoIL
Pickstown | Pickstown | SD | South Dakota | 46023 | Charles Mix | 43.0671 | -98.5295 | 223 | 140 | polygon | FALSE | TRUE | America/Chicago | 3 | 57367 | 1840000354 | [10 empty] | PickstownSD
Lignite | Lignite | ND | North Dakota | 38013 | Burke | 48.8772 | -102.5645 | 223 | 552 | polygon | FALSE | TRUE | America/Chicago | 3 | 58752 | 1840000039 | [10 empty] | LigniteND
Curryville | Curryville | MO | Missouri | 29163 | Pike | 39.3456 | -91.3413 | 223 | 314 | polygon | FALSE | TRUE | America/Chicago | 3 | 63339 | 1840007343 | [10 empty] | CurryvilleMO
New Providence | New Providence | IA | Iowa | 19083 | Hardin | 42.2813 | -93.1716 | 223 | 86 | polygon | FALSE | TRUE | America/Chicago | 3 | 50206 | 1840008078 | [10 empty] | New ProvidenceIA
Craig | Craig | MO | Missouri | 29087 | Holt | 40.1924 | -95.3742 | 223 | 331 | polygon | FALSE | TRUE | America/Chicago | 3 | 64437 | 1840007257 | [10 empty] | CraigMO
Tetlin | Tetlin | AK | Alaska | 2240 | Southeast Fairbanks | 63.1481 | -142.4947 | 223 | 1 | polygon | FALSE | FALSE | America/Anchorage | 3 | 99780 | 1840023472 | [10 empty] | TetlinAK
Wachapreague | Wachapreague | VA | Virginia | 51001 | Accomack | 37.6064 | -75.6898 | 223 | 385 | polygon | FALSE | TRUE | America/New_York | 3 | 23480 | 1840003849 | [10 empty] | WachapreagueVA
Harrisville | Harrisville | OH | Ohio | 39067 | Harrison | 40.1814 | -80.8868 | 223 | 566 | polygon | FALSE | TRUE | America/New_York | 3 | 43974 43901 43907 | 1840012213 | [10 empty] | HarrisvilleOH
Fostoria | Fostoria | IA | Iowa | 19041 | Clay | 43.243 | -95.155 | 223 | 210 | polygon | FALSE | TRUE | America/Chicago | 3 | 51301 | 1840007993 | [10 empty] | FostoriaIA
Healy | Healy | KS | Kansas | 20101 | Lane | 38.603 | -100.6176 | 223 | 24 | polygon | FALSE | FALSE | America/Chicago | 3 | 67850 | 1840026732 | [10 empty] | HealyKS
Madisonburg | Madisonburg | PA | Pennsylvania | 42027 | Centre | 40.9283 | -77.5189 | 223 | 1090 | polygon | FALSE | FALSE | America/New_York | 3 | 16852 16875 | 1840005165 | [10 empty] | MadisonburgPA
Washta | Washta | IA | Iowa | 19035 | Cherokee | 42.5756 | -95.7202 | 223 | 85 | polygon | FALSE | TRUE | America/Chicago | 3 | 51061 | 1840010084 | [10 empty] | WashtaIA
Olds | Olds | IA | Iowa | 19087 | Henry | 41.1344 | -91.5443 | 223 | 247 | polygon | FALSE | TRUE | America/Chicago | 3 | 52647 52659 | 1840009336 | [10 empty] | OldsIA
Keystone | Keystone | WV | West Virginia | 54047 | McDowell | 37.4158 | -81.4463 | 223 | 265 | polygon | FALSE | TRUE | America/New_York | 3 | 24868 | 1840006420 | [10 empty] | KeystoneWV
Mentor | Mentor | KY | Kentucky | 21037 | Campbell | 38.8902 | -84.2484 | 223 | 115 | polygon | FALSE | TRUE | America/New_York | 3 | 41007 | 1840014260 | [10 empty] | MentorKY
Harrison | Harrison | NE | Nebraska | 31165 | Sioux | 42.6879 | -103.8825 | 223 | 281 | polygon | FALSE | TRUE | America/Denver | 3 | 69346 | 1840011028 | [10 empty] | HarrisonNE
Marland | Marland | OK | Oklahoma | 40103 | Noble | 36.5611 | -97.1529 | 223 | 329 | polygon | FALSE | TRUE | America/Chicago | 3 | 74644 | 1840022651 | [10 empty] | MarlandOK
Medicine Lake | Medicine Lake | MT | Montana | 30091 | Sheridan | 48.5023 | -104.5017 | 223 | 217 | polygon | FALSE | TRUE | America/Denver | 3 | 59247 | 1840022280 | [10 empty] | Medicine LakeMT
Bourneville | Bourneville | OH | Ohio | 39141 | Ross | 39.2829 | -83.1596 | 223 | 171 | polygon | FALSE | FALSE | America/New_York | 3 | 45617 45681 | 1840026658 | [10 empty] | BournevilleOH
Hanover | Hanover | VA | Virginia | 51085 | Hanover | 37.7668 | -77.3706 | 223 | 72 | polygon | FALSE | FALSE | America/New_York | 3 | 23069 | 1840026796 | [10 empty] | HanoverVA
Noxon | Noxon | MT | Montana | 30089 | Sanders | 47.985 | -115.7707 | 223 | 69 | polygon | FALSE | FALSE | America/Denver | 3 | 59853 | 1840018383 | [10 empty] | NoxonMT
Bath | Bath | SD | South Dakota | 46013 | Brown | 45.4692 | -98.3236 | 223 | 295 | polygon | FALSE | FALSE | America/Chicago | 3 | 57427 | 1840023892 | [10 empty] | BathSD
Burnside | Burnside | PA | Pennsylvania | 42033 | Clearfield | 40.8133 | -78.792 | 223 | 51 | polygon | FALSE | TRUE | America/New_York | 3 | 15721 | 1840003488 | [10 empty] | BurnsidePA
Lostine | Lostine | OR | Oregon | 41063 | Wallowa | 45.4866 | -117.4294 | 223 | 299 | polygon | FALSE | TRUE | America/Los_Angeles | 3 | 97857 | 1840019920 | [10 empty] | LostineOR
Riverdale | Riverdale | ND | North Dakota | 38055 | McLean | 47.4976 | -101.3661 | 223 | 62 | polygon | FALSE | TRUE | America/Chicago | 3 | 58531 58565 | 1840000114 | [10 empty] | RiverdaleND
Kelford | Kelford | NC | North Carolina | 37015 | Bertie | 36.1813 | -77.2243 | 222 | 177 | polygon | FALSE | TRUE | America/New_York | 3 | 27847 | 1840016147 | [10 empty] | KelfordNC
Rupert | Rupert | PA | Pennsylvania | 42037 | Columbia | 40.976 | -76.4797 | 222 | 94 | polygon | FALSE | FALSE | America/New_York | 3 | 17815 | 1840004999 | [10 empty] | RupertPA
Dudley | Dudley | MO | Missouri | 29207 | Stoddard | 36.7897 | -90.0917 | 222 | 220 | polygon | FALSE | TRUE | America/Chicago | 3 | 63936 | 1840008784 | [10 empty] | DudleyMO
Dougherty | Dougherty | OK | Oklahoma | 40099 | Murray | 34.4005 | -97.0514 | 222 | 228 | polygon | FALSE | TRUE | America/Chicago | 3 | 73032 | 1840021892 | [10 empty] | DoughertyOK
Jensen | Jensen | UT | Utah | 49047 | Uintah | 40.3695 | -109.3556 | 222 | 26 | polygon | FALSE | FALSE | America/Denver | 3 | 84035 | 1840026403 | [10 empty] | JensenUT
Uehling | Uehling | NE | Nebraska | 31053 | Dodge | 41.7347 | -96.5057 | 222 | 383 | polygon | FALSE | TRUE | America/Chicago | 3 | 68063 | 1840011462 | [10 empty] | UehlingNE
Winger | Winger | MN | Minnesota | 27119 | Polk | 47.5376 | -95.9864 | 222 | 190 | polygon | FALSE | TRUE | America/Chicago | 3 | 56592 | 1840009962 | [10 empty] | WingerMN
Mineral | Mineral | IL | Illinois | 17011 | Bureau | 41.3837 | -89.8383 | 222 | 155 | polygon | FALSE | TRUE | America/Chicago | 3 | 61344 | 1840011576 | [10 empty] | MineralIL
De Kalb | De Kalb | MO | Missouri | 29021 | Buchanan | 39.5883 | -94.9236 | 222 | 336 | polygon | FALSE | TRUE | America/Chicago | 3 | 64440 | 1840009550 | [10 empty] | De KalbMO
Mountain Meadows | Mountain Meadows | CO | Colorado | 8013 | Boulder | 40.027 | -105.3832 | 222 | 49 | polygon | FALSE | FALSE | America/Denver | 3 | 80302 | 1840028526 | [10 empty] | Mountain MeadowsCO
Bryce Canyon City | Bryce Canyon City | UT | Utah | 49017 | Garfield | 37.6814 | -112.1587 | 222 | 25 | polygon | FALSE | TRUE | America/Denver | 3 | 84764 | 1840001674 | [10 empty] | Bryce Canyon CityUT
Buckland | Buckland | OH | Ohio | 39011 | Auglaize | 40.6235 | -84.2599 | 222 | 285 | polygon | FALSE | TRUE | America/New_York | 3 | 45895 45819 | 1840010392 | [10 empty] | BucklandOH
Norwood | Norwood | GA | Georgia | 13301 | Warren | 33.4626 | -82.7055 | 222 | 105 | polygon | FALSE | TRUE | America/New_York | 3 | 30821 | 1840014818 | [10 empty] | NorwoodGA
Chester | Chester | NE | Nebraska | 31169 | Thayer | 40.0101 | -97.6181 | 222 | 146 | polygon | FALSE | TRUE | America/Chicago | 3 | 68327 | 1840010474 | [10 empty] | ChesterNE
Malden-on-Hudson | Malden-on-Hudson | NY | New York | 36111 | Ulster | 42.0933 | -73.9365 | 222 | 171 | polygon | FALSE | FALSE | America/New_York | 3 | 12453 | 1840004721 | [10 empty] | Malden-on-HudsonNY
Gilmore | Gilmore | MD | Maryland | 24001 | Allegany | 39.583 | -78.9512 | 222 | 887 | polygon | FALSE | FALSE | America/New_York | 3 | 21532 | 1840024424 | [10 empty] | GilmoreMD
West Havre | West Havre | MT | Montana | 30041 | Hill | 48.5471 | -109.7309 | 222 | 45 | polygon | FALSE | FALSE | America/Denver | 3 | 59501 | 1840032842 | [10 empty] | West HavreMT
Greenwald | Greenwald | MN | Minnesota | 27145 | Stearns | 45.6014 | -94.8594 | 222 | 120 | polygon | FALSE | TRUE | America/Chicago | 3 | 56352 56335 | 1840007780 | [10 empty] | GreenwaldMN
Sheppton | Sheppton | PA | Pennsylvania | 42107 | Schuylkill | 40.896 | -76.1187 | 222 | 1550 | polygon | FALSE | FALSE | America/New_York | 3 | 18248 | 1840005218 | [10 empty] | ShepptonPA
Harborton | Harborton | VA | Virginia | 51001 | Accomack | 37.6596 | -75.8332 | 221 | 224 | polygon | FALSE | FALSE | America/New_York | 3 | 23389 | 1840024729 | [10 empty] | HarbortonVA
Burdett | Burdett | KS | Kansas | 20145 | Pawnee | 38.1935 | -99.5264 | 221 | 328 | polygon | FALSE | TRUE | America/Chicago | 3 | 67523 | 1840007518 | [10 empty] | BurdettKS
Lismore | Lismore | MN | Minnesota | 27105 | Nobles | 43.7491 | -95.948 | 221 | 244 | polygon | FALSE | TRUE | America/Chicago | 3 | 56155 | 1840008998 | [10 empty] | LismoreMN
Heflin | Heflin | LA | Louisiana | 22119 | Webster | 32.4565 | -93.2683 | 221 | 44 | polygon | FALSE | TRUE | America/Chicago | 3 | 71039 | 1840018065 | [10 empty] | HeflinLA
Hills and Dales | Hills and Dales | OH | Ohio | 39151 | Stark | 40.8292 | -81.4439 | 221 | 274 | polygon | FALSE | TRUE | America/New_York | 3 | 44708 | 1840011912 | [10 empty] | Hills and DalesOH
North Star | North Star | OH | Ohio | 39037 | Darke | 40.3243 | -84.569 | 221 | 166 | polygon | FALSE | TRUE | America/New_York | 3 | 45362 45350 | 1840012253 | [10 empty] | North StarOH
Berger | Berger | MO | Missouri | 29071 | Franklin | 38.6718 | -91.3391 | 221 | 271 | polygon | FALSE | TRUE | America/Chicago | 3 | 63014 | 1840007475 | [10 empty] | BergerMO
Rutledge | Rutledge | MN | Minnesota | 27115 | Pine | 46.257 | -92.8696 | 221 | 28 | polygon | FALSE | TRUE | America/Chicago | 3 | 55704 55795 | 1840008857 | [10 empty] | RutledgeMN
East Salem | East Salem | PA | Pennsylvania | 42067 | Juniata | 40.6086 | -77.2371 | 221 | 318 | polygon | FALSE | FALSE | America/New_York | 3 | 17059 17094 | 1840024289 | [10 empty] | East SalemPA
Ruthton | Ruthton | MN | Minnesota | 27117 | Pipestone | 44.1776 | -96.1035 | 221 | 147 | polygon | FALSE | TRUE | America/Chicago | 3 | 56170 | 1840008981 | [10 empty] | RuthtonMN
Taylors Island | Taylors Island | MD | Maryland | 24019 | Dorchester | 38.473 | -76.3126 | 221 | 20 | polygon | FALSE | FALSE | America/New_York | 3 | 21669 | 1840026731 | [10 empty] | Taylors IslandMD
Smithfield | Smithfield | IL | Illinois | 17057 | Fulton | 40.4744 | -90.2951 | 221 | 183 | polygon | FALSE | TRUE | America/Chicago | 3 | 61477 | 1840012018 | [10 empty] | SmithfieldIL
Campbellton | Campbellton | FL | Florida | 12063 | Jackson | 30.9505 | -85.4025 | 221 | 32 | polygon | FALSE | TRUE | America/Chicago | 3 | 32426 | 1840015900 | [10 empty] | CampbelltonFL
Andersonville | Andersonville | GA | Georgia | 13261 | Sumter | 32.1966 | -84.1455 | 221 | 61 | polygon | FALSE | TRUE | America/New_York | 3 | 31711 | 1840013842 | [10 empty] | AndersonvilleGA
Lake Ka-Ho | Lake Ka-Ho | IL | Illinois | 17117 | Macoupin | 39.0999 | -89.7463 | 221 | 300 | polygon | FALSE | TRUE | America/Chicago | 3 | 62069 | 1840012649 | [10 empty] | Lake Ka-HoIL
Jeddito | Jeddito | AZ | Arizona | 4017 | Navajo | 35.7697 | -110.1305 | 221 | 15 | polygon | FALSE | FALSE | America/Denver | 3 | 86034 | 1840017657 | [10 empty] | JedditoAZ
Skykomish | Skykomish | WA | Washington | 53033 | King | 47.7104 | -121.3584 | 220 | 270 | polygon | FALSE | TRUE | America/Los_Angeles | 3 | 98288 | 1840022299 | [10 empty] | SkykomishWA
Gratiot | Gratiot | OH | Ohio | 39089 | Licking | 39.9515 | -82.2167 | 220 | 631 | polygon | FALSE | TRUE | America/New_York | 3 | 43740 | 1840012325 | [10 empty] | GratiotOH
Clatonia | Clatonia | NE | Nebraska | 31067 | Gage | 40.4654 | -96.8512 | 220 | 306 | polygon | FALSE | TRUE | America/Chicago | 3 | 68328 | 1840010435 | [10 empty] | ClatoniaNE
Highland Park | Highland Park | FL | Florida | 12105 | Polk | 27.8614 | -81.5618 | 220 | 155 | polygon | FALSE | TRUE | America/New_York | 3 | 33898 | 1840018289 | [10 empty] | Highland ParkFL
Glacier View | Glacier View | AK | Alaska | 2170 | Matanuska-Susitna | 61.8511 | -147.7764 | 220 | 0 | polygon | FALSE | TRUE | America/Anchorage | 3 | 99674 | 1840075077 | [10 empty] | Glacier ViewAK
Chunchula | Chunchula | AL | Alabama | 1097 | Mobile | 30.9237 | -88.2072 | 220 | 47 | polygon | FALSE | FALSE | America/Chicago | 3 | 36521 | 1840025981 | [10 empty] | ChunchulaAL
Goose Lake | Goose Lake | IA | Iowa | 19045 | Clinton | 41.9678 | -90.3816 | 220 | 269 | polygon | FALSE | TRUE | America/Chicago | 3 | 52750 | 1840008137 | [10 empty] | Goose LakeIA
Navarro | Navarro | TX | Texas | 48349 | Navarro | 32.0007 | -96.3826 | 220 | 127 | polygon | FALSE | TRUE | America/Chicago | 3 | 75109 | 1840023098 | [10 empty] | NavarroTX
Jewett | Jewett | IL | Illinois | 17035 | Cumberland | 39.2077 | -88.2431 | 220 | 84 | polygon | FALSE | TRUE | America/Chicago | 3 | 62436 | 1840012691 | [10 empty] | JewettIL
Lineville | Lineville | IA | Iowa | 19185 | Wayne | 40.587 | -93.5232 | 220 | 94 | polygon | FALSE | TRUE | America/Chicago | 3 | 50147 | 1840009394 | [10 empty] | LinevilleIA
Caney City | Caney City | TX | Texas | 48213 | Henderson | 32.2096 | -96.038 | 220 | 73 | polygon | FALSE | TRUE | America/Chicago | 3 | 75148 | 1840023094 | [10 empty] | Caney CityTX
Meta | Meta | MO | Missouri | 29151 | Osage | 38.3123 | -92.1657 | 220 | 245 | polygon | FALSE | TRUE | America/Chicago | 3 | 65058 | 1840008623 | [10 empty] | MetaMO
Hanksville | Hanksville | UT | Utah | 49055 | Wayne | 38.3724 | -110.7138 | 220 | 50 | polygon | FALSE | TRUE | America/Denver | 3 | 84734 | 1840021505 | [10 empty] | HanksvilleUT
Clear Lake | Clear Lake | IL | Illinois | 17167 | Sangamon | 39.8141 | -89.5679 | 220 | 923 | polygon | FALSE | TRUE | America/Chicago | 3 | 62707 | 1840010561 | [10 empty] | Clear LakeIL
Hanlontown | Hanlontown | IA | Iowa | 19195 | Worth | 43.2809 | -93.3789 | 220 | 87 | polygon | FALSE | TRUE | America/Chicago | 3 | 50444 | 1840006853 | [10 empty] | HanlontownIA
McCook | McCook | IL | Illinois | 17031 | Cook | 41.7959 | -87.841 | 220 | 32 | polygon | FALSE | TRUE | America/Chicago | 3 | 60501 60525 | 1840011295 | [10 empty] | McCookIL
Aleknagik | Aleknagik | AK | Alaska | 2070 | Dillingham | 59.2946 | -158.6896 | 220 | 3 | polygon | FALSE | TRUE | America/Anchorage | 3 | 99555 99576 | 1840023277 | [10 empty] | AleknagikAK
Wyola | Wyola | MT | Montana | 30003 | Big Horn | 45.1154 | -107.3738 | 220 | 12 | polygon | FALSE | FALSE | America/Denver | 3 | 59089 | 1840018533 | [10 empty] | WyolaMT
Detroit | Detroit | AL | Alabama | 1075 | Lamar | 34.0274 | -88.1678 | 220 | 64 | polygon | FALSE | TRUE | America/Chicago | 3 | 35552 | 1840016757 | [10 empty] | DetroitAL
Askewville | Askewville | NC | North Carolina | 37015 | Bertie | 36.1116 | -76.9412 | 220 | 143 | polygon | FALSE | TRUE | America/New_York | 3 | 27983 | 1840015332 | [10 empty] | AskewvilleNC
Waukau | Waukau | WI | Wisconsin | 55139 | Winnebago | 43.9862 | -88.7706 | 220 | 61 | polygon | FALSE | FALSE | America/Chicago | 3 | 54964 54963 54980 | 1840025390 | [10 empty] | WaukauWI
Sun Valley Lake | Sun Valley Lake | IA | Iowa | 19159 | Ringgold | 40.8512 | -94.0685 | 220 | 35 | polygon | FALSE | TRUE | America/Chicago | 3 | 50074 | 1840042316 | [10 empty] | Sun Valley LakeIA
Lynch | Lynch | NE | Nebraska | 31015 | Boyd | 42.8314 | -98.4671 | 220 | 159 | polygon | FALSE | TRUE | America/Chicago | 3 | 68746 | 1840011033 | [10 empty] | LynchNE
Moore Station | Moore Station | TX | Texas | 48213 | Henderson | 32.1905 | -95.5704 | 220 | 67 | polygon | FALSE | TRUE | America/Chicago | 3 | 75770 | 1840020775 | [10 empty] | Moore StationTX
El Portal | El Portal | CA | California | 6043 | Mariposa | 37.6736 | -119.799 | 220 | 82 | polygon | FALSE | FALSE | America/Los_Angeles | 3 | 95318 | 1840024752 | [10 empty] | El PortalCA
Sumner | Sumner | NE | Nebraska | 31047 | Dawson | 40.949 | -99.5081 | 219 | 286 | polygon | FALSE | TRUE | America/Chicago | 3 | 68878 | 1840011830 | [10 empty] | SumnerNE
Landisburg | Landisburg | PA | Pennsylvania | 42099 | Perry | 40.343 | -77.306 | 219 | 1215 | polygon | FALSE | TRUE | America/New_York | 3 | 17040 | 1840001301 | [10 empty] | LandisburgPA
Preston | Preston | MO | Missouri | 29085 | Hickory | 37.941 | -93.2127 | 219 | 112 | polygon | FALSE | TRUE | America/Chicago | 3 | 65732 | 1840010838 | [10 empty] | PrestonMO
Wahkon | Wahkon | MN | Minnesota | 27095 | Mille Lacs | 46.1206 | -93.5223 | 219 | 88 | polygon | FALSE | TRUE | America/Chicago | 3 | 56386 | 1840009984 | [10 empty] | WahkonMN
Gorham | Gorham | IL | Illinois | 17077 | Jackson | 37.7151 | -89.4831 | 219 | 69 | polygon | FALSE | TRUE | America/Chicago | 3 | 62940 | 1840012962 | [10 empty] | GorhamIL
Stuckey | Stuckey | SC | South Carolina | 45089 | Williamsburg | 33.7322 | -79.5132 | 219 | 90 | polygon | FALSE | TRUE | America/New_York | 3 | 29554 | 1840016793 | [10 empty] | StuckeySC
Welch | Welch | TX | Texas | 48115 | Dawson | 32.9306 | -102.1256 | 219 | 57 | polygon | FALSE | FALSE | America/Chicago | 3 | 79377 | 1840025888 | [10 empty] | WelchTX
Bladen | Bladen | NE | Nebraska | 31181 | Webster | 40.3233 | -98.596 | 219 | 235 | polygon | FALSE | TRUE | America/Chicago | 3 | 68928 | 1840012261 | [10 empty] | BladenNE
Fisher | Fisher | LA | Louisiana | 22085 | Sabine | 31.4934 | -93.4597 | 219 | 137 | polygon | FALSE | TRUE | America/Chicago | 3 | 71426 | 1840018158 | [10 empty] | FisherLA
Thedford | Thedford | NE | Nebraska | 31171 | Thomas | 41.9789 | -100.5747 | 219 | 351 | polygon | FALSE | TRUE | America/Chicago | 3 | 69166 | 1840011366 | [10 empty] | ThedfordNE
Calvin | Calvin | LA | Louisiana | 22127 | Winn | 31.9617 | -92.7758 | 219 | 36 | polygon | FALSE | TRUE | America/Chicago | 3 | 71483 71410 | 1840018135 | [10 empty] | CalvinLA
Pescadero | Pescadero | CA | California | 6081 | San Mateo | 37.2507 | -122.3725 | 219 | 21 | polygon | FALSE | FALSE | America/Los_Angeles | 3 | 94060 | 1840026829 | [10 empty] | PescaderoCA
Houstonia | Houstonia | MO | Missouri | 29159 | Pettis | 38.8993 | -93.3594 | 219 | 427 | polygon | FALSE | TRUE | America/Chicago | 3 | 65333 | 1840007431 | [10 empty] | HoustoniaMO
Gilman | Gilman | MN | Minnesota | 27009 | Benton | 45.7353 | -93.9483 | 219 | 173 | polygon | FALSE | TRUE | America/Chicago | 3 | 56329 | 1840007777 | [10 empty] | GilmanMN
East Enterprise | East Enterprise | IN | Indiana | 18155 | Switzerland | 38.8702 | -84.9889 | 219 | 162 | polygon | FALSE | FALSE | America/Indiana/Vevay | 3 | 47043 47019 | 1840025645 | [10 empty] | East EnterpriseIN
Belle Valley | Belle Valley | OH | Ohio | 39121 | Noble | 39.7888 | -81.5564 | 218 | 206 | polygon | FALSE | TRUE | America/New_York | 3 | 43717 43724 | 1840012464 | [10 empty] | Belle ValleyOH
Teasdale | Teasdale | UT | Utah | 49055 | Wayne | 38.2851 | -111.4723 | 218 | 20 | polygon | FALSE | FALSE | America/Denver | 3 | 84773 | 1840026748 | [10 empty] | TeasdaleUT
Hornick | Hornick | IA | Iowa | 19193 | Woodbury | 42.2305 | -96.0971 | 218 | 332 | polygon | FALSE | TRUE | America/Chicago | 3 | 51026 | 1840006952 | [10 empty] | HornickIA
Furman | Furman | SC | South Carolina | 45049 | Hampton | 32.6812 | -81.1877 | 218 | 26 | polygon | FALSE | TRUE | America/New_York | 3 | 29921 29918 | 1840016925 | [10 empty] | FurmanSC
Van Dyne | Van Dyne | WI | Wisconsin | 55039 | Fond du Lac | 43.8862 | -88.5012 | 218 | 106 | polygon | FALSE | FALSE | America/Chicago | 3 | 54979 | 1840025421 | [10 empty] | Van DyneWI
Posen | Posen | MI | Michigan | 26141 | Presque Isle | 45.2623 | -83.6989 | 218 | 84 | polygon | FALSE | TRUE | America/Detroit | 3 | 49776 | 1840010920 | [10 empty] | PosenMI
Merom | Merom | IN | Indiana | 18153 | Sullivan | 39.056 | -87.5672 | 218 | 236 | polygon | FALSE | TRUE | America/Indiana/Indianapolis | 3 | 47861 | 1840009631 | [10 empty] | MeromIN
Oakland | Oakland | KY | Kentucky | 21227 | Warren | 37.0467 | -86.2506 | 218 | 60 | polygon | FALSE | TRUE | America/Chicago | 3 | 42159 | 1840014389 | [10 empty] | OaklandKY
Surry | Surry | VA | Virginia | 51181 | Surry | 37.1371 | -76.8333 | 218 | 101 | polygon | FALSE | TRUE | America/New_York | 3 | 23883 23881 | 1840006472 | [10 empty] | SurryVA
Loma Linda West | Loma Linda West | TX | Texas | 48427 | Starr | 26.4205 | -98.9304 | 218 | 688 | polygon | FALSE | TRUE | America/Chicago | 3 | 78582 | 1840040975 | [10 empty] | Loma Linda WestTX
Stinesville | Stinesville | IN | Indiana | 18105 | Monroe | 39.2999 | -86.6498 | 218 | 719 | polygon | FALSE | TRUE | America/Indiana/Indianapolis | 3 | 47464 | 1840010666 | [10 empty] | StinesvilleIN
Wabbaseka | Wabbaseka | AR | Arkansas | 5069 | Jefferson | 34.3591 | -91.7926 | 218 | 244 | polygon | FALSE | TRUE | America/Chicago | 3 | 72175 | 1840016658 | [10 empty] | WabbasekaAR
Douglassville | Douglassville | TX | Texas | 48067 | Cass | 33.1917 | -94.3519 | 218 | 13 | polygon | FALSE | TRUE | America/Chicago | 3 | 75560 | 1840022034 | [10 empty] | DouglassvilleTX
Madrid | Madrid | NM | New Mexico | 35049 | Santa Fe | 35.4032 | -106.1538 | 218 | 60 | polygon | FALSE | FALSE | America/Denver | 3 | 87010 | 1840017770 | [10 empty] | MadridNM
Fieldon | Fieldon | IL | Illinois | 17083 | Jersey | 39.1088 | -90.4996 | 218 | 415 | polygon | FALSE | TRUE | America/Chicago | 3 | 62031 | 1840012715 | [10 empty] | FieldonIL
Donnelly | Donnelly | ID | Idaho | 16085 | Valley | 44.7354 | -116.0789 | 218 | 115 | polygon | FALSE | TRUE | America/Boise | 3 | 83638 83615 | 1840018586 | [10 empty] | DonnellyID
Imlay | Imlay | NV | Nevada | 32027 | Pershing | 40.6581 | -118.1441 | 218 | 71 | polygon | FALSE | FALSE | America/Los_Angeles | 3 | 89418 | 1840024249 | [10 empty] | ImlayNV
Valley Hi | Valley Hi | OH | Ohio | 39091 | Logan | 40.3163 | -83.6759 | 218 | 136 | polygon | FALSE | TRUE | America/New_York | 3 | 43360 | 1840012157 | [10 empty] | Valley HiOH
Manchester | Manchester | CA | California | 6045 | Mendocino | 38.9744 | -123.6909 | 218 | 32 | polygon | FALSE | FALSE | America/Los_Angeles | 3 | 95459 | 1840026599 | [10 empty] | ManchesterCA
Jamaica | Jamaica | IA | Iowa | 19077 | Guthrie | 41.8452 | -94.307 | 218 | 184 | polygon | FALSE | TRUE | America/Chicago | 3 | 50128 | 1840008178 | [10 empty] | JamaicaIA
Windsor | Windsor | FL | Florida | 12061 | Indian River | 27.7869 | -80.4141 | 218 | 96 | polygon | FALSE | TRUE | America/New_York | 3 | 32963 | 1840042918 | [10 empty] | WindsorFL
Joplin | Joplin | MT | Montana | 30051 | Liberty | 48.559 | -110.773 | 218 | 66 | polygon | FALSE | FALSE | America/Denver | 3 | 59531 | 1840017308 | [10 empty] | JoplinMT
Clarksville | Clarksville | PA | Pennsylvania | 42059 | Greene | 39.9745 | -80.044 | 218 | 865 | polygon | FALSE | TRUE | America/New_York | 3 | 15322 | 1840000718 | [10 empty] | ClarksvillePA
Sandyville | Sandyville | OH | Ohio | 39157 | Tuscarawas | 40.6467 | -81.3671 | 218 | 134 | polygon | FALSE | FALSE | America/New_York | 3 | 44671 | 1840026486 | [10 empty] | SandyvilleOH
Olsburg | Olsburg | KS | Kansas | 20149 | Pottawatomie | 39.4319 | -96.6148 | 218 | 454 | polygon | FALSE | TRUE | America/Chicago | 3 | 66520 | 1840009586 | [10 empty] | OlsburgKS
Phoenicia | Phoenicia | NY | New York | 36111 | Ulster | 42.0789 | -74.3088 | 218 | 184 | polygon | FALSE | FALSE | America/New_York | 3 | 12464 | 1840004708 | [10 empty] | PhoeniciaNY
Bates City | Bates City | MO | Missouri | 29107 | Lafayette | 39.0047 | -94.0659 | 218 | 77 | polygon | FALSE | TRUE | America/Chicago | 3 | 64011 | 1840007388 | [10 empty] | Bates CityMO
Mendota | Mendota | MN | Minnesota | 27037 | Dakota | 44.8877 | -93.1607 | 217 | 327 | polygon | FALSE | TRUE | America/Chicago | 3 | 55150 | 1840007854 | [10 empty] | MendotaMN
Cusick | Cusick | WA | Washington | 53051 | Pend Oreille | 48.3333 | -117.2944 | 217 | 162 | polygon | FALSE | TRUE | America/Los_Angeles | 3 | 99119 99180 | 1840021060 | [10 empty] | CusickWA
Russell | Russell | AR | Arkansas | 5145 | White | 35.3621 | -91.5101 | 217 | 403 | polygon | FALSE | TRUE | America/Chicago | 3 | 72010 72139 | 1840017839 | [10 empty] | RussellAR
Tustin | Tustin | MI | Michigan | 26133 | Osceola | 44.1009 | -85.4589 | 217 | 216 | polygon | FALSE | TRUE | America/Detroit | 3 | 49688 | 1840010953 | [10 empty] | TustinMI
Limestone | Limestone | FL | Florida | 12049 | Hardee | 27.3672 | -81.9048 | 217 | 3 | polygon | FALSE | FALSE | America/New_York | 3 | 33865 | 1840025169 | [10 empty] | LimestoneFL
Smoot | Smoot | WY | Wyoming | 56023 | Lincoln | 42.6191 | -110.9197 | 217 | 48 | polygon | FALSE | FALSE | America/Denver | 3 | 83126 | 1840018660 | [10 empty] | SmootWY
Kenefic | Kenefic | OK | Oklahoma | 40013 | Bryan | 34.1501 | -96.3642 | 217 | 85 | polygon | FALSE | TRUE | America/Chicago | 3 | 74729 74748 | 1840021930 | [10 empty] | KeneficOK
Delmont | Delmont | SD | South Dakota | 46043 | Douglas | 43.2666 | -98.1592 | 217 | 109 | polygon | FALSE | TRUE | America/Chicago | 3 | 57330 | 1840000363 | [10 empty] | DelmontSD
Cushing | Cushing | IA | Iowa | 19193 | Woodbury | 42.465 | -95.6757 | 217 | 260 | polygon | FALSE | TRUE | America/Chicago | 3 | 51018 | 1840006949 | [10 empty] | CushingIA
Zap | Zap | ND | North Dakota | 38057 | Mercer | 47.2847 | -101.9233 | 217 | 82 | polygon | FALSE | TRUE | America/North_Dakota/Beulah | 3 | 58580 | 1840001908 | [10 empty] | ZapND
Lakeline | Lakeline | OH | Ohio | 39085 | Lake | 41.6596 | -81.4543 | 217 | 955 | polygon | FALSE | TRUE | America/New_York | 3 | 44095 | 1840000537 | [10 empty] | LakelineOH
Jet | Jet | OK | Oklahoma | 40003 | Alfalfa | 36.6664 | -98.1814 | 217 | 268 | polygon | FALSE | TRUE | America/Chicago | 3 | 73749 | 1840021611 | [10 empty] | JetOK
Cuyamungue Grant | Cuyamungue Grant | NM | New Mexico | 35049 | Santa Fe | 35.8464 | -105.9948 | 217 | 33 | polygon | FALSE | TRUE | America/Denver | 3 | 87506 | 1840040001 | [10 empty] | Cuyamungue GrantNM
Stotts City | Stotts City | MO | Missouri | 29109 | Lawrence | 37.1018 | -93.9483 | 217 | 163 | polygon | FALSE | TRUE | America/Chicago | 3 | 65756 | 1840009919 | [10 empty] | Stotts CityMO
Graball | Graball | TN | Tennessee | 47165 | Sumner | 36.4837 | -86.4396 | 217 | 41 | polygon | FALSE | FALSE | America/Chicago | 3 | 37066 37148 | 1840024893 | [10 empty] | GraballTN
Hartstown | Hartstown | PA | Pennsylvania | 42039 | Crawford | 41.5511 | -80.3825 | 216 | 103 | polygon | FALSE | FALSE | America/New_York | 3 | 16131 | 1840004810 | [10 empty] | HartstownPA
Riley | Riley | IN | Indiana | 18167 | Vigo | 39.3897 | -87.3002 | 216 | 930 | polygon | FALSE | TRUE | America/Indiana/Indianapolis | 3 | 47871 47802 | 1840010620 | [10 empty] | RileyIN
Scotsdale | Scotsdale | MO | Missouri | 29099 | Jefferson | 38.3917 | -90.5907 | 216 | 143 | polygon | FALSE | TRUE | America/Chicago | 3 | 63051 | 1840010805 | [10 empty] | ScotsdaleMO
Upper Stewartsville | Upper Stewartsville | NJ | New Jersey | 34041 | Warren | 40.7028 | -75.1194 | 216 | 1183 | polygon | FALSE | TRUE | America/New_York | 3 | 8886 | 1840039973 | [10 empty] | Upper StewartsvilleNJ
Whitesboro | Whitesboro | OK | Oklahoma | 40079 | Le Flore | 34.6965 | -94.879 | 216 | 25 | polygon | FALSE | FALSE | America/Chicago | 3 | 74949 74577 | 1840026951 | [10 empty] | WhitesboroOK
Ardencroft | Ardencroft | DE | Delaware | 10003 | New Castle | 39.8056 | -75.4862 | 216 | 952 | polygon | FALSE | TRUE | America/New_York | 3 | 19810 | 1840005586 | [10 empty] | ArdencroftDE
Seven Devils | Seven Devils | NC | North Carolina | 37011 | Avery | 36.1493 | -81.8114 | 216 | 36 | polygon | FALSE | TRUE | America/New_York | 3 | 28604 | 1840017725 | [10 empty] | Seven DevilsNC
Cleghorn | Cleghorn | IA | Iowa | 19035 | Cherokee | 42.8125 | -95.7127 | 216 | 370 | polygon | FALSE | TRUE | America/Chicago | 3 | 51014 | 1840006900 | [10 empty] | CleghornIA
Harrison | Harrison | ID | Idaho | 16055 | Kootenai | 47.4674 | -116.8033 | 216 | 23 | polygon | FALSE | TRUE | America/Los_Angeles | 3 | 83833 | 1840019806 | [10 empty] | HarrisonID
Rockdale | Rockdale | WI | Wisconsin | 55025 | Dane | 42.9717 | -89.0318 | 216 | 296 | polygon | FALSE | TRUE | America/Chicago | 3 | 53523 | 1840002923 | [10 empty] | RockdaleWI
Idaville | Idaville | PA | Pennsylvania | 42001 | Adams | 40.0199 | -77.2034 | 216 | 119 | polygon | FALSE | FALSE | America/New_York | 3 | 17324 17337 | 1840026584 | [10 empty] | IdavillePA
Chugcreek | Chugcreek | WY | Wyoming | 56031 | Platte | 42.0535 | -104.9079 | 216 | 43 | polygon | FALSE | FALSE | America/Denver | 3 | 82201 | 1840038427 | [10 empty] | ChugcreekWY
Hollansburg | Hollansburg | OH | Ohio | 39037 | Darke | 39.9986 | -84.7927 | 216 | 689 | polygon | FALSE | TRUE | America/New_York | 3 | 45332 | 1840012248 | [10 empty] | HollansburgOH
Taylorstown | Taylorstown | PA | Pennsylvania | 42125 | Washington | 40.1566 | -80.3869 | 216 | 81 | polygon | FALSE | FALSE | America/New_York | 3 | 15312 15323 15365 | 1840035221 | [10 empty] | TaylorstownPA
Ford | Ford | KS | Kansas | 20057 | Ford | 37.6366 | -99.7538 | 216 | 197 | polygon | FALSE | TRUE | America/Chicago | 3 | 67842 | 1840008702 | [10 empty] | FordKS
Virginia City | Virginia City | MT | Montana | 30057 | Madison | 45.2962 | -111.9369 | 216 | 87 | polygon | FALSE | TRUE | America/Denver | 3 | 59755 | 1840022337 | [10 empty] | Virginia CityMT
Perrin | Perrin | TX | Texas | 48237 | Jack | 33.0348 | -98.0693 | 216 | 52 | polygon | FALSE | FALSE | America/Chicago | 3 | 76486 | 1840025880 | [10 empty] | PerrinTX
Currie | Currie | MN | Minnesota | 27101 | Murray | 44.0704 | -95.6668 | 216 | 151 | polygon | FALSE | TRUE | America/Chicago | 3 | 56123 | 1840006800 | [10 empty] | CurrieMN
Shamrock Lakes | Shamrock Lakes | IN | Indiana | 18009 | Blackford | 40.4117 | -85.4261 | 216 | 316 | polygon | FALSE | TRUE | America/Indiana/Indianapolis | 3 | 47348 | 1840010427 | [10 empty] | Shamrock LakesIN
Hecla | Hecla | SD | South Dakota | 46013 | Brown | 45.8822 | -98.152 | 216 | 242 | polygon | FALSE | TRUE | America/Chicago | 3 | 57446 | 1840002035 | [10 empty] | HeclaSD
Wellington | Wellington | IL | Illinois | 17075 | Iroquois | 40.5411 | -87.6799 | 216 | 351 | polygon | FALSE | TRUE | America/Chicago | 3 | 60973 | 1840011868 | [10 empty] | WellingtonIL
Mount Hope | Mount Hope | WI | Wisconsin | 55043 | Grant | 42.9697 | -90.8596 | 216 | 301 | polygon | FALSE | TRUE | America/Chicago | 3 | 53816 | 1840002978 | [10 empty] | Mount HopeWI
Dixon | Dixon | MT | Montana | 30089 | Sanders | 47.3172 | -114.3569 | 216 | 12 | polygon | FALSE | FALSE | America/Denver | 3 | 59831 | 1840018381 | [10 empty] | DixonMT
Ludlow Falls | Ludlow Falls | OH | Ohio | 39109 | Miami | 39.9981 | -84.3392 | 216 | 467 | polygon | FALSE | TRUE | America/New_York | 3 | 45339 | 1840012377 | [10 empty] | Ludlow FallsOH
Desert Center | Desert Center | CA | California | 6065 | Riverside | 33.7378 | -115.3666 | 216 | 2 | polygon | FALSE | FALSE | America/Los_Angeles | 3 | 92239 | 1840022906 | [10 empty] | Desert CenterCA
Toad Hop | Toad Hop | IN | Indiana | 18167 | Vigo | 39.4568 | -87.4639 | 216 | 377 | polygon | FALSE | FALSE | America/Indiana/Indianapolis | 3 | 47885 | 1840030030 | [10 empty] | Toad HopIN
Jenera | Jenera | OH | Ohio | 39063 | Hancock | 40.8995 | -83.7271 | 215 | 307 | polygon | FALSE | TRUE | America/New_York | 3 | 45841 | 1840011740 | [10 empty] | JeneraOH
Asbury | Asbury | MO | Missouri | 29097 | Jasper | 37.2729 | -94.6052 | 215 | 227 | polygon | FALSE | TRUE | America/Chicago | 3 | 64832 | 1840007632 | [10 empty] | AsburyMO
Victor | Victor | CA | California | 6077 | San Joaquin | 38.1385 | -121.1987 | 215 | 65 | polygon | FALSE | FALSE | America/Los_Angeles | 3 | 95240 95253 | 1840024699 | [10 empty] | VictorCA
Gantt | Gantt | AL | Alabama | 1039 | Covington | 31.4092 | -86.4842 | 215 | 127 | polygon | FALSE | TRUE | America/Chicago | 3 | 36038 36421 | 1840002554 | [10 empty] | GanttAL
Wilson Creek | Wilson Creek | WA | Washington | 53025 | Grant | 47.4231 | -119.1176 | 215 | 85 | polygon | FALSE | TRUE | America/Los_Angeles | 3 | 98860 | 1840022294 | [10 empty] | Wilson CreekWA
Livingston | Livingston | KY | Kentucky | 21203 | Rockcastle | 37.298 | -84.2157 | 215 | 265 | polygon | FALSE | TRUE | America/New_York | 3 | 40445 | 1840015249 | [10 empty] | LivingstonKY
Slickville | Slickville | PA | Pennsylvania | 42129 | Westmoreland | 40.4622 | -79.5184 | 215 | 160 | polygon | FALSE | FALSE | America/New_York | 3 | 15684 | 1840005390 | [10 empty] | SlickvillePA
Weyerhaeuser | Weyerhaeuser | WI | Wisconsin | 55107 | Rusk | 45.4251 | -91.4145 | 215 | 88 | polygon | FALSE | TRUE | America/Chicago | 3 | 54895 | 1840024435 | [10 empty] | WeyerhaeuserWI
Old Harbor | Old Harbor | AK | Alaska | 2150 | Kodiak Island | 57.2169 | -153.3252 | 215 | 5 | polygon | FALSE | TRUE | America/Anchorage | 3 | 99643 | 1840023303 | [10 empty] | Old HarborAK
Paxico | Paxico | KS | Kansas | 20197 | Wabaunsee | 39.0689 | -96.167 | 215 | 573 | polygon | FALSE | TRUE | America/Chicago | 3 | 66526 | 1840009690 | [10 empty] | PaxicoKS
Avalon | Avalon | GA | Georgia | 13257 | Stephens | 34.5027 | -83.1967 | 215 | 46 | polygon | FALSE | TRUE | America/New_York | 3 | 30577 30557 | 1840015550 | [10 empty] | AvalonGA
Roswell | Roswell | OH | Ohio | 39157 | Tuscarawas | 40.4759 | -81.348 | 215 | 316 | polygon | FALSE | TRUE | America/New_York | 3 | 44663 | 1840012090 | [10 empty] | RoswellOH
Virgie | Virgie | KY | Kentucky | 21195 | Pike | 37.3323 | -82.5824 | 215 | 81 | polygon | FALSE | FALSE | America/New_York | 3 | 41572 | 1840026822 | [10 empty] | VirgieKY
Williamson | Williamson | IL | Illinois | 17119 | Madison | 38.9873 | -89.7644 | 215 | 54 | polygon | FALSE | TRUE | America/Chicago | 3 | 62088 | 1840012803 | [10 empty] | WilliamsonIL
South Shore | South Shore | SD | South Dakota | 46029 | Codington | 45.1016 | -96.93 | 215 | 59 | polygon | FALSE | TRUE | America/Chicago | 3 | 57263 | 1840002154 | [10 empty] | South ShoreSD
McIntosh | McIntosh | AL | Alabama | 1129 | Washington | 31.2649 | -88.0284 | 215 | 83 | polygon | FALSE | TRUE | America/Chicago | 3 | 36553 | 1840005189 | [10 empty] | McIntoshAL
Gasconade | Gasconade | MO | Missouri | 29073 | Gasconade | 38.6702 | -91.5599 | 215 | 409 | polygon | FALSE | TRUE | America/Chicago | 3 | 65061 | 1840008619 | [10 empty] | GasconadeMO
Hebron | Hebron | TX | Texas | 48121 | Denton | 33.0437 | -96.8794 | 215 | 134 | polygon | FALSE | TRUE | America/Chicago | 3 | 75056 75010 | 1840022012 | [10 empty] | HebronTX
Oden | Oden | AR | Arkansas | 5097 | Montgomery | 34.6215 | -93.7862 | 215 | 101 | polygon | FALSE | TRUE | America/Chicago | 3 | 71961 | 1840016602 | [10 empty] | OdenAR
Camp Sherman | Camp Sherman | OR | Oregon | 41031 | Jefferson | 44.4492 | -121.6496 | 215 | 26 | polygon | FALSE | FALSE | America/Los_Angeles | 3 | 97730 | 1840023936 | [10 empty] | Camp ShermanOR
Pine Hill | Pine Hill | NY | New York | 36111 | Ulster | 42.1308 | -74.4668 | 215 | 39 | polygon | FALSE | FALSE | America/New_York | 3 | 12465 12410 12441 | 1840004709 | [10 empty] | Pine HillNY
Grand River | Grand River | IA | Iowa | 19053 | Decatur | 40.819 | -93.9634 | 215 | 399 | polygon | FALSE | TRUE | America/Chicago | 3 | 50108 | 1840008312 | [10 empty] | Grand RiverIA
Southern Ute | Southern Ute | CO | Colorado | 8067 | La Plata | 37.0749 | -107.5933 | 215 | 5 | polygon | FALSE | TRUE | America/Denver | 3 | 81137 | 1840038805 | [10 empty] | Southern UteCO
Florida | Florida | OH | Ohio | 39069 | Henry | 41.3237 | -84.2004 | 214 | 367 | polygon | FALSE | TRUE | America/New_York | 3 | 43545 | 1840011607 | [10 empty] | FloridaOH
Meansville | Meansville | GA | Georgia | 13231 | Pike | 33.0508 | -84.3083 | 214 | 164 | polygon | FALSE | TRUE | America/New_York | 3 | 30256 | 1840015753 | [10 empty] | MeansvilleGA
Coffee Springs | Coffee Springs | AL | Alabama | 1061 | Geneva | 31.1664 | -85.9102 | 214 | 105 | polygon | FALSE | TRUE | America/Chicago | 3 | 36318 | 1840017138 | [10 empty] | Coffee SpringsAL
Dennison | Dennison | MN | Minnesota | 27049 | Goodhue | 44.4088 | -93.0303 | 214 | 65 | polygon | FALSE | TRUE | America/Chicago | 3 | 55018 | 1840006780 | [10 empty] | DennisonMN
Long Point | Long Point | IL | Illinois | 17105 | Livingston | 41.0054 | -88.893 | 214 | 446 | polygon | FALSE | TRUE | America/Chicago | 3 | 61333 | 1840011780 | [10 empty] | Long PointIL
Thurman | Thurman | IA | Iowa | 19071 | Fremont | 40.8202 | -95.7488 | 214 | 148 | polygon | FALSE | TRUE | America/Chicago | 3 | 51654 | 1840010364 | [10 empty] | ThurmanIA
Bluffton | Bluffton | MN | Minnesota | 27111 | Otter Tail | 46.4696 | -95.2337 | 214 | 30 | polygon | FALSE | TRUE | America/Chicago | 3 | 56518 56482 | 1840006653 | [10 empty] | BlufftonMN
Elderon | Elderon | WI | Wisconsin | 55073 | Marathon | 44.7843 | -89.248 | 214 | 73 | polygon | FALSE | TRUE | America/Chicago | 3 | 54427 54499 54429 | 1840002165 | [10 empty] | ElderonWI
Mantee | Mantee | MS | Mississippi | 28155 | Webster | 33.7226 | -89.0597 | 214 | 18 | polygon | FALSE | TRUE | America/Chicago | 3 | 39751 | 1840018005 | [10 empty] | ManteeMS
New Burnside | New Burnside | IL | Illinois | 17087 | Johnson | 37.5786 | -88.7726 | 214 | 79 | polygon | FALSE | TRUE | America/Chicago | 3 | 62967 | 1840013005 | [10 empty] | New BurnsideIL
Hambleton | Hambleton | WV | West Virginia | 54093 | Tucker | 39.0813 | -79.6453 | 214 | 600 | polygon | FALSE | TRUE | America/New_York | 3 | 26269 | 1840005886 | [10 empty] | HambletonWV
Sheldon | Sheldon | WI | Wisconsin | 55107 | Rusk | 45.3119 | -90.9567 | 214 | 124 | polygon | FALSE | TRUE | America/Chicago | 3 | 54766 | 1840002076 | [10 empty] | SheldonWI
Mellette | Mellette | SD | South Dakota | 46115 | Spink | 45.1544 | -98.4983 | 214 | 322 | polygon | FALSE | TRUE | America/Chicago | 3 | 57461 | 1840002126 | [10 empty] | MelletteSD
Jesterville | Jesterville | MD | Maryland | 24045 | Wicomico | 38.2897 | -75.8928 | 214 | 52 | polygon | FALSE | FALSE | America/New_York | 3 | 21814 | 1840024666 | [10 empty] | JestervilleMD
Bier | Bier | MD | Maryland | 24001 | Allegany | 39.5525 | -78.8692 | 214 | 56 | polygon | FALSE | FALSE | America/New_York | 3 | 21502 21557 | 1840024415 | [10 empty] | BierMD
Cherokee Strip | Cherokee Strip | CA | California | 6029 | Kern | 35.4698 | -119.2617 | 214 | 911 | polygon | FALSE | FALSE | America/Los_Angeles | 3 | 93263 | 1840026942 | [10 empty] | Cherokee StripCA
Lower Santan Village | Lower Santan Village | AZ | Arizona | 4021 | Pinal | 33.1427 | -111.7853 | 214 | 19 | polygon | FALSE | TRUE | America/Phoenix | 3 | 85147 | 1840042769 | [10 empty] | Lower Santan VillageAZ
Napoleon | Napoleon | MO | Missouri | 29107 | Lafayette | 39.1293 | -94.0857 | 213 | 47 | polygon | FALSE | TRUE | America/Chicago | 3 | 64074 | 1840008525 | [10 empty] | NapoleonMO
Straughn | Straughn | IN | Indiana | 18065 | Henry | 39.8083 | -85.2909 | 213 | 584 | polygon | FALSE | TRUE | America/Indiana/Indianapolis | 3 | 47387 | 1840010535 | [10 empty] | StraughnIN
Phenix | Phenix | VA | Virginia | 51037 | Charlotte | 37.0811 | -78.7485 | 213 | 71 | polygon | FALSE | TRUE | America/New_York | 3 | 23959 | 1840006467 | [10 empty] | PhenixVA
Frontier | Frontier | ND | North Dakota | 38017 | Cass | 46.8002 | -96.8332 | 213 | 437 | polygon | FALSE | TRUE | America/Chicago | 3 | 58104 | 1840000178 | [10 empty] | FrontierND
Seibert | Seibert | CO | Colorado | 8063 | Kit Carson | 39.298 | -102.8695 | 213 | 239 | polygon | FALSE | TRUE | America/Denver | 3 | 80834 | 1840022451 | [10 empty] | SeibertCO
Garland | Garland | NE | Nebraska | 31159 | Seward | 40.9446 | -96.9855 | 213 | 490 | polygon | FALSE | TRUE | America/Chicago | 3 | 68360 | 1840011840 | [10 empty] | GarlandNE
Fisher | Fisher | AR | Arkansas | 5111 | Poinsett | 35.4915 | -90.9725 | 213 | 271 | polygon | FALSE | TRUE | America/Chicago | 3 | 72429 | 1840013425 | [10 empty] | FisherAR
Pierrepont Manor | Pierrepont Manor | NY | New York | 36045 | Jefferson | 43.7374 | -76.0595 | 213 | 122 | polygon | FALSE | FALSE | America/New_York | 3 | 13674 13605 13661 | 1840023985 | [10 empty] | Pierrepont ManorNY
Lutsen | Lutsen | MN | Minnesota | 27031 | Cook | 47.6715 | -90.6885 | 213 | 7 | polygon | FALSE | FALSE | America/Chicago | 3 | 55612 | 1840026063 | [10 empty] | LutsenMN
Villa Verde | Villa Verde | TX | Texas | 48215 | Hidalgo | 26.1303 | -97.9956 | 213 | 280 | polygon | FALSE | FALSE | America/Chicago | 3 | 78596 | 1840037085 | [10 empty] | Villa VerdeTX
Northrop | Northrop | MN | Minnesota | 27091 | Martin | 43.7359 | -94.4367 | 213 | 629 | polygon | FALSE | TRUE | America/Chicago | 3 | 56075 56031 | 1840007952 | [10 empty] | NorthropMN
Carroll | Carroll | NE | Nebraska | 31179 | Wayne | 42.2758 | -97.1908 | 213 | 539 | polygon | FALSE | TRUE | America/Chicago | 3 | 68723 | 1840010122 | [10 empty] | CarrollNE
Bryant | Bryant | IL | Illinois | 17057 | Fulton | 40.4655 | -90.0948 | 213 | 332 | polygon | FALSE | TRUE | America/Chicago | 3 | 61519 | 1840010386 | [10 empty] | BryantIL
Dunmor | Dunmor | KY | Kentucky | 21177 | Muhlenberg | 37.0753 | -86.9951 | 213 | 31 | polygon | FALSE | FALSE | America/Chicago | 3 | 42256 42339 | 1840026861 | [10 empty] | DunmorKY
Ocean City | Ocean City | WA | Washington | 53027 | Grays Harbor | 47.0762 | -124.1619 | 213 | 24 | polygon | FALSE | FALSE | America/Los_Angeles | 3 | 98569 | 1840018444 | [10 empty] | Ocean CityWA
Realitos | Realitos | TX | Texas | 48131 | Duval | 27.4454 | -98.5303 | 213 | 309 | polygon | FALSE | FALSE | America/Chicago | 3 | 78376 | 1840019711 | [10 empty] | RealitosTX
Oxbow Estates | Oxbow Estates | AZ | Arizona | 4007 | Gila | 34.1824 | -111.343 | 213 | 167 | polygon | FALSE | FALSE | America/Phoenix | 3 | 85541 | 1840027971 | [10 empty] | Oxbow EstatesAZ
Deer Park | Deer Park | WI | Wisconsin | 55109 | St. Croix | 45.1885 | -92.3878 | 213 | 89 | polygon | FALSE | TRUE | America/Chicago | 3 | 54007 | 1840002137 | [10 empty] | Deer ParkWI
Stout | Stout | IA | Iowa | 19075 | Grundy | 42.527 | -92.7116 | 212 | 280 | polygon | FALSE | TRUE | America/Chicago | 3 | 50673 50665 | 1840009127 | [10 empty] | StoutIA
Bassfield | Bassfield | MS | Mississippi | 28065 | Jefferson Davis | 31.4959 | -89.7449 | 212 | 81 | polygon | FALSE | TRUE | America/Chicago | 3 | 39421 | 1840015860 | [10 empty] | BassfieldMS
Nehawka | Nehawka | NE | Nebraska | 31025 | Cass | 40.8295 | -95.9901 | 212 | 361 | polygon | FALSE | TRUE | America/Chicago | 3 | 68413 | 1840011816 | [10 empty] | NehawkaNE
Tillar | Tillar | AR | Arkansas | 5043 | Drew | 33.7109 | -91.4517 | 212 | 104 | polygon | FALSE | TRUE | America/Chicago | 3 | 71670 | 1840015683 | [10 empty] | TillarAR
Curtiss | Curtiss | WI | Wisconsin | 55019 | Clark | 44.9521 | -90.435 | 212 | 119 | polygon | FALSE | TRUE | America/Chicago | 3 | 54422 | 1840002252 | [10 empty] | CurtissWI
Jalapa | Jalapa | IN | Indiana | 18053 | Grant | 40.6263 | -85.7464 | 212 | 25 | polygon | FALSE | FALSE | America/Indiana/Indianapolis | 3 | 46952 | 1840024291 | [10 empty] | JalapaIN
Reliance | Reliance | SD | South Dakota | 46085 | Lyman | 43.88 | -99.6018 | 212 | 75 | polygon | FALSE | TRUE | America/Chicago | 3 | 57569 | 1840002526 | [10 empty] | RelianceSD
Aline | Aline | OK | Oklahoma | 40003 | Alfalfa | 36.5096 | -98.4486 | 212 | 311 | polygon | FALSE | TRUE | America/Chicago | 3 | 73716 | 1840021607 | [10 empty] | AlineOK
Roxobel | Roxobel | NC | North Carolina | 37015 | Bertie | 36.2015 | -77.2398 | 212 | 78 | polygon | FALSE | TRUE | America/New_York | 3 | 27872 | 1840017738 | [10 empty] | RoxobelNC
Gresham | Gresham | NE | Nebraska | 31185 | York | 41.0284 | -97.4011 | 212 | 303 | polygon | FALSE | TRUE | America/Chicago | 3 | 68367 | 1840011821 | [10 empty] | GreshamNE
Beardsley | Beardsley | MN | Minnesota | 27011 | Big Stone | 45.5577 | -96.7139 | 212 | 174 | polygon | FALSE | TRUE | America/Chicago | 3 | 56211 | 1840006698 | [10 empty] | BeardsleyMN
Sunizona | Sunizona | AZ | Arizona | 4003 | Cochise | 31.8841 | -109.6328 | 212 | 9 | polygon | FALSE | FALSE | America/Phoenix | 3 | 85625 | 1840023092 | [10 empty] | SunizonaAZ
Samoa | Samoa | CA | California | 6023 | Humboldt | 40.8146 | -124.1893 | 212 | 97 | polygon | FALSE | FALSE | America/Los_Angeles | 3 | 95564 | 1840026326 | [10 empty] | SamoaCA
Shanksville | Shanksville | PA | Pennsylvania | 42111 | Somerset | 40.0173 | -78.9069 | 212 | 414 | polygon | FALSE | TRUE | America/New_York | 3 | 15560 15563 15541 | 1840003746 | [10 empty] | ShanksvillePA
San Luis | San Luis | NM | New Mexico | 35043 | Sandoval | 35.7009 | -107.0431 | 212 | 9 | polygon | FALSE | FALSE | America/Denver | 3 | 87053 | 1840024905 | [10 empty] | San LuisNM
Montrose | Montrose | GA | Georgia | 13175 | Laurens | 32.5595 | -83.1535 | 212 | 50 | polygon | FALSE | TRUE | America/New_York | 3 | 31065 | 1840016972 | [10 empty] | MontroseGA
Larkspur | Larkspur | CO | Colorado | 8035 | Douglas | 39.2318 | -104.892 | 212 | 51 | polygon | FALSE | TRUE | America/Denver | 3 | 80118 | 1840021448 | [10 empty] | LarkspurCO
Stanwood | Stanwood | MI | Michigan | 26107 | Mecosta | 43.5805 | -85.4481 | 212 | 337 | polygon | FALSE | TRUE | America/Detroit | 3 | 49346 | 1840010967 | [10 empty] | StanwoodMI
Danville | Danville | GA | Georgia | 13289 | Twiggs | 32.606 | -83.246 | 212 | 103 | polygon | FALSE | TRUE | America/New_York | 3 | 31017 | 1840016955 | [10 empty] | DanvilleGA
Delmita | Delmita | TX | Texas | 48427 | Starr | 26.6851 | -98.4231 | 212 | 26 | polygon | FALSE | FALSE | America/Chicago | 3 | 78536 | 1840023202 | [10 empty] | DelmitaTX
St. Charles | St. Charles | AR | Arkansas | 5001 | Arkansas | 34.3732 | -91.1373 | 212 | 91 | polygon | FALSE | TRUE | America/Chicago | 3 | 72140 | 1840017934 | [10 empty] | St. CharlesAR
Woodruff | Woodruff | UT | Utah | 49033 | Rich | 41.5212 | -111.1639 | 212 | 113 | polygon | FALSE | TRUE | America/Denver | 3 | 84086 | 1840022380 | [10 empty] | WoodruffUT
Little River | Little River | CA | California | 6045 | Mendocino | 39.2703 | -123.7817 | 212 | 48 | polygon | FALSE | FALSE | America/Los_Angeles | 3 | 95456 95460 | 1840026598 | [10 empty] | Little RiverCA
Elk Garden | Elk Garden | WV | West Virginia | 54057 | Mineral | 39.3862 | -79.1556 | 212 | 317 | polygon | FALSE | TRUE | America/New_York | 3 | 26717 | 1840005721 | [10 empty] | Elk GardenWV
Maxwell | Maxwell | NM | New Mexico | 35007 | Colfax | 36.5411 | -104.5431 | 212 | 172 | polygon | FALSE | TRUE | America/Denver | 3 | 87728 | 1840022644 | [10 empty] | MaxwellNM
Parral | Parral | OH | Ohio | 39157 | Tuscarawas | 40.5609 | -81.495 | 212 | 454 | polygon | FALSE | TRUE | America/New_York | 3 | 44622 | 1840012094 | [10 empty] | ParralOH
Mayview | Mayview | MO | Missouri | 29107 | Lafayette | 39.0527 | -93.8327 | 212 | 523 | polygon | FALSE | TRUE | America/Chicago | 3 | 64071 | 1840008524 | [10 empty] | MayviewMO
Nanwalek | Nanwalek | AK | Alaska | 2122 | Kenai Peninsula | 59.3302 | -151.911 | 212 | 9 | polygon | FALSE | FALSE | America/Anchorage | 3 | 99603 | 1840023599 | [10 empty] | NanwalekAK
White Shield | White Shield | ND | North Dakota | 38055 | McLean | 47.6601 | -101.8436 | 212 | 21 | polygon | FALSE | FALSE | America/Chicago | 3 | 58775 58540 | 1840006615 | [10 empty] | White ShieldND
Garden | Garden | MI | Michigan | 26041 | Delta | 45.773 | -86.5529 | 211 | 98 | polygon | FALSE | TRUE | America/Detroit | 3 | 49835 | 1840013135 | [10 empty] | GardenMI
Kansas | Kansas | AL | Alabama | 1127 | Walker | 33.9029 | -87.5568 | 211 | 80 | polygon | FALSE | TRUE | America/Chicago | 3 | 35549 35501 35573 | 1840016766 | [10 empty] | KansasAL
Burnett | Burnett | WI | Wisconsin | 55027 | Dodge | 43.5065 | -88.7084 | 211 | 325 | polygon | FALSE | FALSE | America/Chicago | 3 | 53922 | 1840024126 | [10 empty] | BurnettWI
Roy | Roy | NM | New Mexico | 35021 | Harding | 35.9451 | -104.1963 | 211 | 39 | polygon | FALSE | TRUE | America/Denver | 3 | 87743 | 1840022686 | [10 empty] | RoyNM
Magness | Magness | AR | Arkansas | 5063 | Independence | 35.703 | -91.4821 | 211 | 132 | polygon | FALSE | TRUE | America/Chicago | 3 | 72562 72501 72553 | 1840016247 | [10 empty] | MagnessAR
Selden | Selden | KS | Kansas | 20179 | Sheridan | 39.5417 | -100.5669 | 211 | 268 | polygon | FALSE | TRUE | America/Chicago | 3 | 67757 | 1840009579 | [10 empty] | SeldenKS
Tulare | Tulare | SD | South Dakota | 46115 | Spink | 44.7382 | -98.5089 | 211 | 318 | polygon | FALSE | TRUE | America/Chicago | 3 | 57476 | 1840002121 | [10 empty] | TulareSD
La Vina | La Vina | CA | California | 6039 | Madera | 36.8799 | -120.1147 | 211 | 808 | polygon | FALSE | FALSE | America/Los_Angeles | 3 | 93637 | 1840026813 | [10 empty] | La VinaCA
Wind Ridge | Wind Ridge | PA | Pennsylvania | 42059 | Greene | 39.9113 | -80.4319 | 211 | 26 | polygon | FALSE | FALSE | America/New_York | 3 | 15380 15337 | 1840026593 | [10 empty] | Wind RidgePA
Grygla | Grygla | MN | Minnesota | 27089 | Marshall | 48.2996 | -95.624 | 211 | 140 | polygon | FALSE | TRUE | America/Chicago | 3 | 56727 | 1840006598 | [10 empty] | GryglaMN
Hornbrook | Hornbrook | CA | California | 6093 | Siskiyou | 41.9079 | -122.5596 | 211 | 69 | polygon | FALSE | FALSE | America/Los_Angeles | 3 | 96044 | 1840017473 | [10 empty] | HornbrookCA
Harvel | Harvel | IL | Illinois | 17135 | Montgomery | 39.3577 | -89.5323 | 211 | 112 | polygon | FALSE | TRUE | America/Chicago | 3 | 62538 | 1840012636 | [10 empty] | HarvelIL
Index | Index | WA | Washington | 53061 | Snohomish | 47.8212 | -121.5562 | 211 | 354 | polygon | FALSE | TRUE | America/Los_Angeles | 3 | 98256 | 1840021082 | [10 empty] | IndexWA
Wyaconda | Wyaconda | MO | Missouri | 29045 | Clark | 40.3921 | -91.9261 | 211 | 126 | polygon | FALSE | TRUE | America/Chicago | 3 | 63474 | 1840010403 | [10 empty] | WyacondaMO
Radom | Radom | IL | Illinois | 17189 | Washington | 38.2798 | -89.1921 | 211 | 77 | polygon | FALSE | TRUE | America/Chicago | 3 | 62876 | 1840012902 | [10 empty] | RadomIL
Cross Timbers | Cross Timbers | MO | Missouri | 29085 | Hickory | 38.0242 | -93.2294 | 211 | 182 | polygon | FALSE | TRUE | America/Chicago | 3 | 65634 | 1840007553 | [10 empty] | Cross TimbersMO
Hazelton | Hazelton | ND | North Dakota | 38029 | Emmons | 46.4858 | -100.2811 | 211 | 212 | polygon | FALSE | TRUE | America/Chicago | 3 | 58544 | 1840000207 | [10 empty] | HazeltonND
RodrÃ­guez Hevia | Rodriguez Hevia | PR | Puerto Rico | 72041 | Cidra | 18.202 | -66.1824 | 211 | 211 | polygon | FALSE | FALSE | America/Puerto_Rico | 3 | 739 | 1630035700 | [10 empty] | RodrÃ­guez HeviaPR
Mulberry | Mulberry | SC | South Carolina | 45085 | Sumter | 33.9565 | -80.3315 | 211 | 41 | polygon | FALSE | FALSE | America/New_York | 3 | 29153 | 1840035846 | [10 empty] | MulberrySC
Hitterdal | Hitterdal | MN | Minnesota | 27027 | Clay | 46.9778 | -96.2584 | 211 | 95 | polygon | FALSE | TRUE | America/Chicago | 3 | 56552 | 1840006636 | [10 empty] | HitterdalMN
Alsey | Alsey | IL | Illinois | 17171 | Scott | 39.5593 | -90.4329 | 210 | 147 | polygon | FALSE | TRUE | America/Chicago | 3 | 62082 62610 62694 | 1840010605 | [10 empty] | AlseyIL
Huttonsville | Huttonsville | WV | West Virginia | 54083 | Randolph | 38.7138 | -79.9766 | 210 | 267 | polygon | FALSE | TRUE | America/New_York | 3 | 26273 | 1840005993 | [10 empty] | HuttonsvilleWV
Ashville | Ashville | PA | Pennsylvania | 42021 | Cambria | 40.5601 | -78.5472 | 210 | 453 | polygon | FALSE | TRUE | America/New_York | 3 | 16613 | 1840001100 | [10 empty] | AshvillePA
Aneta | Aneta | ND | North Dakota | 38063 | Nelson | 47.6795 | -97.9897 | 210 | 81 | polygon | FALSE | TRUE | America/Chicago | 3 | 58212 | 1840000094 | [10 empty] | AnetaND
McNary | McNary | LA | Louisiana | 22079 | Rapides | 30.9895 | -92.5794 | 210 | 44 | polygon | FALSE | TRUE | America/Chicago | 3 | 71433 | 1840018180 | [10 empty] | McNaryLA
Ehrenfeld | Ehrenfeld | PA | Pennsylvania | 42021 | Cambria | 40.3743 | -78.7761 | 210 | 187 | polygon | FALSE | TRUE | America/New_York | 3 | 15956 | 1840001110 | [10 empty] | EhrenfeldPA
St. Regis | St. Regis | MT | Montana | 30061 | Mineral | 47.3016 | -115.1013 | 210 | 94 | polygon | FALSE | FALSE | America/Denver | 3 | 59866 | 1840018450 | [10 empty] | St. RegisMT
Chickaloon | Chickaloon | AK | Alaska | 2170 | Matanuska-Susitna | 61.804 | -148.4103 | 210 | 1 | polygon | FALSE | FALSE | America/Anchorage | 3 | 99674 | 1840023370 | [10 empty] | ChickaloonAK
Little Browning | Little Browning | MT | Montana | 30035 | Glacier | 48.6252 | -112.3501 | 210 | 80 | polygon | FALSE | TRUE | America/Denver | 3 | 59427 | 1840039687 | [10 empty] | Little BrowningMT
Mesic | Mesic | NC | North Carolina | 37137 | Pamlico | 35.2034 | -76.645 | 210 | 78 | polygon | FALSE | TRUE | America/New_York | 3 | 28515 | 1840016422 | [10 empty] | MesicNC
Mobile City | Mobile City | TX | Texas | 48397 | Rockwall | 32.9228 | -96.4111 | 210 | 5377 | polygon | FALSE | TRUE | America/Chicago | 2 | 75087 | 1840020719 | [10 empty] | Mobile CityTX
Ollie | Ollie | IA | Iowa | 19107 | Keokuk | 41.1991 | -92.0923 | 210 | 81 | polygon | FALSE | TRUE | America/Chicago | 3 | 52576 | 1840009286 | [10 empty] | OllieIA
Clear Creek | Clear Creek | CA | California | 6035 | Lassen | 40.3023 | -121.0531 | 210 | 71 | polygon | FALSE | FALSE | America/Los_Angeles | 3 | 96137 | 1840139955 | [10 empty] | Clear CreekCA
Arkansaw | Arkansaw | WI | Wisconsin | 55091 | Pepin | 44.6334 | -92.0222 | 210 | 113 | polygon | FALSE | FALSE | America/Chicago | 3 | 54721 | 1840025358 | [10 empty] | ArkansawWI
Colp | Colp | IL | Illinois | 17199 | Williamson | 37.8073 | -89.0786 | 210 | 604 | polygon | FALSE | TRUE | America/Chicago | 3 | 62921 62918 | 1840012984 | [10 empty] | ColpIL
Vinton | Vinton | OH | Ohio | 39053 | Gallia | 38.9776 | -82.3374 | 210 | 68 | polygon | FALSE | TRUE | America/New_York | 3 | 45686 | 1840012777 | [10 empty] | VintonOH
Hardesty | Hardesty | OK | Oklahoma | 40139 | Texas | 36.6147 | -101.1936 | 210 | 363 | polygon | FALSE | TRUE | America/Chicago | 3 | 73944 | 1840021626 | [10 empty] | HardestyOK
Sylvania | Sylvania | PA | Pennsylvania | 42015 | Bradford | 41.8029 | -76.8607 | 210 | 72 | polygon | FALSE | TRUE | America/New_York | 3 | 16947 16945 | 1840000519 | [10 empty] | SylvaniaPA
Joice | Joice | IA | Iowa | 19195 | Worth | 43.3648 | -93.4581 | 210 | 81 | polygon | FALSE | TRUE | America/Chicago | 3 | 50446 | 1840007966 | [10 empty] | JoiceIA
Keller | Keller | WA | Washington | 53019 | Ferry | 48.0852 | -118.7164 | 210 | 8 | polygon | FALSE | FALSE | America/Los_Angeles | 3 | 99140 | 1840023756 | [10 empty] | KellerWA
Daviston | Daviston | AL | Alabama | 1123 | Tallapoosa | 33.0556 | -85.6371 | 210 | 8 | polygon | FALSE | TRUE | America/Chicago | 3 | 36256 | 1840016913 | [10 empty] | DavistonAL
Augusta Springs | Augusta Springs | VA | Virginia | 51015 | Augusta | 38.1079 | -79.3352 | 210 | 21 | polygon | FALSE | FALSE | America/New_York | 3 | 24411 24430 | 1840024682 | [10 empty] | Augusta SpringsVA
Jim Falls | Jim Falls | WI | Wisconsin | 55017 | Chippewa | 45.0472 | -91.2712 | 210 | 133 | polygon | FALSE | FALSE | America/Chicago | 3 | 54748 | 1840025318 | [10 empty] | Jim FallsWI
Sand Coulee | Sand Coulee | MT | Montana | 30013 | Cascade | 47.4026 | -111.172 | 210 | 30 | polygon | FALSE | FALSE | America/Denver | 3 | 59472 | 1840023805 | [10 empty] | Sand CouleeMT
Organ | Organ | NM | New Mexico | 35013 | DoÃ±a Ana | 32.4251 | -106.6024 | 210 | 93 | polygon | FALSE | FALSE | America/Denver | 3 | 88052 | 1840025086 | [10 empty] | OrganNM
Hanging Rock | Hanging Rock | OH | Ohio | 39087 | Lawrence | 38.5599 | -82.7274 | 209 | 145 | polygon | FALSE | TRUE | America/New_York | 3 | 45638 | 1840012836 | [10 empty] | Hanging RockOH
St. Martin | St. Martin | OH | Ohio | 39015 | Brown | 39.2117 | -83.8844 | 209 | 41 | polygon | FALSE | TRUE | America/New_York | 3 | 45142 | 1840034183 | [10 empty] | St. MartinOH
Burns | Burns | KS | Kansas | 20115 | Marion | 38.0897 | -96.8877 | 209 | 234 | polygon | FALSE | TRUE | America/Chicago | 3 | 66840 | 1840007488 | [10 empty] | BurnsKS
Buffalo | Buffalo | KS | Kansas | 20205 | Wilson | 37.7091 | -95.6969 | 209 | 254 | polygon | FALSE | TRUE | America/Chicago | 3 | 66717 | 1840007586 | [10 empty] | BuffaloKS
Toronto | Toronto | SD | South Dakota | 46039 | Deuel | 44.5723 | -96.6414 | 209 | 262 | polygon | FALSE | TRUE | America/Chicago | 3 | 57268 | 1840002271 | [10 empty] | TorontoSD
Rake | Rake | IA | Iowa | 19189 | Winnebago | 43.4806 | -93.9202 | 209 | 99 | polygon | FALSE | TRUE | America/Chicago | 3 | 50465 | 1840009018 | [10 empty] | RakeIA
Lucas | Lucas | IA | Iowa | 19117 | Lucas | 41.0322 | -93.4611 | 209 | 83 | polygon | FALSE | TRUE | America/Chicago | 3 | 50151 | 1840009340 | [10 empty] | LucasIA
Gotebo | Gotebo | OK | Oklahoma | 40075 | Kiowa | 35.0711 | -98.8744 | 209 | 105 | polygon | FALSE | TRUE | America/Chicago | 3 | 73041 | 1840021826 | [10 empty] | GoteboOK
Richvale | Richvale | CA | California | 6007 | Butte | 39.4937 | -121.7507 | 209 | 87 | polygon | FALSE | FALSE | America/Los_Angeles | 3 | 95965 | 1840025573 | [10 empty] | RichvaleCA
Daphnedale Park | Daphnedale Park | CA | California | 6049 | Modoc | 41.5089 | -120.5507 | 209 | 60 | polygon | FALSE | FALSE | America/Los_Angeles | 3 | 96101 | 1840028148 | [10 empty] | Daphnedale ParkCA
Patriot | Patriot | IN | Indiana | 18155 | Switzerland | 38.8366 | -84.8293 | 209 | 368 | polygon | FALSE | TRUE | America/Indiana/Vevay | 3 | 47038 | 1840009726 | [10 empty] | PatriotIN
Bloomington | Bloomington | ID | Idaho | 16007 | Bear Lake | 42.1908 | -111.4042 | 209 | 84 | polygon | FALSE | TRUE | America/Boise | 3 | 83261 83223 83272 | 1840018687 | [10 empty] | BloomingtonID
Caulksville | Caulksville | AR | Arkansas | 5083 | Logan | 35.3017 | -93.868 | 209 | 59 | polygon | FALSE | TRUE | America/Chicago | 3 | 72951 72855 | 1840016392 | [10 empty] | CaulksvilleAR
Magnolia | Magnolia | MN | Minnesota | 27133 | Rock | 43.6441 | -96.0752 | 209 | 101 | polygon | FALSE | TRUE | America/Chicago | 3 | 56158 | 1840008996 | [10 empty] | MagnoliaMN
Union | Union | AL | Alabama | 1063 | Greene | 32.9938 | -87.9071 | 209 | 98 | polygon | FALSE | TRUE | America/Chicago | 3 | 35462 | 1840016909 | [10 empty] | UnionAL
Burr Oak | Burr Oak | IA | Iowa | 19191 | Winneshiek | 43.458 | -91.8619 | 209 | 117 | polygon | FALSE | FALSE | America/Chicago | 3 | 52101 | 1840026160 | [10 empty] | Burr OakIA
Morristown | Morristown | AZ | Arizona | 4013 | Maricopa | 33.8548 | -112.6135 | 209 | 100 | polygon | FALSE | FALSE | America/Phoenix | 3 | 85342 | 1840022924 | [10 empty] | MorristownAZ
Fountain Run | Fountain Run | KY | Kentucky | 21171 | Monroe | 36.7238 | -85.9561 | 209 | 61 | polygon | FALSE | TRUE | America/Chicago | 3 | 42133 | 1840013291 | [10 empty] | Fountain RunKY
Helena | Helena | OH | Ohio | 39143 | Sandusky | 41.3403 | -83.2921 | 209 | 277 | polygon | FALSE | TRUE | America/New_York | 3 | 43435 | 1840011600 | [10 empty] | HelenaOH
Mount Gretna | Mount Gretna | PA | Pennsylvania | 42075 | Lebanon | 40.2456 | -76.4717 | 209 | 559 | polygon | FALSE | TRUE | America/New_York | 3 | 17064 | 1840001348 | [10 empty] | Mount GretnaPA
Dundee | Dundee | OH | Ohio | 39157 | Tuscarawas | 40.5868 | -81.6069 | 209 | 103 | polygon | FALSE | FALSE | America/New_York | 3 | 44624 | 1840026485 | [10 empty] | DundeeOH
Washtucna | Washtucna | WA | Washington | 53001 | Adams | 46.7539 | -118.3106 | 208 | 121 | polygon | FALSE | TRUE | America/Los_Angeles | 3 | 99371 | 1840022312 | [10 empty] | WashtucnaWA
Big Falls | Big Falls | MN | Minnesota | 27071 | Koochiching | 48.1794 | -93.8092 | 208 | 13 | polygon | FALSE | TRUE | America/Chicago | 3 | 56627 | 1840006586 | [10 empty] | Big FallsMN
Ida | Ida | LA | Louisiana | 22017 | Caddo | 33.0001 | -93.8949 | 208 | 57 | polygon | FALSE | TRUE | America/Chicago | 3 | 71044 | 1840018058 | [10 empty] | IdaLA
Ursina | Ursina | PA | Pennsylvania | 42111 | Somerset | 39.8153 | -79.3325 | 208 | 89 | polygon | FALSE | TRUE | America/New_York | 3 | 15424 15485 | 1840003749 | [10 empty] | UrsinaPA
Linden | Linden | IA | Iowa | 19049 | Dallas | 41.6427 | -94.27 | 208 | 102 | polygon | FALSE | TRUE | America/Chicago | 3 | 50146 | 1840009210 | [10 empty] | LindenIA
Argyle | Argyle | GA | Georgia | 13065 | Clinch | 31.0732 | -82.6489 | 208 | 46 | polygon | FALSE | TRUE | America/New_York | 3 | 31634 31623 | 1840015885 | [10 empty] | ArgyleGA
Panama | Panama | IA | Iowa | 19165 | Shelby | 41.7263 | -95.4754 | 208 | 280 | polygon | FALSE | TRUE | America/Chicago | 3 | 51562 | 1840009215 | [10 empty] | PanamaIA
Rackerby | Rackerby | CA | California | 6007 | Butte | 39.4261 | -121.3542 | 208 | 27 | polygon | FALSE | TRUE | America/Los_Angeles | 3 | 95966 95914 | 1840042826 | [10 empty] | RackerbyCA
Hatfield | Hatfield | WI | Wisconsin | 55053 | Jackson | 44.4164 | -90.7409 | 208 | 60 | polygon | FALSE | FALSE | America/Chicago | 3 | 54754 | 1840024191 | [10 empty] | HatfieldWI
Pocasset | Pocasset | OK | Oklahoma | 40051 | Grady | 35.178 | -97.9592 | 208 | 29 | polygon | FALSE | TRUE | America/Chicago | 3 | 73004 73079 | 1840021805 | [10 empty] | PocassetOK
St. Johns | St. Johns | IL | Illinois | 17145 | Perry | 38.0333 | -89.24 | 208 | 110 | polygon | FALSE | TRUE | America/Chicago | 3 | 62832 | 1840012946 | [10 empty] | St. JohnsIL
Walstonburg | Walstonburg | NC | North Carolina | 37079 | Greene | 35.596 | -77.6981 | 208 | 197 | polygon | FALSE | TRUE | America/New_York | 3 | 27888 | 1840016314 | [10 empty] | WalstonburgNC
Anniston | Anniston | MO | Missouri | 29133 | Mississippi | 36.8243 | -89.3267 | 208 | 205 | polygon | FALSE | TRUE | America/Chicago | 3 | 63820 | 1840010886 | [10 empty] | AnnistonMO
Woodloch | Woodloch | TX | Texas | 48339 | Montgomery | 30.2173 | -95.4132 | 208 | 951 | polygon | FALSE | TRUE | America/Chicago | 3 | 77385 | 1840023141 | [10 empty] | WoodlochTX
Pleasant Dale | Pleasant Dale | NE | Nebraska | 31159 | Seward | 40.7913 | -96.933 | 208 | 713 | polygon | FALSE | TRUE | America/Chicago | 3 | 68423 | 1840011841 | [10 empty] | Pleasant DaleNE
Conconully | Conconully | WA | Washington | 53047 | Okanogan | 48.5585 | -119.7522 | 208 | 380 | polygon | FALSE | TRUE | America/Los_Angeles | 3 | 98819 | 1840022269 | [10 empty] | ConconullyWA
Ukiah | Ukiah | OR | Oregon | 41059 | Umatilla | 45.1344 | -118.933 | 208 | 329 | polygon | FALSE | TRUE | America/Los_Angeles | 3 | 97880 | 1840021194 | [10 empty] | UkiahOR
Kinderhook | Kinderhook | IL | Illinois | 17149 | Pike | 39.7037 | -91.1526 | 208 | 99 | polygon | FALSE | TRUE | America/Chicago | 3 | 62345 | 1840012530 | [10 empty] | KinderhookIL
Gordon | Gordon | OH | Ohio | 39037 | Darke | 39.9303 | -84.5091 | 208 | 487 | polygon | FALSE | TRUE | America/New_York | 3 | 45304 | 1840012246 | [10 empty] | GordonOH
Gilson | Gilson | IL | Illinois | 17095 | Knox | 40.863 | -90.1998 | 208 | 344 | polygon | FALSE | FALSE | America/Chicago | 3 | 61436 | 1840025535 | [10 empty] | GilsonIL
Kossuth | Kossuth | MS | Mississippi | 28003 | Alcorn | 34.8726 | -88.6428 | 208 | 83 | polygon | FALSE | TRUE | America/Chicago | 3 | 38834 | 1840017895 | [10 empty] | KossuthMS
Franks Field | Franks Field | WI | Wisconsin | 55003 | Ashland | 46.5522 | -90.5989 | 208 | 63 | polygon | FALSE | TRUE | America/Chicago | 3 | 54806 | 1840042159 | [10 empty] | Franks FieldWI
Eastvale | Eastvale | PA | Pennsylvania | 42007 | Beaver | 40.7669 | -80.3148 | 207 | 883 | polygon | FALSE | TRUE | America/New_York | 3 | 15010 | 1840001018 | [10 empty] | EastvalePA
Plaza | Plaza | ND | North Dakota | 38061 | Mountrail | 48.026 | -101.9594 | 207 | 73 | polygon | FALSE | TRUE | America/Chicago | 3 | 58771 | 1840000070 | [10 empty] | PlazaND
Jackson Center | Jackson Center | PA | Pennsylvania | 42085 | Mercer | 41.2731 | -80.1397 | 207 | 70 | polygon | FALSE | TRUE | America/New_York | 3 | 16133 | 1840000733 | [10 empty] | Jackson CenterPA
Garrison | Garrison | MN | Minnesota | 27035 | Crow Wing | 46.2992 | -93.8262 | 207 | 76 | polygon | FALSE | TRUE | America/Chicago | 3 | 56450 | 1840007739 | [10 empty] | GarrisonMN
Arriba | Arriba | CO | Colorado | 8073 | Lincoln | 39.2843 | -103.274 | 207 | 160 | polygon | FALSE | TRUE | America/Denver | 3 | 80804 | 1840020223 | [10 empty] | ArribaCO
Nunam Iqua | Nunam Iqua | AK | Alaska | 2158 | Kusilvak | 62.511 | -164.8998 | 207 | 6 | polygon | FALSE | TRUE | America/Nome | 3 | 99666 | 1840023328 | [10 empty] | Nunam IquaAK
South English | South English | IA | Iowa | 19107 | Keokuk | 41.4521 | -92.0905 | 207 | 266 | polygon | FALSE | TRUE | America/Chicago | 3 | 52335 | 1840009285 | [10 empty] | South EnglishIA
Kell | Kell | IL | Illinois | 17121 | Marion | 38.4912 | -88.9032 | 207 | 79 | polygon | FALSE | TRUE | America/Chicago | 3 | 62853 | 1840012845 | [10 empty] | KellIL
Cantril | Cantril | IA | Iowa | 19177 | Van Buren | 40.6428 | -92.0686 | 207 | 157 | polygon | FALSE | TRUE | America/Chicago | 3 | 52542 | 1840007190 | [10 empty] | CantrilIA
Low Moor | Low Moor | VA | Virginia | 51005 | Alleghany | 37.7943 | -79.8706 | 207 | 75 | polygon | FALSE | FALSE | America/New_York | 3 | 24457 | 1840006363 | [10 empty] | Low MoorVA
South Lima | South Lima | NY | New York | 36051 | Livingston | 42.8575 | -77.6761 | 207 | 90 | polygon | FALSE | FALSE | America/New_York | 3 | 14485 14487 | 1840024082 | [10 empty] | South LimaNY
Curran | Curran | IL | Illinois | 17167 | Sangamon | 39.7421 | -89.7783 | 207 | 40 | polygon | FALSE | TRUE | America/Chicago | 3 | 62670 | 1840012445 | [10 empty] | CurranIL
Bynum | Bynum | TX | Texas | 48217 | Hill | 31.9689 | -97.003 | 207 | 596 | polygon | FALSE | TRUE | America/Chicago | 3 | 76631 | 1840023103 | [10 empty] | BynumTX
Rio | Rio | IL | Illinois | 17095 | Knox | 41.1093 | -90.3987 | 207 | 255 | polygon | FALSE | TRUE | America/Chicago | 3 | 61472 | 1840011764 | [10 empty] | RioIL
Elliston | Elliston | MT | Montana | 30077 | Powell | 46.5587 | -112.4639 | 207 | 9 | polygon | FALSE | FALSE | America/Denver | 3 | 59728 | 1840017352 | [10 empty] | EllistonMT
Monroe | Monroe | OK | Oklahoma | 40079 | Le Flore | 34.9937 | -94.5155 | 207 | 57 | polygon | FALSE | FALSE | America/Chicago | 3 | 74953 74940 74947 | 1840034468 | [10 empty] | MonroeOK
Oakdale | Oakdale | TN | Tennessee | 47129 | Morgan | 35.9896 | -84.5573 | 207 | 91 | polygon | FALSE | TRUE | America/New_York | 3 | 37829 | 1840016101 | [10 empty] | OakdaleTN
Geddes | Geddes | SD | South Dakota | 46023 | Charles Mix | 43.254 | -98.6974 | 207 | 109 | polygon | FALSE | TRUE | America/Chicago | 3 | 57342 | 1840002851 | [10 empty] | GeddesSD
Dubois | Dubois | IN | Indiana | 18037 | Dubois | 38.4458 | -86.7978 | 207 | 50 | polygon | FALSE | FALSE | America/Indiana/Vincennes | 3 | 47527 | 1840026741 | [10 empty] | DuboisIN
Topaz Lake | Topaz Lake | NV | Nevada | 32005 | Douglas | 38.6976 | -119.5427 | 207 | 67 | polygon | FALSE | FALSE | America/Los_Angeles | 3 | 89410 | 1840024559 | [10 empty] | Topaz LakeNV
Penelope | Penelope | TX | Texas | 48217 | Hill | 31.8585 | -96.9281 | 207 | 80 | polygon | FALSE | TRUE | America/Chicago | 3 | 76676 | 1840023102 | [10 empty] | PenelopeTX
Malden | Malden | WA | Washington | 53075 | Whitman | 47.2296 | -117.4731 | 206 | 120 | polygon | FALSE | TRUE | America/Los_Angeles | 3 | 99149 | 1840022313 | [10 empty] | MaldenWA
Sumpter | Sumpter | OR | Oregon | 41001 | Baker | 44.7435 | -118.1975 | 206 | 36 | polygon | FALSE | TRUE | America/Los_Angeles | 3 | 97877 | 1840021231 | [10 empty] | SumpterOR
Falls View | Falls View | WV | West Virginia | 54019 | Fayette | 38.1297 | -81.2539 | 206 | 240 | polygon | FALSE | FALSE | America/New_York | 3 | 25040 25002 | 1840038244 | [10 empty] | Falls ViewWV
Denton | Denton | NE | Nebraska | 31109 | Lancaster | 40.7392 | -96.846 | 206 | 650 | polygon | FALSE | TRUE | America/Chicago | 3 | 68339 | 1840011847 | [10 empty] | DentonNE
Albin | Albin | WY | Wyoming | 56021 | Laramie | 41.4174 | -104.1019 | 206 | 542 | polygon | FALSE | TRUE | America/Denver | 3 | 82050 | 1840021339 | [10 empty] | AlbinWY
Glenwood | Glenwood | MO | Missouri | 29197 | Schuyler | 40.5243 | -92.5765 | 206 | 107 | polygon | FALSE | TRUE | America/Chicago | 3 | 63541 | 1840012131 | [10 empty] | GlenwoodMO
Ramona | Ramona | SD | South Dakota | 46079 | Lake | 44.1199 | -97.2154 | 206 | 289 | polygon | FALSE | TRUE | America/Chicago | 3 | 57054 | 1840002538 | [10 empty] | RamonaSD
New Leipzig | New Leipzig | ND | North Dakota | 38037 | Grant | 46.3758 | -101.9516 | 206 | 89 | polygon | FALSE | TRUE | America/Denver | 3 | 58562 | 1840000204 | [10 empty] | New LeipzigND
New Minden | New Minden | IL | Illinois | 17189 | Washington | 38.438 | -89.3705 | 206 | 287 | polygon | FALSE | TRUE | America/Chicago | 3 | 62263 | 1840012904 | [10 empty] | New MindenIL
Browndell | Browndell | TX | Texas | 48241 | Jasper | 31.1254 | -93.9802 | 206 | 32 | polygon | FALSE | TRUE | America/Chicago | 3 | 75931 | 1840019559 | [10 empty] | BrowndellTX
Jacksonville | Jacksonville | VT | Vermont | 50025 | Windham | 42.7976 | -72.8192 | 206 | 69 | polygon | FALSE | TRUE | America/New_York | 3 | 5342 | 1840004335 | [10 empty] | JacksonvilleVT
Elizabeth | Elizabeth | IN | Indiana | 18061 | Harrison | 38.124 | -85.9736 | 206 | 304 | polygon | FALSE | TRUE | America/Kentucky/Louisville | 3 | 47117 | 1840010812 | [10 empty] | ElizabethIN
Adona | Adona | AR | Arkansas | 5105 | Perry | 35.0399 | -92.8991 | 206 | 83 | polygon | FALSE | TRUE | America/Chicago | 3 | 72001 | 1840013524 | [10 empty] | AdonaAR
Knox City | Knox City | MO | Missouri | 29103 | Knox | 40.1441 | -92.0103 | 206 | 377 | polygon | FALSE | TRUE | America/Chicago | 3 | 63446 | 1840008375 | [10 empty] | Knox CityMO
Napeague | Napeague | NY | New York | 36103 | Suffolk | 40.995 | -72.0707 | 206 | 21 | polygon | FALSE | FALSE | America/New_York | 3 | 11930 | 1840005050 | [10 empty] | NapeagueNY
Gail | Gail | TX | Texas | 48033 | Borden | 32.767 | -101.4465 | 206 | 39 | polygon | FALSE | FALSE | America/Chicago | 3 | 79738 | 1840025098 | [10 empty] | GailTX
Chapman | Chapman | PA | Pennsylvania | 42095 | Northampton | 40.7585 | -75.4013 | 206 | 241 | polygon | FALSE | TRUE | America/New_York | 3 | 18014 | 1840000968 | [10 empty] | ChapmanPA
Woden | Woden | IA | Iowa | 19081 | Hancock | 43.2308 | -93.9114 | 206 | 188 | polygon | FALSE | TRUE | America/Chicago | 3 | 50484 | 1840010069 | [10 empty] | WodenIA
Verona | Verona | IL | Illinois | 17063 | Grundy | 41.2156 | -88.5047 | 206 | 480 | polygon | FALSE | TRUE | America/Chicago | 3 | 60479 | 1840011620 | [10 empty] | VeronaIL
Port Royal | Port Royal | VA | Virginia | 51033 | Caroline | 38.1657 | -77.1989 | 206 | 122 | polygon | FALSE | TRUE | America/New_York | 3 | 22538 22535 | 1840006304 | [10 empty] | Port RoyalVA
Kempton | Kempton | IL | Illinois | 17053 | Ford | 40.9355 | -88.2362 | 206 | 482 | polygon | FALSE | TRUE | America/Chicago | 3 | 60946 | 1840011875 | [10 empty] | KemptonIL
Milton Mills | Milton Mills | NH | New Hampshire | 33017 | Strafford | 43.5037 | -70.9654 | 206 | 92 | polygon | FALSE | FALSE | America/New_York | 3 | 3852 | 1840026159 | [10 empty] | Milton MillsNH
Milford | Milford | CA | California | 6035 | Lassen | 40.1634 | -120.3686 | 206 | 15 | polygon | FALSE | FALSE | America/Los_Angeles | 3 | 96121 | 1840026366 | [10 empty] | MilfordCA
Black Butte Ranch | Black Butte Ranch | OR | Oregon | 41017 | Deschutes | 44.3577 | -121.6588 | 206 | 9 | polygon | FALSE | FALSE | America/Los_Angeles | 3 | 97759 | 1840034755 | [10 empty] | Black Butte RanchOR
Reydon | Reydon | OK | Oklahoma | 40129 | Roger Mills | 35.6503 | -99.9237 | 206 | 176 | polygon | FALSE | TRUE | America/Chicago | 3 | 73660 | 1840021705 | [10 empty] | ReydonOK
Salt Point | Salt Point | NY | New York | 36027 | Dutchess | 41.806 | -73.7901 | 206 | 95 | polygon | FALSE | FALSE | America/New_York | 3 | 12578 | 1840024106 | [10 empty] | Salt PointNY
Aurora | Aurora | WV | West Virginia | 54077 | Preston | 39.3254 | -79.5546 | 206 | 37 | polygon | FALSE | FALSE | America/New_York | 3 | 26705 | 1840025590 | [10 empty] | AuroraWV
Malta | Malta | ID | Idaho | 16031 | Cassia | 42.3075 | -113.3693 | 205 | 57 | polygon | FALSE | TRUE | America/Boise | 3 | 83342 | 1840020088 | [10 empty] | MaltaID
Mineral | Mineral | WA | Washington | 53041 | Lewis | 46.7193 | -122.1859 | 205 | 118 | polygon | FALSE | FALSE | America/Los_Angeles | 3 | 98355 | 1840025263 | [10 empty] | MineralWA
Schoenchen | Schoenchen | KS | Kansas | 20051 | Ellis | 38.713 | -99.3324 | 205 | 636 | polygon | FALSE | TRUE | America/Chicago | 3 | 67667 67601 | 1840009700 | [10 empty] | SchoenchenKS
Lake Bronson | Lake Bronson | MN | Minnesota | 27069 | Kittson | 48.7322 | -96.664 | 205 | 149 | polygon | FALSE | TRUE | America/Chicago | 3 | 56734 | 1840007679 | [10 empty] | Lake BronsonMN
Sylvia | Sylvia | KS | Kansas | 20155 | Reno | 37.9589 | -98.4085 | 205 | 273 | polygon | FALSE | TRUE | America/Chicago | 3 | 67581 | 1840009763 | [10 empty] | SylviaKS
Stollings | Stollings | WV | West Virginia | 54045 | Logan | 37.8409 | -81.9624 | 205 | 220 | polygon | FALSE | FALSE | America/New_York | 3 | 25646 25601 | 1840038179 | [10 empty] | StollingsWV
Slaughters | Slaughters | KY | Kentucky | 21233 | Webster | 37.4901 | -87.5021 | 205 | 344 | polygon | FALSE | TRUE | America/Chicago | 3 | 42456 | 1840015240 | [10 empty] | SlaughtersKY
Palmer | Palmer | IL | Illinois | 17021 | Christian | 39.4586 | -89.4079 | 205 | 79 | polygon | FALSE | TRUE | America/Chicago | 3 | 62556 | 1840012549 | [10 empty] | PalmerIL
Leipsic | Leipsic | DE | Delaware | 10001 | Kent | 39.243 | -75.5155 | 205 | 266 | polygon | FALSE | TRUE | America/New_York | 3 | 19977 19901 | 1840005817 | [10 empty] | LeipsicDE
Elgin | Elgin | PA | Pennsylvania | 42049 | Erie | 41.907 | -79.7465 | 205 | 53 | polygon | FALSE | TRUE | America/New_York | 3 | 16407 16413 | 1840000477 | [10 empty] | ElginPA
Birmingham | Birmingham | MO | Missouri | 29047 | Clay | 39.1674 | -94.4502 | 205 | 140 | polygon | FALSE | TRUE | America/Chicago | 3 | 64161 | 1840012674 | [10 empty] | BirminghamMO
Frierson | Frierson | LA | Louisiana | 22031 | De Soto | 32.2487 | -93.6893 | 205 | 143 | polygon | FALSE | FALSE | America/Chicago | 3 | 71027 | 1840025916 | [10 empty] | FriersonLA
Ute Park | Ute Park | NM | New Mexico | 35007 | Colfax | 36.5467 | -105.1038 | 205 | 23 | polygon | FALSE | FALSE | America/Denver | 3 | 87749 | 1840026913 | [10 empty] | Ute ParkNM
Wilmore | Wilmore | PA | Pennsylvania | 42021 | Cambria | 40.3877 | -78.717 | 205 | 238 | polygon | FALSE | TRUE | America/New_York | 3 | 15946 15962 15958 | 1840001129 | [10 empty] | WilmorePA
Whittier | Whittier | AK | Alaska | 2261 | Valdez-Cordova | 60.7852 | -148.6455 | 205 | 6 | polygon | FALSE | TRUE | America/Anchorage | 3 | 99693 99686 | 1840023397 | [10 empty] | WhittierAK
Mekoryuk | Mekoryuk | AK | Alaska | 2050 | Bethel | 60.3704 | -166.267 | 205 | 11 | polygon | FALSE | TRUE | America/Nome | 3 | 99630 | 1840023360 | [10 empty] | MekoryukAK
McBride | McBride | MI | Michigan | 26117 | Montcalm | 43.3521 | -85.0441 | 205 | 204 | polygon | FALSE | TRUE | America/Detroit | 3 | 48852 48829 | 1840010993 | [10 empty] | McBrideMI
Noma | Noma | FL | Florida | 12059 | Holmes | 30.9802 | -85.6223 | 205 | 74 | polygon | FALSE | TRUE | America/Chicago | 3 | 32425 32452 | 1840017163 | [10 empty] | NomaFL
Flasher | Flasher | ND | North Dakota | 38059 | Morton | 46.4521 | -101.2324 | 205 | 124 | polygon | FALSE | TRUE | America/North_Dakota/New_Salem | 3 | 58535 | 1840000196 | [10 empty] | FlasherND
Litchfield | Litchfield | CA | California | 6035 | Lassen | 40.3877 | -120.3809 | 205 | 20 | polygon | FALSE | FALSE | America/Los_Angeles | 3 | 96117 | 1840026365 | [10 empty] | LitchfieldCA
Bruce | Bruce | SD | South Dakota | 46011 | Brookings | 44.4378 | -96.8906 | 205 | 213 | polygon | FALSE | TRUE | America/Chicago | 3 | 57220 | 1840002507 | [10 empty] | BruceSD
Slayden | Slayden | TN | Tennessee | 47043 | Dickson | 36.2913 | -87.4656 | 205 | 51 | polygon | FALSE | TRUE | America/Chicago | 3 | 37165 37051 | 1840017723 | [10 empty] | SlaydenTN
Chatham | Chatham | MI | Michigan | 26003 | Alger | 46.3441 | -86.9313 | 205 | 32 | polygon | FALSE | TRUE | America/Detroit | 3 | 49816 | 1840010908 | [10 empty] | ChathamMI
Stillwater | Stillwater | PA | Pennsylvania | 42037 | Columbia | 41.1506 | -76.3693 | 205 | 25 | polygon | FALSE | TRUE | America/New_York | 3 | 17878 | 1840000816 | [10 empty] | StillwaterPA
Chula | Chula | MO | Missouri | 29117 | Livingston | 39.9219 | -93.4774 | 205 | 444 | polygon | FALSE | TRUE | America/Chicago | 3 | 64635 | 1840007303 | [10 empty] | ChulaMO
Hanover | Hanover | NM | New Mexico | 35017 | Grant | 32.8149 | -108.0897 | 205 | 56 | polygon | FALSE | FALSE | America/Denver | 3 | 88041 | 1840025072 | [10 empty] | HanoverNM
Little Sturgeon | Little Sturgeon | WI | Wisconsin | 55029 | Door | 44.8422 | -87.5743 | 205 | 33 | polygon | FALSE | FALSE | America/Chicago | 3 | 54235 | 1840026085 | [10 empty] | Little SturgeonWI
Windom | Windom | TX | Texas | 48147 | Fannin | 33.5647 | -95.9985 | 205 | 143 | polygon | FALSE | TRUE | America/Chicago | 3 | 75492 | 1840022940 | [10 empty] | WindomTX
Adair | Adair | IL | Illinois | 17109 | McDonough | 40.4183 | -90.4974 | 205 | 184 | polygon | FALSE | FALSE | America/Chicago | 3 | 61411 | 1840025539 | [10 empty] | AdairIL
Hiseville | Hiseville | KY | Kentucky | 21009 | Barren | 37.1008 | -85.8149 | 204 | 107 | polygon | FALSE | FALSE | America/Chicago | 3 | 42127 42141 42152 | 1840026882 | [10 empty] | HisevilleKY
Halliday | Halliday | ND | North Dakota | 38025 | Dunn | 47.3522 | -102.3388 | 204 | 173 | polygon | FALSE | TRUE | America/Denver | 3 | 58636 | 1840000126 | [10 empty] | HallidayND
Van Wert | Van Wert | IA | Iowa | 19053 | Decatur | 40.871 | -93.7918 | 204 | 238 | polygon | FALSE | TRUE | America/Chicago | 3 | 50262 | 1840010367 | [10 empty] | Van WertIA
Kenilworth | Kenilworth | UT | Utah | 49007 | Carbon | 39.6803 | -110.8145 | 204 | 104 | polygon | FALSE | FALSE | America/Denver | 3 | 84529 | 1840024371 | [10 empty] | KenilworthUT
Edgerton | Edgerton | WY | Wyoming | 56025 | Natrona | 43.4142 | -106.2477 | 204 | 311 | polygon | FALSE | TRUE | America/Denver | 3 | 82635 | 1840021289 | [10 empty] | EdgertonWY
Blodgett | Blodgett | MO | Missouri | 29201 | Scott | 37.0049 | -89.5264 | 204 | 599 | polygon | FALSE | TRUE | America/Chicago | 3 | 63824 63801 | 1840013032 | [10 empty] | BlodgettMO
Chupadero | Chupadero | NM | New Mexico | 35049 | Santa Fe | 35.8144 | -105.9198 | 204 | 43 | polygon | FALSE | FALSE | America/Denver | 3 | 87506 | 1840017765 | [10 empty] | ChupaderoNM
Storden | Storden | MN | Minnesota | 27033 | Cottonwood | 44.0396 | -95.3193 | 204 | 355 | polygon | FALSE | TRUE | America/Chicago | 3 | 56174 | 1840008988 | [10 empty] | StordenMN
Reevesville | Reevesville | SC | South Carolina | 45035 | Dorchester | 33.2021 | -80.6456 | 204 | 48 | polygon | FALSE | TRUE | America/New_York | 3 | 29471 | 1840018040 | [10 empty] | ReevesvilleSC
Spurgeon | Spurgeon | IN | Indiana | 18125 | Pike | 38.2554 | -87.2587 | 204 | 449 | polygon | FALSE | TRUE | America/Indiana/Petersburg | 3 | 47584 47660 | 1840010792 | [10 empty] | SpurgeonIN
Clutier | Clutier | IA | Iowa | 19171 | Tama | 42.0793 | -92.4036 | 204 | 103 | polygon | FALSE | TRUE | America/Chicago | 3 | 52217 | 1840006990 | [10 empty] | ClutierIA
Karns City | Karns City | PA | Pennsylvania | 42019 | Butler | 40.997 | -79.7263 | 204 | 217 | polygon | FALSE | TRUE | America/New_York | 3 | 16041 16050 | 1840000868 | [10 empty] | Karns CityPA
Smolan | Smolan | KS | Kansas | 20169 | Saline | 38.7383 | -97.6845 | 204 | 711 | polygon | FALSE | TRUE | America/Chicago | 3 | 67456 | 1840009722 | [10 empty] | SmolanKS
Moorhead | Moorhead | IA | Iowa | 19133 | Monona | 41.9244 | -95.8507 | 204 | 243 | polygon | FALSE | TRUE | America/Chicago | 3 | 51558 | 1840008109 | [10 empty] | MoorheadIA
Pennington | Pennington | AL | Alabama | 1023 | Choctaw | 32.1994 | -88.0494 | 204 | 40 | polygon | FALSE | TRUE | America/Chicago | 3 | 36916 | 1840017019 | [10 empty] | PenningtonAL
Gold Hill | Gold Hill | CO | Colorado | 8013 | Boulder | 40.0597 | -105.4189 | 204 | 37 | polygon | FALSE | FALSE | America/Denver | 3 | 80455 80302 | 1840017529 | [10 empty] | Gold HillCO
Summit | Summit | OR | Oregon | 41003 | Benton | 44.6361 | -123.5768 | 204 | 253 | polygon | FALSE | FALSE | America/Los_Angeles | 3 | 97326 | 1840023953 | [10 empty] | SummitOR
Belk | Belk | AL | Alabama | 1057 | Fayette | 33.6516 | -87.9286 | 204 | 56 | polygon | FALSE | TRUE | America/Chicago | 3 | 35545 35574 35555 | 1840015660 | [10 empty] | BelkAL
Madison | Madison | MD | Maryland | 24019 | Dorchester | 38.5149 | -76.2155 | 204 | 24 | polygon | FALSE | FALSE | America/New_York | 3 | 21648 21677 | 1840026730 | [10 empty] | MadisonMD
Halifax | Halifax | NC | North Carolina | 37083 | Halifax | 36.3255 | -77.5901 | 204 | 172 | polygon | FALSE | TRUE | America/New_York | 3 | 27839 | 1840016064 | [10 empty] | HalifaxNC
Acampo | Acampo | CA | California | 6077 | San Joaquin | 38.1735 | -121.2798 | 204 | 84 | polygon | FALSE | FALSE | America/Los_Angeles | 3 | 95220 | 1840026772 | [10 empty] | AcampoCA
Belle Mead | Belle Mead | NJ | New Jersey | 34035 | Somerset | 40.4645 | -74.6725 | 203 | 109 | polygon | FALSE | FALSE | America/New_York | 3 | 8502 | 1840024271 | [10 empty] | Belle MeadNJ
Canadian | Canadian | OK | Oklahoma | 40121 | Pittsburg | 35.1741 | -95.6496 | 203 | 106 | polygon | FALSE | TRUE | America/Chicago | 3 | 74425 | 1840022788 | [10 empty] | CanadianOK
Froid | Froid | MT | Montana | 30085 | Roosevelt | 48.338 | -104.4908 | 203 | 125 | polygon | FALSE | TRUE | America/Denver | 3 | 59226 | 1840021073 | [10 empty] | FroidMT
Buncombe | Buncombe | IL | Illinois | 17087 | Johnson | 37.4715 | -88.9746 | 203 | 66 | polygon | FALSE | TRUE | America/Chicago | 3 | 62912 | 1840010865 | [10 empty] | BuncombeIL
Frederika | Frederika | IA | Iowa | 19017 | Bremer | 42.8835 | -92.3054 | 203 | 220 | polygon | FALSE | TRUE | America/Chicago | 3 | 50676 50674 | 1840008040 | [10 empty] | FrederikaIA
Benedict | Benedict | MD | Maryland | 24017 | Charles | 38.5116 | -76.6797 | 203 | 335 | polygon | FALSE | FALSE | America/New_York | 3 | 20612 | 1840024646 | [10 empty] | BenedictMD
Creston | Creston | NE | Nebraska | 31141 | Platte | 41.7081 | -97.3625 | 203 | 378 | polygon | FALSE | TRUE | America/Chicago | 3 | 68631 | 1840011452 | [10 empty] | CrestonNE
Cameron | Cameron | LA | Louisiana | 22023 | Cameron | 29.787 | -93.2925 | 203 | 6 | polygon | FALSE | FALSE | America/Chicago | 3 | 70631 | 1840014014 | [10 empty] | CameronLA
Pollard | Pollard | AR | Arkansas | 5021 | Clay | 36.4296 | -90.267 | 203 | 264 | polygon | FALSE | TRUE | America/Chicago | 3 | 72456 | 1840014458 | [10 empty] | PollardAR
Black | Black | AL | Alabama | 1061 | Geneva | 31.0102 | -85.7428 | 203 | 25 | polygon | FALSE | TRUE | America/Chicago | 3 | 36314 | 1840015882 | [10 empty] | BlackAL
Jackson | Jackson | NE | Nebraska | 31043 | Dakota | 42.4507 | -96.579 | 203 | 174 | polygon | FALSE | TRUE | America/Chicago | 3 | 68743 | 1840011101 | [10 empty] | JacksonNE
Standard | Standard | IL | Illinois | 17155 | Putnam | 41.2558 | -89.1818 | 203 | 110 | polygon | FALSE | TRUE | America/Chicago | 3 | 61326 61363 | 1840011689 | [10 empty] | StandardIL
Goree | Goree | TX | Texas | 48275 | Knox | 33.468 | -99.5236 | 203 | 54 | polygon | FALSE | TRUE | America/Chicago | 3 | 76363 | 1840020599 | [10 empty] | GoreeTX
Hayes Center | Hayes Center | NE | Nebraska | 31085 | Hayes | 40.511 | -101.0204 | 203 | 290 | polygon | FALSE | TRUE | America/Chicago | 3 | 69032 | 1840012045 | [10 empty] | Hayes CenterNE
Tuscumbia | Tuscumbia | MO | Missouri | 29131 | Miller | 38.2369 | -92.4601 | 203 | 227 | polygon | FALSE | TRUE | America/Chicago | 3 | 65082 | 1840010809 | [10 empty] | TuscumbiaMO
Wellman | Wellman | TX | Texas | 48445 | Terry | 33.047 | -102.4274 | 203 | 230 | polygon | FALSE | TRUE | America/Chicago | 3 | 79378 | 1840022030 | [10 empty] | WellmanTX
Big Island | Big Island | VA | Virginia | 51019 | Bedford | 37.5351 | -79.3615 | 203 | 95 | polygon | FALSE | FALSE | America/New_York | 3 | 24526 | 1840026836 | [10 empty] | Big IslandVA
Lunenburg | Lunenburg | VA | Virginia | 51111 | Lunenburg | 36.9584 | -78.2682 | 203 | 36 | polygon | FALSE | FALSE | America/New_York | 3 | 23974 23952 | 1840026889 | [10 empty] | LunenburgVA
Yeehaw Junction | Yeehaw Junction | FL | Florida | 12097 | Osceola | 27.6993 | -80.8871 | 203 | 41 | polygon | FALSE | FALSE | America/New_York | 3 | 34972 | 1840014139 | [10 empty] | Yeehaw JunctionFL
College Springs | College Springs | IA | Iowa | 19145 | Page | 40.6213 | -95.1212 | 203 | 71 | polygon | FALSE | TRUE | America/Chicago | 3 | 51630 51637 | 1840007182 | [10 empty] | College SpringsIA
Brinson | Brinson | GA | Georgia | 13087 | Decatur | 30.9784 | -84.7379 | 202 | 38 | polygon | FALSE | TRUE | America/New_York | 3 | 39825 | 1840015890 | [10 empty] | BrinsonGA
Falling Spring | Falling Spring | WV | West Virginia | 54025 | Greenbrier | 37.9926 | -80.3576 | 202 | 151 | polygon | FALSE | TRUE | America/New_York | 3 | 24966 | 1840006284 | [10 empty] | Falling SpringWV
Gary | Gary | MN | Minnesota | 27107 | Norman | 47.3725 | -96.2656 | 202 | 242 | polygon | FALSE | TRUE | America/Chicago | 3 | 56545 | 1840007719 | [10 empty] | GaryMN
Vermilion | Vermilion | IL | Illinois | 17045 | Edgar | 39.5802 | -87.5879 | 202 | 142 | polygon | FALSE | TRUE | America/Chicago | 3 | 61944 61955 | 1840012505 | [10 empty] | VermilionIL
Guide Rock | Guide Rock | NE | Nebraska | 31181 | Webster | 40.0738 | -98.3288 | 202 | 157 | polygon | FALSE | TRUE | America/Chicago | 3 | 68942 | 1840012262 | [10 empty] | Guide RockNE
Nauvoo | Nauvoo | AL | Alabama | 1127 | Walker | 33.9873 | -87.4876 | 202 | 78 | polygon | FALSE | TRUE | America/Chicago | 3 | 35578 | 1840016768 | [10 empty] | NauvooAL
Braman | Braman | OK | Oklahoma | 40071 | Kay | 36.9237 | -97.3351 | 202 | 450 | polygon | FALSE | TRUE | America/Chicago | 3 | 74632 | 1840021613 | [10 empty] | BramanOK
Industry | Industry | CA | California | 6037 | Los Angeles | 34.0175 | -117.9267 | 202 | 6 | polygon | FALSE | TRUE | America/Los_Angeles | 3 | 91748 91789 91745 91746 91744 91714 91715 | 1840019236 | [10 empty] | IndustryCA
Cottonwood | Cottonwood | TX | Texas | 48257 | Kaufman | 32.4622 | -96.3954 | 202 | 50 | polygon | FALSE | TRUE | America/Chicago | 3 | 75158 | 1840019452 | [10 empty] | CottonwoodTX
Fort Yates | Fort Yates | ND | North Dakota | 38085 | Sioux | 46.0866 | -100.63 | 202 | 1293 | polygon | FALSE | TRUE | America/Chicago | 3 | 58538 | 1840000236 | [10 empty] | Fort YatesND
Haywood City | Haywood City | MO | Missouri | 29201 | Scott | 37.0117 | -89.6003 | 202 | 182 | polygon | FALSE | TRUE | America/Chicago | 3 | 63771 | 1840013033 | [10 empty] | Haywood CityMO
Bluewater Acres | Bluewater Acres | NM | New Mexico | 35006 | Cibola | 35.2667 | -108.1351 | 202 | 24 | polygon | FALSE | TRUE | America/Denver | 3 | 87323 | 1840039982 | [10 empty] | Bluewater AcresNM
Yellow Bluff | Yellow Bluff | AL | Alabama | 1131 | Wilcox | 31.9622 | -87.4808 | 202 | 168 | polygon | FALSE | TRUE | America/Chicago | 3 | 36769 | 1840017023 | [10 empty] | Yellow BluffAL
Egg Harbor | Egg Harbor | WI | Wisconsin | 55029 | Door | 45.0528 | -87.2826 | 202 | 31 | polygon | FALSE | TRUE | America/Chicago | 3 | 54209 | 1840003936 | [10 empty] | Egg HarborWI
Tappen | Tappen | ND | North Dakota | 38043 | Kidder | 46.8715 | -99.6269 | 202 | 74 | polygon | FALSE | TRUE | America/Chicago | 3 | 58487 | 1840001919 | [10 empty] | TappenND
Matoaka | Matoaka | WV | West Virginia | 54055 | Mercer | 37.4182 | -81.2417 | 202 | 295 | polygon | FALSE | TRUE | America/New_York | 3 | 24736 | 1840006405 | [10 empty] | MatoakaWV
Koliganek | Koliganek | AK | Alaska | 2070 | Dillingham | 59.6971 | -157.2258 | 202 | 4 | polygon | FALSE | FALSE | America/Anchorage | 3 | 99576 | 1840023275 | [10 empty] | KoliganekAK
Capulin | Capulin | CO | Colorado | 8021 | Conejos | 37.2819 | -106.1051 | 202 | 82 | polygon | FALSE | FALSE | America/Denver | 3 | 81140 81124 | 1840024788 | [10 empty] | CapulinCO
Surrency | Surrency | GA | Georgia | 13001 | Appling | 31.7215 | -82.1988 | 202 | 100 | polygon | FALSE | TRUE | America/New_York | 3 | 31563 | 1840017054 | [10 empty] | SurrencyGA
Elbert | Elbert | CO | Colorado | 8039 | Elbert | 39.2189 | -104.5403 | 202 | 164 | polygon | FALSE | FALSE | America/Denver | 3 | 80106 | 1840026646 | [10 empty] | ElbertCO
Trail Side | Trail Side | CO | Colorado | 8087 | Morgan | 40.2493 | -103.8432 | 202 | 108 | polygon | FALSE | TRUE | America/Denver | 3 | 80701 | 1840038822 | [10 empty] | Trail SideCO
De Smet | De Smet | ID | Idaho | 16009 | Benewah | 47.141 | -116.9113 | 202 | 81 | polygon | FALSE | FALSE | America/Los_Angeles | 3 | 83824 | 1840023828 | [10 empty] | De SmetID
Pine Village | Pine Village | IN | Indiana | 18171 | Warren | 40.4495 | -87.2534 | 202 | 647 | polygon | FALSE | TRUE | America/Indiana/Indianapolis | 3 | 47975 | 1840010441 | [10 empty] | Pine VillageIN
Seaton | Seaton | IL | Illinois | 17131 | Mercer | 41.1023 | -90.7991 | 202 | 49 | polygon | FALSE | TRUE | America/Chicago | 3 | 61476 | 1840011681 | [10 empty] | SeatonIL
San Jon | San Jon | NM | New Mexico | 35037 | Quay | 35.1113 | -103.3363 | 202 | 26 | polygon | FALSE | TRUE | America/Denver | 3 | 88434 | 1840022730 | [10 empty] | San JonNM
St. Johns | St. Johns | OH | Ohio | 39011 | Auglaize | 40.5558 | -84.0796 | 202 | 203 | polygon | FALSE | FALSE | America/New_York | 3 | 45884 45895 | 1840026428 | [10 empty] | St. JohnsOH
Garland | Garland | WY | Wyoming | 56029 | Park | 44.7777 | -108.6542 | 202 | 22 | polygon | FALSE | FALSE | America/Denver | 3 | 82435 | 1840017425 | [10 empty] | GarlandWY
Highwood | Highwood | MT | Montana | 30015 | Chouteau | 47.5991 | -110.7677 | 201 | 17 | polygon | FALSE | FALSE | America/Denver | 3 | 59450 | 1840017322 | [10 empty] | HighwoodMT
Bethel | Bethel | DE | Delaware | 10005 | Sussex | 38.571 | -75.6196 | 201 | 176 | polygon | FALSE | TRUE | America/New_York | 3 | 19931 | 1840006073 | [10 empty] | BethelDE
Monterey | Monterey | IN | Indiana | 18131 | Pulaski | 41.1561 | -86.4822 | 201 | 424 | polygon | FALSE | TRUE | America/Indiana/Winamac | 3 | 46960 | 1840009331 | [10 empty] | MontereyIN
White Mountain | White Mountain | AK | Alaska | 2180 | Nome | 64.6812 | -163.4228 | 201 | 42 | polygon | FALSE | TRUE | America/Nome | 3 | 99784 | 1840023503 | [10 empty] | White MountainAK
Barnett | Barnett | MO | Missouri | 29141 | Morgan | 38.3775 | -92.6746 | 201 | 284 | polygon | FALSE | TRUE | America/Chicago | 3 | 65011 | 1840007480 | [10 empty] | BarnettMO
Glendo | Glendo | WY | Wyoming | 56031 | Platte | 42.5048 | -105.0249 | 201 | 131 | polygon | FALSE | TRUE | America/Denver | 3 | 82213 | 1840021306 | [10 empty] | GlendoWY
Bulpitt | Bulpitt | IL | Illinois | 17021 | Christian | 39.5919 | -89.4258 | 201 | 1128 | polygon | FALSE | TRUE | America/Chicago | 3 | 62517 | 1840010599 | [10 empty] | BulpittIL
Oldtown | Oldtown | ID | Idaho | 16017 | Bonner | 48.1839 | -117.0207 | 201 | 94 | polygon | FALSE | TRUE | America/Los_Angeles | 3 | 83822 | 1840019770 | [10 empty] | OldtownID
Hanston | Hanston | KS | Kansas | 20083 | Hodgeman | 38.1231 | -99.7127 | 201 | 287 | polygon | FALSE | TRUE | America/Chicago | 3 | 67849 | 1840007527 | [10 empty] | HanstonKS
Altamont | Altamont | MO | Missouri | 29061 | Daviess | 39.8885 | -94.0867 | 201 | 303 | polygon | FALSE | TRUE | America/Chicago | 3 | 64640 64620 | 1840010526 | [10 empty] | AltamontMO
Glenfield | Glenfield | PA | Pennsylvania | 42003 | Allegheny | 40.5207 | -80.1333 | 201 | 94 | polygon | FALSE | TRUE | America/New_York | 3 | 15143 | 1840001234 | [10 empty] | GlenfieldPA
Rollins | Rollins | MT | Montana | 30047 | Lake | 47.9106 | -114.1948 | 201 | 26 | polygon | FALSE | FALSE | America/Denver | 3 | 59931 | 1840018396 | [10 empty] | RollinsMT
Chugwater | Chugwater | WY | Wyoming | 56031 | Platte | 41.7558 | -104.8229 | 201 | 25 | polygon | FALSE | TRUE | America/Denver | 3 | 82210 | 1840022367 | [10 empty] | ChugwaterWY
Haviland | Haviland | OH | Ohio | 39125 | Paulding | 41.0178 | -84.5853 | 201 | 197 | polygon | FALSE | TRUE | America/New_York | 3 | 45851 | 1840011723 | [10 empty] | HavilandOH
Hull | Hull | GA | Georgia | 13195 | Madison | 34.0155 | -83.2939 | 201 | 243 | polygon | FALSE | TRUE | America/New_York | 3 | 30646 | 1840014728 | [10 empty] | HullGA
Alvord | Alvord | IA | Iowa | 19119 | Lyon | 43.3418 | -96.3026 | 201 | 282 | polygon | FALSE | TRUE | America/Chicago | 3 | 51230 | 1840006857 | [10 empty] | AlvordIA
Stoutland | Stoutland | MO | Missouri | 29029 | Camden | 37.8136 | -92.5143 | 201 | 128 | polygon | FALSE | TRUE | America/Chicago | 3 | 65567 | 1840009753 | [10 empty] | StoutlandMO
Grantville | Grantville | KS | Kansas | 20087 | Jefferson | 39.0807 | -95.5569 | 201 | 39 | polygon | FALSE | FALSE | America/Chicago | 3 | 66617 66429 | 1840026662 | [10 empty] | GrantvilleKS
Samburg | Samburg | TN | Tennessee | 47131 | Obion | 36.3823 | -89.3533 | 201 | 164 | polygon | FALSE | TRUE | America/Chicago | 3 | 38254 38232 | 1840017708 | [10 empty] | SamburgTN
Keensburg | Keensburg | IL | Illinois | 17185 | Wabash | 38.3517 | -87.8683 | 201 | 298 | polygon | FALSE | TRUE | America/Chicago | 3 | 62863 62852 | 1840012892 | [10 empty] | KeensburgIL
Des Lacs | Des Lacs | ND | North Dakota | 38101 | Ward | 48.2564 | -101.5636 | 201 | 144 | polygon | FALSE | TRUE | America/Chicago | 3 | 58733 | 1840000048 | [10 empty] | Des LacsND
Baileyville | Baileyville | KS | Kansas | 20131 | Nemaha | 39.8419 | -96.1828 | 201 | 19 | polygon | FALSE | FALSE | America/Chicago | 3 | 66404 | 1840026604 | [10 empty] | BaileyvilleKS
Blanchard | Blanchard | ID | Idaho | 16017 | Bonner | 48.0152 | -116.9928 | 201 | 52 | polygon | FALSE | FALSE | America/Los_Angeles | 3 | 83804 | 1840023760 | [10 empty] | BlanchardID
Garfield | Garfield | GA | Georgia | 13107 | Emanuel | 32.6495 | -82.0962 | 201 | 98 | polygon | FALSE | TRUE | America/New_York | 3 | 30425 | 1840013804 | [10 empty] | GarfieldGA
Sobieski | Sobieski | MN | Minnesota | 27097 | Morrison | 45.923 | -94.482 | 201 | 19 | polygon | FALSE | TRUE | America/Chicago | 3 | 56345 | 1840008862 | [10 empty] | SobieskiMN
South Salem | South Salem | OH | Ohio | 39141 | Ross | 39.3373 | -83.3066 | 201 | 376 | polygon | FALSE | TRUE | America/New_York | 3 | 45681 | 1840012672 | [10 empty] | South SalemOH
Nathalie | Nathalie | VA | Virginia | 51083 | Halifax | 36.9381 | -78.9422 | 201 | 26 | polygon | FALSE | FALSE | America/New_York | 3 | 24577 | 1840024813 | [10 empty] | NathalieVA
Danville | Danville | MD | Maryland | 24001 | Allegany | 39.5124 | -78.9184 | 201 | 67 | polygon | FALSE | FALSE | America/New_York | 3 | 21557 | 1840024420 | [10 empty] | DanvilleMD
Gibson Flats | Gibson Flats | MT | Montana | 30013 | Cascade | 47.465 | -111.243 | 200 | 25 | polygon | FALSE | FALSE | America/Denver | 3 | 59405 | 1840023804 | [10 empty] | Gibson FlatsMT
Koshkonong | Koshkonong | MO | Missouri | 29149 | Oregon | 36.5978 | -91.646 | 200 | 441 | polygon | FALSE | TRUE | America/Chicago | 3 | 65692 | 1840009938 | [10 empty] | KoshkonongMO
Macedonia | Macedonia | AL | Alabama | 1107 | Pickens | 33.4031 | -88.2392 | 200 | 19 | polygon | FALSE | FALSE | America/Chicago | 3 | 35461 | 1840026992 | [10 empty] | MacedoniaAL
Tenstrike | Tenstrike | MN | Minnesota | 27007 | Beltrami | 47.6603 | -94.6843 | 200 | 23 | polygon | FALSE | TRUE | America/Chicago | 3 | 56683 | 1840008823 | [10 empty] | TenstrikeMN
Tokeland | Tokeland | WA | Washington | 53049 | Pacific | 46.709 | -123.9839 | 200 | 150 | polygon | FALSE | FALSE | America/Los_Angeles | 3 | 98590 | 1840018469 | [10 empty] | TokelandWA
Sellers | Sellers | SC | South Carolina | 45067 | Marion | 34.2823 | -79.4723 | 200 | 111 | polygon | FALSE | TRUE | America/New_York | 3 | 29592 | 1840017962 | [10 empty] | SellersSC
Mosby | Mosby | MO | Missouri | 29047 | Clay | 39.3165 | -94.3094 | 200 | 42 | polygon | FALSE | TRUE | America/Chicago | 3 | 64068 64024 64073 | 1840008500 | [10 empty] | MosbyMO
Oakdale | Oakdale | IL | Illinois | 17189 | Washington | 38.2648 | -89.5035 | 200 | 48 | polygon | FALSE | TRUE | America/Chicago | 3 | 62268 | 1840012905 | [10 empty] | OakdaleIL
Torreon | Torreon | NM | New Mexico | 35057 | Torrance | 34.7241 | -106.3008 | 200 | 9 | polygon | FALSE | FALSE | America/Denver | 3 | 87061 87016 | 1840144654 | [10 empty] | TorreonNM
La Paloma Ranchettes | La Paloma Ranchettes | TX | Texas | 48427 | Starr | 26.3148 | -98.623 | 200 | 164 | polygon | FALSE | TRUE | America/Chicago | 3 | 78582 | 1840040960 | [10 empty] | La Paloma RanchettesTX
Blairsburg | Blairsburg | IA | Iowa | 19079 | Hamilton | 42.4784 | -93.6428 | 200 | 119 | polygon | FALSE | TRUE | America/Chicago | 3 | 50034 | 1840006958 | [10 empty] | BlairsburgIA
Belvue | Belvue | KS | Kansas | 20149 | Pottawatomie | 39.2165 | -96.179 | 200 | 628 | polygon | FALSE | TRUE | America/Chicago | 3 | 66407 | 1840007353 | [10 empty] | BelvueKS
Barkeyville | Barkeyville | PA | Pennsylvania | 42121 | Venango | 41.1965 | -79.9826 | 200 | 23 | polygon | FALSE | TRUE | America/New_York | 3 | 16127 16038 | 1840003422 | [10 empty] | BarkeyvillePA
Parkersburg | Parkersburg | IL | Illinois | 17159 | Richland | 38.5891 | -88.0568 | 200 | 93 | polygon | FALSE | TRUE | America/Chicago | 3 | 62452 | 1840012834 | [10 empty] | ParkersburgIL
Hallwood | Hallwood | VA | Virginia | 51001 | Accomack | 37.8774 | -75.5898 | 200 | 326 | polygon | FALSE | TRUE | America/New_York | 3 | 23359 | 1840006319 | [10 empty] | HallwoodVA
Westcreek | Westcreek | CO | Colorado | 8035 | Douglas | 39.1498 | -105.1626 | 200 | 63 | polygon | FALSE | FALSE | America/Denver | 3 | 80135 | 1840018808 | [10 empty] | WestcreekCO
Taylor | Taylor | NE | Nebraska | 31115 | Loup | 41.7696 | -99.3814 | 200 | 295 | polygon | FALSE | TRUE | America/Chicago | 3 | 68879 | 1840011370 | [10 empty] | TaylorNE
La Fayette | La Fayette | IL | Illinois | 17175 | Stark | 41.1097 | -89.9736 | 200 | 408 | polygon | FALSE | TRUE | America/Chicago | 3 | 61449 | 1840073807 | [10 empty] | La FayetteIL
Norris | Norris | IL | Illinois | 17057 | Fulton | 40.6258 | -90.0321 | 200 | 272 | polygon | FALSE | TRUE | America/Chicago | 3 | 61553 | 1840012017 | [10 empty] | NorrisIL
Amasa | Amasa | MI | Michigan | 26071 | Iron | 46.2295 | -88.4579 | 200 | 19 | polygon | FALSE | FALSE | America/Menominee | 3 | 49920 49903 | 1840025274 | [10 empty] | AmasaMI
Moore | Moore | TX | Texas | 48163 | Frio | 29.0574 | -99.0068 | 199 | 12 | polygon | FALSE | FALSE | America/Chicago | 3 | 78057 | 1840019685 | [10 empty] | MooreTX
Jacksonport | Jacksonport | AR | Arkansas | 5067 | Jackson | 35.6422 | -91.3079 | 199 | 204 | polygon | FALSE | TRUE | America/Chicago | 3 | 72112 | 1840016255 | [10 empty] | JacksonportAR
Lyden | Lyden | NM | New Mexico | 35039 | Rio Arriba | 36.1537 | -106.0147 | 199 | 34 | polygon | FALSE | FALSE | America/Denver | 3 | 87582 | 1840024840 | [10 empty] | LydenNM
Phillipsburg | Phillipsburg | MO | Missouri | 29105 | Laclede | 37.5525 | -92.7871 | 199 | 96 | polygon | FALSE | TRUE | America/Chicago | 3 | 65722 | 1840012983 | [10 empty] | PhillipsburgMO
Wakulla | Wakulla | NC | North Carolina | 37155 | Robeson | 34.797 | -79.256 | 199 | 89 | polygon | FALSE | FALSE | America/New_York | 3 | 28377 28364 | 1840024997 | [10 empty] | WakullaNC
Macy | Macy | IN | Indiana | 18103 | Miami | 40.9582 | -86.1288 | 199 | 670 | polygon | FALSE | TRUE | America/Indiana/Indianapolis | 3 | 46951 | 1840009367 | [10 empty] | MacyIN
Lewellen | Lewellen | NE | Nebraska | 31069 | Garden | 41.3306 | -102.1437 | 199 | 207 | polygon | FALSE | TRUE | America/Denver | 3 | 69147 | 1840011391 | [10 empty] | LewellenNE
Elkton | Elkton | OR | Oregon | 41019 | Douglas | 43.6378 | -123.5687 | 199 | 334 | polygon | FALSE | TRUE | America/Los_Angeles | 3 | 97436 | 1840020030 | [10 empty] | ElktonOR
Autryville | Autryville | NC | North Carolina | 37163 | Sampson | 34.9965 | -78.6412 | 199 | 147 | polygon | FALSE | TRUE | America/New_York | 3 | 28318 | 1840015473 | [10 empty] | AutryvilleNC
Belspring | Belspring | VA | Virginia | 51155 | Pulaski | 37.1939 | -80.6097 | 199 | 80 | polygon | FALSE | FALSE | America/New_York | 3 | 24058 | 1840024800 | [10 empty] | BelspringVA
Butters | Butters | NC | North Carolina | 37017 | Bladen | 34.5603 | -78.8489 | 199 | 52 | polygon | FALSE | FALSE | America/New_York | 3 | 28320 | 1840013567 | [10 empty] | ButtersNC
Blodgett Mills | Blodgett Mills | NY | New York | 36023 | Cortland | 42.5665 | -76.1329 | 199 | 35 | polygon | FALSE | FALSE | America/New_York | 3 | 13045 13738 | 1840025482 | [10 empty] | Blodgett MillsNY
Edenborn | Edenborn | PA | Pennsylvania | 42051 | Fayette | 39.882 | -79.8877 | 199 | 198 | polygon | FALSE | FALSE | America/New_York | 3 | 15458 | 1840026569 | [10 empty] | EdenbornPA
Hancocks Bridge | Hancocks Bridge | NJ | New Jersey | 34033 | Salem | 39.5046 | -75.4612 | 198 | 371 | polygon | FALSE | FALSE | America/New_York | 3 | 08302 08038 | 1840024373 | [10 empty] | Hancocks BridgeNJ
Mount Sterling | Mount Sterling | WI | Wisconsin | 55023 | Crawford | 43.3162 | -90.9292 | 198 | 53 | polygon | FALSE | TRUE | America/Chicago | 3 | 54631 54645 | 1840002889 | [10 empty] | Mount SterlingWI
Melvin | Melvin | IA | Iowa | 19143 | Osceola | 43.2864 | -95.6086 | 198 | 430 | polygon | FALSE | TRUE | America/Chicago | 3 | 51350 | 1840007968 | [10 empty] | MelvinIA
Grayling | Grayling | AK | Alaska | 2290 | Yukon-Koyukuk | 62.8998 | -160.1078 | 198 | 6 | polygon | FALSE | TRUE | America/Anchorage | 3 | 99590 | 1840023448 | [10 empty] | GraylingAK
Kellyton | Kellyton | AL | Alabama | 1037 | Coosa | 32.9791 | -86.0358 | 198 | 79 | polygon | FALSE | TRUE | America/Chicago | 3 | 35089 | 1840016916 | [10 empty] | KellytonAL
Barnard | Barnard | MO | Missouri | 29147 | Nodaway | 40.1755 | -94.8233 | 198 | 505 | polygon | FALSE | TRUE | America/Chicago | 3 | 64423 | 1840007227 | [10 empty] | BarnardMO
Independence | Independence | UT | Utah | 49051 | Wasatch | 40.4108 | -111.2958 | 198 | 2 | polygon | FALSE | TRUE | America/Denver | 3 | 84032 | 1840022417 | [10 empty] | IndependenceUT
Peterson | Peterson | MN | Minnesota | 27045 | Fillmore | 43.7868 | -91.8333 | 198 | 160 | polygon | FALSE | TRUE | America/Chicago | 3 | 55962 | 1840009012 | [10 empty] | PetersonMN
Thompsonville | Thompsonville | TX | Texas | 48247 | Jim Hogg | 27.26 | -98.7847 | 198 | 19 | polygon | FALSE | FALSE | America/Chicago | 3 | 78361 | 1840036772 | [10 empty] | ThompsonvilleTX
Caney | Caney | OK | Oklahoma | 40005 | Atoka | 34.2356 | -96.217 | 198 | 94 | polygon | FALSE | TRUE | America/Chicago | 3 | 74533 | 1840022831 | [10 empty] | CaneyOK
Big Creek | Big Creek | CA | California | 6019 | Fresno | 37.2036 | -119.2486 | 198 | 166 | polygon | FALSE | FALSE | America/Los_Angeles | 3 | 93605 93634 | 1840025729 | [10 empty] | Big CreekCA
Oakwood | Oakwood | MO | Missouri | 29047 | Clay | 39.2005 | -94.5704 | 198 | 387 | polygon | FALSE | TRUE | America/Chicago | 3 | 64118 | 1840012679 | [10 empty] | OakwoodMO
Fordville | Fordville | ND | North Dakota | 38099 | Walsh | 48.2166 | -97.7954 | 198 | 75 | polygon | FALSE | TRUE | America/Chicago | 3 | 58231 | 1840000079 | [10 empty] | FordvilleND
Goodlow | Goodlow | TX | Texas | 48349 | Navarro | 32.1091 | -96.2152 | 198 | 74 | polygon | FALSE | FALSE | America/Chicago | 3 | 75144 | 1840037010 | [10 empty] | GoodlowTX
Silver Creek | Silver Creek | MS | Mississippi | 28077 | Lawrence | 31.6049 | -90.0022 | 198 | 51 | polygon | FALSE | TRUE | America/Chicago | 3 | 39663 | 1840018170 | [10 empty] | Silver CreekMS
Jeff | Jeff | KY | Kentucky | 21193 | Perry | 37.2093 | -83.1395 | 198 | 101 | polygon | FALSE | FALSE | America/New_York | 3 | 41751 41774 | 1840026856 | [10 empty] | JeffKY
Westgate | Westgate | IA | Iowa | 19065 | Fayette | 42.7682 | -91.9956 | 198 | 215 | polygon | FALSE | TRUE | America/Chicago | 3 | 50681 | 1840010075 | [10 empty] | WestgateIA
Aucilla | Aucilla | FL | Florida | 12065 | Jefferson | 30.477 | -83.7604 | 198 | 38 | polygon | FALSE | FALSE | America/New_York | 3 | 32344 | 1840026004 | [10 empty] | AucillaFL
Batchtown | Batchtown | IL | Illinois | 17013 | Calhoun | 39.0332 | -90.6533 | 198 | 41 | polygon | FALSE | TRUE | America/Chicago | 3 | 62006 | 1840012682 | [10 empty] | BatchtownIL
Burbank | Burbank | OH | Ohio | 39169 | Wayne | 40.9862 | -81.9949 | 198 | 214 | polygon | FALSE | TRUE | America/New_York | 3 | 44214 | 1840010348 | [10 empty] | BurbankOH
CaÃ±on | Canon | NM | New Mexico | 35043 | Sandoval | 35.6718 | -106.7527 | 198 | 4 | polygon | FALSE | FALSE | America/Denver | 3 | 87024 | 1840024903 | [10 empty] | CaÃ±onNM
Lebanon | Lebanon | KS | Kansas | 20183 | Smith | 39.8102 | -98.5573 | 198 | 237 | polygon | FALSE | TRUE | America/Chicago | 3 | 66952 | 1840008412 | [10 empty] | LebanonKS
Ellsworth | Ellsworth | IL | Illinois | 17113 | McLean | 40.4496 | -88.7161 | 198 | 352 | polygon | FALSE | TRUE | America/Chicago | 3 | 61737 | 1840011979 | [10 empty] | EllsworthIL
Loachapoka | Loachapoka | AL | Alabama | 1081 | Lee | 32.6049 | -85.5948 | 198 | 67 | polygon | FALSE | TRUE | America/Chicago | 3 | 36832 36865 | 1840016969 | [10 empty] | LoachapokaAL
Bienville | Bienville | LA | Louisiana | 22013 | Bienville | 32.3618 | -92.9788 | 198 | 6 | polygon | FALSE | TRUE | America/Chicago | 3 | 71008 | 1840018095 | [10 empty] | BienvilleLA
North Robinson | North Robinson | OH | Ohio | 39033 | Crawford | 40.7924 | -82.8568 | 198 | 718 | polygon | FALSE | TRUE | America/New_York | 3 | 44856 44827 | 1840011873 | [10 empty] | North RobinsonOH
Ewing | Ewing | VA | Virginia | 51105 | Lee | 36.6381 | -83.4291 | 198 | 20 | polygon | FALSE | FALSE | America/New_York | 3 | 24248 | 1840001726 | [10 empty] | EwingVA
Taylorsville | Taylorsville | CA | California | 6063 | Plumas | 40.0586 | -120.8387 | 198 | 23 | polygon | FALSE | FALSE | America/Los_Angeles | 3 | 95983 | 1840018772 | [10 empty] | TaylorsvilleCA
Bay Center | Bay Center | WA | Washington | 53049 | Pacific | 46.6211 | -123.9533 | 198 | 81 | polygon | FALSE | FALSE | America/Los_Angeles | 3 | 98527 | 1840017375 | [10 empty] | Bay CenterWA
Petrolia | Petrolia | PA | Pennsylvania | 42019 | Butler | 41.0216 | -79.7168 | 198 | 192 | polygon | FALSE | TRUE | America/New_York | 3 | 16050 | 1840000870 | [10 empty] | PetroliaPA
Fountain | Fountain | MI | Michigan | 26105 | Mason | 44.0484 | -86.181 | 198 | 74 | polygon | FALSE | TRUE | America/Detroit | 3 | 49410 | 1840010946 | [10 empty] | FountainMI
Trenton | Trenton | SC | South Carolina | 45037 | Edgefield | 33.7401 | -81.8404 | 198 | 60 | polygon | FALSE | TRUE | America/New_York | 3 | 29847 | 1840016780 | [10 empty] | TrentonSC
New Edinburg | New Edinburg | AR | Arkansas | 5025 | Cleveland | 33.7565 | -92.2401 | 198 | 24 | polygon | FALSE | FALSE | America/Chicago | 3 | 71660 | 1840022909 | [10 empty] | New EdinburgAR
Paint Rock | Paint Rock | AL | Alabama | 1071 | Jackson | 34.6602 | -86.3307 | 197 | 175 | polygon | FALSE | TRUE | America/Chicago | 3 | 35764 35776 | 1840016528 | [10 empty] | Paint RockAL
Pittsburg | Pittsburg | OK | Oklahoma | 40121 | Pittsburg | 34.7116 | -95.8502 | 197 | 161 | polygon | FALSE | TRUE | America/Chicago | 3 | 74560 | 1840022787 | [10 empty] | PittsburgOK
Mill Shoals | Mill Shoals | IL | Illinois | 17193 | White | 38.2496 | -88.3457 | 197 | 99 | polygon | FALSE | TRUE | America/Chicago | 3 | 62862 62809 | 1840012925 | [10 empty] | Mill ShoalsIL
Broaddus | Broaddus | TX | Texas | 48405 | San Augustine | 31.3051 | -94.2699 | 197 | 203 | polygon | FALSE | TRUE | America/Chicago | 3 | 75929 | 1840022147 | [10 empty] | BroaddusTX
Oakwood Park | Oakwood Park | MO | Missouri | 29047 | Clay | 39.2047 | -94.5738 | 197 | 1133 | polygon | FALSE | TRUE | America/Chicago | 3 | 64118 | 1840012680 | [10 empty] | Oakwood ParkMO
Fishing Creek | Fishing Creek | MD | Maryland | 24019 | Dorchester | 38.3357 | -76.2238 | 197 | 72 | polygon | FALSE | FALSE | America/New_York | 3 | 21634 21622 | 1840024642 | [10 empty] | Fishing CreekMD
Vaughnsville | Vaughnsville | OH | Ohio | 39137 | Putnam | 40.8814 | -84.1458 | 197 | 444 | polygon | FALSE | FALSE | America/New_York | 3 | 45830 | 1840026375 | [10 empty] | VaughnsvilleOH
Eland | Eland | WI | Wisconsin | 55115 | Shawano | 44.867 | -89.209 | 197 | 34 | polygon | FALSE | TRUE | America/Chicago | 3 | 54427 | 1840002261 | [10 empty] | ElandWI
Coffee Creek | Coffee Creek | CA | California | 6105 | Trinity | 41.0802 | -122.7136 | 197 | 6 | polygon | FALSE | FALSE | America/Los_Angeles | 3 | 96091 | 1840028299 | [10 empty] | Coffee CreekCA
Waterloo | Waterloo | AL | Alabama | 1077 | Lauderdale | 34.9173 | -88.0654 | 197 | 101 | polygon | FALSE | TRUE | America/Chicago | 3 | 35677 | 1840016505 | [10 empty] | WaterlooAL
O'Kean | O'Kean | AR | Arkansas | 5121 | Randolph | 36.1715 | -90.8183 | 197 | 74 | polygon | FALSE | TRUE | America/Chicago | 3 | 72449 72476 | 1840016080 | [10 empty] | O'KeanAR
Marquand | Marquand | MO | Missouri | 29123 | Madison | 37.4287 | -90.167 | 197 | 319 | polygon | FALSE | TRUE | America/Chicago | 3 | 63655 | 1840008731 | [10 empty] | MarquandMO
Altona | Altona | IN | Indiana | 18033 | DeKalb | 41.3522 | -85.1526 | 197 | 375 | polygon | FALSE | TRUE | America/Indiana/Indianapolis | 3 | 46738 | 1840010248 | [10 empty] | AltonaIN
Harrells | Harrells | NC | North Carolina | 37163 | Sampson | 34.7279 | -78.2015 | 197 | 24 | polygon | FALSE | TRUE | America/New_York | 3 | 28444 | 1840016433 | [10 empty] | HarrellsNC
Garden Grove | Garden Grove | IA | Iowa | 19053 | Decatur | 40.8264 | -93.6073 | 197 | 109 | polygon | FALSE | TRUE | America/Chicago | 3 | 50103 | 1840008311 | [10 empty] | Garden GroveIA
Lilly | Lilly | GA | Georgia | 13093 | Dooly | 32.1465 | -83.8775 | 197 | 126 | polygon | FALSE | TRUE | America/New_York | 3 | 31051 31092 | 1840015826 | [10 empty] | LillyGA
Scotia | Scotia | SC | South Carolina | 45049 | Hampton | 32.6805 | -81.2433 | 197 | 24 | polygon | FALSE | TRUE | America/New_York | 3 | 29939 | 1840018052 | [10 empty] | ScotiaSC
Blencoe | Blencoe | IA | Iowa | 19133 | Monona | 41.9303 | -96.0822 | 197 | 100 | polygon | FALSE | TRUE | America/Chicago | 3 | 51523 | 1840006995 | [10 empty] | BlencoeIA
Providence | Providence | AL | Alabama | 1091 | Marengo | 32.3424 | -87.7762 | 197 | 43 | polygon | FALSE | TRUE | America/Chicago | 3 | 36748 36742 | 1840018105 | [10 empty] | ProvidenceAL
Holland | Holland | MO | Missouri | 29155 | Pemiscot | 36.057 | -89.8706 | 197 | 456 | polygon | FALSE | TRUE | America/Chicago | 3 | 63853 | 1840010903 | [10 empty] | HollandMO
Glen Jean | Glen Jean | WV | West Virginia | 54019 | Fayette | 37.9271 | -81.1532 | 197 | 336 | polygon | FALSE | FALSE | America/New_York | 3 | 25846 | 1840025679 | [10 empty] | Glen JeanWV
Bradley | Bradley | SC | South Carolina | 45047 | Greenwood | 34.0391 | -82.2436 | 197 | 9 | polygon | FALSE | FALSE | America/New_York | 3 | 29819 | 1840013624 | [10 empty] | BradleySC
Bear Valley | Bear Valley | CA | California | 6043 | Mariposa | 37.5671 | -120.1229 | 197 | 10 | polygon | FALSE | FALSE | America/Los_Angeles | 3 | 95338 | 1840137638 | [10 empty] | Bear ValleyCA
Meire Grove | Meire Grove | MN | Minnesota | 27145 | Stearns | 45.6264 | -94.8694 | 197 | 195 | polygon | FALSE | TRUE | America/Chicago | 3 | 56352 | 1840007781 | [10 empty] | Meire GroveMN
Sugar Mountain | Sugar Mountain | NC | North Carolina | 37011 | Avery | 36.127 | -81.8649 | 197 | 31 | polygon | FALSE | TRUE | America/New_York | 3 | 28604 | 1840017726 | [10 empty] | Sugar MountainNC
Tyro | Tyro | KS | Kansas | 20125 | Montgomery | 37.0375 | -95.8212 | 197 | 146 | polygon | FALSE | TRUE | America/Chicago | 3 | 67364 | 1840010872 | [10 empty] | TyroKS
Iola | Iola | PA | Pennsylvania | 42037 | Columbia | 41.1319 | -76.5305 | 197 | 280 | polygon | FALSE | FALSE | America/New_York | 3 | 17846 | 1840005000 | [10 empty] | IolaPA
Pecan Gap | Pecan Gap | TX | Texas | 48119 | Delta | 33.4382 | -95.8519 | 197 | 121 | polygon | FALSE | TRUE | America/Chicago | 3 | 75469 | 1840020626 | [10 empty] | Pecan GapTX
Pine Glen | Pine Glen | PA | Pennsylvania | 42027 | Centre | 41.0888 | -78.0579 | 197 | 425 | polygon | FALSE | FALSE | America/New_York | 3 | 16845 | 1840005159 | [10 empty] | Pine GlenPA
Raemon | Raemon | NC | North Carolina | 37155 | Robeson | 34.6229 | -79.3491 | 197 | 17 | polygon | FALSE | FALSE | America/New_York | 3 | 28364 | 1840013561 | [10 empty] | RaemonNC
Summit Station | Summit Station | PA | Pennsylvania | 42107 | Schuylkill | 40.5615 | -76.1996 | 197 | 69 | polygon | FALSE | FALSE | America/New_York | 3 | 17979 | 1840005219 | [10 empty] | Summit StationPA
Newton Hamilton | Newton Hamilton | PA | Pennsylvania | 42087 | Mifflin | 40.3926 | -77.8354 | 197 | 490 | polygon | FALSE | TRUE | America/New_York | 3 | 17075 17066 | 1840003594 | [10 empty] | Newton HamiltonPA
Mount Cory | Mount Cory | OH | Ohio | 39063 | Hancock | 40.9348 | -83.8235 | 196 | 197 | polygon | FALSE | TRUE | America/New_York | 3 | 45868 | 1840011744 | [10 empty] | Mount CoryOH
Spillertown | Spillertown | IL | Illinois | 17199 | Williamson | 37.7641 | -88.9195 | 196 | 218 | polygon | FALSE | TRUE | America/Chicago | 3 | 62959 | 1840012989 | [10 empty] | SpillertownIL
Frederick | Frederick | SD | South Dakota | 46013 | Brown | 45.832 | -98.5069 | 196 | 194 | polygon | FALSE | TRUE | America/Chicago | 3 | 57441 | 1840002033 | [10 empty] | FrederickSD
Dalton | Dalton | WI | Wisconsin | 55047 | Green Lake | 43.6562 | -89.2069 | 196 | 168 | polygon | FALSE | FALSE | America/Chicago | 3 | 53926 | 1840025401 | [10 empty] | DaltonWI
Mitchellville | Mitchellville | TN | Tennessee | 47165 | Sumner | 36.6344 | -86.54 | 196 | 140 | polygon | FALSE | TRUE | America/Chicago | 3 | 37148 37119 | 1840014417 | [10 empty] | MitchellvilleTN
Eureka | Eureka | NC | North Carolina | 37191 | Wayne | 35.5413 | -77.8762 | 196 | 221 | polygon | FALSE | TRUE | America/New_York | 3 | 27830 | 1840016322 | [10 empty] | EurekaNC
Trumbull | Trumbull | NE | Nebraska | 31035 | Clay | 40.6801 | -98.2734 | 196 | 175 | polygon | FALSE | TRUE | America/Chicago | 3 | 68980 | 1840012064 | [10 empty] | TrumbullNE
Radar Base | Radar Base | TX | Texas | 48323 | Maverick | 28.8568 | -100.5336 | 196 | 68 | polygon | FALSE | TRUE | America/Chicago | 3 | 78852 | 1840073266 | [10 empty] | Radar BaseTX
Volga | Volga | IA | Iowa | 19043 | Clayton | 42.8027 | -91.5423 | 196 | 96 | polygon | FALSE | TRUE | America/Chicago | 3 | 52077 | 1840010076 | [10 empty] | VolgaIA
Zanesfield | Zanesfield | OH | Ohio | 39091 | Logan | 40.3387 | -83.6779 | 196 | 713 | polygon | FALSE | TRUE | America/New_York | 3 | 43311 43360 | 1840012156 | [10 empty] | ZanesfieldOH
Plessis | Plessis | NY | New York | 36045 | Jefferson | 44.2735 | -75.8575 | 196 | 218 | polygon | FALSE | FALSE | America/New_York | 3 | 13675 13656 13691 | 1840023986 | [10 empty] | PlessisNY
Sugartown | Sugartown | LA | Louisiana | 22011 | Beauregard | 30.8401 | -93.0123 | 196 | 38 | polygon | FALSE | FALSE | America/Chicago | 3 | 70634 70662 | 1840026000 | [10 empty] | SugartownLA
Edwardsville | Edwardsville | AL | Alabama | 1029 | Cleburne | 33.8411 | -85.4523 | 196 | 4 | polygon | FALSE | TRUE | America/Chicago | 3 | 36262 36272 36261 | 1840007129 | [10 empty] | EdwardsvilleAL
Baylis | Baylis | IL | Illinois | 17149 | Pike | 39.7294 | -90.9094 | 196 | 160 | polygon | FALSE | TRUE | America/Chicago | 3 | 62314 | 1840012529 | [10 empty] | BaylisIL
Glenview Manor | Glenview Manor | KY | Kentucky | 21111 | Jefferson | 38.2907 | -85.6333 | 196 | 882 | polygon | FALSE | TRUE | America/New_York | 3 | 40222 | 1840030456 | [10 empty] | Glenview ManorKY
Hancock | Hancock | IA | Iowa | 19155 | Pottawattamie | 41.3924 | -95.3636 | 196 | 107 | polygon | FALSE | TRUE | America/Chicago | 3 | 51536 | 1840007122 | [10 empty] | HancockIA
Peck | Peck | ID | Idaho | 16069 | Nez Perce | 46.4747 | -116.4262 | 196 | 299 | polygon | FALSE | TRUE | America/Los_Angeles | 3 | 83545 | 1840019898 | [10 empty] | PeckID
Marklesburg | Marklesburg | PA | Pennsylvania | 42061 | Huntingdon | 40.3821 | -78.1697 | 196 | 73 | polygon | FALSE | TRUE | America/New_York | 3 | 16657 | 1840001070 | [10 empty] | MarklesburgPA
Ramos | Ramos | TX | Texas | 48427 | Starr | 26.428 | -99.027 | 196 | 2473 | polygon | FALSE | TRUE | America/Chicago | 2 | 78584 | 1840041466 | [10 empty] | RamosTX
Fulton | Fulton | AR | Arkansas | 5057 | Hempstead | 33.6126 | -93.8137 | 195 | 431 | polygon | FALSE | TRUE | America/Chicago | 3 | 71838 | 1840016761 | [10 empty] | FultonAR
Russellville | Russellville | SC | South Carolina | 45015 | Berkeley | 33.397 | -79.9637 | 195 | 20 | polygon | FALSE | FALSE | America/New_York | 3 | 29479 29476 | 1840026993 | [10 empty] | RussellvilleSC
Donnellson | Donnellson | IL | Illinois | 17135 | Montgomery | 39.0307 | -89.4745 | 195 | 230 | polygon | FALSE | TRUE | America/Chicago | 3 | 62019 | 1840012779 | [10 empty] | DonnellsonIL
Burket | Burket | IN | Indiana | 18085 | Kosciusko | 41.155 | -85.9687 | 195 | 1055 | polygon | FALSE | TRUE | America/Indiana/Indianapolis | 3 | 46508 | 1840009303 | [10 empty] | BurketIN
Shumway | Shumway | IL | Illinois | 17049 | Effingham | 39.1834 | -88.6532 | 195 | 226 | polygon | FALSE | TRUE | America/Chicago | 3 | 62461 | 1840012741 | [10 empty] | ShumwayIL
Okabena | Okabena | MN | Minnesota | 27063 | Jackson | 43.7391 | -95.3165 | 195 | 337 | polygon | FALSE | TRUE | America/Chicago | 3 | 56161 | 1840007941 | [10 empty] | OkabenaMN
Edgar Springs | Edgar Springs | MO | Missouri | 29161 | Phelps | 37.7026 | -91.8661 | 195 | 160 | polygon | FALSE | TRUE | America/Chicago | 3 | 65462 | 1840008679 | [10 empty] | Edgar SpringsMO
Neck City | Neck City | MO | Missouri | 29097 | Jasper | 37.2549 | -94.4449 | 195 | 191 | polygon | FALSE | TRUE | America/Chicago | 3 | 64849 | 1840008769 | [10 empty] | Neck CityMO
Hendersonville | Hendersonville | PA | Pennsylvania | 42125 | Washington | 40.3007 | -80.1582 | 195 | 188 | polygon | FALSE | FALSE | America/New_York | 3 | 15317 15339 | 1840024310 | [10 empty] | HendersonvillePA
Cerro Gordo | Cerro Gordo | NC | North Carolina | 37047 | Columbus | 34.3226 | -78.9286 | 195 | 95 | polygon | FALSE | TRUE | America/New_York | 3 | 28430 | 1840016662 | [10 empty] | Cerro GordoNC
Cokesbury | Cokesbury | SC | South Carolina | 45047 | Greenwood | 34.29 | -82.2087 | 195 | 126 | polygon | FALSE | FALSE | America/New_York | 3 | 29653 | 1840013087 | [10 empty] | CokesburySC
Norwood | Norwood | MI | Michigan | 26029 | Charlevoix | 45.2239 | -85.3791 | 195 | 37 | polygon | FALSE | FALSE | America/Detroit | 3 | 49720 | 1840025193 | [10 empty] | NorwoodMI
Scraper | Scraper | OK | Oklahoma | 40021 | Cherokee | 35.9642 | -94.8912 | 195 | 14 | polygon | FALSE | TRUE | America/Chicago | 3 | 74464 | 1840034584 | [10 empty] | ScraperOK
Winifred | Winifred | MT | Montana | 30027 | Fergus | 47.5621 | -109.3773 | 195 | 143 | polygon | FALSE | TRUE | America/Denver | 3 | 59489 | 1840022298 | [10 empty] | WinifredMT
Munich | Munich | ND | North Dakota | 38019 | Cavalier | 48.6729 | -98.8385 | 195 | 52 | polygon | FALSE | TRUE | America/Chicago | 3 | 58352 | 1840000030 | [10 empty] | MunichND
Newtonia | Newtonia | MO | Missouri | 29145 | Newton | 36.8792 | -94.1836 | 195 | 230 | polygon | FALSE | TRUE | America/Chicago | 3 | 64866 64853 | 1840009930 | [10 empty] | NewtoniaMO
Epworth | Epworth | GA | Georgia | 13111 | Fannin | 34.951 | -84.3809 | 195 | 72 | polygon | FALSE | FALSE | America/New_York | 3 | 30541 30513 | 1840025840 | [10 empty] | EpworthGA
Montrose | Montrose | IL | Illinois | 17049 | Effingham | 39.1659 | -88.3776 | 195 | 109 | polygon | FALSE | TRUE | America/Chicago | 3 | 62445 | 1840012740 | [10 empty] | MontroseIL
Eden | Eden | WY | Wyoming | 56037 | Sweetwater | 42.0601 | -109.4391 | 195 | 5 | polygon | FALSE | FALSE | America/Denver | 3 | 82932 | 1840017463 | [10 empty] | EdenWY
Lincolnville | Lincolnville | PA | Pennsylvania | 42039 | Crawford | 41.7902 | -79.8381 | 195 | 280 | polygon | FALSE | FALSE | America/New_York | 3 | 16438 16404 | 1840004811 | [10 empty] | LincolnvillePA
Nash | Nash | OK | Oklahoma | 40053 | Grant | 36.6648 | -98.0521 | 194 | 229 | polygon | FALSE | TRUE | America/Chicago | 3 | 73761 | 1840022606 | [10 empty] | NashOK
Jonesville | Jonesville | IN | Indiana | 18005 | Bartholomew | 39.0598 | -85.8878 | 194 | 528 | polygon | FALSE | TRUE | America/Indiana/Indianapolis | 3 | 47201 47247 | 1840010670 | [10 empty] | JonesvilleIN
Woodburn | Woodburn | IA | Iowa | 19039 | Clarke | 41.0109 | -93.5963 | 194 | 117 | polygon | FALSE | TRUE | America/Chicago | 3 | 50275 | 1840010316 | [10 empty] | WoodburnIA
Wentworth | Wentworth | SD | South Dakota | 46079 | Lake | 43.997 | -96.9646 | 194 | 294 | polygon | FALSE | TRUE | America/Chicago | 3 | 57075 | 1840002539 | [10 empty] | WentworthSD
Rembrandt | Rembrandt | IA | Iowa | 19021 | Buena Vista | 42.8257 | -95.1656 | 194 | 318 | polygon | FALSE | TRUE | America/Chicago | 3 | 50576 | 1840009075 | [10 empty] | RembrandtIA
Opdyke West | Opdyke West | TX | Texas | 48219 | Hockley | 33.5927 | -102.3006 | 194 | 333 | polygon | FALSE | TRUE | America/Chicago | 3 | 79336 | 1840022947 | [10 empty] | Opdyke WestTX
Baileys Harbor | Baileys Harbor | WI | Wisconsin | 55029 | Door | 45.0659 | -87.133 | 194 | 44 | polygon | FALSE | FALSE | America/Chicago | 3 | 54202 | 1840026083 | [10 empty] | Baileys HarborWI
Millersburg | Millersburg | MI | Michigan | 26141 | Presque Isle | 45.3344 | -84.0601 | 194 | 75 | polygon | FALSE | TRUE | America/Detroit | 3 | 49759 | 1840010921 | [10 empty] | MillersburgMI
Ruthville | Ruthville | ND | North Dakota | 38101 | Ward | 48.3708 | -101.3003 | 194 | 490 | polygon | FALSE | FALSE | America/Chicago | 3 | 58703 | 1840023763 | [10 empty] | RuthvilleND
Arthur | Arthur | IA | Iowa | 19093 | Ida | 42.3353 | -95.3469 | 194 | 492 | polygon | FALSE | TRUE | America/Chicago | 3 | 51431 | 1840006954 | [10 empty] | ArthurIA
Nelson | Nelson | MN | Minnesota | 27041 | Douglas | 45.8865 | -95.2648 | 194 | 113 | polygon | FALSE | TRUE | America/Chicago | 3 | 56355 | 1840007771 | [10 empty] | NelsonMN
Rosewood | Rosewood | OH | Ohio | 39021 | Champaign | 40.2174 | -83.9635 | 194 | 55 | polygon | FALSE | FALSE | America/New_York | 3 | 45317 43318 43070 | 1840026540 | [10 empty] | RosewoodOH
Holbrook | Holbrook | NE | Nebraska | 31065 | Furnas | 40.3047 | -100.0099 | 194 | 464 | polygon | FALSE | TRUE | America/Chicago | 3 | 68948 | 1840012276 | [10 empty] | HolbrookNE
Port Wing | Port Wing | WI | Wisconsin | 55007 | Bayfield | 46.7757 | -91.3806 | 194 | 65 | polygon | FALSE | FALSE | America/Chicago | 3 | 54865 | 1840026072 | [10 empty] | Port WingWI
Woodside | Woodside | DE | Delaware | 10001 | Kent | 39.0712 | -75.5667 | 193 | 527 | polygon | FALSE | TRUE | America/New_York | 3 | 19943 19904 19980 | 1840005821 | [10 empty] | WoodsideDE
Caledonia | Caledonia | IL | Illinois | 17007 | Boone | 42.3686 | -88.8939 | 193 | 72 | polygon | FALSE | TRUE | America/Chicago | 3 | 61011 | 1840010111 | [10 empty] | CaledoniaIL
Poneto | Poneto | IN | Indiana | 18179 | Wells | 40.6568 | -85.2225 | 193 | 649 | polygon | FALSE | TRUE | America/Indiana/Indianapolis | 3 | 46781 | 1840010356 | [10 empty] | PonetoIN
Munjor | Munjor | KS | Kansas | 20051 | Ellis | 38.8089 | -99.2674 | 193 | 32 | polygon | FALSE | FALSE | America/Chicago | 3 | 67601 | 1840026686 | [10 empty] | MunjorKS
Mission Woods | Mission Woods | KS | Kansas | 20091 | Johnson | 39.0342 | -94.6107 | 193 | 838 | polygon | FALSE | TRUE | America/Chicago | 3 | 66205 | 1840030285 | [10 empty] | Mission WoodsKS
Hortonville | Hortonville | NY | New York | 36105 | Sullivan | 41.7661 | -75.0221 | 193 | 98 | polygon | FALSE | FALSE | America/New_York | 3 | 12723 12745 | 1840024108 | [10 empty] | HortonvilleNY
Hollis | Hollis | AK | Alaska | 2198 | Prince of Wales-Hyder | 55.5113 | -132.7023 | 193 | 1 | polygon | FALSE | FALSE | America/Sitka | 3 | 99921 | 1840023515 | [10 empty] | HollisAK
Lincolnville | Lincolnville | KS | Kansas | 20115 | Marion | 38.4943 | -96.9614 | 193 | 331 | polygon | FALSE | TRUE | America/Chicago | 3 | 66858 | 1840009659 | [10 empty] | LincolnvilleKS
South Haven | South Haven | MN | Minnesota | 27171 | Wright | 45.2927 | -94.2174 | 193 | 117 | polygon | FALSE | TRUE | America/Chicago | 3 | 55382 | 1840008898 | [10 empty] | South HavenMN
Tipton | Tipton | KS | Kansas | 20123 | Mitchell | 39.3395 | -98.4709 | 193 | 295 | polygon | FALSE | TRUE | America/Chicago | 3 | 67485 | 1840010633 | [10 empty] | TiptonKS
Homer | Homer | MN | Minnesota | 27169 | Winona | 44.0084 | -91.5601 | 193 | 62 | polygon | FALSE | FALSE | America/Chicago | 3 | 55987 | 1840025395 | [10 empty] | HomerMN
Lowrys | Lowrys | SC | South Carolina | 45023 | Chester | 34.804 | -81.2372 | 193 | 23 | polygon | FALSE | TRUE | America/New_York | 3 | 29706 | 1840016569 | [10 empty] | LowrysSC
Yolo | Yolo | CA | California | 6113 | Yolo | 38.7405 | -121.8093 | 193 | 54 | polygon | FALSE | FALSE | America/Los_Angeles | 3 | 95697 95695 | 1840024603 | [10 empty] | YoloCA
Inger | Inger | MN | Minnesota | 27061 | Itasca | 47.558 | -93.9794 | 193 | 39 | polygon | FALSE | FALSE | America/Chicago | 3 | 56636 | 1840026096 | [10 empty] | IngerMN
Tonto Village | Tonto Village | AZ | Arizona | 4007 | Gila | 34.3198 | -111.1394 | 193 | 222 | polygon | FALSE | FALSE | America/Phoenix | 3 | 85541 | 1840022868 | [10 empty] | Tonto VillageAZ
Mellott | Mellott | IN | Indiana | 18045 | Fountain | 40.1641 | -87.1488 | 193 | 217 | polygon | FALSE | TRUE | America/Indiana/Indianapolis | 3 | 47958 | 1840009443 | [10 empty] | MellottIN
Okahumpka | Okahumpka | FL | Florida | 12069 | Lake | 28.7459 | -81.8962 | 193 | 302 | polygon | FALSE | FALSE | America/New_York | 3 | 34762 | 1840014050 | [10 empty] | OkahumpkaFL
Onslow | Onslow | IA | Iowa | 19105 | Jones | 42.1073 | -91.0153 | 193 | 330 | polygon | FALSE | TRUE | America/Chicago | 3 | 52321 | 1840009152 | [10 empty] | OnslowIA
Gilbertown | Gilbertown | AL | Alabama | 1023 | Choctaw | 31.8758 | -88.3195 | 193 | 95 | polygon | FALSE | TRUE | America/Chicago | 3 | 36908 | 1840003209 | [10 empty] | GilbertownAL
Beecher Falls | Beecher Falls | VT | Vermont | 50009 | Essex | 45.009 | -71.4935 | 193 | 59 | polygon | FALSE | FALSE | America/New_York | 3 | 05903 05902 | 1840025316 | [10 empty] | Beecher FallsVT
Kahlotus | Kahlotus | WA | Washington | 53021 | Franklin | 46.6433 | -118.556 | 193 | 196 | polygon | FALSE | TRUE | America/Los_Angeles | 3 | 99335 | 1840018478 | [10 empty] | KahlotusWA
Atwood | Atwood | CO | Colorado | 8075 | Logan | 40.5503 | -103.2746 | 193 | 72 | polygon | FALSE | FALSE | America/Denver | 3 | 80722 | 1840017496 | [10 empty] | AtwoodCO
Dunbar | Dunbar | NE | Nebraska | 31131 | Otoe | 40.6687 | -96.0309 | 193 | 323 | polygon | FALSE | TRUE | America/Chicago | 3 | 68346 | 1840011965 | [10 empty] | DunbarNE
Copemish | Copemish | MI | Michigan | 26101 | Manistee | 44.4804 | -85.9242 | 193 | 79 | polygon | FALSE | TRUE | America/Detroit | 3 | 49625 | 1840010938 | [10 empty] | CopemishMI
Union | Union | NH | New Hampshire | 33003 | Carroll | 43.4912 | -71.0231 | 193 | 239 | polygon | FALSE | FALSE | America/New_York | 3 | 3887 | 1840026137 | [10 empty] | UnionNH
Scotland | Scotland | IN | Indiana | 18055 | Greene | 38.909 | -86.9048 | 192 | 128 | polygon | FALSE | FALSE | America/Indiana/Indianapolis | 3 | 47457 | 1840024533 | [10 empty] | ScotlandIN
Union Center | Union Center | WI | Wisconsin | 55057 | Juneau | 43.6826 | -90.2634 | 192 | 89 | polygon | FALSE | TRUE | America/Chicago | 3 | 53968 53962 | 1840002224 | [10 empty] | Union CenterWI
Patch Grove | Patch Grove | WI | Wisconsin | 55043 | Grant | 42.9406 | -90.9724 | 192 | 195 | polygon | FALSE | TRUE | America/Chicago | 3 | 53817 53804 | 1840002980 | [10 empty] | Patch GroveWI
Edgefield | Edgefield | LA | Louisiana | 22081 | Red River | 32.0501 | -93.336 | 192 | 298 | polygon | FALSE | TRUE | America/Chicago | 3 | 71019 | 1840018127 | [10 empty] | EdgefieldLA
Enville | Enville | TN | Tennessee | 47023 | Chester | 35.3911 | -88.4303 | 192 | 51 | polygon | FALSE | TRUE | America/Chicago | 3 | 38332 | 1840016325 | [10 empty] | EnvilleTN
Haralson | Haralson | GA | Georgia | 13077 | Coweta | 33.2285 | -84.569 | 192 | 95 | polygon | FALSE | TRUE | America/New_York | 3 | 30276 30229 | 1840016860 | [10 empty] | HaralsonGA
Pittsboro | Pittsboro | MS | Mississippi | 28013 | Calhoun | 33.94 | -89.3373 | 192 | 75 | polygon | FALSE | TRUE | America/Chicago | 3 | 38951 | 1840017975 | [10 empty] | PittsboroMS
Leota | Leota | MN | Minnesota | 27105 | Nobles | 43.8292 | -96.0231 | 192 | 54 | polygon | FALSE | FALSE | America/Chicago | 3 | 56128 56153 | 1840004167 | [10 empty] | LeotaMN
Fort Bidwell | Fort Bidwell | CA | California | 6049 | Modoc | 41.8629 | -120.1589 | 192 | 23 | polygon | FALSE | FALSE | America/Los_Angeles | 3 | 96112 | 1840024121 | [10 empty] | Fort BidwellCA
Harpster | Harpster | OH | Ohio | 39175 | Wyandot | 40.7384 | -83.2502 | 192 | 37 | polygon | FALSE | TRUE | America/New_York | 3 | 43323 | 1840011885 | [10 empty] | HarpsterOH
Callensburg | Callensburg | PA | Pennsylvania | 42031 | Clarion | 41.1258 | -79.5577 | 192 | 512 | polygon | FALSE | TRUE | America/New_York | 3 | 16213 | 1840000738 | [10 empty] | CallensburgPA
Beason | Beason | IL | Illinois | 17107 | Logan | 40.1423 | -89.1951 | 192 | 118 | polygon | FALSE | FALSE | America/Chicago | 3 | 62512 | 1840025554 | [10 empty] | BeasonIL
Bloomington | Bloomington | MD | Maryland | 24023 | Garrett | 39.4794 | -79.0769 | 192 | 119 | polygon | FALSE | FALSE | America/New_York | 3 | 21523 | 1840024440 | [10 empty] | BloomingtonMD
Queets | Queets | WA | Washington | 53027 | Grays Harbor | 47.5314 | -124.3385 | 192 | 53 | polygon | FALSE | FALSE | America/Los_Angeles | 3 | 98331 | 1840037807 | [10 empty] | QueetsWA
Winterhaven | Winterhaven | CA | California | 6025 | Imperial | 32.7372 | -114.6378 | 192 | 304 | polygon | FALSE | FALSE | America/Phoenix | 3 | 92283 | 1840019377 | [10 empty] | WinterhavenCA
Reader | Reader | AR | Arkansas | 5103 | Ouachita | 33.7518 | -93.1009 | 192 | 31 | polygon | FALSE | FALSE | America/Chicago | 3 | 71857 71726 | 1840025875 | [10 empty] | ReaderAR
Woody Creek | Woody Creek | CO | Colorado | 8097 | Pitkin | 39.2708 | -106.8883 | 192 | 121 | polygon | FALSE | FALSE | America/Denver | 3 | 81656 81611 | 1840024486 | [10 empty] | Woody CreekCO
Hooppole | Hooppole | IL | Illinois | 17073 | Henry | 41.5218 | -89.914 | 191 | 198 | polygon | FALSE | TRUE | America/Chicago | 3 | 61258 | 1840011586 | [10 empty] | HooppoleIL
Stockton | Stockton | IA | Iowa | 19139 | Muscatine | 41.5909 | -90.8566 | 191 | 679 | polygon | FALSE | TRUE | America/Chicago | 3 | 52769 | 1840009274 | [10 empty] | StocktonIA
Newry | Newry | SC | South Carolina | 45073 | Oconee | 34.724 | -82.9141 | 191 | 249 | polygon | FALSE | FALSE | America/New_York | 3 | 29672 29665 | 1840024987 | [10 empty] | NewrySC
Pickrell | Pickrell | NE | Nebraska | 31067 | Gage | 40.3782 | -96.7294 | 191 | 686 | polygon | FALSE | TRUE | America/Chicago | 3 | 68422 | 1840012165 | [10 empty] | PickrellNE
Farrell | Farrell | MS | Mississippi | 28027 | Coahoma | 34.2617 | -90.675 | 191 | 56 | polygon | FALSE | FALSE | America/Chicago | 3 | 38630 38614 | 1840025851 | [10 empty] | FarrellMS
Tomales | Tomales | CA | California | 6041 | Marin | 38.247 | -122.9054 | 191 | 222 | polygon | FALSE | FALSE | America/Los_Angeles | 3 | 94971 | 1840018888 | [10 empty] | TomalesCA
Franklin | Franklin | AR | Arkansas | 5065 | Izard | 36.1727 | -91.7697 | 191 | 34 | polygon | FALSE | TRUE | America/Chicago | 3 | 72536 | 1840016127 | [10 empty] | FranklinAR
Moscow | Moscow | OH | Ohio | 39025 | Clermont | 38.86 | -84.2281 | 191 | 201 | polygon | FALSE | TRUE | America/New_York | 3 | 45153 | 1840012707 | [10 empty] | MoscowOH
Sheyenne | Sheyenne | ND | North Dakota | 38027 | Eddy | 47.8274 | -99.1168 | 191 | 492 | polygon | FALSE | TRUE | America/Chicago | 3 | 58374 | 1840001900 | [10 empty] | SheyenneND
Dunn Center | Dunn Center | ND | North Dakota | 38025 | Dunn | 47.3527 | -102.6233 | 191 | 188 | polygon | FALSE | TRUE | America/Denver | 3 | 58626 | 1840000125 | [10 empty] | Dunn CenterND
Garey | Garey | CA | California | 6083 | Santa Barbara | 34.8869 | -120.3141 | 191 | 58 | polygon | FALSE | FALSE | America/Los_Angeles | 3 | 93454 | 1840024982 | [10 empty] | GareyCA
Breedsville | Breedsville | MI | Michigan | 26159 | Van Buren | 42.3489 | -86.0718 | 191 | 113 | polygon | FALSE | TRUE | America/Detroit | 3 | 49056 49027 | 1840010120 | [10 empty] | BreedsvilleMI
Iron Horse | Iron Horse | CA | California | 6063 | Plumas | 39.7805 | -120.4823 | 191 | 9 | polygon | FALSE | FALSE | America/Los_Angeles | 3 | 96122 | 1840028345 | [10 empty] | Iron HorseCA
Iron Post | Iron Post | OK | Oklahoma | 40097 | Mayes | 36.1558 | -95.1353 | 191 | 27 | polygon | FALSE | FALSE | America/Chicago | 3 | 74352 | 1840034641 | [10 empty] | Iron PostOK
Rail Road Flat | Rail Road Flat | CA | California | 6009 | Calaveras | 38.3168 | -120.491 | 191 | 2 | polygon | FALSE | FALSE | America/Los_Angeles | 3 | 95245 95248 | 1840018866 | [10 empty] | Rail Road FlatCA
Wimbledon | Wimbledon | ND | North Dakota | 38003 | Barnes | 47.1691 | -98.4586 | 191 | 118 | polygon | FALSE | TRUE | America/Chicago | 3 | 58492 | 1840001929 | [10 empty] | WimbledonND
Dwight | Dwight | NE | Nebraska | 31023 | Butler | 41.0827 | -97.0191 | 191 | 300 | polygon | FALSE | TRUE | America/Chicago | 3 | 68635 | 1840011624 | [10 empty] | DwightNE
Forada | Forada | MN | Minnesota | 27041 | Douglas | 45.7884 | -95.3567 | 190 | 145 | polygon | FALSE | TRUE | America/Chicago | 3 | 56308 | 1840007769 | [10 empty] | ForadaMN
Friendship | Friendship | AR | Arkansas | 5059 | Hot Spring | 34.2243 | -93.0037 | 190 | 103 | polygon | FALSE | TRUE | America/Chicago | 3 | 71923 | 1840016654 | [10 empty] | FriendshipAR
Kamrar | Kamrar | IA | Iowa | 19079 | Hamilton | 42.3898 | -93.728 | 190 | 85 | polygon | FALSE | TRUE | America/Chicago | 3 | 50132 | 1840008077 | [10 empty] | KamrarIA
Allen | Allen | MI | Michigan | 26059 | Hillsdale | 41.9584 | -84.7673 | 190 | 422 | polygon | FALSE | TRUE | America/Detroit | 3 | 49227 | 1840010156 | [10 empty] | AllenMI
Laredo | Laredo | MO | Missouri | 29079 | Grundy | 40.0261 | -93.4479 | 190 | 266 | polygon | FALSE | TRUE | America/Chicago | 3 | 64652 | 1840008379 | [10 empty] | LaredoMO
Eunola | Eunola | AL | Alabama | 1061 | Geneva | 31.0326 | -85.8409 | 190 | 40 | polygon | FALSE | FALSE | America/Chicago | 3 | 36340 | 1840001835 | [10 empty] | EunolaAL
Sunset | Sunset | AR | Arkansas | 5035 | Crittenden | 35.224 | -90.2057 | 190 | 280 | polygon | FALSE | TRUE | America/Chicago | 3 | 72364 | 1840016385 | [10 empty] | SunsetAR
Drakesville | Drakesville | IA | Iowa | 19051 | Davis | 40.7984 | -92.4814 | 190 | 298 | polygon | FALSE | TRUE | America/Chicago | 3 | 52552 | 1840008307 | [10 empty] | DrakesvilleIA
Exeland | Exeland | WI | Wisconsin | 55113 | Sawyer | 45.667 | -91.2426 | 190 | 61 | polygon | FALSE | TRUE | America/Chicago | 3 | 54835 | 1840001998 | [10 empty] | ExelandWI
Little York | Little York | IN | Indiana | 18175 | Washington | 38.6993 | -85.9045 | 190 | 74 | polygon | FALSE | TRUE | America/Indiana/Indianapolis | 3 | 47170 | 1840009792 | [10 empty] | Little YorkIN
Steptoe | Steptoe | WA | Washington | 53075 | Whitman | 47.0075 | -117.3502 | 190 | 33 | polygon | FALSE | FALSE | America/Los_Angeles | 3 | 99111 99174 | 1840025258 | [10 empty] | SteptoeWA
Gilliam | Gilliam | MO | Missouri | 29195 | Saline | 39.2327 | -93.0041 | 190 | 295 | polygon | FALSE | TRUE | America/Chicago | 3 | 65330 | 1840010662 | [10 empty] | GilliamMO
Long Creek | Long Creek | OR | Oregon | 41023 | Grant | 44.7142 | -119.1043 | 190 | 71 | polygon | FALSE | TRUE | America/Los_Angeles | 3 | 97856 | 1840019980 | [10 empty] | Long CreekOR
Starr | Starr | SC | South Carolina | 45007 | Anderson | 34.3774 | -82.6954 | 190 | 48 | polygon | FALSE | TRUE | America/New_York | 3 | 29684 | 1840016574 | [10 empty] | StarrSC
Amador City | Amador City | CA | California | 6005 | Amador | 38.419 | -120.8232 | 190 | 236 | polygon | FALSE | TRUE | America/Los_Angeles | 3 | 95601 95685 | 1840018850 | [10 empty] | Amador CityCA
Bremen | Bremen | KY | Kentucky | 21177 | Muhlenberg | 37.3623 | -87.2201 | 190 | 354 | polygon | FALSE | TRUE | America/Chicago | 3 | 42325 42330 | 1840013250 | [10 empty] | BremenKY
West Leipsic | West Leipsic | OH | Ohio | 39137 | Putnam | 41.1053 | -84.0011 | 190 | 294 | polygon | FALSE | TRUE | America/New_York | 3 | 45856 | 1840011761 | [10 empty] | West LeipsicOH
Morganville | Morganville | KS | Kansas | 20027 | Clay | 39.4666 | -97.2038 | 190 | 216 | polygon | FALSE | TRUE | America/Chicago | 3 | 67468 | 1840008476 | [10 empty] | MorganvilleKS
Dixie | Dixie | WA | Washington | 53071 | Walla Walla | 46.1392 | -118.148 | 190 | 135 | polygon | FALSE | FALSE | America/Los_Angeles | 3 | 99329 99361 | 1840018487 | [10 empty] | DixieWA
Buford | Buford | OH | Ohio | 39071 | Highland | 39.072 | -83.8393 | 190 | 49 | polygon | FALSE | FALSE | America/New_York | 3 | 45154 45171 | 1840026663 | [10 empty] | BufordOH
Radnor | Radnor | OH | Ohio | 39041 | Delaware | 40.3852 | -83.1459 | 190 | 101 | polygon | FALSE | FALSE | America/New_York | 3 | 43066 | 1840026521 | [10 empty] | RadnorOH
Fort Apache | Fort Apache | AZ | Arizona | 4017 | Navajo | 33.7907 | -109.9873 | 189 | 64 | polygon | FALSE | FALSE | America/Phoenix | 3 | 85926 | 1840022575 | [10 empty] | Fort ApacheAZ
Diamond Beach | Diamond Beach | NJ | New Jersey | 34009 | Cape May | 38.9587 | -74.852 | 189 | 437 | polygon | FALSE | FALSE | America/New_York | 3 | 8260 | 1840005865 | [10 empty] | Diamond BeachNJ
Big Bay | Big Bay | MI | Michigan | 26103 | Marquette | 46.8148 | -87.6995 | 189 | 19 | polygon | FALSE | FALSE | America/Detroit | 3 | 49855 49808 | 1840006572 | [10 empty] | Big BayMI
Wawona | Wawona | CA | California | 6043 | Mariposa | 37.5482 | -119.6395 | 189 | 11 | polygon | FALSE | FALSE | America/Los_Angeles | 3 | 95389 | 1840024756 | [10 empty] | WawonaCA
Hughesville | Hughesville | MO | Missouri | 29159 | Pettis | 38.8369 | -93.2952 | 189 | 630 | polygon | FALSE | TRUE | America/Chicago | 3 | 65334 | 1840012809 | [10 empty] | HughesvilleMO
Bolckow | Bolckow | MO | Missouri | 29003 | Andrew | 40.1153 | -94.8211 | 189 | 224 | polygon | FALSE | TRUE | America/Chicago | 3 | 64427 | 1840007267 | [10 empty] | BolckowMO
Beattie | Beattie | KS | Kansas | 20117 | Marshall | 39.8624 | -96.4178 | 189 | 318 | polygon | FALSE | TRUE | America/Chicago | 3 | 66406 | 1840007293 | [10 empty] | BeattieKS
Atmautluak | Atmautluak | AK | Alaska | 2050 | Bethel | 60.8622 | -162.2858 | 189 | 120 | polygon | FALSE | FALSE | America/Nome | 3 | 99559 | 1840023340 | [10 empty] | AtmautluakAK
Mooreton | Mooreton | ND | North Dakota | 38077 | Richland | 46.269 | -96.8758 | 189 | 273 | polygon | FALSE | TRUE | America/Chicago | 3 | 58061 | 1840000235 | [10 empty] | MooretonND
Greenway | Greenway | AR | Arkansas | 5021 | Clay | 36.3406 | -90.2223 | 189 | 280 | polygon | FALSE | TRUE | America/Chicago | 3 | 72430 | 1840013332 | [10 empty] | GreenwayAR
Shippingport | Shippingport | PA | Pennsylvania | 42007 | Beaver | 40.625 | -80.422 | 189 | 21 | polygon | FALSE | TRUE | America/New_York | 3 | 15050 15061 15077 | 1840001030 | [10 empty] | ShippingportPA
Herron | Herron | MT | Montana | 30041 | Hill | 48.5341 | -109.7718 | 189 | 15 | polygon | FALSE | FALSE | America/Denver | 3 | 59501 | 1840032831 | [10 empty] | HerronMT
Register | Register | GA | Georgia | 13031 | Bulloch | 32.3657 | -81.8845 | 189 | 93 | polygon | FALSE | TRUE | America/New_York | 3 | 30452 | 1840018089 | [10 empty] | RegisterGA
Du Bois | Du Bois | IL | Illinois | 17189 | Washington | 38.2214 | -89.2127 | 189 | 69 | polygon | FALSE | TRUE | America/Chicago | 3 | 62831 | 1840012901 | [10 empty] | Du BoisIL
Brave | Brave | PA | Pennsylvania | 42059 | Greene | 39.7264 | -80.2593 | 189 | 82 | polygon | FALSE | FALSE | America/New_York | 3 | 15316 15352 | 1840026586 | [10 empty] | BravePA
Sidney | Sidney | AR | Arkansas | 5135 | Sharp | 36.0044 | -91.6583 | 189 | 34 | polygon | FALSE | TRUE | America/Chicago | 3 | 72577 72521 | 1840017712 | [10 empty] | SidneyAR
Tiawah | Tiawah | OK | Oklahoma | 40131 | Rogers | 36.2483 | -95.5362 | 189 | 17 | polygon | FALSE | FALSE | America/Chicago | 3 | 74019 74036 | 1840019047 | [10 empty] | TiawahOK
Kalihiwai | Kalihiwai | HI | Hawaii | 15007 | Kauai | 22.2165 | -159.4405 | 189 | 27 | polygon | FALSE | FALSE | Pacific/Honolulu | 3 | 96754 | 1840029495 | [10 empty] | KalihiwaiHI
Watson | Watson | MN | Minnesota | 27023 | Chippewa | 45.0099 | -95.8 | 189 | 423 | polygon | FALSE | TRUE | America/Chicago | 3 | 56295 | 1840010003 | [10 empty] | WatsonMN
East Waterford | East Waterford | PA | Pennsylvania | 42067 | Juniata | 40.3711 | -77.6047 | 189 | 194 | polygon | FALSE | FALSE | America/New_York | 3 | 17035 17021 | 1840034942 | [10 empty] | East WaterfordPA
Mitchell | Mitchell | GA | Georgia | 13125 | Glascock | 33.2199 | -82.7031 | 189 | 49 | polygon | FALSE | TRUE | America/New_York | 3 | 30820 | 1840016889 | [10 empty] | MitchellGA
Tedrow | Tedrow | OH | Ohio | 39051 | Fulton | 41.6029 | -84.2043 | 189 | 227 | polygon | FALSE | FALSE | America/New_York | 3 | 43567 | 1840026269 | [10 empty] | TedrowOH
Study Butte | Study Butte | TX | Texas | 48043 | Brewster | 29.3351 | -103.5421 | 188 | 15 | polygon | FALSE | FALSE | America/Chicago | 3 | 79852 | 1840025120 | [10 empty] | Study ButteTX
Verdi | Verdi | CA | California | 6091 | Sierra | 39.5237 | -120.0164 | 188 | 17 | polygon | FALSE | FALSE | America/Los_Angeles | 3 | 89439 96111 | 1840024382 | [10 empty] | VerdiCA
Bloomingdale | Bloomingdale | OH | Ohio | 39081 | Jefferson | 40.3422 | -80.818 | 188 | 821 | polygon | FALSE | TRUE | America/New_York | 3 | 43910 | 1840012118 | [10 empty] | BloomingdaleOH
Prairieburg | Prairieburg | IA | Iowa | 19113 | Linn | 42.2378 | -91.4259 | 188 | 157 | polygon | FALSE | TRUE | America/Chicago | 3 | 52219 | 1840009147 | [10 empty] | PrairieburgIA
Grenola | Grenola | KS | Kansas | 20049 | Elk | 37.3505 | -96.4494 | 188 | 156 | polygon | FALSE | TRUE | America/Chicago | 3 | 67346 | 1840007594 | [10 empty] | GrenolaKS
Negley | Negley | OH | Ohio | 39029 | Columbiana | 40.7927 | -80.536 | 188 | 81 | polygon | FALSE | FALSE | America/New_York | 3 | 44441 | 1840026399 | [10 empty] | NegleyOH
Elberon | Elberon | IA | Iowa | 19171 | Tama | 42.0055 | -92.3161 | 188 | 111 | polygon | FALSE | TRUE | America/Chicago | 3 | 52225 | 1840008102 | [10 empty] | ElberonIA
Hustler | Hustler | WI | Wisconsin | 55057 | Juneau | 43.8773 | -90.2658 | 188 | 104 | polygon | FALSE | TRUE | America/Chicago | 3 | 54637 54618 | 1840002226 | [10 empty] | HustlerWI
Megargel | Megargel | TX | Texas | 48009 | Archer | 33.4535 | -98.9298 | 188 | 118 | polygon | FALSE | TRUE | America/Chicago | 3 | 76370 | 1840022942 | [10 empty] | MegargelTX
Fillmore | Fillmore | MO | Missouri | 29003 | Andrew | 40.0253 | -94.973 | 188 | 521 | polygon | FALSE | TRUE | America/Chicago | 3 | 64449 | 1840008394 | [10 empty] | FillmoreMO
Onaway | Onaway | ID | Idaho | 16057 | Latah | 46.9282 | -116.8896 | 188 | 484 | polygon | FALSE | TRUE | America/Los_Angeles | 3 | 83855 | 1840019869 | [10 empty] | OnawayID
Olmito and Olmito | Olmito and Olmito | TX | Texas | 48427 | Starr | 26.34 | -98.642 | 188 | 2601 | polygon | FALSE | TRUE | America/Chicago | 2 | 78582 | 1840041341 | [10 empty] | Olmito and OlmitoTX
Golden | Golden | MS | Mississippi | 28141 | Tishomingo | 34.4866 | -88.1863 | 188 | 125 | polygon | FALSE | TRUE | America/Chicago | 3 | 38847 | 1840016514 | [10 empty] | GoldenMS
Camden | Camden | MO | Missouri | 29177 | Ray | 39.2001 | -94.0196 | 188 | 96 | polygon | FALSE | TRUE | America/Chicago | 3 | 64017 | 1840007359 | [10 empty] | CamdenMO
Lake Tomahawk | Lake Tomahawk | WI | Wisconsin | 55085 | Oneida | 45.811 | -89.5873 | 188 | 47 | polygon | FALSE | FALSE | America/Chicago | 3 | 54539 | 1840025292 | [10 empty] | Lake TomahawkWI
Northome | Northome | MN | Minnesota | 27071 | Koochiching | 47.8748 | -94.2675 | 188 | 49 | polygon | FALSE | TRUE | America/Chicago | 3 | 56661 | 1840007682 | [10 empty] | NorthomeMN
Heckscherville | Heckscherville | PA | Pennsylvania | 42107 | Schuylkill | 40.7211 | -76.2666 | 188 | 218 | polygon | FALSE | FALSE | America/New_York | 3 | 17901 | 1840005215 | [10 empty] | HeckschervillePA
West Elkton | West Elkton | OH | Ohio | 39135 | Preble | 39.5882 | -84.5596 | 188 | 124 | polygon | FALSE | TRUE | America/New_York | 3 | 45064 45070 | 1840012499 | [10 empty] | West ElktonOH
LopeÃ±o | Lopeno | TX | Texas | 48505 | Zapata | 26.712 | -99.1008 | 188 | 88 | polygon | FALSE | FALSE | America/Chicago | 3 | 78564 | 1840018300 | [10 empty] | LopeÃ±oTX
Dell | Dell | AR | Arkansas | 5093 | Mississippi | 35.8592 | -90.026 | 187 | 48 | polygon | FALSE | TRUE | America/Chicago | 3 | 72426 72315 | 1840016226 | [10 empty] | DellAR
Lequire | Lequire | OK | Oklahoma | 40061 | Haskell | 35.1098 | -95.1065 | 187 | 22 | polygon | FALSE | FALSE | America/Chicago | 3 | 74943 74944 | 1840034460 | [10 empty] | LequireOK
Gurley | Gurley | NE | Nebraska | 31033 | Cheyenne | 41.3214 | -102.9745 | 187 | 386 | polygon | FALSE | TRUE | America/Denver | 3 | 69141 | 1840011640 | [10 empty] | GurleyNE
Water Valley | Water Valley | KY | Kentucky | 21083 | Graves | 36.5687 | -88.8101 | 187 | 135 | polygon | FALSE | FALSE | America/Chicago | 3 | 42085 | 1840015269 | [10 empty] | Water ValleyKY
Saco | Saco | MT | Montana | 30071 | Phillips | 48.4571 | -107.3414 | 187 | 237 | polygon | FALSE | TRUE | America/Denver | 3 | 59261 | 1840021049 | [10 empty] | SacoMT
Coral | Coral | PA | Pennsylvania | 42063 | Indiana | 40.502 | -79.1746 | 187 | 408 | polygon | FALSE | FALSE | America/New_York | 3 | 15731 15748 | 1840026401 | [10 empty] | CoralPA
Nashville | Nashville | OH | Ohio | 39075 | Holmes | 40.5958 | -82.1131 | 187 | 1053 | polygon | FALSE | TRUE | America/New_York | 3 | 44661 44638 44611 | 1840012083 | [10 empty] | NashvilleOH
Newhalen | Newhalen | AK | Alaska | 2164 | Lake and Peninsula | 59.727 | -154.897 | 187 | 11 | polygon | FALSE | TRUE | America/Anchorage | 3 | 99640 99606 | 1840023295 | [10 empty] | NewhalenAK
Beaverton | Beaverton | AL | Alabama | 1075 | Lamar | 33.9354 | -88.0218 | 187 | 15 | polygon | FALSE | TRUE | America/Chicago | 3 | 35544 | 1840015635 | [10 empty] | BeavertonAL
Craig | Craig | NE | Nebraska | 31021 | Burt | 41.7852 | -96.3624 | 187 | 253 | polygon | FALSE | TRUE | America/Chicago | 3 | 68019 | 1840011389 | [10 empty] | CraigNE
Spring Garden | Spring Garden | AL | Alabama | 1019 | Cherokee | 33.973 | -85.5558 | 187 | 31 | polygon | FALSE | FALSE | America/Chicago | 3 | 36272 36275 | 1840022844 | [10 empty] | Spring GardenAL
Stronach | Stronach | MI | Michigan | 26101 | Manistee | 44.2131 | -86.2731 | 187 | 207 | polygon | FALSE | FALSE | America/Detroit | 3 | 49660 | 1840023965 | [10 empty] | StronachMI
Cool | Cool | TX | Texas | 48367 | Parker | 32.8001 | -98.0113 | 187 | 43 | polygon | FALSE | TRUE | America/Chicago | 3 | 76088 76067 | 1840019419 | [10 empty] | CoolTX
Locustdale | Locustdale | PA | Pennsylvania | 42037 | Columbia | 40.7786 | -76.3735 | 187 | 848 | polygon | FALSE | FALSE | America/New_York | 3 | 17945 | 1840035069 | [10 empty] | LocustdalePA
Minnesota City | Minnesota City | MN | Minnesota | 27169 | Winona | 44.0923 | -91.75 | 187 | 290 | polygon | FALSE | TRUE | America/Chicago | 3 | 55959 | 1840000326 | [10 empty] | Minnesota CityMN
Thornhill | Thornhill | KY | Kentucky | 21111 | Jefferson | 38.2884 | -85.6256 | 187 | 1589 | polygon | FALSE | TRUE | America/New_York | 3 | 40222 | 1840015197 | [10 empty] | ThornhillKY
Latah | Latah | WA | Washington | 53063 | Spokane | 47.2822 | -117.1557 | 187 | 225 | polygon | FALSE | TRUE | America/Los_Angeles | 3 | 99018 | 1840021097 | [10 empty] | LatahWA
Wren | Wren | OH | Ohio | 39161 | Van Wert | 40.8006 | -84.7746 | 187 | 233 | polygon | FALSE | TRUE | America/New_York | 3 | 45899 | 1840011906 | [10 empty] | WrenOH
Howard City | Howard City | NE | Nebraska | 31093 | Howard | 41.0753 | -98.7154 | 187 | 101 | polygon | FALSE | TRUE | America/Chicago | 3 | 68820 | 1840073808 | [10 empty] | Howard CityNE
New Cambria | New Cambria | MO | Missouri | 29121 | Macon | 39.7765 | -92.7515 | 187 | 107 | polygon | FALSE | TRUE | America/Chicago | 3 | 63558 | 1840008399 | [10 empty] | New CambriaMO
Alligator | Alligator | MS | Mississippi | 28011 | Bolivar | 34.0899 | -90.7205 | 187 | 73 | polygon | FALSE | TRUE | America/Chicago | 3 | 38720 | 1840015624 | [10 empty] | AlligatorMS
Benson | Benson | PA | Pennsylvania | 42111 | Somerset | 40.2027 | -78.9293 | 186 | 203 | polygon | FALSE | TRUE | America/New_York | 3 | 15935 | 1840003730 | [10 empty] | BensonPA
Boxholm | Boxholm | IA | Iowa | 19015 | Boone | 42.1736 | -94.1061 | 186 | 71 | polygon | FALSE | TRUE | America/Chicago | 3 | 50223 50217 50040 | 1840007013 | [10 empty] | BoxholmIA
Dent | Dent | MN | Minnesota | 27111 | Otter Tail | 46.553 | -95.719 | 186 | 193 | polygon | FALSE | TRUE | America/Chicago | 3 | 56528 | 1840006656 | [10 empty] | DentMN
Broughton | Broughton | IL | Illinois | 17065 | Hamilton | 37.9345 | -88.4624 | 186 | 38 | polygon | FALSE | TRUE | America/Chicago | 3 | 62817 | 1840010819 | [10 empty] | BroughtonIL
Millerville | Millerville | AL | Alabama | 1027 | Clay | 33.1926 | -85.9303 | 186 | 10 | polygon | FALSE | FALSE | America/Chicago | 3 | 35072 36251 36267 | 1840022974 | [10 empty] | MillervilleAL
Culloden | Culloden | GA | Georgia | 13207 | Monroe | 32.8632 | -84.094 | 186 | 92 | polygon | FALSE | TRUE | America/New_York | 3 | 31016 | 1840014856 | [10 empty] | CullodenGA
Clawson | Clawson | UT | Utah | 49015 | Emery | 39.139 | -111.0933 | 186 | 70 | polygon | FALSE | TRUE | America/Denver | 3 | 84523 84516 | 1840022447 | [10 empty] | ClawsonUT
Onycha | Onycha | AL | Alabama | 1039 | Covington | 31.2246 | -86.2785 | 186 | 90 | polygon | FALSE | TRUE | America/Chicago | 3 | 36467 | 1840017098 | [10 empty] | OnychaAL
Emmett | Emmett | KS | Kansas | 20149 | Pottawatomie | 39.3073 | -96.0576 | 186 | 367 | polygon | FALSE | TRUE | America/Chicago | 3 | 66422 | 1840008481 | [10 empty] | EmmettKS
Hosmer | Hosmer | SD | South Dakota | 46045 | Edmunds | 45.5788 | -99.4736 | 186 | 72 | polygon | FALSE | TRUE | America/Chicago | 3 | 57448 | 1840002092 | [10 empty] | HosmerSD
Crane | Crane | MT | Montana | 30083 | Richland | 47.5772 | -104.2508 | 186 | 28 | polygon | FALSE | FALSE | America/Denver | 3 | 59217 | 1840023779 | [10 empty] | CraneMT
Eldred | Eldred | IL | Illinois | 17061 | Greene | 39.2863 | -90.5538 | 186 | 536 | polygon | FALSE | TRUE | America/Chicago | 3 | 62027 | 1840012666 | [10 empty] | EldredIL
Tse Bonito | Tse Bonito | NM | New Mexico | 35031 | McKinley | 35.6525 | -109.0361 | 186 | 50 | polygon | FALSE | FALSE | America/Denver | 3 | 86515 | 1840019092 | [10 empty] | Tse BonitoNM
Rantoul | Rantoul | KS | Kansas | 20059 | Franklin | 38.5483 | -95.1012 | 186 | 488 | polygon | FALSE | TRUE | America/Chicago | 3 | 66079 | 1840009639 | [10 empty] | RantoulKS
Broadway | Broadway | NJ | New Jersey | 34041 | Warren | 40.7356 | -75.0495 | 186 | 193 | polygon | FALSE | FALSE | America/New_York | 3 | 07882 08808 | 1840024220 | [10 empty] | BroadwayNJ
Worthville | Worthville | KY | Kentucky | 21041 | Carroll | 38.6098 | -85.0681 | 186 | 281 | polygon | FALSE | TRUE | America/New_York | 3 | 41098 | 1840015183 | [10 empty] | WorthvilleKY
Deep River | Deep River | WA | Washington | 53069 | Wahkiakum | 46.3521 | -123.6984 | 186 | 5 | polygon | FALSE | FALSE | America/Los_Angeles | 3 | 98638 | 1840023929 | [10 empty] | Deep RiverWA
Oljato-Monument Valley | Oljato-Monument Valley | AZ | Arizona | 4017 | Navajo | 36.9867 | -110.191 | 186 | 5 | polygon | FALSE | TRUE | America/Denver | 3 | 84536 | 1840037122 | [10 empty] | Oljato-Monument ValleyAZ
Wing | Wing | ND | North Dakota | 38015 | Burleigh | 47.1422 | -100.2824 | 186 | 112 | polygon | FALSE | TRUE | America/Chicago | 3 | 58494 | 1840001927 | [10 empty] | WingND
Franklin | Franklin | MD | Maryland | 24001 | Allegany | 39.4991 | -79.0513 | 186 | 271 | polygon | FALSE | FALSE | America/New_York | 3 | 21562 | 1840031340 | [10 empty] | FranklinMD
Franktown | Franktown | CO | Colorado | 8035 | Douglas | 39.3906 | -104.7486 | 186 | 24 | polygon | FALSE | FALSE | America/Denver | 3 | 80116 | 1840017552 | [10 empty] | FranktownCO
Homestead | Homestead | MO | Missouri | 29177 | Ray | 39.3632 | -94.2006 | 185 | 450 | polygon | FALSE | TRUE | America/Chicago | 3 | 64024 | 1840012632 | [10 empty] | HomesteadMO
Henderson | Henderson | IA | Iowa | 19129 | Mills | 41.14 | -95.4309 | 185 | 333 | polygon | FALSE | TRUE | America/Chicago | 3 | 51541 | 1840007154 | [10 empty] | HendersonIA
Elk Mountain | Elk Mountain | WY | Wyoming | 56007 | Carbon | 41.6883 | -106.4135 | 185 | 258 | polygon | FALSE | TRUE | America/Denver | 3 | 82324 | 1840021311 | [10 empty] | Elk MountainWY
Ashton | Ashton | NE | Nebraska | 31163 | Sherman | 41.2477 | -98.795 | 185 | 120 | polygon | FALSE | TRUE | America/Chicago | 3 | 68817 | 1840011665 | [10 empty] | AshtonNE
Maysville | Maysville | IA | Iowa | 19163 | Scott | 41.6498 | -90.7183 | 185 | 261 | polygon | FALSE | TRUE | America/Chicago | 3 | 52773 | 1840008183 | [10 empty] | MaysvilleIA
Ogema | Ogema | MN | Minnesota | 27005 | Becker | 47.1016 | -95.9225 | 185 | 58 | polygon | FALSE | TRUE | America/Chicago | 3 | 56569 | 1840007726 | [10 empty] | OgemaMN
Rayle | Rayle | GA | Georgia | 13317 | Wilkes | 33.7902 | -82.9031 | 185 | 69 | polygon | FALSE | TRUE | America/New_York | 3 | 30660 | 1840017993 | [10 empty] | RayleGA
Rossburg | Rossburg | OH | Ohio | 39037 | Darke | 40.2803 | -84.6385 | 185 | 509 | polygon | FALSE | TRUE | America/New_York | 3 | 45362 | 1840012250 | [10 empty] | RossburgOH
St. Lawrence | St. Lawrence | SD | South Dakota | 46059 | Hand | 44.5166 | -98.9379 | 185 | 208 | polygon | FALSE | TRUE | America/Chicago | 3 | 57373 | 1840002280 | [10 empty] | St. LawrenceSD
Royal Lakes | Royal Lakes | IL | Illinois | 17117 | Macoupin | 39.1117 | -89.9607 | 185 | 153 | polygon | FALSE | TRUE | America/Chicago | 3 | 62685 | 1840073814 | [10 empty] | Royal LakesIL
Raymond | Raymond | NE | Nebraska | 31109 | Lancaster | 40.9567 | -96.7816 | 185 | 543 | polygon | FALSE | TRUE | America/Chicago | 3 | 68428 | 1840011849 | [10 empty] | RaymondNE
Wilson | Wilson | WI | Wisconsin | 55109 | St. Croix | 44.9586 | -92.1705 | 185 | 41 | polygon | FALSE | TRUE | America/Chicago | 3 | 54027 | 1840002131 | [10 empty] | WilsonWI
Arctic Village | Arctic Village | AK | Alaska | 2290 | Yukon-Koyukuk | 68.1421 | -145.4957 | 185 | 1 | polygon | FALSE | FALSE | America/Anchorage | 3 | 99740 99722 | 1840023431 | [10 empty] | Arctic VillageAK
Blockton | Blockton | IA | Iowa | 19173 | Taylor | 40.6168 | -94.4779 | 185 | 110 | polygon | FALSE | TRUE | America/Chicago | 3 | 50836 | 1840007189 | [10 empty] | BlocktonIA
Valley Home | Valley Home | CA | California | 6099 | Stanislaus | 37.8272 | -120.9144 | 185 | 62 | polygon | FALSE | FALSE | America/Los_Angeles | 3 | 95361 | 1840024711 | [10 empty] | Valley HomeCA
Newberry | Newberry | IN | Indiana | 18055 | Greene | 38.9238 | -87.0193 | 185 | 149 | polygon | FALSE | TRUE | America/Indiana/Indianapolis | 3 | 47449 | 1840009695 | [10 empty] | NewberryIN
Blythedale | Blythedale | MO | Missouri | 29081 | Harrison | 40.4752 | -93.928 | 185 | 232 | polygon | FALSE | TRUE | America/Chicago | 3 | 64426 | 1840012138 | [10 empty] | BlythedaleMO
Twin Forks | Twin Forks | NM | New Mexico | 35035 | Otero | 32.9463 | -105.6374 | 185 | 17 | polygon | FALSE | TRUE | America/Denver | 3 | 88317 88339 | 1840040217 | [10 empty] | Twin ForksNM
Winnett | Winnett | MT | Montana | 30069 | Petroleum | 47.0043 | -108.3466 | 185 | 70 | polygon | FALSE | TRUE | America/Denver | 3 | 59087 | 1840022303 | [10 empty] | WinnettMT
Mount Croghan | Mount Croghan | SC | South Carolina | 45025 | Chesterfield | 34.7697 | -80.2264 | 185 | 94 | polygon | FALSE | TRUE | America/New_York | 3 | 29727 | 1840016581 | [10 empty] | Mount CroghanSC
Boykin | Boykin | SC | South Carolina | 45055 | Kershaw | 34.1198 | -80.5886 | 185 | 10 | polygon | FALSE | FALSE | America/New_York | 3 | 29128 | 1840026972 | [10 empty] | BoykinSC
Dewy Rose | Dewy Rose | GA | Georgia | 13105 | Elbert | 34.1681 | -82.9395 | 185 | 42 | polygon | FALSE | FALSE | America/New_York | 3 | 30634 | 1840025863 | [10 empty] | Dewy RoseGA
Raymond | Raymond | OH | Ohio | 39159 | Union | 40.335 | -83.4634 | 185 | 56 | polygon | FALSE | FALSE | America/New_York | 3 | 43067 | 1840026496 | [10 empty] | RaymondOH
Palestine | Palestine | OH | Ohio | 39037 | Darke | 40.0501 | -84.7444 | 184 | 486 | polygon | FALSE | TRUE | America/New_York | 3 | 45352 | 1840012255 | [10 empty] | PalestineOH
Port Lions | Port Lions | AK | Alaska | 2150 | Kodiak Island | 57.8754 | -152.8745 | 184 | 14 | polygon | FALSE | TRUE | America/Anchorage | 3 | 99550 | 1840023305 | [10 empty] | Port LionsAK
Bee | Bee | NE | Nebraska | 31159 | Seward | 41.0064 | -97.0583 | 184 | 284 | polygon | FALSE | TRUE | America/Chicago | 3 | 68314 | 1840011837 | [10 empty] | BeeNE
Milton | Milton | KS | Kansas | 20191 | Sumner | 37.4432 | -97.7694 | 184 | 15 | polygon | FALSE | FALSE | America/Chicago | 3 | 67106 | 1840026852 | [10 empty] | MiltonKS
Ophir | Ophir | CO | Colorado | 8113 | San Miguel | 37.8568 | -107.8312 | 184 | 302 | polygon | FALSE | TRUE | America/Denver | 3 | 81426 81435 | 1840022534 | [10 empty] | OphirCO
Decatur City | Decatur City | IA | Iowa | 19053 | Decatur | 40.7424 | -93.8327 | 184 | 178 | polygon | FALSE | TRUE | America/Chicago | 3 | 50144 50067 | 1840007198 | [10 empty] | Decatur CityIA
Luray | Luray | KS | Kansas | 20167 | Russell | 39.1151 | -98.6922 | 184 | 213 | polygon | FALSE | TRUE | America/Chicago | 3 | 67649 | 1840009706 | [10 empty] | LurayKS
Helix | Helix | OR | Oregon | 41059 | Umatilla | 45.8506 | -118.659 | 184 | 551 | polygon | FALSE | TRUE | America/Los_Angeles | 3 | 97835 | 1840019914 | [10 empty] | HelixOR
Minden City | Minden City | MI | Michigan | 26151 | Sanilac | 43.6715 | -82.7757 | 184 | 72 | polygon | FALSE | TRUE | America/Detroit | 3 | 48456 | 1840010981 | [10 empty] | Minden CityMI
Roseville | Roseville | PA | Pennsylvania | 42117 | Tioga | 41.8637 | -76.958 | 184 | 149 | polygon | FALSE | TRUE | America/New_York | 3 | 16933 | 1840003302 | [10 empty] | RosevillePA
Crystal Bay | Crystal Bay | NV | Nevada | 32031 | Washoe | 39.2315 | -120.0017 | 184 | 157 | polygon | FALSE | FALSE | America/Los_Angeles | 3 | 89451 89402 | 1840024127 | [10 empty] | Crystal BayNV
Buffalo | Buffalo | ND | North Dakota | 38017 | Cass | 46.9193 | -97.5507 | 184 | 147 | polygon | FALSE | TRUE | America/Chicago | 3 | 58011 | 1840000174 | [10 empty] | BuffaloND
San Cristobal | San Cristobal | NM | New Mexico | 35055 | Taos | 36.6101 | -105.6319 | 184 | 10 | polygon | FALSE | FALSE | America/Denver | 3 | 87564 | 1840026911 | [10 empty] | San CristobalNM
Davis City | Davis City | IA | Iowa | 19053 | Decatur | 40.6401 | -93.8126 | 184 | 120 | polygon | FALSE | TRUE | America/Chicago | 3 | 50065 | 1840007197 | [10 empty] | Davis CityIA
Custar | Custar | OH | Ohio | 39173 | Wood | 41.2846 | -83.8438 | 184 | 283 | polygon | FALSE | TRUE | America/New_York | 3 | 43511 | 1840011553 | [10 empty] | CustarOH
Fort Seneca | Fort Seneca | OH | Ohio | 39147 | Seneca | 41.2042 | -83.168 | 184 | 113 | polygon | FALSE | FALSE | America/New_York | 3 | 44883 | 1840026350 | [10 empty] | Fort SenecaOH
Hyannis | Hyannis | NE | Nebraska | 31075 | Grant | 42.0005 | -101.7622 | 184 | 136 | polygon | FALSE | TRUE | America/Denver | 3 | 69350 | 1840011358 | [10 empty] | HyannisNE
Fairview | Fairview | PA | Pennsylvania | 42019 | Butler | 41.0155 | -79.7432 | 184 | 629 | polygon | FALSE | TRUE | America/New_York | 3 | 16050 | 1840000865 | [10 empty] | FairviewPA
Easton | Easton | MN | Minnesota | 27043 | Faribault | 43.7661 | -93.9 | 184 | 74 | polygon | FALSE | TRUE | America/Chicago | 3 | 56025 | 1840007944 | [10 empty] | EastonMN
Alger | Alger | WA | Washington | 53057 | Skagit | 48.6176 | -122.3369 | 184 | 27 | polygon | FALSE | FALSE | America/Los_Angeles | 3 | 98229 98233 98232 98284 | 1840017312 | [10 empty] | AlgerWA
Maryhill Estates | Maryhill Estates | KY | Kentucky | 21111 | Jefferson | 38.2663 | -85.6532 | 184 | 1795 | polygon | FALSE | TRUE | America/New_York | 3 | 40207 | 1840030689 | [10 empty] | Maryhill EstatesKY
Trinway | Trinway | OH | Ohio | 39119 | Muskingum | 40.1376 | -82.0119 | 184 | 253 | polygon | FALSE | FALSE | America/New_York | 3 | 43842 | 1840026554 | [10 empty] | TrinwayOH
Johnstown | Johnstown | WY | Wyoming | 56013 | Fremont | 43.1118 | -108.6955 | 184 | 2 | polygon | FALSE | FALSE | America/Denver | 3 | 82516 82501 | 1840038432 | [10 empty] | JohnstownWY
Garden City | Garden City | IA | Iowa | 19083 | Hardin | 42.2455 | -93.3953 | 183 | 70 | polygon | FALSE | FALSE | America/Chicago | 3 | 50102 50230 | 1840026202 | [10 empty] | Garden CityIA
Broadview | Broadview | MT | Montana | 30111 | Yellowstone | 46.0988 | -108.8789 | 183 | 269 | polygon | FALSE | TRUE | America/Denver | 3 | 59015 | 1840021177 | [10 empty] | BroadviewMT
Crouch | Crouch | ID | Idaho | 16015 | Boise | 44.116 | -115.9728 | 183 | 196 | polygon | FALSE | TRUE | America/Boise | 3 | 83622 | 1840018621 | [10 empty] | CrouchID
Rudyard | Rudyard | MT | Montana | 30041 | Hill | 48.5599 | -110.55 | 183 | 77 | polygon | FALSE | FALSE | America/Denver | 3 | 59540 | 1840018356 | [10 empty] | RudyardMT
Funk | Funk | NE | Nebraska | 31137 | Phelps | 40.463 | -99.2508 | 183 | 268 | polygon | FALSE | TRUE | America/Chicago | 3 | 68940 | 1840012078 | [10 empty] | FunkNE
Hardwick | Hardwick | MN | Minnesota | 27133 | Rock | 43.7742 | -96.1975 | 183 | 40 | polygon | FALSE | TRUE | America/Chicago | 3 | 56134 | 1840006818 | [10 empty] | HardwickMN
Gainesville | Gainesville | AL | Alabama | 1119 | Sumter | 32.8149 | -88.1608 | 183 | 41 | polygon | FALSE | TRUE | America/Chicago | 3 | 35464 | 1840006339 | [10 empty] | GainesvilleAL
Danbury | Danbury | NC | North Carolina | 37169 | Stokes | 36.4113 | -80.2122 | 183 | 88 | polygon | FALSE | TRUE | America/New_York | 3 | 27016 | 1840016034 | [10 empty] | DanburyNC
Ratcliff | Ratcliff | AR | Arkansas | 5083 | Logan | 35.3066 | -93.8887 | 183 | 38 | polygon | FALSE | TRUE | America/Chicago | 3 | 72951 | 1840014587 | [10 empty] | RatcliffAR
San Simon | San Simon | AZ | Arizona | 4003 | Cochise | 32.268 | -109.2308 | 183 | 101 | polygon | FALSE | FALSE | America/Phoenix | 3 | 85632 | 1840023091 | [10 empty] | San SimonAZ
Offerle | Offerle | KS | Kansas | 20047 | Edwards | 37.8907 | -99.5604 | 183 | 257 | polygon | FALSE | TRUE | America/Chicago | 3 | 67563 | 1840008684 | [10 empty] | OfferleKS
Amberg | Amberg | WI | Wisconsin | 55075 | Marinette | 45.5062 | -87.9874 | 183 | 43 | polygon | FALSE | FALSE | America/Chicago | 3 | 54102 | 1840026079 | [10 empty] | AmbergWI
Howard | Howard | OH | Ohio | 39083 | Knox | 40.4092 | -82.3275 | 183 | 315 | polygon | FALSE | FALSE | America/New_York | 3 | 43028 | 1840026493 | [10 empty] | HowardOH
Latty | Latty | OH | Ohio | 39125 | Paulding | 41.0879 | -84.5832 | 183 | 262 | polygon | FALSE | TRUE | America/New_York | 3 | 45855 | 1840011724 | [10 empty] | LattyOH
Elk Creek | Elk Creek | CA | California | 6021 | Glenn | 39.6002 | -122.5376 | 183 | 48 | polygon | FALSE | FALSE | America/Los_Angeles | 3 | 95939 | 1840025588 | [10 empty] | Elk CreekCA
Nelson | Nelson | MO | Missouri | 29195 | Saline | 38.9946 | -93.0308 | 183 | 214 | polygon | FALSE | TRUE | America/Chicago | 3 | 65347 | 1840008511 | [10 empty] | NelsonMO
Ensign | Ensign | KS | Kansas | 20069 | Gray | 37.6531 | -100.2329 | 183 | 242 | polygon | FALSE | TRUE | America/Chicago | 3 | 67841 | 1840008697 | [10 empty] | EnsignKS
Wynot | Wynot | NE | Nebraska | 31027 | Cedar | 42.7398 | -97.1697 | 183 | 385 | polygon | FALSE | TRUE | America/Chicago | 3 | 68792 | 1840011075 | [10 empty] | WynotNE
Grayridge | Grayridge | MO | Missouri | 29207 | Stoddard | 36.8247 | -89.7819 | 183 | 69 | polygon | FALSE | FALSE | America/Chicago | 3 | 63846 63850 | 1840025739 | [10 empty] | GrayridgeMO
Sugar Bush Knolls | Sugar Bush Knolls | OH | Ohio | 39133 | Portage | 41.2037 | -81.3471 | 183 | 319 | polygon | FALSE | TRUE | America/New_York | 3 | 44240 | 1840000809 | [10 empty] | Sugar Bush KnollsOH
Medon | Medon | TN | Tennessee | 47113 | Madison | 35.4556 | -88.8636 | 183 | 71 | polygon | FALSE | TRUE | America/Chicago | 3 | 38356 | 1840015394 | [10 empty] | MedonTN
Nageezi | Nageezi | NM | New Mexico | 35045 | San Juan | 36.2488 | -107.7471 | 183 | 5 | polygon | FALSE | FALSE | America/Denver | 3 | 87037 87413 | 1840018989 | [10 empty] | NageeziNM
Buckhead | Buckhead | GA | Georgia | 13211 | Morgan | 33.5685 | -83.3623 | 183 | 88 | polygon | FALSE | TRUE | America/New_York | 3 | 30650 30625 | 1840015677 | [10 empty] | BuckheadGA
Glenwood | Glenwood | AL | Alabama | 1041 | Crenshaw | 31.6675 | -86.173 | 183 | 96 | polygon | FALSE | TRUE | America/Chicago | 3 | 36034 | 1840003300 | [10 empty] | GlenwoodAL
Alpine | Alpine | OR | Oregon | 41003 | Benton | 44.3307 | -123.3625 | 183 | 87 | polygon | FALSE | FALSE | America/Los_Angeles | 3 | 97456 | 1840023948 | [10 empty] | AlpineOR
Metaline | Metaline | WA | Washington | 53051 | Pend Oreille | 48.8533 | -117.3892 | 183 | 231 | polygon | FALSE | TRUE | America/Los_Angeles | 3 | 99152 | 1840022276 | [10 empty] | MetalineWA
Middle Village | Middle Village | WI | Wisconsin | 55078 | Menominee | 44.9347 | -88.7334 | 183 | 11 | polygon | FALSE | FALSE | America/Chicago | 3 | 54135 54150 | 1840038094 | [10 empty] | Middle VillageWI
Beaman | Beaman | IA | Iowa | 19075 | Grundy | 42.2202 | -92.8221 | 183 | 378 | polygon | FALSE | TRUE | America/Chicago | 3 | 50609 | 1840006964 | [10 empty] | BeamanIA
Choptank | Choptank | MD | Maryland | 24011 | Caroline | 38.6823 | -75.9494 | 183 | 296 | polygon | FALSE | FALSE | America/New_York | 3 | 21655 | 1840024534 | [10 empty] | ChoptankMD
Whiting | Whiting | KS | Kansas | 20085 | Jackson | 39.5879 | -95.6112 | 183 | 70 | polygon | FALSE | TRUE | America/Chicago | 3 | 66552 | 1840010612 | [10 empty] | WhitingKS
Carney | Carney | MI | Michigan | 26109 | Menominee | 45.5935 | -87.5547 | 182 | 51 | polygon | FALSE | TRUE | America/Menominee | 3 | 49812 | 1840009988 | [10 empty] | CarneyMI
Calpine | Calpine | CA | California | 6091 | Sierra | 39.6633 | -120.4436 | 182 | 98 | polygon | FALSE | FALSE | America/Los_Angeles | 3 | 96124 | 1840022446 | [10 empty] | CalpineCA
Dune Acres | Dune Acres | IN | Indiana | 18127 | Porter | 41.6448 | -87.096 | 182 | 33 | polygon | FALSE | TRUE | America/Chicago | 3 | 46304 | 1840009268 | [10 empty] | Dune AcresIN
Slick | Slick | OK | Oklahoma | 40037 | Creek | 35.7775 | -96.2667 | 182 | 10 | polygon | FALSE | TRUE | America/Chicago | 3 | 74071 74010 | 1840022702 | [10 empty] | SlickOK
Cowgill | Cowgill | MO | Missouri | 29025 | Caldwell | 39.5603 | -93.9257 | 182 | 293 | polygon | FALSE | TRUE | America/Chicago | 3 | 64637 | 1840007319 | [10 empty] | CowgillMO
Hebron | Hebron | WI | Wisconsin | 55055 | Jefferson | 42.9232 | -88.6916 | 182 | 28 | polygon | FALSE | FALSE | America/Chicago | 3 | 53538 | 1840004347 | [10 empty] | HebronWI
Woodland | Woodland | AL | Alabama | 1111 | Randolph | 33.3756 | -85.3975 | 182 | 45 | polygon | FALSE | TRUE | America/Chicago | 3 | 36280 | 1840016866 | [10 empty] | WoodlandAL
Banner | Banner | IL | Illinois | 17057 | Fulton | 40.5126 | -89.9156 | 182 | 54 | polygon | FALSE | TRUE | America/Chicago | 3 | 61520 | 1840012008 | [10 empty] | BannerIL
Mina | Mina | NV | Nevada | 32021 | Mineral | 38.3898 | -118.1116 | 182 | 29 | polygon | FALSE | FALSE | America/Los_Angeles | 3 | 89422 | 1840024561 | [10 empty] | MinaNV
Macksburg | Macksburg | OH | Ohio | 39167 | Washington | 39.6314 | -81.4562 | 182 | 325 | polygon | FALSE | TRUE | America/New_York | 3 | 45746 | 1840012597 | [10 empty] | MacksburgOH
Hebo | Hebo | OR | Oregon | 41057 | Tillamook | 45.2261 | -123.8586 | 182 | 43 | polygon | FALSE | FALSE | America/Los_Angeles | 3 | 97122 | 1840017413 | [10 empty] | HeboOR
Frost | Frost | MN | Minnesota | 27043 | Faribault | 43.5846 | -93.9248 | 182 | 163 | polygon | FALSE | TRUE | America/Chicago | 3 | 56033 | 1840007946 | [10 empty] | FrostMN
Layton | Layton | FL | Florida | 12087 | Monroe | 24.8246 | -80.8128 | 182 | 432 | polygon | FALSE | TRUE | America/New_York | 3 | 33001 | 1840015162 | [10 empty] | LaytonFL
Deer Creek | Deer Creek | AZ | Arizona | 4007 | Gila | 34.0644 | -111.3505 | 182 | 40 | polygon | FALSE | TRUE | America/Phoenix | 3 | 85541 | 1840075296 | [10 empty] | Deer CreekAZ
Proberta | Proberta | CA | California | 6103 | Tehama | 40.0762 | -122.1776 | 182 | 49 | polygon | FALSE | FALSE | America/Los_Angeles | 3 | 96035 96080 96078 | 1840026516 | [10 empty] | ProbertaCA
Fountain N' Lakes | Fountain N' Lakes | MO | Missouri | 29113 | Lincoln | 38.9689 | -90.8493 | 182 | 492 | polygon | FALSE | TRUE | America/Chicago | 3 | 63362 | 1840012729 | [10 empty] | Fountain N' LakesMO
Cleveland | Cleveland | IL | Illinois | 17073 | Henry | 41.5033 | -90.3181 | 182 | 193 | polygon | FALSE | TRUE | America/Chicago | 3 | 61241 | 1840010244 | [10 empty] | ClevelandIL
Weldona | Weldona | CO | Colorado | 8087 | Morgan | 40.3484 | -103.9693 | 182 | 448 | polygon | FALSE | FALSE | America/Denver | 3 | 80653 | 1840024303 | [10 empty] | WeldonaCO
Green Bank | Green Bank | WV | West Virginia | 54075 | Pocahontas | 38.4267 | -79.8343 | 182 | 21 | polygon | FALSE | FALSE | America/New_York | 3 | 24915 24944 | 1840025653 | [10 empty] | Green BankWV
Conception Junction | Conception Junction | MO | Missouri | 29147 | Nodaway | 40.2684 | -94.6914 | 182 | 222 | polygon | FALSE | TRUE | America/Chicago | 3 | 64434 | 1840009419 | [10 empty] | Conception JunctionMO
Columbia | Columbia | NJ | New Jersey | 34041 | Warren | 40.926 | -75.0945 | 182 | 704 | polygon | FALSE | FALSE | America/New_York | 3 | 7832 | 1840024222 | [10 empty] | ColumbiaNJ
New Grand Chain | New Grand Chain | IL | Illinois | 17153 | Pulaski | 37.2552 | -89.0165 | 182 | 67 | polygon | FALSE | TRUE | America/Chicago | 3 | 62941 | 1840013025 | [10 empty] | New Grand ChainIL
Warba | Warba | MN | Minnesota | 27061 | Itasca | 47.1366 | -93.2657 | 182 | 21 | polygon | FALSE | TRUE | America/Chicago | 3 | 55793 | 1840009963 | [10 empty] | WarbaMN
Copper City | Copper City | MI | Michigan | 26061 | Houghton | 47.2842 | -88.3875 | 182 | 833 | polygon | FALSE | TRUE | America/Detroit | 3 | 49917 | 1840013134 | [10 empty] | Copper CityMI
Greenbush | Greenbush | VA | Virginia | 51001 | Accomack | 37.7397 | -75.6796 | 182 | 70 | polygon | FALSE | FALSE | America/New_York | 3 | 23357 | 1840024728 | [10 empty] | GreenbushVA
Bald Head Island | Bald Head Island | NC | North Carolina | 37019 | Brunswick | 33.866 | -77.9864 | 182 | 18 | polygon | FALSE | TRUE | America/New_York | 3 | 28461 | 1840017955 | [10 empty] | Bald Head IslandNC
Los Cerrillos | Los Cerrillos | NM | New Mexico | 35049 | Santa Fe | 35.4272 | -106.1211 | 182 | 20 | polygon | FALSE | TRUE | America/Denver | 3 | 87010 | 1840073920 | [10 empty] | Los CerrillosNM
Comanche Creek | Comanche Creek | CO | Colorado | 8005 | Arapahoe | 39.615 | -104.3268 | 182 | 3 | polygon | FALSE | TRUE | America/Denver | 3 | 80136 | 1840038650 | [10 empty] | Comanche CreekCO
Modoc | Modoc | IN | Indiana | 18135 | Randolph | 40.0456 | -85.1262 | 181 | 676 | polygon | FALSE | TRUE | America/Indiana/Indianapolis | 3 | 47358 | 1840009450 | [10 empty] | ModocIN
West Sunbury | West Sunbury | PA | Pennsylvania | 42019 | Butler | 41.0061 | -79.8965 | 181 | 634 | polygon | FALSE | TRUE | America/New_York | 3 | 16061 | 1840000877 | [10 empty] | West SunburyPA
Barnum | Barnum | IA | Iowa | 19187 | Webster | 42.5062 | -94.3657 | 181 | 190 | polygon | FALSE | TRUE | America/Chicago | 3 | 50518 | 1840006940 | [10 empty] | BarnumIA
Bellerive Acres | Bellerive Acres | MO | Missouri | 29189 | St. Louis | 38.7123 | -90.3121 | 181 | 205 | polygon | FALSE | TRUE | America/Chicago | 3 | 63121 | 1840073803 | [10 empty] | Bellerive AcresMO
Centerville | Centerville | MO | Missouri | 29179 | Reynolds | 37.4368 | -90.9601 | 181 | 219 | polygon | FALSE | TRUE | America/Chicago | 3 | 63633 | 1840007597 | [10 empty] | CentervilleMO
Mokane | Mokane | MO | Missouri | 29027 | Callaway | 38.6744 | -91.8723 | 181 | 238 | polygon | FALSE | TRUE | America/Chicago | 3 | 65059 | 1840008562 | [10 empty] | MokaneMO
Butlerville | Butlerville | IN | Indiana | 18079 | Jennings | 39.0326 | -85.5131 | 181 | 184 | polygon | FALSE | FALSE | America/Indiana/Indianapolis | 3 | 47223 | 1840025625 | [10 empty] | ButlervilleIN
Valley Head | Valley Head | WV | West Virginia | 54083 | Randolph | 38.5472 | -80.032 | 181 | 71 | polygon | FALSE | FALSE | America/New_York | 3 | 26294 | 1840025636 | [10 empty] | Valley HeadWV
Camargo | Camargo | OK | Oklahoma | 40043 | Dewey | 36.0179 | -99.2883 | 181 | 271 | polygon | FALSE | TRUE | America/Chicago | 3 | 73835 | 1840022696 | [10 empty] | CamargoOK
Michiana | Michiana | MI | Michigan | 26021 | Berrien | 41.7637 | -86.8113 | 181 | 191 | polygon | FALSE | TRUE | America/Detroit | 3 | 49117 | 1840011228 | [10 empty] | MichianaMI
Deaver | Deaver | WY | Wyoming | 56003 | Big Horn | 44.889 | -108.596 | 181 | 69 | polygon | FALSE | TRUE | America/Denver | 3 | 82421 | 1840021240 | [10 empty] | DeaverWY
Edinburg | Edinburg | ND | North Dakota | 38099 | Walsh | 48.4955 | -97.863 | 181 | 220 | polygon | FALSE | TRUE | America/Chicago | 3 | 58227 | 1840000077 | [10 empty] | EdinburgND
Doland | Doland | SD | South Dakota | 46115 | Spink | 44.8944 | -98.0997 | 181 | 118 | polygon | FALSE | TRUE | America/Chicago | 3 | 57436 | 1840000287 | [10 empty] | DolandSD
Kline | Kline | SC | South Carolina | 45011 | Barnwell | 33.1252 | -81.3426 | 181 | 22 | polygon | FALSE | TRUE | America/New_York | 3 | 29812 | 1840016868 | [10 empty] | KlineSC
Fort Bridger | Fort Bridger | WY | Wyoming | 56041 | Uinta | 41.3183 | -110.3894 | 181 | 35 | polygon | FALSE | FALSE | America/Denver | 3 | 82933 | 1840017483 | [10 empty] | Fort BridgerWY
Atlanta | Atlanta | KS | Kansas | 20035 | Cowley | 37.4358 | -96.767 | 181 | 146 | polygon | FALSE | TRUE | America/Chicago | 3 | 67008 | 1840007606 | [10 empty] | AtlantaKS
Arlington | Arlington | IL | Illinois | 17011 | Bureau | 41.4718 | -89.2481 | 181 | 174 | polygon | FALSE | TRUE | America/Chicago | 3 | 61312 | 1840011567 | [10 empty] | ArlingtonIL
Thor | Thor | IA | Iowa | 19091 | Humboldt | 42.6881 | -94.0496 | 181 | 70 | polygon | FALSE | TRUE | America/Chicago | 3 | 50591 | 1840010087 | [10 empty] | ThorIA
Bendon | Bendon | MI | Michigan | 26019 | Benzie | 44.637 | -85.8378 | 181 | 34 | polygon | FALSE | FALSE | America/Detroit | 3 | 49643 | 1840023945 | [10 empty] | BendonMI
Sayner | Sayner | WI | Wisconsin | 55125 | Vilas | 45.991 | -89.5332 | 181 | 38 | polygon | FALSE | FALSE | America/Chicago | 3 | 54560 | 1840025277 | [10 empty] | SaynerWI
Riverview | Riverview | AL | Alabama | 1053 | Escambia | 31.0587 | -87.0709 | 181 | 48 | polygon | FALSE | TRUE | America/Chicago | 3 | 36426 | 1840018196 | [10 empty] | RiverviewAL
Gravity | Gravity | IA | Iowa | 19173 | Taylor | 40.7601 | -94.7435 | 181 | 234 | polygon | FALSE | TRUE | America/Chicago | 3 | 50848 | 1840008300 | [10 empty] | GravityIA
Mulkeytown | Mulkeytown | IL | Illinois | 17055 | Franklin | 37.9721 | -89.1112 | 181 | 253 | polygon | FALSE | FALSE | America/Chicago | 3 | 62865 | 1840025691 | [10 empty] | MulkeytownIL
Gilboa | Gilboa | OH | Ohio | 39137 | Putnam | 41.0186 | -83.9214 | 180 | 529 | polygon | FALSE | TRUE | America/New_York | 3 | 45875 | 1840011755 | [10 empty] | GilboaOH
Leona | Leona | TX | Texas | 48289 | Leon | 31.1537 | -95.976 | 180 | 31 | polygon | FALSE | TRUE | America/Chicago | 3 | 75850 | 1840020827 | [10 empty] | LeonaTX
Blacksville | Blacksville | WV | West Virginia | 54061 | Monongalia | 39.7175 | -80.2146 | 180 | 232 | polygon | FALSE | TRUE | America/New_York | 3 | 26521 | 1840005649 | [10 empty] | BlacksvilleWV
Watson | Watson | AR | Arkansas | 5041 | Desha | 33.8939 | -91.2572 | 180 | 373 | polygon | FALSE | TRUE | America/Chicago | 3 | 71674 | 1840015631 | [10 empty] | WatsonAR
Kennedy | Kennedy | MN | Minnesota | 27069 | Kittson | 48.6429 | -96.9106 | 180 | 172 | polygon | FALSE | TRUE | America/Chicago | 3 | 56733 | 1840007678 | [10 empty] | KennedyMN
Loch Arbour | Loch Arbour | NJ | New Jersey | 34025 | Monmouth | 40.2323 | -74.0014 | 180 | 800 | polygon | FALSE | TRUE | America/New_York | 3 | 7711 | 1840003672 | [10 empty] | Loch ArbourNJ
Brookhurst | Brookhurst | WY | Wyoming | 56025 | Natrona | 42.8618 | -106.2272 | 180 | 106 | polygon | FALSE | FALSE | America/Denver | 3 | 82636 | 1840017446 | [10 empty] | BrookhurstWY
Port Costa | Port Costa | CA | California | 6013 | Contra Costa | 38.0446 | -122.185 | 180 | 438 | polygon | FALSE | FALSE | America/Los_Angeles | 3 | 94569 | 1840018899 | [10 empty] | Port CostaCA
Iron Belt | Iron Belt | WI | Wisconsin | 55051 | Iron | 46.4031 | -90.3193 | 180 | 28 | polygon | FALSE | FALSE | America/Chicago | 3 | 54536 | 1840025270 | [10 empty] | Iron BeltWI
Amoret | Amoret | MO | Missouri | 29013 | Bates | 38.2549 | -94.5873 | 180 | 325 | polygon | FALSE | TRUE | America/Chicago | 3 | 64722 | 1840007512 | [10 empty] | AmoretMO
Nespelem Community | Nespelem Community | WA | Washington | 53047 | Okanogan | 48.1715 | -119.0244 | 180 | 2 | polygon | FALSE | TRUE | America/Los_Angeles | 3 | 99155 | 1840037116 | [10 empty] | Nespelem CommunityWA
Maple Grove | Maple Grove | MI | Michigan | 26019 | Benzie | 44.709 | -85.8537 | 180 | 199 | polygon | FALSE | TRUE | America/Detroit | 3 | 49650 | 1840039591 | [10 empty] | Maple GroveMI
El Combate | El Combate | PR | Puerto Rico | 72023 | Cabo Rojo | 17.9818 | -67.2086 | 180 | 120 | polygon | FALSE | FALSE | America/Puerto_Rico | 3 | 622 | 1630035704 | [10 empty] | El CombatePR
Winthrop | Winthrop | AR | Arkansas | 5081 | Little River | 33.8308 | -94.3542 | 180 | 66 | polygon | FALSE | TRUE | America/Chicago | 3 | 71866 | 1840015654 | [10 empty] | WinthropAR
Dudley | Dudley | PA | Pennsylvania | 42061 | Huntingdon | 40.2055 | -78.179 | 180 | 211 | polygon | FALSE | TRUE | America/New_York | 3 | 16634 | 1840001067 | [10 empty] | DudleyPA
South Carrollton | South Carrollton | KY | Kentucky | 21177 | Muhlenberg | 37.3358 | -87.1401 | 180 | 274 | polygon | FALSE | TRUE | America/Chicago | 3 | 42374 42330 | 1840015253 | [10 empty] | South CarrolltonKY
Tygh Valley | Tygh Valley | OR | Oregon | 41065 | Wasco | 45.2417 | -121.1693 | 180 | 18 | polygon | FALSE | FALSE | America/Los_Angeles | 3 | 97063 | 1840018564 | [10 empty] | Tygh ValleyOR
Dale | Dale | OK | Oklahoma | 40125 | Pottawatomie | 35.3842 | -97.0435 | 180 | 90 | polygon | FALSE | FALSE | America/Chicago | 3 | 74851 | 1840026950 | [10 empty] | DaleOK
Gerrard | Gerrard | CO | Colorado | 8105 | Rio Grande | 37.6783 | -106.5752 | 180 | 58 | polygon | FALSE | FALSE | America/Denver | 3 | 81154 | 1840024758 | [10 empty] | GerrardCO
Stockett | Stockett | MT | Montana | 30013 | Cascade | 47.3534 | -111.1698 | 180 | 47 | polygon | FALSE | FALSE | America/Denver | 3 | 59480 | 1840023806 | [10 empty] | StockettMT
Kokhanok | Kokhanok | AK | Alaska | 2164 | Lake and Peninsula | 59.4158 | -154.7456 | 180 | 3 | polygon | FALSE | FALSE | America/Anchorage | 3 | 99606 | 1840023555 | [10 empty] | KokhanokAK
Cambridge | Cambridge | KY | Kentucky | 21111 | Jefferson | 38.2217 | -85.6172 | 180 | 1255 | polygon | FALSE | TRUE | America/New_York | 3 | 40220 | 1840030398 | [10 empty] | CambridgeKY
Barnesville | Barnesville | MD | Maryland | 24031 | Montgomery | 39.2211 | -77.3799 | 179 | 141 | polygon | FALSE | TRUE | America/New_York | 3 | 20838 | 1840005851 | [10 empty] | BarnesvilleMD
The Rock | The Rock | GA | Georgia | 13293 | Upson | 32.9635 | -84.2378 | 179 | 16 | polygon | FALSE | FALSE | America/New_York | 3 | 30285 | 1840025092 | [10 empty] | The RockGA
Point Isabel | Point Isabel | IN | Indiana | 18053 | Grant | 40.4206 | -85.8219 | 179 | 20 | polygon | FALSE | FALSE | America/Indiana/Indianapolis | 3 | 46928 | 1840024294 | [10 empty] | Point IsabelIN
Crane | Crane | IN | Indiana | 18101 | Martin | 38.8943 | -86.9012 | 179 | 574 | polygon | FALSE | TRUE | America/Indiana/Vincennes | 3 | 47522 | 1840009735 | [10 empty] | CraneIN
Elko | Elko | SC | South Carolina | 45011 | Barnwell | 33.3808 | -81.3805 | 179 | 65 | polygon | FALSE | TRUE | America/New_York | 3 | 29826 29853 | 1840016869 | [10 empty] | ElkoSC
Walton | Walton | NE | Nebraska | 31109 | Lancaster | 40.796 | -96.5657 | 179 | 19 | polygon | FALSE | FALSE | America/Chicago | 3 | 68520 68461 | 1840024239 | [10 empty] | WaltonNE
Brant Lake South | Brant Lake South | SD | South Dakota | 46079 | Lake | 43.9139 | -96.9379 | 179 | 131 | polygon | FALSE | TRUE | America/Chicago | 3 | 57016 | 1840143096 | [10 empty] | Brant Lake SouthSD
Dorrance | Dorrance | KS | Kansas | 20167 | Russell | 38.8469 | -98.59 | 179 | 203 | polygon | FALSE | TRUE | America/Chicago | 3 | 67634 | 1840007413 | [10 empty] | DorranceKS
Braxton | Braxton | MS | Mississippi | 28127 | Simpson | 32.0264 | -89.9715 | 179 | 117 | polygon | FALSE | TRUE | America/Chicago | 3 | 39044 | 1840018149 | [10 empty] | BraxtonMS
Anawalt | Anawalt | WV | West Virginia | 54047 | McDowell | 37.3364 | -81.4406 | 179 | 120 | polygon | FALSE | TRUE | America/New_York | 3 | 24808 | 1840006423 | [10 empty] | AnawaltWV
Van Voorhis | Van Voorhis | PA | Pennsylvania | 42125 | Washington | 40.1598 | -79.9731 | 179 | 182 | polygon | FALSE | FALSE | America/New_York | 3 | 15366 | 1840024316 | [10 empty] | Van VoorhisPA
Shambaugh | Shambaugh | IA | Iowa | 19145 | Page | 40.6574 | -95.0353 | 179 | 189 | polygon | FALSE | TRUE | America/Chicago | 3 | 51632 | 1840009386 | [10 empty] | ShambaughIA
Shelly | Shelly | MN | Minnesota | 27107 | Norman | 47.4582 | -96.8197 | 179 | 327 | polygon | FALSE | TRUE | America/Chicago | 3 | 56581 | 1840008833 | [10 empty] | ShellyMN
Sheridan | Sheridan | MO | Missouri | 29227 | Worth | 40.517 | -94.6144 | 179 | 355 | polygon | FALSE | TRUE | America/Chicago | 3 | 64486 | 1840010425 | [10 empty] | SheridanMO
Courtland | Courtland | CA | California | 6067 | Sacramento | 38.3329 | -121.557 | 179 | 38 | polygon | FALSE | FALSE | America/Los_Angeles | 3 | 95615 | 1840022492 | [10 empty] | CourtlandCA
Riverdale | Riverdale | NE | Nebraska | 31019 | Buffalo | 40.7839 | -99.1605 | 179 | 261 | polygon | FALSE | TRUE | America/Chicago | 3 | 68870 | 1840011833 | [10 empty] | RiverdaleNE
Cooksville | Cooksville | IL | Illinois | 17113 | McLean | 40.5428 | -88.7146 | 179 | 318 | polygon | FALSE | TRUE | America/Chicago | 3 | 61730 | 1840011976 | [10 empty] | CooksvilleIL
Lake Cavanaugh | Lake Cavanaugh | WA | Washington | 53057 | Skagit | 48.3225 | -122.0122 | 179 | 89 | polygon | FALSE | FALSE | America/Los_Angeles | 3 | 98274 | 1840037851 | [10 empty] | Lake CavanaughWA
Bennett Springs | Bennett Springs | MO | Missouri | 29105 | Laclede | 37.7255 | -92.8534 | 179 | 16 | polygon | FALSE | FALSE | America/Chicago | 3 | 65536 | 1840025716 | [10 empty] | Bennett SpringsMO
Paxville | Paxville | SC | South Carolina | 45027 | Clarendon | 33.739 | -80.3586 | 179 | 65 | polygon | FALSE | TRUE | America/New_York | 3 | 29102 | 1840016789 | [10 empty] | PaxvilleSC
Douglas | Douglas | NE | Nebraska | 31131 | Otoe | 40.5932 | -96.3882 | 179 | 314 | polygon | FALSE | TRUE | America/Chicago | 3 | 68344 | 1840011964 | [10 empty] | DouglasNE
Gotham | Gotham | WI | Wisconsin | 55103 | Richland | 43.2225 | -90.297 | 179 | 173 | polygon | FALSE | FALSE | America/Chicago | 3 | 53540 53556 | 1840025441 | [10 empty] | GothamWI
Finland | Finland | MN | Minnesota | 27075 | Lake | 47.435 | -91.2683 | 179 | 12 | polygon | FALSE | FALSE | America/Chicago | 3 | 55603 | 1840025249 | [10 empty] | FinlandMN
Yoder | Yoder | KS | Kansas | 20155 | Reno | 37.9454 | -97.8681 | 179 | 25 | polygon | FALSE | FALSE | America/Chicago | 3 | 67501 67543 67585 | 1840026785 | [10 empty] | YoderKS
Chewey | Chewey | OK | Oklahoma | 40001 | Adair | 36.0905 | -94.7385 | 178 | 3 | polygon | FALSE | FALSE | America/Chicago | 3 | 74457 74964 | 1840017750 | [10 empty] | CheweyOK
Wilburton Number One | Wilburton Number One | PA | Pennsylvania | 42037 | Columbia | 40.8129 | -76.3924 | 178 | 647 | polygon | FALSE | FALSE | America/New_York | 3 | 17888 | 1840035261 | [10 empty] | Wilburton Number OnePA
Moro | Moro | AR | Arkansas | 5077 | Lee | 34.7919 | -90.988 | 178 | 71 | polygon | FALSE | TRUE | America/Chicago | 3 | 72368 | 1840016545 | [10 empty] | MoroAR
Cantwell | Cantwell | AK | Alaska | 2068 | Denali | 63.379 | -148.8158 | 178 | 0 | polygon | FALSE | FALSE | America/Anchorage | 3 | 99729 | 1840023383 | [10 empty] | CantwellAK
Ali Chuk | Ali Chuk | AZ | Arizona | 4019 | Pima | 31.8169 | -112.5584 | 178 | 47 | polygon | FALSE | FALSE | America/Phoenix | 3 | 85321 | 1840023060 | [10 empty] | Ali ChukAZ
Bishop Hills | Bishop Hills | TX | Texas | 48375 | Potter | 35.2614 | -101.9519 | 178 | 219 | polygon | FALSE | TRUE | America/Chicago | 3 | 79124 | 1840020433 | [10 empty] | Bishop HillsTX
Lasana | Lasana | TX | Texas | 48061 | Cameron | 26.2585 | -97.695 | 178 | 83 | polygon | FALSE | FALSE | America/Chicago | 3 | 78550 | 1840037055 | [10 empty] | LasanaTX
Modesto | Modesto | IL | Illinois | 17117 | Macoupin | 39.4789 | -89.9803 | 178 | 122 | polygon | FALSE | TRUE | America/Chicago | 3 | 62667 | 1840012656 | [10 empty] | ModestoIL
Van | Van | WV | West Virginia | 54005 | Boone | 37.9713 | -81.7138 | 178 | 115 | polygon | FALSE | FALSE | America/New_York | 3 | 25206 | 1840025689 | [10 empty] | VanWV
Millville | Millville | MN | Minnesota | 27157 | Wabasha | 44.2447 | -92.296 | 178 | 459 | polygon | FALSE | TRUE | America/Chicago | 3 | 55957 | 1840007900 | [10 empty] | MillvilleMN
Cecil | Cecil | OH | Ohio | 39125 | Paulding | 41.219 | -84.6018 | 178 | 47 | polygon | FALSE | TRUE | America/New_York | 3 | 45821 | 1840010301 | [10 empty] | CecilOH
Dutch Flat | Dutch Flat | CA | California | 6061 | Placer | 39.208 | -120.8345 | 178 | 115 | polygon | FALSE | FALSE | America/Los_Angeles | 3 | 95714 | 1840025621 | [10 empty] | Dutch FlatCA
Sherrill | Sherrill | IA | Iowa | 19061 | Dubuque | 42.6046 | -90.7841 | 178 | 523 | polygon | FALSE | TRUE | America/Chicago | 3 | 52073 | 1840009095 | [10 empty] | SherrillIA
Portsmouth | Portsmouth | IA | Iowa | 19165 | Shelby | 41.6504 | -95.5193 | 178 | 249 | polygon | FALSE | TRUE | America/Chicago | 3 | 51565 | 1840009216 | [10 empty] | PortsmouthIA
Trout Creek | Trout Creek | MT | Montana | 30089 | Sanders | 47.8331 | -115.5837 | 178 | 37 | polygon | FALSE | FALSE | America/Denver | 3 | 59874 | 1840018386 | [10 empty] | Trout CreekMT
Stony Creek | Stony Creek | VA | Virginia | 51183 | Sussex | 36.948 | -77.4 | 178 | 119 | polygon | FALSE | TRUE | America/New_York | 3 | 23882 | 1840006499 | [10 empty] | Stony CreekVA
Detroit | Detroit | KS | Kansas | 20041 | Dickinson | 38.9358 | -97.1247 | 178 | 200 | polygon | FALSE | FALSE | America/Chicago | 3 | 67441 67410 | 1840024537 | [10 empty] | DetroitKS
Otoe | Otoe | NE | Nebraska | 31131 | Otoe | 40.7242 | -96.1206 | 178 | 431 | polygon | FALSE | TRUE | America/Chicago | 3 | 68417 | 1840011966 | [10 empty] | OtoeNE
Zoar | Zoar | OH | Ohio | 39157 | Tuscarawas | 40.6134 | -81.4233 | 178 | 117 | polygon | FALSE | TRUE | America/New_York | 3 | 44697 44612 | 1840012095 | [10 empty] | ZoarOH
Chatfield | Chatfield | OH | Ohio | 39033 | Crawford | 40.9511 | -82.942 | 178 | 233 | polygon | FALSE | TRUE | America/New_York | 3 | 44825 44818 | 1840010344 | [10 empty] | ChatfieldOH
Spruce Pine | Spruce Pine | AL | Alabama | 1059 | Franklin | 34.3928 | -87.7294 | 178 | 74 | polygon | FALSE | FALSE | America/Chicago | 3 | 35585 35581 | 1840025850 | [10 empty] | Spruce PineAL
West Point | West Point | AR | Arkansas | 5145 | White | 35.2034 | -91.6099 | 178 | 159 | polygon | FALSE | TRUE | America/Chicago | 3 | 72143 | 1840016343 | [10 empty] | West PointAR
North San Juan | North San Juan | CA | California | 6057 | Nevada | 39.3719 | -121.106 | 178 | 28 | polygon | FALSE | FALSE | America/Los_Angeles | 3 | 95960 | 1840026654 | [10 empty] | North San JuanCA
Palominas | Palominas | AZ | Arizona | 4003 | Cochise | 31.3838 | -110.1212 | 178 | 35 | polygon | FALSE | FALSE | America/Phoenix | 3 | 85615 | 1840023090 | [10 empty] | PalominasAZ
Amherst | Amherst | CO | Colorado | 8095 | Phillips | 40.6831 | -102.1727 | 178 | 151 | polygon | FALSE | FALSE | America/Denver | 3 | 80721 | 1840024283 | [10 empty] | AmherstCO
La Rosita | La Rosita | TX | Texas | 48427 | Starr | 26.402 | -98.9326 | 178 | 1003 | polygon | FALSE | FALSE | America/Chicago | 3 | 78582 78584 | 1840037054 | [10 empty] | La RositaTX
Colerain | Colerain | NC | North Carolina | 37015 | Bertie | 36.2015 | -76.7664 | 178 | 261 | polygon | FALSE | TRUE | America/New_York | 3 | 27924 | 1840016149 | [10 empty] | ColerainNC
Ramona | Ramona | KS | Kansas | 20115 | Marion | 38.5979 | -97.0638 | 177 | 234 | polygon | FALSE | TRUE | America/Chicago | 3 | 67475 | 1840009663 | [10 empty] | RamonaKS
Halfway | Halfway | MO | Missouri | 29167 | Polk | 37.6189 | -93.2387 | 177 | 31 | polygon | FALSE | TRUE | America/Chicago | 3 | 65663 | 1840012992 | [10 empty] | HalfwayMO
Power | Power | MT | Montana | 30099 | Teton | 47.7203 | -111.6944 | 177 | 45 | polygon | FALSE | FALSE | America/Denver | 3 | 59468 | 1840018390 | [10 empty] | PowerMT
Silver Plume | Silver Plume | CO | Colorado | 8019 | Clear Creek | 39.6958 | -105.7266 | 177 | 264 | polygon | FALSE | TRUE | America/Denver | 3 | 80476 | 1840022439 | [10 empty] | Silver PlumeCO
Denison | Denison | KS | Kansas | 20085 | Jackson | 39.3938 | -95.6285 | 177 | 608 | polygon | FALSE | TRUE | America/Chicago | 3 | 66419 | 1840007330 | [10 empty] | DenisonKS
Jordan Valley | Jordan Valley | OR | Oregon | 41045 | Malheur | 42.9793 | -117.0574 | 177 | 32 | polygon | FALSE | TRUE | America/Boise | 3 | 97910 | 1840018617 | [10 empty] | Jordan ValleyOR
Richland | Richland | OR | Oregon | 41001 | Baker | 44.7683 | -117.1664 | 177 | 636 | polygon | FALSE | TRUE | America/Los_Angeles | 3 | 97870 | 1840019969 | [10 empty] | RichlandOR
Port Graham | Port Graham | AK | Alaska | 2122 | Kenai Peninsula | 59.34 | -151.8464 | 177 | 10 | polygon | FALSE | FALSE | America/Anchorage | 3 | 99603 | 1840023416 | [10 empty] | Port GrahamAK
Flat Rock | Flat Rock | OH | Ohio | 39147 | Seneca | 41.2355 | -82.8592 | 177 | 321 | polygon | FALSE | FALSE | America/New_York | 3 | 44828 44811 | 1840026349 | [10 empty] | Flat RockOH
Hillview | Hillview | IL | Illinois | 17061 | Greene | 39.4495 | -90.5386 | 177 | 83 | polygon | FALSE | TRUE | America/Chicago | 3 | 62050 | 1840012665 | [10 empty] | HillviewIL
Pomaria | Pomaria | SC | South Carolina | 45071 | Newberry | 34.2677 | -81.4192 | 177 | 65 | polygon | FALSE | TRUE | America/New_York | 3 | 29126 | 1840016635 | [10 empty] | PomariaSC
Purdin | Purdin | MO | Missouri | 29115 | Linn | 39.951 | -93.1664 | 177 | 222 | polygon | FALSE | TRUE | America/Chicago | 3 | 64674 | 1840009488 | [10 empty] | PurdinMO
Lozano | Lozano | TX | Texas | 48061 | Cameron | 26.1896 | -97.5437 | 177 | 577 | polygon | FALSE | FALSE | America/Chicago | 3 | 78586 | 1840018324 | [10 empty] | LozanoTX
Chesterfield | Chesterfield | IL | Illinois | 17117 | Macoupin | 39.2566 | -90.0668 | 177 | 126 | polygon | FALSE | TRUE | America/Chicago | 3 | 62630 | 1840010649 | [10 empty] | ChesterfieldIL
Fairhaven | Fairhaven | CA | California | 6023 | Humboldt | 40.7885 | -124.2013 | 177 | 105 | polygon | FALSE | FALSE | America/Los_Angeles | 3 | 95564 | 1840028108 | [10 empty] | FairhavenCA
High Hill | High Hill | MO | Missouri | 29139 | Montgomery | 38.8753 | -91.3776 | 177 | 148 | polygon | FALSE | TRUE | America/Chicago | 3 | 63350 | 1840007407 | [10 empty] | High HillMO
Lowell Point | Lowell Point | AK | Alaska | 2122 | Kenai Peninsula | 60.0629 | -149.4898 | 177 | 5 | polygon | FALSE | FALSE | America/Anchorage | 3 | 99664 | 1840023656 | [10 empty] | Lowell PointAK
Wasola | Wasola | MO | Missouri | 29153 | Ozark | 36.7857 | -92.5685 | 177 | 12 | polygon | FALSE | FALSE | America/Chicago | 3 | 65773 | 1840025753 | [10 empty] | WasolaMO
Hurley | Hurley | MO | Missouri | 29209 | Stone | 36.9306 | -93.4996 | 177 | 153 | polygon | FALSE | TRUE | America/Chicago | 3 | 65633 | 1840007653 | [10 empty] | HurleyMO
Moore | Moore | MT | Montana | 30027 | Fergus | 46.975 | -109.6949 | 177 | 233 | polygon | FALSE | TRUE | America/Denver | 3 | 59464 | 1840022297 | [10 empty] | MooreMT
Quemado | Quemado | NM | New Mexico | 35003 | Catron | 34.3415 | -108.5061 | 177 | 38 | polygon | FALSE | FALSE | America/Denver | 3 | 87829 | 1840025028 | [10 empty] | QuemadoNM
Kennerdell | Kennerdell | PA | Pennsylvania | 42121 | Venango | 41.2787 | -79.8219 | 177 | 30 | polygon | FALSE | FALSE | America/New_York | 3 | 16374 | 1840024144 | [10 empty] | KennerdellPA
Congress | Congress | OH | Ohio | 39169 | Wayne | 40.9255 | -82.0557 | 177 | 427 | polygon | FALSE | TRUE | America/New_York | 3 | 44287 | 1840011891 | [10 empty] | CongressOH
Cloverdale | Cloverdale | OR | Oregon | 41057 | Tillamook | 45.2006 | -123.8842 | 177 | 85 | polygon | FALSE | FALSE | America/Los_Angeles | 3 | 97112 | 1840017411 | [10 empty] | CloverdaleOR
Wessington | Wessington | SD | South Dakota | 46005 | Beadle | 44.4552 | -98.6967 | 177 | 180 | polygon | FALSE | TRUE | America/Chicago | 3 | 57381 | 1840002368 | [10 empty] | WessingtonSD
Minto | Minto | AK | Alaska | 2290 | Yukon-Koyukuk | 65.1033 | -149.5565 | 177 | 0 | polygon | FALSE | FALSE | America/Anchorage | 3 | 99758 | 1840023429 | [10 empty] | MintoAK
Hillsboro | Hillsboro | IA | Iowa | 19087 | Henry | 40.8374 | -91.7113 | 177 | 114 | polygon | FALSE | TRUE | America/Chicago | 3 | 52630 | 1840007147 | [10 empty] | HillsboroIA
Alfarata | Alfarata | PA | Pennsylvania | 42087 | Mifflin | 40.6619 | -77.4559 | 177 | 122 | polygon | FALSE | FALSE | America/New_York | 3 | 17044 17841 | 1840024261 | [10 empty] | AlfarataPA
Stevinson | Stevinson | CA | California | 6047 | Merced | 37.3247 | -120.8497 | 177 | 60 | polygon | FALSE | FALSE | America/Los_Angeles | 3 | 95374 | 1840024774 | [10 empty] | StevinsonCA
Arroyo Hondo | Arroyo Hondo | NM | New Mexico | 35055 | Taos | 36.5346 | -105.6666 | 176 | 41 | polygon | FALSE | FALSE | America/Denver | 3 | 87571 87513 | 1840026908 | [10 empty] | Arroyo HondoNM
Gregory | Gregory | OK | Oklahoma | 40131 | Rogers | 36.1697 | -95.5742 | 176 | 22 | polygon | FALSE | FALSE | America/Chicago | 3 | 74036 | 1840034640 | [10 empty] | GregoryOK
Mill Spring | Mill Spring | MO | Missouri | 29223 | Wayne | 37.065 | -90.6778 | 176 | 154 | polygon | FALSE | TRUE | America/Chicago | 3 | 63952 | 1840013028 | [10 empty] | Mill SpringMO
Coffman Cove | Coffman Cove | AK | Alaska | 2198 | Prince of Wales-Hyder | 56.0057 | -132.8395 | 176 | 6 | polygon | FALSE | TRUE | America/Sitka | 3 | 99918 | 1840023519 | [10 empty] | Coffman CoveAK
Trego | Trego | WI | Wisconsin | 55129 | Washburn | 45.9049 | -91.8286 | 176 | 59 | polygon | FALSE | FALSE | America/Chicago | 3 | 54888 | 1840025283 | [10 empty] | TregoWI
Pantego | Pantego | NC | North Carolina | 37013 | Beaufort | 35.5874 | -76.6593 | 176 | 84 | polygon | FALSE | TRUE | America/New_York | 3 | 27860 | 1840016304 | [10 empty] | PantegoNC
Rickardsville | Rickardsville | IA | Iowa | 19061 | Dubuque | 42.5815 | -90.8763 | 176 | 74 | polygon | FALSE | TRUE | America/Chicago | 3 | 52039 | 1840009097 | [10 empty] | RickardsvilleIA
Mullin | Mullin | TX | Texas | 48333 | Mills | 31.5552 | -98.6657 | 176 | 145 | polygon | FALSE | TRUE | America/Chicago | 3 | 76864 | 1840023121 | [10 empty] | MullinTX
West Millgrove | West Millgrove | OH | Ohio | 39173 | Wood | 41.2427 | -83.4915 | 176 | 261 | polygon | FALSE | TRUE | America/New_York | 3 | 43467 44817 | 1840011565 | [10 empty] | West MillgroveOH
Magnolia | Magnolia | IA | Iowa | 19085 | Harrison | 41.6922 | -95.8741 | 176 | 119 | polygon | FALSE | TRUE | America/Chicago | 3 | 51550 | 1840009206 | [10 empty] | MagnoliaIA
Geuda Springs | Geuda Springs | KS | Kansas | 20191 | Sumner | 37.1116 | -97.1504 | 176 | 200 | polygon | FALSE | TRUE | America/Chicago | 3 | 67051 | 1840008746 | [10 empty] | Geuda SpringsKS
McCracken | McCracken | KS | Kansas | 20165 | Rush | 38.5821 | -99.5684 | 176 | 68 | polygon | FALSE | TRUE | America/Chicago | 3 | 67556 | 1840008627 | [10 empty] | McCrackenKS
Elida | Elida | NM | New Mexico | 35041 | Roosevelt | 33.9469 | -103.6531 | 176 | 66 | polygon | FALSE | TRUE | America/Denver | 3 | 88116 | 1840021897 | [10 empty] | ElidaNM
Abanda | Abanda | AL | Alabama | 1017 | Chambers | 33.0926 | -85.5253 | 176 | 22 | polygon | FALSE | FALSE | America/Chicago | 3 | 36276 | 1840023012 | [10 empty] | AbandaAL
Los Barreras | Los Barreras | TX | Texas | 48427 | Starr | 26.3911 | -98.9184 | 176 | 296 | polygon | FALSE | FALSE | America/Chicago | 3 | 78582 | 1840025177 | [10 empty] | Los BarrerasTX
De Witt | De Witt | IL | Illinois | 17039 | De Witt | 40.1848 | -88.7853 | 176 | 286 | polygon | FALSE | TRUE | America/Chicago | 3 | 61735 | 1840012315 | [10 empty] | De WittIL
Wardner | Wardner | ID | Idaho | 16079 | Shoshone | 47.5189 | -116.1357 | 176 | 77 | polygon | FALSE | TRUE | America/Los_Angeles | 3 | 83837 | 1840021091 | [10 empty] | WardnerID
Edmore | Edmore | ND | North Dakota | 38071 | Ramsey | 48.4124 | -98.4536 | 176 | 230 | polygon | FALSE | TRUE | America/Chicago | 3 | 58330 | 1840000073 | [10 empty] | EdmoreND
Carrollton | Carrollton | MS | Mississippi | 28015 | Carroll | 33.5058 | -89.9218 | 176 | 83 | polygon | FALSE | TRUE | America/Chicago | 3 | 38917 | 1840016834 | [10 empty] | CarrolltonMS
Alcan Border | Alcan Border | AK | Alaska | 2240 | Southeast Fairbanks | 62.6727 | -141.1321 | 176 | 0 | polygon | FALSE | TRUE | America/Anchorage | 3 | 99764 | 1840075086 | [10 empty] | Alcan BorderAK
Letcher | Letcher | SD | South Dakota | 46111 | Sanborn | 43.8995 | -98.1443 | 176 | 110 | polygon | FALSE | TRUE | America/Chicago | 3 | 57359 | 1840002537 | [10 empty] | LetcherSD
Ferryville | Ferryville | WI | Wisconsin | 55023 | Crawford | 43.3516 | -91.0935 | 176 | 34 | polygon | FALSE | TRUE | America/Chicago | 3 | 54628 | 1840002885 | [10 empty] | FerryvilleWI
Broomtown | Broomtown | AL | Alabama | 1019 | Cherokee | 34.3657 | -85.5322 | 176 | 14 | polygon | FALSE | FALSE | America/Chicago | 3 | 35973 | 1840022843 | [10 empty] | BroomtownAL
Delia | Delia | KS | Kansas | 20085 | Jackson | 39.2394 | -95.965 | 176 | 590 | polygon | FALSE | TRUE | America/Chicago | 3 | 66418 | 1840007329 | [10 empty] | DeliaKS
Government Camp | Government Camp | OR | Oregon | 41005 | Clackamas | 45.3022 | -121.7528 | 176 | 90 | polygon | FALSE | FALSE | America/Los_Angeles | 3 | 97028 | 1840023908 | [10 empty] | Government CampOR
Jakes Corner | Jakes Corner | AZ | Arizona | 4007 | Gila | 34.0083 | -111.3202 | 176 | 47 | polygon | FALSE | FALSE | America/Phoenix | 3 | 85541 | 1840022864 | [10 empty] | Jakes CornerAZ
Truchas | Truchas | NM | New Mexico | 35039 | Rio Arriba | 36.0338 | -105.8095 | 176 | 9 | polygon | FALSE | FALSE | America/Denver | 3 | 87578 | 1840024844 | [10 empty] | TruchasNM
Campo Verde | Campo Verde | TX | Texas | 48427 | Starr | 26.3916 | -98.914 | 176 | 2103 | polygon | FALSE | TRUE | America/Chicago | 2 | 78582 | 1840040661 | [10 empty] | Campo VerdeTX
Rosine | Rosine | KY | Kentucky | 21183 | Ohio | 37.4523 | -86.7373 | 176 | 141 | polygon | FALSE | FALSE | America/Chicago | 3 | 42370 42320 42349 | 1840026823 | [10 empty] | RosineKY
Driftwood | Driftwood | TX | Texas | 48209 | Hays | 30.133 | -98.0373 | 176 | 52 | polygon | FALSE | FALSE | America/Chicago | 3 | 78619 | 1840027023 | [10 empty] | DriftwoodTX
Shevlin | Shevlin | MN | Minnesota | 27029 | Clearwater | 47.5302 | -95.2595 | 175 | 83 | polygon | FALSE | TRUE | America/Chicago | 3 | 56676 | 1840008827 | [10 empty] | ShevlinMN
Westboro | Westboro | WI | Wisconsin | 55119 | Taylor | 45.3608 | -90.2934 | 175 | 36 | polygon | FALSE | FALSE | America/Chicago | 3 | 54490 | 1840025309 | [10 empty] | WestboroWI
Lucan | Lucan | MN | Minnesota | 27127 | Redwood | 44.41 | -95.4135 | 175 | 170 | polygon | FALSE | TRUE | America/Chicago | 3 | 56255 | 1840008960 | [10 empty] | LucanMN
Mapleview | Mapleview | MN | Minnesota | 27099 | Mower | 43.6901 | -92.974 | 175 | 362 | polygon | FALSE | TRUE | America/Chicago | 3 | 55912 | 1840009003 | [10 empty] | MapleviewMN
Lamar Heights | Lamar Heights | MO | Missouri | 29011 | Barton | 37.4937 | -94.2955 | 175 | 86 | polygon | FALSE | TRUE | America/Chicago | 3 | 64759 | 1840008728 | [10 empty] | Lamar HeightsMO
Economy | Economy | IN | Indiana | 18177 | Wayne | 39.9774 | -85.0871 | 175 | 753 | polygon | FALSE | TRUE | America/Indiana/Indianapolis | 3 | 47339 47346 | 1840010543 | [10 empty] | EconomyIN
Captiva | Captiva | FL | Florida | 12071 | Lee | 26.5205 | -82.191 | 175 | 57 | polygon | FALSE | FALSE | America/New_York | 3 | 33924 | 1840014217 | [10 empty] | CaptivaFL
Le Flore | Le Flore | OK | Oklahoma | 40079 | Le Flore | 34.8985 | -94.9759 | 175 | 48 | polygon | FALSE | FALSE | America/Chicago | 3 | 74942 | 1840034610 | [10 empty] | Le FloreOK
Cimarron City | Cimarron City | OK | Oklahoma | 40083 | Logan | 35.8887 | -97.6022 | 175 | 40 | polygon | FALSE | TRUE | America/Chicago | 3 | 73028 73044 | 1840022692 | [10 empty] | Cimarron CityOK
Cleaton | Cleaton | KY | Kentucky | 21177 | Muhlenberg | 37.2518 | -87.0903 | 175 | 109 | polygon | FALSE | FALSE | America/Chicago | 3 | 42330 42332 | 1840030408 | [10 empty] | CleatonKY
Pierson | Pierson | MI | Michigan | 26117 | Montcalm | 43.3196 | -85.4975 | 175 | 270 | polygon | FALSE | TRUE | America/Detroit | 3 | 49339 | 1840010994 | [10 empty] | PiersonMI
Arnegard | Arnegard | ND | North Dakota | 38053 | McKenzie | 47.8084 | -103.4388 | 175 | 263 | polygon | FALSE | TRUE | America/Chicago | 3 | 58835 | 1840000109 | [10 empty] | ArnegardND
Kirkville | Kirkville | IA | Iowa | 19179 | Wapello | 41.1422 | -92.5036 | 175 | 121 | polygon | FALSE | TRUE | America/Chicago | 3 | 52566 | 1840008269 | [10 empty] | KirkvilleIA
Rochester | Rochester | OH | Ohio | 39093 | Lorain | 41.1246 | -82.3058 | 175 | 60 | polygon | FALSE | TRUE | America/New_York | 3 | 44090 | 1840011593 | [10 empty] | RochesterOH
Philo | Philo | CA | California | 6045 | Mendocino | 39.0657 | -123.4452 | 175 | 32 | polygon | FALSE | FALSE | America/Los_Angeles | 3 | 95466 95415 | 1840026600 | [10 empty] | PhiloCA
Pena | Pena | TX | Texas | 48427 | Starr | 26.4155 | -98.97 | 175 | 4518 | polygon | FALSE | TRUE | America/Chicago | 2 | 78584 | 1840041420 | [10 empty] | PenaTX
Plainville | Plainville | OH | Ohio | 39061 | Hamilton | 39.1439 | -84.3593 | 175 | 741 | polygon | FALSE | FALSE | America/New_York | 3 | 45243 45227 | 1840034159 | [10 empty] | PlainvilleOH
Crowley | Crowley | CO | Colorado | 8025 | Crowley | 38.1935 | -103.8598 | 175 | 299 | polygon | FALSE | TRUE | America/Denver | 3 | 81033 81063 | 1840021502 | [10 empty] | CrowleyCO
Cleveland | Cleveland | VA | Virginia | 51167 | Russell | 36.9434 | -82.1527 | 175 | 536 | polygon | FALSE | TRUE | America/New_York | 3 | 24225 | 1840006491 | [10 empty] | ClevelandVA
Houston | Houston | AR | Arkansas | 5105 | Perry | 35.0349 | -92.6945 | 175 | 66 | polygon | FALSE | TRUE | America/Chicago | 3 | 72070 | 1840016488 | [10 empty] | HoustonAR
Pulaski | Pulaski | IL | Illinois | 17153 | Pulaski | 37.2163 | -89.2078 | 175 | 51 | polygon | FALSE | TRUE | America/Chicago | 3 | 62976 | 1840013024 | [10 empty] | PulaskiIL
Stamford | Stamford | NE | Nebraska | 31083 | Harlan | 40.1313 | -99.5945 | 175 | 142 | polygon | FALSE | TRUE | America/Chicago | 3 | 68977 | 1840012303 | [10 empty] | StamfordNE
Sacate Village | Sacate Village | AZ | Arizona | 4021 | Pinal | 33.1416 | -111.9811 | 175 | 19 | polygon | FALSE | TRUE | America/Phoenix | 3 | 85339 85121 | 1840042772 | [10 empty] | Sacate VillageAZ
North Henderson | North Henderson | IL | Illinois | 17131 | Mercer | 41.0904 | -90.4748 | 174 | 296 | polygon | FALSE | TRUE | America/Chicago | 3 | 61466 | 1840011679 | [10 empty] | North HendersonIL
Bessie | Bessie | OK | Oklahoma | 40149 | Washita | 35.3854 | -98.9894 | 174 | 132 | polygon | FALSE | TRUE | America/Chicago | 3 | 73622 | 1840020440 | [10 empty] | BessieOK
Williams | Williams | MN | Minnesota | 27077 | Lake of the Woods | 48.768 | -94.9533 | 174 | 68 | polygon | FALSE | TRUE | America/Chicago | 3 | 56686 | 1840010905 | [10 empty] | WilliamsMN
Coin | Coin | IA | Iowa | 19145 | Page | 40.6561 | -95.2349 | 174 | 83 | polygon | FALSE | TRUE | America/Chicago | 3 | 51636 | 1840007181 | [10 empty] | CoinIA
Kranzburg | Kranzburg | SD | South Dakota | 46029 | Codington | 44.8888 | -96.9092 | 174 | 87 | polygon | FALSE | TRUE | America/Chicago | 3 | 57245 57238 | 1840002159 | [10 empty] | KranzburgSD
Chinese Camp | Chinese Camp | CA | California | 6109 | Tuolumne | 37.8703 | -120.4443 | 174 | 74 | polygon | FALSE | FALSE | America/Los_Angeles | 3 | 95327 | 1840017598 | [10 empty] | Chinese CampCA
Orangeville | Orangeville | OH | Ohio | 39155 | Trumbull | 41.3421 | -80.5277 | 174 | 90 | polygon | FALSE | TRUE | America/New_York | 3 | 44404 44453 | 1840000655 | [10 empty] | OrangevilleOH
SalineÃ±o | Salineno | TX | Texas | 48427 | Starr | 26.5176 | -99.1121 | 174 | 987 | polygon | FALSE | FALSE | America/Chicago | 3 | 78585 | 1840019724 | [10 empty] | SalineÃ±oTX
Fifty-Six | Fifty-Six | AR | Arkansas | 5137 | Stone | 35.962 | -92.2301 | 174 | 32 | polygon | FALSE | TRUE | America/Chicago | 3 | 72533 | 1840073878 | [10 empty] | Fifty-SixAR
Berlin | Berlin | IL | Illinois | 17167 | Sangamon | 39.7569 | -89.9027 | 174 | 73 | polygon | FALSE | TRUE | America/Chicago | 3 | 62670 | 1840012440 | [10 empty] | BerlinIL
Bellechester | Bellechester | MN | Minnesota | 27049 | Goodhue | 44.371 | -92.5113 | 174 | 212 | polygon | FALSE | TRUE | America/Chicago | 3 | 55027 | 1840006779 | [10 empty] | BellechesterMN
Gu-Win | Gu-Win | AL | Alabama | 1093 | Marion | 33.9443 | -87.8704 | 174 | 34 | polygon | FALSE | TRUE | America/Chicago | 3 | 35563 35594 | 1840016696 | [10 empty] | Gu-WinAL
Quitman | Quitman | LA | Louisiana | 22049 | Jackson | 32.3507 | -92.7236 | 174 | 71 | polygon | FALSE | TRUE | America/Chicago | 3 | 71268 | 1840018115 | [10 empty] | QuitmanLA
Carrsville | Carrsville | VA | Virginia | 51093 | Isle of Wight | 36.7088 | -76.8371 | 174 | 20 | polygon | FALSE | FALSE | America/New_York | 3 | 23315 23851 | 1840024809 | [10 empty] | CarrsvilleVA
Foxburg | Foxburg | PA | Pennsylvania | 42031 | Clarion | 41.1459 | -79.6802 | 174 | 182 | polygon | FALSE | TRUE | America/New_York | 3 | 16036 | 1840003456 | [10 empty] | FoxburgPA
Jackson Lake | Jackson Lake | CO | Colorado | 8087 | Morgan | 40.3756 | -104.0711 | 174 | 21 | polygon | FALSE | TRUE | America/Denver | 3 | 80653 | 1840038727 | [10 empty] | Jackson LakeCO
Churchville | Churchville | VA | Virginia | 51015 | Augusta | 38.2247 | -79.1619 | 174 | 176 | polygon | FALSE | FALSE | America/New_York | 3 | 24421 | 1840024683 | [10 empty] | ChurchvilleVA
Wallingford | Wallingford | IA | Iowa | 19063 | Emmet | 43.3202 | -94.7924 | 173 | 68 | polygon | FALSE | TRUE | America/Chicago | 3 | 51365 | 1840010060 | [10 empty] | WallingfordIA
White Mesa | White Mesa | UT | Utah | 49037 | San Juan | 37.4596 | -109.46 | 173 | 4 | polygon | FALSE | FALSE | America/Denver | 3 | 84511 | 1840037252 | [10 empty] | White MesaUT
Newbern | Newbern | AL | Alabama | 1065 | Hale | 32.592 | -87.5331 | 173 | 57 | polygon | FALSE | TRUE | America/Chicago | 3 | 36765 | 1840016943 | [10 empty] | NewbernAL
Kaltag | Kaltag | AK | Alaska | 2290 | Yukon-Koyukuk | 64.3223 | -158.7436 | 173 | 3 | polygon | FALSE | TRUE | America/Anchorage | 3 | 99748 | 1840023452 | [10 empty] | KaltagAK
Spaulding | Spaulding | OK | Oklahoma | 40063 | Hughes | 35.0132 | -96.4406 | 173 | 20 | polygon | FALSE | TRUE | America/Chicago | 3 | 74848 | 1840022791 | [10 empty] | SpauldingOK
Holland | Holland | MN | Minnesota | 27117 | Pipestone | 44.0896 | -96.1944 | 173 | 72 | polygon | FALSE | TRUE | America/Chicago | 3 | 56139 | 1840006798 | [10 empty] | HollandMN
Amsterdam | Amsterdam | MT | Montana | 30031 | Gallatin | 45.7462 | -111.3301 | 173 | 24 | polygon | FALSE | FALSE | America/Denver | 3 | 59741 | 1840026101 | [10 empty] | AmsterdamMT
Tingley | Tingley | IA | Iowa | 19159 | Ringgold | 40.8528 | -94.196 | 173 | 98 | polygon | FALSE | TRUE | America/Chicago | 3 | 50863 | 1840010366 | [10 empty] | TingleyIA
Cannonville | Cannonville | UT | Utah | 49017 | Garfield | 37.5687 | -112.053 | 173 | 26 | polygon | FALSE | TRUE | America/Denver | 3 | 84718 | 1840022530 | [10 empty] | CannonvilleUT
Good Hope | Good Hope | OH | Ohio | 39047 | Fayette | 39.4467 | -83.3594 | 173 | 88 | polygon | FALSE | FALSE | America/New_York | 3 | 43160 45123 | 1840026628 | [10 empty] | Good HopeOH
Omaha | Omaha | AR | Arkansas | 5009 | Boone | 36.4583 | -93.191 | 173 | 171 | polygon | FALSE | TRUE | America/Chicago | 3 | 72662 | 1840016085 | [10 empty] | OmahaAR
Foley | Foley | MO | Missouri | 29113 | Lincoln | 39.0458 | -90.7414 | 173 | 463 | polygon | FALSE | TRUE | America/Chicago | 3 | 63347 | 1840008541 | [10 empty] | FoleyMO
Adrian | Adrian | OR | Oregon | 41045 | Malheur | 43.7408 | -117.0709 | 173 | 273 | polygon | FALSE | TRUE | America/Boise | 3 | 97913 97901 | 1840018616 | [10 empty] | AdrianOR
Ogdensburg | Ogdensburg | WI | Wisconsin | 55135 | Waupaca | 44.4535 | -89.0316 | 173 | 68 | polygon | FALSE | TRUE | America/Chicago | 3 | 54962 | 1840002362 | [10 empty] | OgdensburgWI
Hunnewell | Hunnewell | MO | Missouri | 29205 | Shelby | 39.6679 | -91.8588 | 173 | 108 | polygon | FALSE | TRUE | America/Chicago | 3 | 63443 | 1840007305 | [10 empty] | HunnewellMO
Petersburg | Petersburg | ND | North Dakota | 38063 | Nelson | 48.0132 | -98.0004 | 173 | 64 | polygon | FALSE | TRUE | America/Chicago | 3 | 58272 | 1840000098 | [10 empty] | PetersburgND
Snowville | Snowville | UT | Utah | 49003 | Box Elder | 41.9728 | -112.7164 | 173 | 43 | polygon | FALSE | TRUE | America/Denver | 3 | 84336 | 1840022382 | [10 empty] | SnowvilleUT
De Soto | De Soto | GA | Georgia | 13261 | Sumter | 31.9548 | -84.0636 | 173 | 81 | polygon | FALSE | TRUE | America/New_York | 3 | 31743 | 1840029398 | [10 empty] | De SotoGA
Beards Fork | Beards Fork | WV | West Virginia | 54019 | Fayette | 38.0645 | -81.2278 | 173 | 39 | polygon | FALSE | FALSE | America/New_York | 3 | 25173 | 1840025676 | [10 empty] | Beards ForkWV
New Paris | New Paris | PA | Pennsylvania | 42009 | Bedford | 40.1084 | -78.643 | 172 | 1150 | polygon | FALSE | TRUE | America/New_York | 3 | 15554 | 1840001402 | [10 empty] | New ParisPA
Alpine Northwest | Alpine Northwest | WY | Wyoming | 56023 | Lincoln | 43.1816 | -111.0344 | 172 | 52 | polygon | FALSE | TRUE | America/Denver | 3 | 83128 | 1840036652 | [10 empty] | Alpine NorthwestWY
Dry Creek | Dry Creek | OK | Oklahoma | 40021 | Cherokee | 35.7275 | -94.8704 | 172 | 7 | polygon | FALSE | FALSE | America/Chicago | 3 | 74451 74427 | 1840034633 | [10 empty] | Dry CreekOK
Cataract | Cataract | WI | Wisconsin | 55081 | Monroe | 44.0866 | -90.8384 | 172 | 111 | polygon | FALSE | FALSE | America/Chicago | 3 | 54656 | 1840025396 | [10 empty] | CataractWI
Oconee | Oconee | IL | Illinois | 17173 | Shelby | 39.2863 | -89.1066 | 172 | 186 | polygon | FALSE | TRUE | America/Chicago | 3 | 62553 | 1840012590 | [10 empty] | OconeeIL
Felton | Felton | MN | Minnesota | 27027 | Clay | 47.0749 | -96.5058 | 172 | 65 | polygon | FALSE | TRUE | America/Chicago | 3 | 56536 | 1840007728 | [10 empty] | FeltonMN
Millstone | Millstone | KY | Kentucky | 21133 | Letcher | 37.1638 | -82.7495 | 172 | 309 | polygon | FALSE | FALSE | America/New_York | 3 | 41838 | 1840026874 | [10 empty] | MillstoneKY
Kettle River | Kettle River | MN | Minnesota | 27017 | Carlton | 46.4862 | -92.8776 | 172 | 171 | polygon | FALSE | TRUE | America/Chicago | 3 | 55757 | 1840007744 | [10 empty] | Kettle RiverMN
Allen | Allen | KS | Kansas | 20111 | Lyon | 38.6552 | -96.1696 | 172 | 240 | polygon | FALSE | TRUE | America/Chicago | 3 | 66833 | 1840007469 | [10 empty] | AllenKS
Whitesville | Whitesville | VA | Virginia | 51001 | Accomack | 37.7816 | -75.6636 | 172 | 194 | polygon | FALSE | FALSE | America/New_York | 3 | 23421 | 1840024749 | [10 empty] | WhitesvilleVA
Boulder Junction | Boulder Junction | WI | Wisconsin | 55125 | Vilas | 46.1126 | -89.6452 | 172 | 57 | polygon | FALSE | FALSE | America/Chicago | 3 | 54512 | 1840025276 | [10 empty] | Boulder JunctionWI
Manley | Manley | NE | Nebraska | 31025 | Cass | 40.9199 | -96.1664 | 172 | 983 | polygon | FALSE | TRUE | America/Chicago | 3 | 68403 | 1840011813 | [10 empty] | ManleyNE
Murtaugh | Murtaugh | ID | Idaho | 16083 | Twin Falls | 42.492 | -114.1614 | 172 | 558 | polygon | FALSE | TRUE | America/Boise | 3 | 83344 | 1840020083 | [10 empty] | MurtaughID
Edna | Edna | CA | California | 6079 | San Luis Obispo | 35.2108 | -120.606 | 172 | 54 | polygon | FALSE | FALSE | America/Los_Angeles | 3 | 93401 | 1840024937 | [10 empty] | EdnaCA
Junction | Junction | UT | Utah | 49031 | Piute | 38.2357 | -112.2238 | 172 | 5 | polygon | FALSE | TRUE | America/Denver | 3 | 84740 | 1840021503 | [10 empty] | JunctionUT
Teresita | Teresita | OK | Oklahoma | 40021 | Cherokee | 36.123 | -94.9803 | 172 | 6 | polygon | FALSE | FALSE | America/Chicago | 3 | 74464 74364 | 1840034594 | [10 empty] | TeresitaOK
Loma Mar | Loma Mar | CA | California | 6081 | San Mateo | 37.2658 | -122.3007 | 172 | 38 | polygon | FALSE | FALSE | America/Los_Angeles | 3 | 94021 94060 | 1840026828 | [10 empty] | Loma MarCA
Marcus | Marcus | WA | Washington | 53065 | Stevens | 48.6643 | -118.06 | 172 | 302 | polygon | FALSE | TRUE | America/Los_Angeles | 3 | 99126 99151 | 1840022273 | [10 empty] | MarcusWA
El Quiote | El Quiote | TX | Texas | 48427 | Starr | 26.3845 | -98.9084 | 172 | 1307 | polygon | FALSE | TRUE | America/Chicago | 3 | 78582 | 1840040738 | [10 empty] | El QuioteTX
Allen | Allen | KY | Kentucky | 21071 | Floyd | 37.6119 | -82.7292 | 172 | 371 | polygon | FALSE | TRUE | America/New_York | 3 | 41601 | 1840030361 | [10 empty] | AllenKY
Farmington | Farmington | CA | California | 6077 | San Joaquin | 37.9299 | -121.0043 | 172 | 26 | polygon | FALSE | FALSE | America/Los_Angeles | 3 | 95230 | 1840017605 | [10 empty] | FarmingtonCA
Lidderdale | Lidderdale | IA | Iowa | 19027 | Carroll | 42.1225 | -94.7837 | 171 | 27 | polygon | FALSE | TRUE | America/Chicago | 3 | 51401 51443 51452 | 1840009161 | [10 empty] | LidderdaleIA
Packwaukee | Packwaukee | WI | Wisconsin | 55077 | Marquette | 43.7653 | -89.4599 | 171 | 137 | polygon | FALSE | FALSE | America/Chicago | 3 | 53953 53949 | 1840025402 | [10 empty] | PackwaukeeWI
Elizabeth | Elizabeth | MN | Minnesota | 27111 | Otter Tail | 46.3798 | -96.1309 | 171 | 176 | polygon | FALSE | TRUE | America/Chicago | 3 | 56537 56533 | 1840007745 | [10 empty] | ElizabethMN
Star City | Star City | IN | Indiana | 18131 | Pulaski | 40.9746 | -86.5613 | 171 | 63 | polygon | FALSE | FALSE | America/Indiana/Winamac | 3 | 46985 | 1840005179 | [10 empty] | Star CityIN
Adin | Adin | CA | California | 6049 | Modoc | 41.1964 | -120.9494 | 171 | 19 | polygon | FALSE | FALSE | America/Los_Angeles | 3 | 96006 | 1840022383 | [10 empty] | AdinCA
Halltown | Halltown | MO | Missouri | 29109 | Lawrence | 37.1947 | -93.6292 | 171 | 313 | polygon | FALSE | TRUE | America/Chicago | 3 | 65604 65664 | 1840013029 | [10 empty] | HalltownMO
Syracuse | Syracuse | MO | Missouri | 29141 | Morgan | 38.6696 | -92.8763 | 171 | 176 | polygon | FALSE | TRUE | America/Chicago | 3 | 65354 | 1840009650 | [10 empty] | SyracuseMO
Dickens | Dickens | IA | Iowa | 19041 | Clay | 43.1339 | -95.0223 | 171 | 80 | polygon | FALSE | TRUE | America/Chicago | 3 | 51333 | 1840006883 | [10 empty] | DickensIA
Mount Briar | Mount Briar | MD | Maryland | 24043 | Washington | 39.4426 | -77.6873 | 171 | 106 | polygon | FALSE | FALSE | America/New_York | 3 | 21756 | 1840026617 | [10 empty] | Mount BriarMD
Tallulah Falls | Tallulah Falls | GA | Georgia | 13137 | Habersham | 34.7258 | -83.3816 | 171 | 8 | polygon | FALSE | TRUE | America/New_York | 3 | 30523 30573 30552 | 1840016568 | [10 empty] | Tallulah FallsGA
Sparks | Sparks | OK | Oklahoma | 40081 | Lincoln | 35.6113 | -96.8191 | 171 | 167 | polygon | FALSE | TRUE | America/Chicago | 3 | 74869 | 1840022713 | [10 empty] | SparksOK
Stone Creek | Stone Creek | OH | Ohio | 39157 | Tuscarawas | 40.3997 | -81.558 | 171 | 153 | polygon | FALSE | TRUE | America/New_York | 3 | 43840 | 1840012096 | [10 empty] | Stone CreekOH
Woodford | Woodford | SC | South Carolina | 45075 | Orangeburg | 33.6687 | -81.112 | 171 | 84 | polygon | FALSE | TRUE | America/New_York | 3 | 29112 | 1840016825 | [10 empty] | WoodfordSC
Lenhartsville | Lenhartsville | PA | Pennsylvania | 42011 | Berks | 40.572 | -75.8894 | 171 | 356 | polygon | FALSE | TRUE | America/New_York | 3 | 19534 | 1840001181 | [10 empty] | LenhartsvillePA
Wellersburg | Wellersburg | PA | Pennsylvania | 42111 | Somerset | 39.7306 | -78.848 | 171 | 81 | polygon | FALSE | TRUE | America/New_York | 3 | 15564 15545 | 1840003750 | [10 empty] | WellersburgPA
St. James | St. James | MI | Michigan | 26029 | Charlevoix | 45.7474 | -85.5173 | 171 | 64 | polygon | FALSE | FALSE | America/Detroit | 3 | 49782 | 1840025195 | [10 empty] | St. JamesMI
Beaver Bay | Beaver Bay | MN | Minnesota | 27075 | Lake | 47.2561 | -91.3061 | 171 | 82 | polygon | FALSE | TRUE | America/Chicago | 3 | 55614 55601 | 1840006602 | [10 empty] | Beaver BayMN
Parnell | Parnell | MO | Missouri | 29147 | Nodaway | 40.4384 | -94.6223 | 171 | 241 | polygon | FALSE | TRUE | America/Chicago | 3 | 64475 | 1840009418 | [10 empty] | ParnellMO
Porter | Porter | MN | Minnesota | 27173 | Yellow Medicine | 44.642 | -96.1693 | 171 | 29 | polygon | FALSE | TRUE | America/Chicago | 3 | 56280 | 1840008945 | [10 empty] | PorterMN
East Globe | East Globe | AZ | Arizona | 4007 | Gila | 33.3511 | -110.7061 | 171 | 19 | polygon | FALSE | TRUE | America/Phoenix | 3 | 85550 | 1840075328 | [10 empty] | East GlobeAZ
Fernan Lake Village | Fernan Lake Village | ID | Idaho | 16055 | Kootenai | 47.6726 | -116.7472 | 171 | 865 | polygon | FALSE | TRUE | America/Los_Angeles | 3 | 83814 | 1840019805 | [10 empty] | Fernan Lake VillageID
Richey | Richey | MT | Montana | 30021 | Dawson | 47.6439 | -105.0695 | 171 | 256 | polygon | FALSE | TRUE | America/Denver | 3 | 59259 | 1840021114 | [10 empty] | RicheyMT
Hettick | Hettick | IL | Illinois | 17117 | Macoupin | 39.3557 | -90.0372 | 171 | 180 | polygon | FALSE | TRUE | America/Chicago | 3 | 62649 | 1840012650 | [10 empty] | HettickIL
Gargatha | Gargatha | VA | Virginia | 51001 | Accomack | 37.7905 | -75.5819 | 171 | 22 | polygon | FALSE | FALSE | America/New_York | 3 | 23421 | 1840024726 | [10 empty] | GargathaVA
Strathmere | Strathmere | NJ | New Jersey | 34009 | Cape May | 39.1944 | -74.6618 | 171 | 125 | polygon | FALSE | FALSE | America/New_York | 3 | 8248 | 1840005868 | [10 empty] | StrathmereNJ
New Lebanon | New Lebanon | PA | Pennsylvania | 42085 | Mercer | 41.4196 | -80.0755 | 171 | 51 | polygon | FALSE | TRUE | America/New_York | 3 | 16145 | 1840000736 | [10 empty] | New LebanonPA
Alexandria | Alexandria | NE | Nebraska | 31169 | Thayer | 40.2475 | -97.3877 | 171 | 163 | polygon | FALSE | TRUE | America/Chicago | 3 | 68303 | 1840010475 | [10 empty] | AlexandriaNE
Metcalf | Metcalf | IL | Illinois | 17045 | Edgar | 39.8004 | -87.8078 | 171 | 111 | polygon | FALSE | TRUE | America/Chicago | 3 | 61940 | 1840012504 | [10 empty] | MetcalfIL
Glen Acres | Glen Acres | NM | New Mexico | 35023 | Hidalgo | 32.3748 | -108.7161 | 171 | 69 | polygon | FALSE | TRUE | America/Denver | 3 | 88045 | 1840040038 | [10 empty] | Glen AcresNM
Gildford | Gildford | MT | Montana | 30041 | Hill | 48.5738 | -110.3071 | 171 | 58 | polygon | FALSE | FALSE | America/Denver | 3 | 59525 | 1840017302 | [10 empty] | GildfordMT
West Mineral | West Mineral | KS | Kansas | 20021 | Cherokee | 37.2839 | -94.9266 | 171 | 196 | polygon | FALSE | TRUE | America/Chicago | 3 | 66782 | 1840010881 | [10 empty] | West MineralKS
Christine | Christine | ND | North Dakota | 38077 | Richland | 46.5752 | -96.8067 | 170 | 321 | polygon | FALSE | TRUE | America/Chicago | 3 | 58015 | 1840001949 | [10 empty] | ChristineND
Claremont | Claremont | IL | Illinois | 17159 | Richland | 38.7176 | -87.973 | 170 | 82 | polygon | FALSE | TRUE | America/Chicago | 3 | 62421 | 1840010755 | [10 empty] | ClaremontIL
Adrian | Adrian | TX | Texas | 48359 | Oldham | 35.2742 | -102.6671 | 170 | 139 | polygon | FALSE | TRUE | America/Chicago | 3 | 79001 | 1840019155 | [10 empty] | AdrianTX
Conway | Conway | MI | Michigan | 26047 | Emmet | 45.4188 | -84.8634 | 170 | 155 | polygon | FALSE | FALSE | America/Detroit | 3 | 49706 49722 49770 | 1840025184 | [10 empty] | ConwayMI
Glen Echo Park | Glen Echo Park | MO | Missouri | 29189 | St. Louis | 38.7009 | -90.2965 | 170 | 2051 | polygon | FALSE | TRUE | America/Chicago | 2 | 63121 | 1840012820 | [10 empty] | Glen Echo ParkMO
Leslie | Leslie | MO | Missouri | 29071 | Franklin | 38.4179 | -91.2312 | 170 | 385 | polygon | FALSE | TRUE | America/Chicago | 3 | 63056 | 1840012860 | [10 empty] | LeslieMO
Diamond Bluff | Diamond Bluff | WI | Wisconsin | 55093 | Pierce | 44.649 | -92.6189 | 170 | 37 | polygon | FALSE | FALSE | America/Chicago | 3 | 54014 | 1840025342 | [10 empty] | Diamond BluffWI
Sanborn | Sanborn | ND | North Dakota | 38003 | Barnes | 46.9428 | -98.2238 | 170 | 109 | polygon | FALSE | TRUE | America/Chicago | 3 | 58480 | 1840001931 | [10 empty] | SanbornND
College City | College City | CA | California | 6011 | Colusa | 39.0063 | -122.0068 | 170 | 20 | polygon | FALSE | FALSE | America/Los_Angeles | 3 | 95912 | 1840022464 | [10 empty] | College CityCA
Taylor | Taylor | ND | North Dakota | 38089 | Stark | 46.9018 | -102.4222 | 170 | 131 | polygon | FALSE | TRUE | America/Denver | 3 | 58656 | 1840001939 | [10 empty] | TaylorND
Ruth | Ruth | CA | California | 6105 | Trinity | 40.2943 | -123.3483 | 170 | 1 | polygon | FALSE | FALSE | America/Los_Angeles | 3 | 95552 | 1840026339 | [10 empty] | RuthCA
Eagle Rock | Eagle Rock | MO | Missouri | 29009 | Barry | 36.5498 | -93.7416 | 170 | 29 | polygon | FALSE | FALSE | America/Chicago | 3 | 65641 | 1840025744 | [10 empty] | Eagle RockMO
Kettlersville | Kettlersville | OH | Ohio | 39149 | Shelby | 40.4389 | -84.2597 | 170 | 63 | polygon | FALSE | TRUE | America/New_York | 3 | 45336 45302 | 1840012192 | [10 empty] | KettlersvilleOH
Moore | Moore | ID | Idaho | 16023 | Butte | 43.7343 | -113.3675 | 170 | 231 | polygon | FALSE | TRUE | America/Boise | 3 | 83255 | 1840020011 | [10 empty] | MooreID
Notchietown | Notchietown | OK | Oklahoma | 40135 | Sequoyah | 35.5857 | -95.0901 | 170 | 8 | polygon | FALSE | FALSE | America/Chicago | 3 | 74435 | 1840034569 | [10 empty] | NotchietownOK
Neahkahnie | Neahkahnie | OR | Oregon | 41057 | Tillamook | 45.7324 | -123.9399 | 170 | 100 | polygon | FALSE | FALSE | America/Los_Angeles | 3 | 97131 | 1840034839 | [10 empty] | NeahkahnieOR
Garfield | Garfield | KS | Kansas | 20145 | Pawnee | 38.077 | -99.2445 | 169 | 121 | polygon | FALSE | TRUE | America/Chicago | 3 | 67529 | 1840008667 | [10 empty] | GarfieldKS
Miami | Miami | MO | Missouri | 29195 | Saline | 39.3224 | -93.2258 | 169 | 116 | polygon | FALSE | TRUE | America/Chicago | 3 | 65344 | 1840008510 | [10 empty] | MiamiMO
Louise | Louise | MS | Mississippi | 28053 | Humphreys | 32.9813 | -90.5904 | 169 | 369 | polygon | FALSE | TRUE | America/Chicago | 3 | 39097 | 1840016888 | [10 empty] | LouiseMS
Lambs Grove | Lambs Grove | IA | Iowa | 19099 | Jasper | 41.7008 | -93.0793 | 169 | 637 | polygon | FALSE | TRUE | America/Chicago | 3 | 50208 | 1840008176 | [10 empty] | Lambs GroveIA
Barnes City | Barnes City | IA | Iowa | 19123 | Mahaska | 41.5071 | -92.4696 | 169 | 110 | polygon | FALSE | TRUE | America/Chicago | 3 | 50027 50171 | 1840007112 | [10 empty] | Barnes CityIA
Griffin | Griffin | IN | Indiana | 18129 | Posey | 38.2043 | -87.915 | 169 | 954 | polygon | FALSE | TRUE | America/Chicago | 3 | 47616 | 1840010823 | [10 empty] | GriffinIN
Seboyeta | Seboyeta | NM | New Mexico | 35006 | Cibola | 35.2241 | -107.4049 | 169 | 5 | polygon | FALSE | FALSE | America/Denver | 3 | 87014 | 1840024969 | [10 empty] | SeboyetaNM
Glenford | Glenford | OH | Ohio | 39127 | Perry | 39.8863 | -82.3202 | 169 | 578 | polygon | FALSE | TRUE | America/New_York | 3 | 43739 | 1840012481 | [10 empty] | GlenfordOH
Valley Springs | Valley Springs | AR | Arkansas | 5009 | Boone | 36.1537 | -92.9896 | 169 | 127 | polygon | FALSE | TRUE | America/Chicago | 3 | 72601 | 1840016083 | [10 empty] | Valley SpringsAR
Utica | Utica | PA | Pennsylvania | 42121 | Venango | 41.436 | -79.9592 | 169 | 46 | polygon | FALSE | TRUE | America/New_York | 3 | 16362 | 1840003431 | [10 empty] | UticaPA
Renick | Renick | MO | Missouri | 29175 | Randolph | 39.3419 | -92.4109 | 169 | 328 | polygon | FALSE | TRUE | America/Chicago | 3 | 65270 65278 | 1840012601 | [10 empty] | RenickMO
Dunreith | Dunreith | IN | Indiana | 18065 | Henry | 39.8028 | -85.4366 | 169 | 524 | polygon | FALSE | TRUE | America/Indiana/Indianapolis | 3 | 47337 | 1840010530 | [10 empty] | DunreithIN
Tupelo | Tupelo | AR | Arkansas | 5067 | Jackson | 35.391 | -91.2298 | 169 | 208 | polygon | FALSE | TRUE | America/Chicago | 3 | 72169 | 1840016256 | [10 empty] | TupeloAR
Grandin | Grandin | ND | North Dakota | 38017 | Cass | 47.2367 | -97.0033 | 169 | 360 | polygon | FALSE | TRUE | America/Chicago | 3 | 58038 | 1840000180 | [10 empty] | GrandinND
Round Mountain | Round Mountain | TX | Texas | 48031 | Blanco | 30.4298 | -98.3609 | 169 | 28 | polygon | FALSE | TRUE | America/Chicago | 3 | 78663 | 1840022184 | [10 empty] | Round MountainTX
Morgan Heights | Morgan Heights | CO | Colorado | 8087 | Morgan | 40.2875 | -103.8275 | 169 | 228 | polygon | FALSE | TRUE | America/Denver | 3 | 80701 | 1840038739 | [10 empty] | Morgan HeightsCO
Sierra Village | Sierra Village | CA | California | 6109 | Tuolumne | 38.0768 | -120.1624 | 169 | 25 | polygon | FALSE | FALSE | America/Los_Angeles | 3 | 95335 95346 | 1840024693 | [10 empty] | Sierra VillageCA
Sisquoc | Sisquoc | CA | California | 6083 | Santa Barbara | 34.8622 | -120.2943 | 169 | 29 | polygon | FALSE | FALSE | America/Los_Angeles | 3 | 93454 | 1840024985 | [10 empty] | SisquocCA
Big Arm | Big Arm | MT | Montana | 30047 | Lake | 47.7936 | -114.2701 | 169 | 12 | polygon | FALSE | FALSE | America/Denver | 3 | 59910 | 1840017331 | [10 empty] | Big ArmMT
Mason City | Mason City | NE | Nebraska | 31041 | Custer | 41.2221 | -99.2988 | 169 | 137 | polygon | FALSE | TRUE | America/Chicago | 3 | 68855 | 1840011470 | [10 empty] | Mason CityNE
Hillsboro | Hillsboro | VA | Virginia | 51107 | Loudoun | 39.1987 | -77.7239 | 169 | 246 | polygon | FALSE | TRUE | America/New_York | 3 | 20132 | 1840005871 | [10 empty] | HillsboroVA
Norris | Norris | SD | South Dakota | 46095 | Mellette | 43.4721 | -101.1928 | 169 | 74 | polygon | FALSE | FALSE | America/Chicago | 3 | 57560 | 1840024014 | [10 empty] | NorrisSD
Sarahsville | Sarahsville | OH | Ohio | 39121 | Noble | 39.8076 | -81.4692 | 169 | 386 | polygon | FALSE | TRUE | America/New_York | 3 | 43779 | 1840012466 | [10 empty] | SarahsvilleOH
Linndale | Linndale | OH | Ohio | 39035 | Cuyahoga | 41.4449 | -81.7669 | 169 | 804 | polygon | FALSE | TRUE | America/New_York | 3 | 44135 44111 | 1840000609 | [10 empty] | LinndaleOH
Albrightsville | Albrightsville | PA | Pennsylvania | 42025 | Carbon | 41.0117 | -75.6068 | 169 | 64 | polygon | FALSE | FALSE | America/New_York | 3 | 18210 | 1840026377 | [10 empty] | AlbrightsvillePA
Lehigh | Lehigh | KS | Kansas | 20115 | Marion | 38.3745 | -97.3022 | 169 | 202 | polygon | FALSE | TRUE | America/Chicago | 3 | 67073 | 1840008640 | [10 empty] | LehighKS
Binford | Binford | ND | North Dakota | 38039 | Griggs | 47.5604 | -98.3456 | 169 | 184 | polygon | FALSE | TRUE | America/Chicago | 3 | 58416 | 1840001904 | [10 empty] | BinfordND
Palisade | Palisade | MN | Minnesota | 27001 | Aitkin | 46.7126 | -93.4895 | 169 | 95 | polygon | FALSE | TRUE | America/Chicago | 3 | 56469 | 1840008842 | [10 empty] | PalisadeMN
Brenton | Brenton | WV | West Virginia | 54109 | Wyoming | 37.6004 | -81.635 | 169 | 103 | polygon | FALSE | FALSE | America/New_York | 3 | 24818 | 1840038221 | [10 empty] | BrentonWV
Oakville | Oakville | IA | Iowa | 19115 | Louisa | 41.0982 | -91.0436 | 169 | 155 | polygon | FALSE | TRUE | America/Chicago | 3 | 52646 | 1840008247 | [10 empty] | OakvilleIA
Keller | Keller | VA | Virginia | 51001 | Accomack | 37.6212 | -75.7644 | 169 | 190 | polygon | FALSE | TRUE | America/New_York | 3 | 23401 23420 | 1840006324 | [10 empty] | KellerVA
Eldon | Eldon | OK | Oklahoma | 40021 | Cherokee | 35.9305 | -94.8179 | 169 | 7 | polygon | FALSE | FALSE | America/Chicago | 3 | 74960 74464 | 1840017748 | [10 empty] | EldonOK
Lodoga | Lodoga | CA | California | 6011 | Colusa | 39.3041 | -122.5058 | 168 | 19 | polygon | FALSE | FALSE | America/Los_Angeles | 3 | 95979 | 1840024469 | [10 empty] | LodogaCA
White Cloud | White Cloud | KS | Kansas | 20043 | Doniphan | 39.9743 | -95.2989 | 168 | 89 | polygon | FALSE | TRUE | America/Chicago | 3 | 66094 | 1840010557 | [10 empty] | White CloudKS
Tecopa | Tecopa | CA | California | 6027 | Inyo | 35.835 | -116.2074 | 168 | 3 | polygon | FALSE | FALSE | America/Los_Angeles | 3 | 92389 | 1840018956 | [10 empty] | TecopaCA
Pine Valley | Pine Valley | UT | Utah | 49053 | Washington | 37.3904 | -113.5061 | 168 | 18 | polygon | FALSE | FALSE | America/Denver | 3 | 84781 | 1840026839 | [10 empty] | Pine ValleyUT
Twining | Twining | MI | Michigan | 26011 | Arenac | 44.1131 | -83.8075 | 168 | 66 | polygon | FALSE | TRUE | America/Detroit | 3 | 48766 | 1840013146 | [10 empty] | TwiningMI
Roslyn | Roslyn | SD | South Dakota | 46037 | Day | 45.4965 | -97.4932 | 168 | 329 | polygon | FALSE | TRUE | America/Chicago | 3 | 57261 | 1840002094 | [10 empty] | RoslynSD
Pleasant Plain | Pleasant Plain | OH | Ohio | 39165 | Warren | 39.2784 | -84.112 | 168 | 400 | polygon | FALSE | TRUE | America/New_York | 3 | 45162 | 1840012615 | [10 empty] | Pleasant PlainOH
Standing Rock | Standing Rock | AL | Alabama | 1017 | Chambers | 33.0863 | -85.2449 | 168 | 20 | polygon | FALSE | FALSE | America/Chicago | 3 | 36855 | 1840023015 | [10 empty] | Standing RockAL
Orrville | Orrville | AL | Alabama | 1047 | Dallas | 32.3068 | -87.2454 | 168 | 62 | polygon | FALSE | TRUE | America/Chicago | 3 | 36767 | 1840016970 | [10 empty] | OrrvilleAL
Marietta | Marietta | NC | North Carolina | 37155 | Robeson | 34.3681 | -79.1249 | 168 | 58 | polygon | FALSE | TRUE | America/New_York | 3 | 28340 28362 | 1840016535 | [10 empty] | MariettaNC
Melvin | Melvin | MI | Michigan | 26151 | Sanilac | 43.1864 | -82.8617 | 168 | 66 | polygon | FALSE | TRUE | America/Detroit | 3 | 48454 | 1840010980 | [10 empty] | MelvinMI
El Camino Angosto | El Camino Angosto | TX | Texas | 48061 | Cameron | 26.1115 | -97.6438 | 168 | 200 | polygon | FALSE | FALSE | America/Chicago | 3 | 78586 | 1840037045 | [10 empty] | El Camino AngostoTX
Fredericksburg | Fredericksburg | IN | Indiana | 18175 | Washington | 38.4353 | -86.1969 | 168 | 60 | polygon | FALSE | FALSE | America/Indiana/Indianapolis | 3 | 47120 | 1840010762 | [10 empty] | FredericksburgIN
Washington | Washington | AR | Arkansas | 5057 | Hempstead | 33.773 | -93.6833 | 168 | 64 | polygon | FALSE | TRUE | America/Chicago | 3 | 71862 | 1840015639 | [10 empty] | WashingtonAR
New Baltimore | New Baltimore | PA | Pennsylvania | 42111 | Somerset | 39.9835 | -78.7724 | 168 | 187 | polygon | FALSE | TRUE | America/New_York | 3 | 15530 15553 | 1840003741 | [10 empty] | New BaltimorePA
Pilot Mound | Pilot Mound | IA | Iowa | 19015 | Boone | 42.1593 | -94.0183 | 168 | 66 | polygon | FALSE | TRUE | America/Chicago | 3 | 50223 | 1840009169 | [10 empty] | Pilot MoundIA
Shongaloo | Shongaloo | LA | Louisiana | 22119 | Webster | 32.9416 | -93.2955 | 168 | 8 | polygon | FALSE | TRUE | America/Chicago | 3 | 71072 | 1840018066 | [10 empty] | ShongalooLA
Newtown | Newtown | MO | Missouri | 29211 | Sullivan | 40.3762 | -93.3336 | 168 | 256 | polygon | FALSE | TRUE | America/Chicago | 3 | 64667 | 1840009435 | [10 empty] | NewtownMO
Melvin | Melvin | TX | Texas | 48307 | McCulloch | 31.1993 | -99.5809 | 168 | 139 | polygon | FALSE | TRUE | America/Chicago | 3 | 76858 76825 | 1840023128 | [10 empty] | MelvinTX
Horseshoe Beach | Horseshoe Beach | FL | Florida | 12029 | Dixie | 29.4499 | -83.2818 | 168 | 142 | polygon | FALSE | TRUE | America/New_York | 3 | 32648 | 1840017279 | [10 empty] | Horseshoe BeachFL
Sunshine | Sunshine | CO | Colorado | 8013 | Boulder | 40.0636 | -105.3696 | 168 | 37 | polygon | FALSE | FALSE | America/Denver | 3 | 80302 | 1840028435 | [10 empty] | SunshineCO
Idledale | Idledale | CO | Colorado | 8059 | Jefferson | 39.6688 | -105.2432 | 168 | 234 | polygon | FALSE | FALSE | America/Denver | 3 | 80401 80453 | 1840024368 | [10 empty] | IdledaleCO
Fort Dodge | Fort Dodge | KS | Kansas | 20057 | Ford | 37.7304 | -99.937 | 168 | 354 | polygon | FALSE | FALSE | America/Chicago | 3 | 67843 | 1840026807 | [10 empty] | Fort DodgeKS
Sauget | Sauget | IL | Illinois | 17163 | St. Clair | 38.5845 | -90.1611 | 168 | 14 | polygon | FALSE | TRUE | America/Chicago | 3 | 62206 62201 | 1840012873 | [10 empty] | SaugetIL
Swan Lake | Swan Lake | MT | Montana | 30047 | Lake | 47.9361 | -113.7997 | 168 | 8 | polygon | FALSE | FALSE | America/Denver | 3 | 59911 | 1840023783 | [10 empty] | Swan LakeMT
Old Mill Creek | Old Mill Creek | IL | Illinois | 17097 | Lake | 42.4322 | -87.9786 | 167 | 6 | polygon | FALSE | TRUE | America/Chicago | 3 | 60083 | 1840011177 | [10 empty] | Old Mill CreekIL
Casa | Casa | AR | Arkansas | 5105 | Perry | 35.0253 | -93.0448 | 167 | 59 | polygon | FALSE | TRUE | America/Chicago | 3 | 72025 | 1840016489 | [10 empty] | CasaAR
Silverstreet | Silverstreet | SC | South Carolina | 45071 | Newberry | 34.2177 | -81.7146 | 167 | 19 | polygon | FALSE | TRUE | America/New_York | 3 | 29145 | 1840017940 | [10 empty] | SilverstreetSC
Soham | Soham | NM | New Mexico | 35047 | San Miguel | 35.4168 | -105.4985 | 167 | 41 | polygon | FALSE | FALSE | America/Denver | 3 | 87565 | 1840024925 | [10 empty] | SohamNM
Sedgewickville | Sedgewickville | MO | Missouri | 29017 | Bollinger | 37.5146 | -89.9061 | 167 | 100 | polygon | FALSE | TRUE | America/Chicago | 3 | 63781 | 1840013011 | [10 empty] | SedgewickvilleMO
Orlando | Orlando | OK | Oklahoma | 40083 | Logan | 36.1355 | -97.3653 | 167 | 164 | polygon | FALSE | TRUE | America/Chicago | 3 | 73073 | 1840022691 | [10 empty] | OrlandoOK
McDougal | McDougal | AR | Arkansas | 5021 | Clay | 36.4365 | -90.3907 | 167 | 173 | polygon | FALSE | TRUE | America/Chicago | 3 | 72456 72441 72422 | 1840016086 | [10 empty] | McDougalAR
Haverhill | Haverhill | IA | Iowa | 19127 | Marshall | 41.9442 | -92.9606 | 167 | 489 | polygon | FALSE | TRUE | America/Chicago | 3 | 50120 | 1840006998 | [10 empty] | HaverhillIA
Hunter | Hunter | OK | Oklahoma | 40047 | Garfield | 36.5637 | -97.6624 | 167 | 256 | polygon | FALSE | TRUE | America/Chicago | 3 | 74640 | 1840021650 | [10 empty] | HunterOK
Tooleville | Tooleville | CA | California | 6107 | Tulare | 36.2878 | -119.1154 | 167 | 965 | polygon | FALSE | TRUE | America/Los_Angeles | 3 | 93221 | 1840042315 | [10 empty] | ToolevilleCA
Lavina | Lavina | MT | Montana | 30037 | Golden Valley | 46.295 | -108.9388 | 167 | 63 | polygon | FALSE | TRUE | America/Denver | 3 | 59046 | 1840021167 | [10 empty] | LavinaMT
McIntosh | McIntosh | SD | South Dakota | 46031 | Corson | 45.9213 | -101.3491 | 167 | 88 | polygon | FALSE | TRUE | America/Denver | 3 | 57641 | 1840002015 | [10 empty] | McIntoshSD
Meadowview Estates | Meadowview Estates | KY | Kentucky | 21111 | Jefferson | 38.2227 | -85.6353 | 167 | 1029 | polygon | FALSE | TRUE | America/New_York | 3 | 40220 | 1840015193 | [10 empty] | Meadowview EstatesKY
Winton | Winton | MN | Minnesota | 27137 | St. Louis | 47.9284 | -91.8004 | 167 | 504 | polygon | FALSE | TRUE | America/Chicago | 3 | 55731 55796 | 1840009955 | [10 empty] | WintonMN
Utopia | Utopia | TX | Texas | 48463 | Uvalde | 29.6188 | -99.5153 | 167 | 21 | polygon | FALSE | FALSE | America/Chicago | 3 | 78884 | 1840022227 | [10 empty] | UtopiaTX
Winstonville | Winstonville | MS | Mississippi | 28011 | Bolivar | 33.9123 | -90.7529 | 167 | 218 | polygon | FALSE | TRUE | America/Chicago | 3 | 38762 38781 | 1840016748 | [10 empty] | WinstonvilleMS
Muscotah | Muscotah | KS | Kansas | 20005 | Atchison | 39.5535 | -95.5204 | 167 | 193 | polygon | FALSE | TRUE | America/Chicago | 3 | 66058 | 1840008458 | [10 empty] | MuscotahKS
Burdette | Burdette | AR | Arkansas | 5093 | Mississippi | 35.8153 | -89.9457 | 167 | 87 | polygon | FALSE | TRUE | America/Chicago | 3 | 72321 72358 | 1840015366 | [10 empty] | BurdetteAR
La Tour | La Tour | MO | Missouri | 29101 | Johnson | 38.6348 | -94.1017 | 167 | 588 | polygon | FALSE | TRUE | America/Chicago | 3 | 64747 | 1840032129 | [10 empty] | La TourMO
Iron City | Iron City | TN | Tennessee | 47099 | Lawrence | 35.0227 | -87.5855 | 167 | 93 | polygon | FALSE | TRUE | America/Chicago | 3 | 38463 | 1840036055 | [10 empty] | Iron CityTN
Woolsey | Woolsey | GA | Georgia | 13113 | Fayette | 33.3627 | -84.4113 | 167 | 78 | polygon | FALSE | TRUE | America/New_York | 3 | 30215 | 1840016846 | [10 empty] | WoolseyGA
Sedgwick | Sedgwick | AR | Arkansas | 5075 | Lawrence | 35.9753 | -90.8678 | 167 | 245 | polygon | FALSE | TRUE | America/Chicago | 3 | 72476 | 1840017733 | [10 empty] | SedgwickAR
Lisbon | Lisbon | LA | Louisiana | 22027 | Claiborne | 32.7893 | -92.8672 | 167 | 4 | polygon | FALSE | TRUE | America/Chicago | 3 | 71040 71048 | 1840018069 | [10 empty] | LisbonLA
Bromide | Bromide | OK | Oklahoma | 40069 | Johnston | 34.418 | -96.4949 | 166 | 100 | polygon | FALSE | TRUE | America/Chicago | 3 | 74530 | 1840021903 | [10 empty] | BromideOK
San Lorenzo | San Lorenzo | NM | New Mexico | 35017 | Grant | 32.8085 | -107.9221 | 166 | 36 | polygon | FALSE | FALSE | America/Denver | 3 | 88041 | 1840025077 | [10 empty] | San LorenzoNM
Delavan | Delavan | MN | Minnesota | 27043 | Faribault | 43.7677 | -94.0174 | 166 | 63 | polygon | FALSE | TRUE | America/Chicago | 3 | 56023 | 1840006842 | [10 empty] | DelavanMN
Rondo | Rondo | AR | Arkansas | 5077 | Lee | 34.6575 | -90.8208 | 166 | 63 | polygon | FALSE | TRUE | America/Chicago | 3 | 72355 | 1840017911 | [10 empty] | RondoAR
Antares | Antares | AZ | Arizona | 4015 | Mohave | 35.4229 | -113.8083 | 166 | 99 | polygon | FALSE | FALSE | America/Phoenix | 3 | 86401 | 1840023171 | [10 empty] | AntaresAZ
Monument | Monument | PA | Pennsylvania | 42027 | Centre | 41.1112 | -77.7042 | 166 | 736 | polygon | FALSE | FALSE | America/New_York | 3 | 16822 | 1840005157 | [10 empty] | MonumentPA
Selfridge | Selfridge | ND | North Dakota | 38085 | Sioux | 46.0417 | -100.9244 | 166 | 217 | polygon | FALSE | TRUE | America/Chicago | 3 | 58568 | 1840001967 | [10 empty] | SelfridgeND
Calhoun | Calhoun | IL | Illinois | 17159 | Richland | 38.6511 | -88.044 | 166 | 70 | polygon | FALSE | TRUE | America/Chicago | 3 | 62419 | 1840010754 | [10 empty] | CalhounIL
Lohman | Lohman | MO | Missouri | 29051 | Cole | 38.543 | -92.3646 | 166 | 177 | polygon | FALSE | TRUE | America/Chicago | 3 | 65053 | 1840009795 | [10 empty] | LohmanMO
Wainiha | Wainiha | HI | Hawaii | 15007 | Kauai | 22.1983 | -159.5456 | 166 | 26 | polygon | FALSE | FALSE | Pacific/Honolulu | 3 | 96714 | 1840029567 | [10 empty] | WainihaHI
Force | Force | PA | Pennsylvania | 42047 | Elk | 41.2581 | -78.5035 | 166 | 301 | polygon | FALSE | FALSE | America/New_York | 3 | 15868 15841 | 1840026302 | [10 empty] | ForcePA
Robeline | Robeline | LA | Louisiana | 22069 | Natchitoches | 31.6898 | -93.3039 | 166 | 53 | polygon | FALSE | TRUE | America/Chicago | 3 | 71469 | 1840018144 | [10 empty] | RobelineLA
St. Libory | St. Libory | NE | Nebraska | 31093 | Howard | 41.0822 | -98.359 | 166 | 193 | polygon | FALSE | FALSE | America/Chicago | 3 | 68872 | 1840024168 | [10 empty] | St. LiboryNE
Stuart | Stuart | OK | Oklahoma | 40063 | Hughes | 34.9011 | -96.0995 | 166 | 235 | polygon | FALSE | TRUE | America/Chicago | 3 | 74570 | 1840022792 | [10 empty] | StuartOK
Falcon Mesa | Falcon Mesa | TX | Texas | 48505 | Zapata | 26.8706 | -99.2906 | 166 | 42 | polygon | FALSE | FALSE | America/Chicago | 3 | 78076 | 1840018299 | [10 empty] | Falcon MesaTX
West Glacier | West Glacier | MT | Montana | 30029 | Flathead | 48.4916 | -113.9961 | 166 | 15 | polygon | FALSE | FALSE | America/Denver | 3 | 59936 | 1840023742 | [10 empty] | West GlacierMT
Salt Rock | Salt Rock | WV | West Virginia | 54011 | Cabell | 38.3243 | -82.2172 | 166 | 20 | polygon | FALSE | FALSE | America/New_York | 3 | 25559 | 1840025663 | [10 empty] | Salt RockWV
Troutdale | Troutdale | VA | Virginia | 51077 | Grayson | 36.7022 | -81.4413 | 166 | 20 | polygon | FALSE | TRUE | America/New_York | 3 | 24378 | 1840037463 | [10 empty] | TroutdaleVA
Hessville | Hessville | OH | Ohio | 39143 | Sandusky | 41.403 | -83.243 | 166 | 92 | polygon | FALSE | FALSE | America/New_York | 3 | 43442 | 1840024151 | [10 empty] | HessvilleOH
Florissant | Florissant | CO | Colorado | 8119 | Teller | 38.9445 | -105.2901 | 166 | 124 | polygon | FALSE | FALSE | America/Denver | 3 | 80816 | 1840024551 | [10 empty] | FlorissantCO
Parkdale | Parkdale | MO | Missouri | 29099 | Jefferson | 38.4801 | -90.5283 | 166 | 501 | polygon | FALSE | TRUE | America/Chicago | 3 | 63049 | 1840012908 | [10 empty] | ParkdaleMO
Pump Back | Pump Back | OK | Oklahoma | 40097 | Mayes | 36.2707 | -95.1178 | 166 | 30 | polygon | FALSE | TRUE | America/Chicago | 3 | 74365 | 1840074573 | [10 empty] | Pump BackOK
Dargan | Dargan | MD | Maryland | 24043 | Washington | 39.3767 | -77.734 | 166 | 217 | polygon | FALSE | FALSE | America/New_York | 3 | 21782 | 1840024395 | [10 empty] | DarganMD
Gene Autry | Gene Autry | OK | Oklahoma | 40019 | Carter | 34.3151 | -97.0385 | 165 | 15 | polygon | FALSE | TRUE | America/Chicago | 3 | 73401 | 1840021902 | [10 empty] | Gene AutryOK
Rebecca | Rebecca | GA | Georgia | 13287 | Turner | 31.8072 | -83.4876 | 165 | 81 | polygon | FALSE | TRUE | America/New_York | 3 | 31783 | 1840018156 | [10 empty] | RebeccaGA
Grass Valley | Grass Valley | OR | Oregon | 41055 | Sherman | 45.3591 | -120.7841 | 165 | 125 | polygon | FALSE | TRUE | America/Los_Angeles | 3 | 97029 | 1840019935 | [10 empty] | Grass ValleyOR
Butler | Butler | IL | Illinois | 17135 | Montgomery | 39.1975 | -89.5322 | 165 | 106 | polygon | FALSE | TRUE | America/Chicago | 3 | 62015 | 1840010646 | [10 empty] | ButlerIL
Danbury | Danbury | WI | Wisconsin | 55013 | Burnett | 46.0088 | -92.3777 | 165 | 50 | polygon | FALSE | FALSE | America/Chicago | 3 | 54830 | 1840025281 | [10 empty] | DanburyWI
Rye | Rye | CO | Colorado | 8101 | Pueblo | 37.9215 | -104.9322 | 165 | 677 | polygon | FALSE | TRUE | America/Denver | 3 | 81069 | 1840021501 | [10 empty] | RyeCO
Coxton | Coxton | KY | Kentucky | 21095 | Harlan | 36.8581 | -83.2681 | 165 | 307 | polygon | FALSE | FALSE | America/New_York | 3 | 40831 40801 40828 | 1840030417 | [10 empty] | CoxtonKY
Riverside | Riverside | OR | Oregon | 41059 | Umatilla | 45.6768 | -118.7368 | 165 | 104 | polygon | FALSE | FALSE | America/Los_Angeles | 3 | 97801 | 1840136607 | [10 empty] | RiversideOR
Woodbine | Woodbine | KS | Kansas | 20041 | Dickinson | 38.7956 | -96.9594 | 165 | 400 | polygon | FALSE | TRUE | America/Chicago | 3 | 67492 67449 | 1840010703 | [10 empty] | WoodbineKS
Barclay | Barclay | MD | Maryland | 24035 | Queen Anne's | 39.1448 | -75.8655 | 165 | 243 | polygon | FALSE | TRUE | America/New_York | 3 | 21607 | 1840005898 | [10 empty] | BarclayMD
Steen | Steen | MN | Minnesota | 27133 | Rock | 43.5143 | -96.2631 | 165 | 145 | polygon | FALSE | TRUE | America/Chicago | 3 | 56173 | 1840008997 | [10 empty] | SteenMN
Sycamore | Sycamore | KY | Kentucky | 21111 | Jefferson | 38.2468 | -85.5612 | 165 | 3849 | polygon | FALSE | TRUE | America/New_York | 2 | 40223 | 1840030809 | [10 empty] | SycamoreKY
Smithboro | Smithboro | IL | Illinois | 17005 | Bond | 38.8945 | -89.3399 | 165 | 68 | polygon | FALSE | TRUE | America/Chicago | 3 | 62284 | 1840012784 | [10 empty] | SmithboroIL
Starrucca | Starrucca | PA | Pennsylvania | 42127 | Wayne | 41.8996 | -75.4529 | 165 | 7 | polygon | FALSE | TRUE | America/New_York | 3 | 18462 | 1840003316 | [10 empty] | StarruccaPA
Ball Club | Ball Club | MN | Minnesota | 27061 | Itasca | 47.3311 | -93.946 | 165 | 23 | polygon | FALSE | FALSE | America/Chicago | 3 | 56636 | 1840026095 | [10 empty] | Ball ClubMN
Mansfield | Mansfield | SD | South Dakota | 46013 | Brown | 45.2465 | -98.5581 | 165 | 26 | polygon | FALSE | FALSE | America/Chicago | 3 | 57460 | 1840026105 | [10 empty] | MansfieldSD
French Camp | French Camp | MS | Mississippi | 28019 | Choctaw | 33.2931 | -89.3993 | 165 | 64 | polygon | FALSE | TRUE | America/Chicago | 3 | 39745 | 1840016856 | [10 empty] | French CampMS
Elmo | Elmo | MT | Montana | 30047 | Lake | 47.829 | -114.3484 | 165 | 201 | polygon | FALSE | FALSE | America/Denver | 3 | 59915 | 1840017333 | [10 empty] | ElmoMT
Farnam | Farnam | NE | Nebraska | 31047 | Dawson | 40.7065 | -100.2155 | 165 | 94 | polygon | FALSE | TRUE | America/Chicago | 3 | 69029 | 1840011828 | [10 empty] | FarnamNE
Burkittsville | Burkittsville | MD | Maryland | 24021 | Frederick | 39.3923 | -77.6275 | 165 | 140 | polygon | FALSE | TRUE | America/New_York | 3 | 21718 | 1840005711 | [10 empty] | BurkittsvilleMD
Viola | Viola | DE | Delaware | 10001 | Kent | 39.0429 | -75.5714 | 165 | 359 | polygon | FALSE | TRUE | America/New_York | 3 | 19979 | 1840003807 | [10 empty] | ViolaDE
Rhame | Rhame | ND | North Dakota | 38011 | Bowman | 46.2347 | -103.655 | 165 | 42 | polygon | FALSE | TRUE | America/Denver | 3 | 58651 | 1840000259 | [10 empty] | RhameND
Old Shawneetown | Old Shawneetown | IL | Illinois | 17059 | Gallatin | 37.6971 | -88.1387 | 164 | 124 | polygon | FALSE | TRUE | America/Chicago | 3 | 62984 | 1840012972 | [10 empty] | Old ShawneetownIL
Albert | Albert | KS | Kansas | 20009 | Barton | 38.454 | -99.0112 | 164 | 268 | polygon | FALSE | TRUE | America/Chicago | 3 | 67511 | 1840007482 | [10 empty] | AlbertKS
North Lawrence | North Lawrence | OH | Ohio | 39151 | Stark | 40.8417 | -81.6347 | 164 | 187 | polygon | FALSE | FALSE | America/New_York | 3 | 44666 | 1840026391 | [10 empty] | North LawrenceOH
Lewisville | Lewisville | OH | Ohio | 39111 | Monroe | 39.7671 | -81.2182 | 164 | 170 | polygon | FALSE | TRUE | America/New_York | 3 | 43754 | 1840012520 | [10 empty] | LewisvilleOH
Mockingbird Valley | Mockingbird Valley | KY | Kentucky | 21111 | Jefferson | 38.27 | -85.6815 | 164 | 305 | polygon | FALSE | TRUE | America/New_York | 3 | 40207 | 1840030527 | [10 empty] | Mockingbird ValleyKY
Bern | Bern | KS | Kansas | 20131 | Nemaha | 39.9612 | -95.9713 | 164 | 222 | polygon | FALSE | TRUE | America/Chicago | 3 | 66408 | 1840007298 | [10 empty] | BernKS
Soldier | Soldier | IA | Iowa | 19133 | Monona | 41.9842 | -95.7802 | 164 | 215 | polygon | FALSE | TRUE | America/Chicago | 3 | 51572 | 1840009155 | [10 empty] | SoldierIA
Combs | Combs | KY | Kentucky | 21193 | Perry | 37.2684 | -83.2148 | 164 | 196 | polygon | FALSE | FALSE | America/New_York | 3 | 41729 41701 | 1840030413 | [10 empty] | CombsKY
Holy Cross | Holy Cross | AK | Alaska | 2290 | Yukon-Koyukuk | 62.1868 | -159.8198 | 164 | 2 | polygon | FALSE | TRUE | America/Anchorage | 3 | 99602 | 1840023449 | [10 empty] | Holy CrossAK
Burgoon | Burgoon | OH | Ohio | 39143 | Sandusky | 41.2674 | -83.2508 | 164 | 457 | polygon | FALSE | TRUE | America/New_York | 3 | 43407 | 1840010267 | [10 empty] | BurgoonOH
Neskowin | Neskowin | OR | Oregon | 41057 | Tillamook | 45.1208 | -123.9766 | 164 | 45 | polygon | FALSE | FALSE | America/Los_Angeles | 3 | 97149 | 1840018548 | [10 empty] | NeskowinOR
Richland | Richland | SD | South Dakota | 46127 | Union | 42.7639 | -96.648 | 164 | 11 | polygon | FALSE | FALSE | America/Chicago | 3 | 57025 | 1840026186 | [10 empty] | RichlandSD
Alvordton | Alvordton | OH | Ohio | 39171 | Williams | 41.6646 | -84.4347 | 164 | 251 | polygon | FALSE | FALSE | America/New_York | 3 | 43501 | 1840026275 | [10 empty] | AlvordtonOH
Coburn | Coburn | PA | Pennsylvania | 42027 | Centre | 40.8653 | -77.4632 | 164 | 182 | polygon | FALSE | FALSE | America/New_York | 3 | 16832 | 1840005156 | [10 empty] | CoburnPA
Banks | Banks | AL | Alabama | 1109 | Pike | 31.8132 | -85.8364 | 164 | 31 | polygon | FALSE | TRUE | America/Chicago | 3 | 36005 | 1840015841 | [10 empty] | BanksAL
Corning | Corning | KS | Kansas | 20131 | Nemaha | 39.6566 | -96.0289 | 164 | 229 | polygon | FALSE | TRUE | America/Chicago | 3 | 66417 | 1840007296 | [10 empty] | CorningKS
Cannelburg | Cannelburg | IN | Indiana | 18027 | Daviess | 38.668 | -86.9978 | 164 | 305 | polygon | FALSE | TRUE | America/Indiana/Vincennes | 3 | 47519 | 1840009736 | [10 empty] | CannelburgIN
Peever | Peever | SD | South Dakota | 46109 | Roberts | 45.5422 | -96.956 | 164 | 510 | polygon | FALSE | TRUE | America/Chicago | 3 | 57257 | 1840000267 | [10 empty] | PeeverSD
Mission Hill | Mission Hill | SD | South Dakota | 46135 | Yankton | 42.9208 | -97.2791 | 164 | 193 | polygon | FALSE | TRUE | America/Chicago | 3 | 57046 | 1840003062 | [10 empty] | Mission HillSD
Coffey | Coffey | MO | Missouri | 29061 | Daviess | 40.1056 | -94.0066 | 164 | 304 | polygon | FALSE | TRUE | America/Chicago | 3 | 64636 | 1840007266 | [10 empty] | CoffeyMO
Manitou | Manitou | OK | Oklahoma | 40141 | Tillman | 34.5071 | -98.9809 | 164 | 191 | polygon | FALSE | TRUE | America/Chicago | 3 | 73555 | 1840022835 | [10 empty] | ManitouOK
Evergreen | Evergreen | NC | North Carolina | 37047 | Columbus | 34.4149 | -78.9114 | 164 | 16 | polygon | FALSE | FALSE | America/New_York | 3 | 28438 | 1840025857 | [10 empty] | EvergreenNC
Deming | Deming | WA | Washington | 53073 | Whatcom | 48.8381 | -122.2313 | 164 | 12 | polygon | FALSE | FALSE | America/Los_Angeles | 3 | 98247 98244 | 1840018345 | [10 empty] | DemingWA
Randall | Randall | IA | Iowa | 19079 | Hamilton | 42.2372 | -93.6026 | 163 | 153 | polygon | FALSE | TRUE | America/Chicago | 3 | 50231 | 1840009123 | [10 empty] | RandallIA
Golden Valley | Golden Valley | ND | North Dakota | 38057 | Mercer | 47.2901 | -102.0652 | 163 | 84 | polygon | FALSE | TRUE | America/North_Dakota/Beulah | 3 | 58541 | 1840000142 | [10 empty] | Golden ValleyND
Dundee | Dundee | IA | Iowa | 19055 | Delaware | 42.5799 | -91.5461 | 163 | 173 | polygon | FALSE | TRUE | America/Chicago | 3 | 52038 | 1840008049 | [10 empty] | DundeeIA
West Point | West Point | IL | Illinois | 17067 | Hancock | 40.2555 | -91.1836 | 163 | 374 | polygon | FALSE | TRUE | America/Chicago | 3 | 62380 | 1840012107 | [10 empty] | West PointIL
Vernon | Vernon | AZ | Arizona | 4001 | Apache | 34.2509 | -109.6926 | 163 | 111 | polygon | FALSE | FALSE | America/Phoenix | 3 | 85940 | 1840022629 | [10 empty] | VernonAZ
Rose Hill | Rose Hill | IA | Iowa | 19123 | Mahaska | 41.3203 | -92.4637 | 163 | 460 | polygon | FALSE | TRUE | America/Chicago | 3 | 52586 | 1840009291 | [10 empty] | Rose HillIA
Huey | Huey | IL | Illinois | 17027 | Clinton | 38.6053 | -89.29 | 163 | 291 | polygon | FALSE | TRUE | America/Chicago | 3 | 62231 62252 | 1840012855 | [10 empty] | HueyIL
Loomis | Loomis | MI | Michigan | 26073 | Isabella | 43.7882 | -84.6659 | 163 | 22 | polygon | FALSE | FALSE | America/Detroit | 3 | 48617 | 1840026143 | [10 empty] | LoomisMI
Jolly | Jolly | TX | Texas | 48077 | Clay | 33.8827 | -98.3475 | 163 | 64 | polygon | FALSE | TRUE | America/Chicago | 3 | 76310 76305 | 1840019283 | [10 empty] | JollyTX
Corona | Corona | NM | New Mexico | 35027 | Lincoln | 34.2501 | -105.597 | 163 | 61 | polygon | FALSE | TRUE | America/Denver | 3 | 88318 | 1840022872 | [10 empty] | CoronaNM
Wendell | Wendell | MN | Minnesota | 27051 | Grant | 46.0359 | -96.1008 | 163 | 63 | polygon | FALSE | TRUE | America/Chicago | 3 | 56590 | 1840009985 | [10 empty] | WendellMN
Bluewater | Bluewater | CA | California | 6071 | San Bernardino | 34.176 | -114.264 | 163 | 60 | polygon | FALSE | FALSE | America/Los_Angeles | 3 | 92242 | 1840017800 | [10 empty] | BluewaterCA
Volin | Volin | SD | South Dakota | 46135 | Yankton | 42.9586 | -97.1812 | 163 | 319 | polygon | FALSE | TRUE | America/Chicago | 3 | 57072 57031 | 1840003057 | [10 empty] | VolinSD
Lime Ridge | Lime Ridge | WI | Wisconsin | 55111 | Sauk | 43.4676 | -90.1577 | 163 | 62 | polygon | FALSE | TRUE | America/Chicago | 3 | 53941 53942 | 1840002721 | [10 empty] | Lime RidgeWI
Rehrersburg | Rehrersburg | PA | Pennsylvania | 42011 | Berks | 40.4575 | -76.2462 | 163 | 117 | polygon | FALSE | FALSE | America/New_York | 3 | 19550 | 1840026454 | [10 empty] | RehrersburgPA
Scotland | Scotland | VA | Virginia | 51181 | Surry | 37.1812 | -76.7966 | 163 | 69 | polygon | FALSE | FALSE | America/New_York | 3 | 23883 | 1840026876 | [10 empty] | ScotlandVA
McKnightstown | McKnightstown | PA | Pennsylvania | 42001 | Adams | 39.8701 | -77.3303 | 163 | 70 | polygon | FALSE | FALSE | America/New_York | 3 | 17307 17343 | 1840026578 | [10 empty] | McKnightstownPA
Istachatta | Istachatta | FL | Florida | 12053 | Hernando | 28.6634 | -82.2726 | 163 | 205 | polygon | FALSE | FALSE | America/New_York | 3 | 34601 | 1840014103 | [10 empty] | IstachattaFL
Westphalia | Westphalia | KS | Kansas | 20003 | Anderson | 38.1818 | -95.4908 | 162 | 315 | polygon | FALSE | TRUE | America/Chicago | 3 | 66093 | 1840010815 | [10 empty] | WestphaliaKS
Adamsburg | Adamsburg | PA | Pennsylvania | 42129 | Westmoreland | 40.3124 | -79.6542 | 162 | 223 | polygon | FALSE | TRUE | America/New_York | 3 | 15611 | 1840003623 | [10 empty] | AdamsburgPA
Des Arc | Des Arc | MO | Missouri | 29093 | Iron | 37.2837 | -90.6354 | 162 | 294 | polygon | FALSE | TRUE | America/Chicago | 3 | 63636 | 1840012994 | [10 empty] | Des ArcMO
Weinert | Weinert | TX | Texas | 48207 | Haskell | 33.3234 | -99.6736 | 162 | 129 | polygon | FALSE | TRUE | America/Chicago | 3 | 76388 | 1840022024 | [10 empty] | WeinertTX
Georgetown | Georgetown | PA | Pennsylvania | 42007 | Beaver | 40.6417 | -80.4994 | 162 | 357 | polygon | FALSE | TRUE | America/New_York | 3 | 15043 | 1840001023 | [10 empty] | GeorgetownPA
Baring | Baring | WA | Washington | 53033 | King | 47.7661 | -121.4803 | 162 | 59 | polygon | FALSE | FALSE | America/Los_Angeles | 3 | 98224 | 1840017339 | [10 empty] | BaringWA
Buck Creek | Buck Creek | IN | Indiana | 18157 | Tippecanoe | 40.4874 | -86.7622 | 162 | 539 | polygon | FALSE | FALSE | America/Indiana/Indianapolis | 3 | 47905 47924 | 1840024298 | [10 empty] | Buck CreekIN
Catlett | Catlett | VA | Virginia | 51061 | Fauquier | 38.654 | -77.637 | 162 | 19 | polygon | FALSE | FALSE | America/New_York | 3 | 20119 | 1840023873 | [10 empty] | CatlettVA
Lookeba | Lookeba | OK | Oklahoma | 40015 | Caddo | 35.363 | -98.3638 | 162 | 246 | polygon | FALSE | TRUE | America/Chicago | 3 | 73053 | 1840021770 | [10 empty] | LookebaOK
Barronett | Barronett | WI | Wisconsin | 55005 | Barron | 45.6363 | -91.9942 | 162 | 81 | polygon | FALSE | FALSE | America/Chicago | 3 | 54813 | 1840025301 | [10 empty] | BarronettWI
Longstreet | Longstreet | LA | Louisiana | 22031 | De Soto | 32.0976 | -93.9505 | 162 | 30 | polygon | FALSE | TRUE | America/Chicago | 3 | 71046 71049 71050 | 1840018120 | [10 empty] | LongstreetLA
Pinion Pines | Pinion Pines | AZ | Arizona | 4015 | Mohave | 35.1466 | -113.9058 | 162 | 41 | polygon | FALSE | TRUE | America/Phoenix | 3 | 86401 | 1840075442 | [10 empty] | Pinion PinesAZ
Rosalie | Rosalie | NE | Nebraska | 31173 | Thurston | 42.0574 | -96.5128 | 162 | 319 | polygon | FALSE | TRUE | America/Chicago | 3 | 68055 | 1840011218 | [10 empty] | RosalieNE
Maeystown | Maeystown | IL | Illinois | 17133 | Monroe | 38.2267 | -90.233 | 162 | 209 | polygon | FALSE | TRUE | America/Chicago | 3 | 62244 | 1840012897 | [10 empty] | MaeystownIL
Streeter | Streeter | ND | North Dakota | 38093 | Stutsman | 46.6576 | -99.3568 | 162 | 175 | polygon | FALSE | TRUE | America/Chicago | 3 | 58483 | 1840001925 | [10 empty] | StreeterND
Kingston | Kingston | MN | Minnesota | 27093 | Meeker | 45.1959 | -94.3109 | 162 | 113 | polygon | FALSE | TRUE | America/Chicago | 3 | 55325 | 1840007807 | [10 empty] | KingstonMN
Fidelis | Fidelis | FL | Florida | 12113 | Santa Rosa | 30.9343 | -87.0246 | 162 | 22 | polygon | FALSE | FALSE | America/Chicago | 3 | 32565 | 1840027008 | [10 empty] | FidelisFL
Kittrell | Kittrell | NC | North Carolina | 37181 | Vance | 36.2218 | -78.4413 | 162 | 298 | polygon | FALSE | TRUE | America/New_York | 3 | 27544 | 1840016049 | [10 empty] | KittrellNC
Ogema | Ogema | WI | Wisconsin | 55099 | Price | 45.451 | -90.2927 | 162 | 20 | polygon | FALSE | FALSE | America/Chicago | 3 | 54459 | 1840025291 | [10 empty] | OgemaWI
Butlerville | Butlerville | OH | Ohio | 39165 | Warren | 39.3017 | -84.0903 | 162 | 572 | polygon | FALSE | TRUE | America/New_York | 3 | 45162 | 1840010627 | [10 empty] | ButlervilleOH
Ferdinand | Ferdinand | ID | Idaho | 16049 | Idaho | 46.1519 | -116.39 | 162 | 358 | polygon | FALSE | TRUE | America/Los_Angeles | 3 | 83526 | 1840019892 | [10 empty] | FerdinandID
Whitehorse | Whitehorse | SD | South Dakota | 46041 | Dewey | 45.2746 | -100.9012 | 162 | 22 | polygon | FALSE | FALSE | America/Denver | 3 | 57661 57601 | 1840006702 | [10 empty] | WhitehorseSD
Alexander | Alexander | IA | Iowa | 19069 | Franklin | 42.8044 | -93.4786 | 161 | 14 | polygon | FALSE | TRUE | America/Chicago | 3 | 50420 | 1840006910 | [10 empty] | AlexanderIA
Little Sioux | Little Sioux | IA | Iowa | 19085 | Harrison | 41.8082 | -96.0274 | 161 | 167 | polygon | FALSE | TRUE | America/Chicago | 3 | 51545 | 1840009204 | [10 empty] | Little SiouxIA
Mendon | Mendon | MO | Missouri | 29041 | Chariton | 39.5906 | -93.1336 | 161 | 346 | polygon | FALSE | TRUE | America/Chicago | 3 | 64660 | 1840008446 | [10 empty] | MendonMO
Burr Oak | Burr Oak | KS | Kansas | 20089 | Jewell | 39.87 | -98.3055 | 161 | 75 | polygon | FALSE | TRUE | America/Chicago | 3 | 66936 | 1840007278 | [10 empty] | Burr OakKS
Junction City | Junction City | GA | Georgia | 13263 | Talbot | 32.6032 | -84.4574 | 161 | 26 | polygon | FALSE | TRUE | America/New_York | 3 | 31812 | 1840016956 | [10 empty] | Junction CityGA
Ward | Ward | CO | Colorado | 8013 | Boulder | 40.0726 | -105.5136 | 161 | 108 | polygon | FALSE | TRUE | America/Denver | 3 | 80481 | 1840022426 | [10 empty] | WardCO
Aurora | Aurora | IA | Iowa | 19019 | Buchanan | 42.6194 | -91.7295 | 161 | 117 | polygon | FALSE | TRUE | America/Chicago | 3 | 50607 | 1840006943 | [10 empty] | AuroraIA
Blue Eye | Blue Eye | MO | Missouri | 29209 | Stone | 36.5149 | -93.383 | 161 | 53 | polygon | FALSE | TRUE | America/Chicago | 3 | 65611 | 1840009932 | [10 empty] | Blue EyeMO
Mount Carmel | Mount Carmel | FL | Florida | 12113 | Santa Rosa | 30.9868 | -87.121 | 161 | 11 | polygon | FALSE | FALSE | America/Chicago | 3 | 32565 | 1840025114 | [10 empty] | Mount CarmelFL
Woolstock | Woolstock | IA | Iowa | 19197 | Wright | 42.5648 | -93.8433 | 161 | 58 | polygon | FALSE | TRUE | America/Chicago | 3 | 50599 | 1840010086 | [10 empty] | WoolstockIA
Foster | Foster | OK | Oklahoma | 40049 | Garvin | 34.5941 | -97.4928 | 161 | 3 | polygon | FALSE | TRUE | America/Chicago | 3 | 73434 73433 73039 | 1840021858 | [10 empty] | FosterOK
Golovin | Golovin | AK | Alaska | 2180 | Nome | 64.564 | -162.9989 | 161 | 15 | polygon | FALSE | TRUE | America/Nome | 3 | 99762 | 1840023508 | [10 empty] | GolovinAK
St. George | St. George | WV | West Virginia | 54093 | Tucker | 39.1662 | -79.6987 | 161 | 58 | polygon | FALSE | FALSE | America/New_York | 3 | 26287 | 1840038206 | [10 empty] | St. GeorgeWV
Hannasville | Hannasville | PA | Pennsylvania | 42121 | Venango | 41.4716 | -79.9311 | 161 | 41 | polygon | FALSE | FALSE | America/New_York | 3 | 16323 16314 16362 | 1840024143 | [10 empty] | HannasvillePA
Circleville | Circleville | KS | Kansas | 20085 | Jackson | 39.5095 | -95.8555 | 161 | 245 | polygon | FALSE | TRUE | America/Chicago | 3 | 66416 | 1840007327 | [10 empty] | CirclevilleKS
Freistatt | Freistatt | MO | Missouri | 29109 | Lawrence | 37.0213 | -93.8977 | 161 | 293 | polygon | FALSE | TRUE | America/Chicago | 3 | 65654 | 1840013031 | [10 empty] | FreistattMO
Allakaket | Allakaket | AK | Alaska | 2290 | Yukon-Koyukuk | 66.5506 | -152.627 | 161 | 4 | polygon | FALSE | TRUE | America/Anchorage | 3 | 99720 | 1840023443 | [10 empty] | AllakaketAK
St. Louis | St. Louis | OK | Oklahoma | 40125 | Pottawatomie | 35.0812 | -96.8598 | 161 | 6 | polygon | FALSE | TRUE | America/Chicago | 3 | 74826 74866 | 1840021788 | [10 empty] | St. LouisOK
Reedy | Reedy | WV | West Virginia | 54087 | Roane | 38.8996 | -81.4264 | 161 | 319 | polygon | FALSE | TRUE | America/New_York | 3 | 25270 | 1840006111 | [10 empty] | ReedyWV
Fultonham | Fultonham | OH | Ohio | 39119 | Muskingum | 39.8557 | -82.1408 | 161 | 675 | polygon | FALSE | TRUE | America/New_York | 3 | 43738 | 1840012392 | [10 empty] | FultonhamOH
Idanha | Idanha | OR | Oregon | 41047 | Marion | 44.7049 | -122.0878 | 161 | 58 | polygon | FALSE | TRUE | America/Los_Angeles | 3 | 97350 | 1840018579 | [10 empty] | IdanhaOR
Patterson | Patterson | IA | Iowa | 19121 | Madison | 41.3485 | -93.8771 | 161 | 132 | polygon | FALSE | TRUE | America/Chicago | 3 | 50273 50229 50218 | 1840009289 | [10 empty] | PattersonIA
Alder | Alder | WA | Washington | 53053 | Pierce | 46.7872 | -122.2666 | 161 | 19 | polygon | FALSE | FALSE | America/Los_Angeles | 3 | 98328 | 1840023829 | [10 empty] | AlderWA
Vincent | Vincent | IA | Iowa | 19187 | Webster | 42.5917 | -94.0198 | 161 | 244 | polygon | FALSE | TRUE | America/Chicago | 3 | 50594 | 1840010096 | [10 empty] | VincentIA
Venango | Venango | NE | Nebraska | 31135 | Perkins | 40.7637 | -102.0441 | 160 | 81 | polygon | FALSE | TRUE | America/Denver | 3 | 69168 | 1840011871 | [10 empty] | VenangoNE
Salamonia | Salamonia | IN | Indiana | 18075 | Jay | 40.386 | -84.8652 | 160 | 84 | polygon | FALSE | TRUE | America/Indiana/Indianapolis | 3 | 47371 47381 | 1840010423 | [10 empty] | SalamoniaIN
Ada | Ada | KS | Kansas | 20143 | Ottawa | 39.1622 | -97.886 | 160 | 24 | polygon | FALSE | FALSE | America/Chicago | 3 | 67467 | 1840024521 | [10 empty] | AdaKS
Rulo | Rulo | NE | Nebraska | 31147 | Richardson | 40.0517 | -95.4306 | 160 | 98 | polygon | FALSE | TRUE | America/Chicago | 3 | 68431 | 1840012345 | [10 empty] | RuloNE
Palmetto | Palmetto | LA | Louisiana | 22097 | St. Landry | 30.7177 | -91.9082 | 160 | 69 | polygon | FALSE | TRUE | America/Chicago | 3 | 71358 | 1840018222 | [10 empty] | PalmettoLA
Green Spring | Green Spring | WV | West Virginia | 54027 | Hampshire | 39.5241 | -78.6302 | 160 | 28 | polygon | FALSE | FALSE | America/New_York | 3 | 26722 | 1840025604 | [10 empty] | Green SpringWV
Littleton | Littleton | IL | Illinois | 17169 | Schuyler | 40.234 | -90.6223 | 160 | 52 | polygon | FALSE | TRUE | America/Chicago | 3 | 61452 | 1840012319 | [10 empty] | LittletonIL
Sparta | Sparta | OH | Ohio | 39117 | Morrow | 40.3943 | -82.6995 | 160 | 711 | polygon | FALSE | TRUE | America/New_York | 3 | 43011 | 1840012025 | [10 empty] | SpartaOH
Lonepine | Lonepine | MT | Montana | 30089 | Sanders | 47.6945 | -114.6408 | 160 | 4 | polygon | FALSE | FALSE | America/Denver | 3 | 59845 59848 | 1840017327 | [10 empty] | LonepineMT
Rhodell | Rhodell | WV | West Virginia | 54081 | Raleigh | 37.6095 | -81.305 | 160 | 197 | polygon | FALSE | TRUE | America/New_York | 3 | 25915 | 1840006353 | [10 empty] | RhodellWV
Cloverdale | Cloverdale | OH | Ohio | 39137 | Putnam | 41.0193 | -84.3035 | 160 | 100 | polygon | FALSE | TRUE | America/New_York | 3 | 45827 | 1840011750 | [10 empty] | CloverdaleOH
Seldovia Village | Seldovia Village | AK | Alaska | 2122 | Kenai Peninsula | 59.453 | -151.5905 | 160 | 3 | polygon | FALSE | FALSE | America/Anchorage | 3 | 99663 | 1840023661 | [10 empty] | Seldovia VillageAK
Lake Leelanau | Lake Leelanau | MI | Michigan | 26089 | Leelanau | 44.9806 | -85.7157 | 160 | 242 | polygon | FALSE | FALSE | America/Detroit | 3 | 49653 | 1840025198 | [10 empty] | Lake LeelanauMI
Wainwright | Wainwright | OK | Oklahoma | 40101 | Muskogee | 35.6133 | -95.5657 | 160 | 216 | polygon | FALSE | TRUE | America/Chicago | 3 | 74468 | 1840022723 | [10 empty] | WainwrightOK
Cordova | Cordova | SC | South Carolina | 45075 | Orangeburg | 33.4345 | -80.9211 | 160 | 141 | polygon | FALSE | TRUE | America/New_York | 3 | 29039 | 1840016821 | [10 empty] | CordovaSC
Argyle | Argyle | MO | Missouri | 29151 | Osage | 38.2954 | -92.0256 | 160 | 153 | polygon | FALSE | TRUE | America/Chicago | 3 | 65001 | 1840010772 | [10 empty] | ArgyleMO
Miller's Cove | Miller's Cove | TX | Texas | 48449 | Titus | 33.156 | -95.1147 | 160 | 376 | polygon | FALSE | TRUE | America/Chicago | 3 | 75493 | 1840037027 | [10 empty] | Miller's CoveTX
Arlington | Arlington | AZ | Arizona | 4013 | Maricopa | 33.3346 | -112.7747 | 160 | 26 | polygon | FALSE | FALSE | America/Phoenix | 3 | 85322 | 1840022920 | [10 empty] | ArlingtonAZ
Moonshine | Moonshine | LA | Louisiana | 22093 | St. James | 29.97 | -90.8132 | 160 | 169 | polygon | FALSE | TRUE | America/Chicago | 3 | 70086 | 1840039418 | [10 empty] | MoonshineLA
Longfellow | Longfellow | PA | Pennsylvania | 42087 | Mifflin | 40.5063 | -77.6665 | 160 | 95 | polygon | FALSE | FALSE | America/New_York | 3 | 17044 | 1840024265 | [10 empty] | LongfellowPA
LaFayette | LaFayette | KY | Kentucky | 21047 | Christian | 36.66 | -87.6585 | 160 | 239 | polygon | FALSE | TRUE | America/Chicago | 3 | 42254 | 1840014400 | [10 empty] | LaFayetteKY
Willapa | Willapa | WA | Washington | 53049 | Pacific | 46.6755 | -123.6648 | 160 | 222 | polygon | FALSE | FALSE | America/Los_Angeles | 3 | 98577 | 1840025262 | [10 empty] | WillapaWA
Lamy | Lamy | NM | New Mexico | 35049 | Santa Fe | 35.4854 | -105.8863 | 159 | 23 | polygon | FALSE | FALSE | America/Denver | 3 | 87540 | 1840017776 | [10 empty] | LamyNM
Blanco | Blanco | NM | New Mexico | 35045 | San Juan | 36.7211 | -107.8332 | 159 | 17 | polygon | FALSE | FALSE | America/Denver | 3 | 87413 87412 | 1840024847 | [10 empty] | BlancoNM
Alcalde | Alcalde | NM | New Mexico | 35039 | Rio Arriba | 36.0854 | -106.0575 | 159 | 118 | polygon | FALSE | FALSE | America/Denver | 3 | 87511 | 1840017666 | [10 empty] | AlcaldeNM
Burlington | Burlington | OK | Oklahoma | 40003 | Alfalfa | 36.9001 | -98.4234 | 159 | 223 | polygon | FALSE | TRUE | America/Chicago | 3 | 73722 | 1840021606 | [10 empty] | BurlingtonOK
Tabiona | Tabiona | UT | Utah | 49013 | Duchesne | 40.3544 | -110.7096 | 159 | 599 | polygon | FALSE | TRUE | America/Denver | 3 | 84072 | 1840022412 | [10 empty] | TabionaUT
Winchester | Winchester | AR | Arkansas | 5043 | Drew | 33.7741 | -91.4737 | 159 | 123 | polygon | FALSE | TRUE | America/Chicago | 3 | 71677 | 1840016813 | [10 empty] | WinchesterAR
Oakland Acres | Oakland Acres | IA | Iowa | 19099 | Jasper | 41.7204 | -92.8211 | 159 | 216 | polygon | FALSE | TRUE | America/Chicago | 3 | 50112 | 1840008172 | [10 empty] | Oakland AcresIA
Santa Claus | Santa Claus | GA | Georgia | 13279 | Toombs | 32.1712 | -82.3298 | 159 | 332 | polygon | FALSE | TRUE | America/New_York | 3 | 30436 | 1840015819 | [10 empty] | Santa ClausGA
Talladega Springs | Talladega Springs | AL | Alabama | 1121 | Talladega | 33.1191 | -86.4421 | 159 | 49 | polygon | FALSE | TRUE | America/Chicago | 3 | 35151 | 1840016829 | [10 empty] | Talladega SpringsAL
Bassett | Bassett | AR | Arkansas | 5093 | Mississippi | 35.5356 | -90.1294 | 159 | 250 | polygon | FALSE | TRUE | America/Chicago | 3 | 72350 | 1840015364 | [10 empty] | BassettAR
Prestonville | Prestonville | KY | Kentucky | 21041 | Carroll | 38.6805 | -85.1931 | 159 | 283 | polygon | FALSE | TRUE | America/New_York | 3 | 41008 | 1840014273 | [10 empty] | PrestonvilleKY
Nelson | Nelson | IL | Illinois | 17103 | Lee | 41.7964 | -89.6031 | 159 | 284 | polygon | FALSE | TRUE | America/Chicago | 3 | 61071 61021 | 1840011431 | [10 empty] | NelsonIL
Frannie | Frannie | WY | Wyoming | 56003 | Big Horn | 44.971 | -108.6205 | 159 | 138 | polygon | FALSE | TRUE | America/Denver | 3 | 82423 | 1840021237 | [10 empty] | FrannieWY
Daykin | Daykin | NE | Nebraska | 31095 | Jefferson | 40.3217 | -97.2984 | 159 | 374 | polygon | FALSE | TRUE | America/Chicago | 3 | 68338 | 1840012286 | [10 empty] | DaykinNE
Fort Green Springs | Fort Green Springs | FL | Florida | 12049 | Hardee | 27.5876 | -81.9402 | 159 | 5 | polygon | FALSE | FALSE | America/New_York | 3 | 33834 | 1840025165 | [10 empty] | Fort Green SpringsFL
Midvale | Midvale | ID | Idaho | 16087 | Washington | 44.4618 | -116.7434 | 159 | 23 | polygon | FALSE | TRUE | America/Boise | 3 | 83645 | 1840019986 | [10 empty] | MidvaleID
Hickory Corners | Hickory Corners | MI | Michigan | 26015 | Barry | 42.4363 | -85.3793 | 159 | 29 | polygon | FALSE | FALSE | America/Detroit | 3 | 49060 | 1840024094 | [10 empty] | Hickory CornersMI
Winona | Winona | KS | Kansas | 20109 | Logan | 39.0617 | -101.2448 | 159 | 235 | polygon | FALSE | TRUE | America/Chicago | 3 | 67764 | 1840010700 | [10 empty] | WinonaKS
Ulysses | Ulysses | NE | Nebraska | 31023 | Butler | 41.0722 | -97.2029 | 159 | 304 | polygon | FALSE | TRUE | America/Chicago | 3 | 68669 | 1840011629 | [10 empty] | UlyssesNE
Alston | Alston | GA | Georgia | 13209 | Montgomery | 32.081 | -82.4789 | 159 | 21 | polygon | FALSE | TRUE | America/New_York | 3 | 30473 30412 30410 | 1840015815 | [10 empty] | AlstonGA
McNeal | McNeal | AZ | Arizona | 4003 | Cochise | 31.6079 | -109.6699 | 159 | 16 | polygon | FALSE | FALSE | America/Phoenix | 3 | 85617 | 1840023087 | [10 empty] | McNealAZ
Pike | Pike | CA | California | 6091 | Sierra | 39.4278 | -120.9996 | 159 | 14 | polygon | FALSE | FALSE | America/Los_Angeles | 3 | 95960 | 1840024378 | [10 empty] | PikeCA
Ellison Bay | Ellison Bay | WI | Wisconsin | 55029 | Door | 45.2551 | -87.0729 | 159 | 23 | polygon | FALSE | FALSE | America/Chicago | 3 | 54210 | 1840026084 | [10 empty] | Ellison BayWI
Rew | Rew | PA | Pennsylvania | 42083 | McKean | 41.8992 | -78.5388 | 158 | 62 | polygon | FALSE | FALSE | America/New_York | 3 | 16701 16744 | 1840026235 | [10 empty] | RewPA
Fountain Hill | Fountain Hill | AR | Arkansas | 5003 | Ashley | 33.3576 | -91.8511 | 158 | 107 | polygon | FALSE | TRUE | America/Chicago | 3 | 71642 | 1840016877 | [10 empty] | Fountain HillAR
Redmon | Redmon | IL | Illinois | 17045 | Edgar | 39.6447 | -87.8616 | 158 | 421 | polygon | FALSE | TRUE | America/Chicago | 3 | 61949 | 1840012503 | [10 empty] | RedmonIL
Humboldt River Ranch | Humboldt River Ranch | NV | Nevada | 32027 | Pershing | 40.4556 | -118.2676 | 158 | 4 | polygon | FALSE | TRUE | America/Los_Angeles | 3 | 89419 | 1840033755 | [10 empty] | Humboldt River RanchNV
Goehner | Goehner | NE | Nebraska | 31159 | Seward | 40.8327 | -97.2196 | 158 | 351 | polygon | FALSE | TRUE | America/Chicago | 3 | 68434 68364 | 1840011838 | [10 empty] | GoehnerNE
Bloomville | Bloomville | NY | New York | 36025 | Delaware | 42.3338 | -74.818 | 158 | 46 | polygon | FALSE | FALSE | America/New_York | 3 | 13739 | 1840025500 | [10 empty] | BloomvilleNY
Page | Page | NE | Nebraska | 31089 | Holt | 42.4 | -98.4177 | 158 | 249 | polygon | FALSE | TRUE | America/Chicago | 3 | 68766 | 1840011047 | [10 empty] | PageNE
Booneville | Booneville | KY | Kentucky | 21189 | Owsley | 37.4702 | -83.6828 | 158 | 42 | polygon | FALSE | TRUE | America/New_York | 3 | 41314 | 1840013240 | [10 empty] | BoonevilleKY
Fenwick | Fenwick | WV | West Virginia | 54067 | Nicholas | 38.2289 | -80.5807 | 158 | 431 | polygon | FALSE | FALSE | America/New_York | 3 | 26202 | 1840025668 | [10 empty] | FenwickWV
Rexford | Rexford | MT | Montana | 30053 | Lincoln | 48.8998 | -115.1714 | 158 | 721 | polygon | FALSE | TRUE | America/Denver | 3 | 59930 | 1840021051 | [10 empty] | RexfordMT
Plainfield | Plainfield | OH | Ohio | 39031 | Coshocton | 40.205 | -81.7181 | 158 | 155 | polygon | FALSE | TRUE | America/New_York | 3 | 43836 43812 | 1840012199 | [10 empty] | PlainfieldOH
Hardtner | Hardtner | KS | Kansas | 20007 | Barber | 37.0143 | -98.6492 | 158 | 221 | polygon | FALSE | TRUE | America/Chicago | 3 | 67057 | 1840007613 | [10 empty] | HardtnerKS
Verdon | Verdon | NE | Nebraska | 31147 | Richardson | 40.1491 | -95.7112 | 158 | 257 | polygon | FALSE | TRUE | America/Chicago | 3 | 68457 | 1840012349 | [10 empty] | VerdonNE
Leighton | Leighton | IA | Iowa | 19123 | Mahaska | 41.3387 | -92.7865 | 158 | 641 | polygon | FALSE | TRUE | America/Chicago | 3 | 50143 | 1840008226 | [10 empty] | LeightonIA
Garrett | Garrett | IL | Illinois | 17041 | Douglas | 39.7973 | -88.4246 | 158 | 566 | polygon | FALSE | TRUE | America/Chicago | 3 | 61913 | 1840012509 | [10 empty] | GarrettIL
Pine Grove | Pine Grove | WA | Washington | 53019 | Ferry | 48.6502 | -118.684 | 158 | 124 | polygon | FALSE | TRUE | America/Los_Angeles | 3 | 99166 | 1840043279 | [10 empty] | Pine GroveWA
Templeton | Templeton | VA | Virginia | 51149 | Prince George | 37.0811 | -77.3563 | 158 | 29 | polygon | FALSE | FALSE | America/New_York | 3 | 23805 | 1840026870 | [10 empty] | TempletonVA
Paradise | Paradise | MT | Montana | 30089 | Sanders | 47.3858 | -114.799 | 158 | 247 | polygon | FALSE | FALSE | America/Denver | 3 | 59859 59856 | 1840018385 | [10 empty] | ParadiseMT
Scipio | Scipio | IN | Indiana | 18079 | Jennings | 39.0771 | -85.716 | 158 | 53 | polygon | FALSE | FALSE | America/Indiana/Indianapolis | 3 | 47273 | 1840139852 | [10 empty] | ScipioIN
Chili | Chili | WI | Wisconsin | 55019 | Clark | 44.6296 | -90.3583 | 158 | 46 | polygon | FALSE | FALSE | America/Chicago | 3 | 54420 | 1840025324 | [10 empty] | ChiliWI
Blomkest | Blomkest | MN | Minnesota | 27067 | Kandiyohi | 44.9428 | -95.0235 | 158 | 59 | polygon | FALSE | TRUE | America/Chicago | 3 | 56216 | 1840006723 | [10 empty] | BlomkestMN
Northwood | Northwood | PA | Pennsylvania | 42013 | Blair | 40.6864 | -78.2272 | 158 | 115 | polygon | FALSE | FALSE | America/New_York | 3 | 16686 | 1840026418 | [10 empty] | NorthwoodPA
Castalia | Castalia | IA | Iowa | 19191 | Winneshiek | 43.1126 | -91.677 | 158 | 105 | polygon | FALSE | TRUE | America/Chicago | 3 | 52133 | 1840006863 | [10 empty] | CastaliaIA
Lutak | Lutak | AK | Alaska | 2100 | Haines | 59.3997 | -135.6314 | 158 | 0 | polygon | FALSE | FALSE | America/Juneau | 3 | 99827 | 1840023680 | [10 empty] | LutakAK
Swaledale | Swaledale | IA | Iowa | 19033 | Cerro Gordo | 42.9765 | -93.3154 | 158 | 249 | polygon | FALSE | TRUE | America/Chicago | 3 | 50477 | 1840009051 | [10 empty] | SwaledaleIA
Silver City | Silver City | NV | Nevada | 32019 | Lyon | 39.2639 | -119.6356 | 158 | 63 | polygon | FALSE | FALSE | America/Los_Angeles | 3 | 89428 | 1840033764 | [10 empty] | Silver CityNV
Downieville | Downieville | CA | California | 6091 | Sierra | 39.5701 | -120.8213 | 158 | 19 | polygon | FALSE | FALSE | America/Los_Angeles | 3 | 95936 | 1840024376 | [10 empty] | DownievilleCA
Summertown | Summertown | GA | Georgia | 13107 | Emanuel | 32.7458 | -82.2763 | 158 | 77 | polygon | FALSE | TRUE | America/New_York | 3 | 30441 | 1840015786 | [10 empty] | SummertownGA
Kohls Ranch | Kohls Ranch | AZ | Arizona | 4007 | Gila | 34.321 | -111.0838 | 158 | 52 | polygon | FALSE | FALSE | America/Phoenix | 3 | 85541 | 1840022865 | [10 empty] | Kohls RanchAZ
Greenbush | Greenbush | WI | Wisconsin | 55117 | Sheboygan | 43.7778 | -88.0902 | 158 | 89 | polygon | FALSE | FALSE | America/Chicago | 3 | 53023 | 1840025423 | [10 empty] | GreenbushWI
La Platte | La Platte | NE | Nebraska | 31153 | Sarpy | 41.0718 | -95.9255 | 158 | 216 | polygon | FALSE | FALSE | America/Chicago | 3 | 68123 | 1840024198 | [10 empty] | La PlatteNE
Kickapoo Tribal Center | Kickapoo Tribal Center | KS | Kansas | 20013 | Brown | 39.6723 | -95.6452 | 158 | 31 | polygon | FALSE | TRUE | America/Chicago | 3 | 66439 | 1840039349 | [10 empty] | Kickapoo Tribal CenterKS
Chester | Chester | AR | Arkansas | 5033 | Crawford | 35.6778 | -94.1778 | 157 | 118 | polygon | FALSE | TRUE | America/Chicago | 3 | 72934 | 1840016300 | [10 empty] | ChesterAR
Boyd | Boyd | MN | Minnesota | 27073 | Lac qui Parle | 44.8512 | -95.9008 | 157 | 118 | polygon | FALSE | TRUE | America/Chicago | 3 | 56218 | 1840006742 | [10 empty] | BoydMN
McDonald | McDonald | KS | Kansas | 20153 | Rawlins | 39.7847 | -101.3703 | 157 | 276 | polygon | FALSE | TRUE | America/Chicago | 3 | 67745 | 1840008406 | [10 empty] | McDonaldKS
Rockville | Rockville | MO | Missouri | 29013 | Bates | 38.0713 | -94.0803 | 157 | 184 | polygon | FALSE | TRUE | America/Chicago | 3 | 64780 | 1840009812 | [10 empty] | RockvilleMO
Campus | Campus | IL | Illinois | 17105 | Livingston | 41.0246 | -88.3073 | 157 | 657 | polygon | FALSE | TRUE | America/Chicago | 3 | 60920 | 1840010322 | [10 empty] | CampusIL
Regent | Regent | ND | North Dakota | 38041 | Hettinger | 46.4222 | -102.5581 | 157 | 108 | polygon | FALSE | TRUE | America/Denver | 3 | 58650 | 1840000223 | [10 empty] | RegentND
Reddick | Reddick | IL | Illinois | 17105 | Livingston | 41.0985 | -88.2486 | 157 | 254 | polygon | FALSE | TRUE | America/Chicago | 3 | 60961 | 1840029810 | [10 empty] | ReddickIL
Rockbridge | Rockbridge | IL | Illinois | 17061 | Greene | 39.2693 | -90.2066 | 157 | 82 | polygon | FALSE | TRUE | America/Chicago | 3 | 62081 | 1840012667 | [10 empty] | RockbridgeIL
Montezuma | Montezuma | OH | Ohio | 39107 | Mercer | 40.4892 | -84.5497 | 157 | 521 | polygon | FALSE | TRUE | America/New_York | 3 | 45866 | 1840012005 | [10 empty] | MontezumaOH
Calumet | Calumet | IA | Iowa | 19141 | O'Brien | 42.945 | -95.5514 | 157 | 228 | polygon | FALSE | TRUE | America/Chicago | 3 | 51009 51058 | 1840006874 | [10 empty] | CalumetIA
Cedar Crest | Cedar Crest | OK | Oklahoma | 40097 | Mayes | 36.1215 | -95.1663 | 157 | 11 | polygon | FALSE | FALSE | America/Chicago | 3 | 74352 | 1840034424 | [10 empty] | Cedar CrestOK
Harris | Harris | IA | Iowa | 19143 | Osceola | 43.4435 | -95.4371 | 157 | 76 | polygon | FALSE | TRUE | America/Chicago | 3 | 51345 | 1840006855 | [10 empty] | HarrisIA
Mettler | Mettler | CA | California | 6029 | Kern | 35.0635 | -118.9729 | 157 | 260 | polygon | FALSE | FALSE | America/Los_Angeles | 3 | 93313 | 1840019133 | [10 empty] | MettlerCA
Clontarf | Clontarf | MN | Minnesota | 27151 | Swift | 45.377 | -95.677 | 157 | 29 | polygon | FALSE | TRUE | America/Chicago | 3 | 56215 56226 | 1840006724 | [10 empty] | ClontarfMN
Hurdland | Hurdland | MO | Missouri | 29103 | Knox | 40.1489 | -92.3034 | 157 | 182 | polygon | FALSE | TRUE | America/Chicago | 3 | 63547 | 1840007254 | [10 empty] | HurdlandMO
Page | Page | WV | West Virginia | 54019 | Fayette | 38.0506 | -81.2717 | 157 | 138 | polygon | FALSE | FALSE | America/New_York | 3 | 25152 | 1840025683 | [10 empty] | PageWV
Washington | Washington | NE | Nebraska | 31177 | Washington | 41.3977 | -96.2075 | 157 | 296 | polygon | FALSE | TRUE | America/Chicago | 3 | 68068 68007 | 1840011529 | [10 empty] | WashingtonNE
Clearmont | Clearmont | WY | Wyoming | 56033 | Sheridan | 44.6399 | -106.3812 | 157 | 362 | polygon | FALSE | TRUE | America/Denver | 3 | 82835 | 1840022345 | [10 empty] | ClearmontWY
Villarreal | Villarreal | TX | Texas | 48427 | Starr | 26.3072 | -98.6443 | 157 | 893 | polygon | FALSE | TRUE | America/Chicago | 3 | 78582 | 1840041618 | [10 empty] | VillarrealTX
Twin Oaks | Twin Oaks | OK | Oklahoma | 40041 | Delaware | 36.1927 | -94.8217 | 157 | 25 | polygon | FALSE | FALSE | America/Chicago | 3 | 74347 | 1840019045 | [10 empty] | Twin OaksOK
Rush Center | Rush Center | KS | Kansas | 20165 | Rush | 38.4649 | -99.3109 | 157 | 168 | polygon | FALSE | TRUE | America/Chicago | 3 | 67575 | 1840009656 | [10 empty] | Rush CenterKS
Gillham | Gillham | AR | Arkansas | 5133 | Sevier | 34.1686 | -94.3145 | 157 | 66 | polygon | FALSE | TRUE | America/Chicago | 3 | 71841 | 1840016735 | [10 empty] | GillhamAR
Maxville | Maxville | MT | Montana | 30039 | Granite | 46.476 | -113.2355 | 157 | 8 | polygon | FALSE | FALSE | America/Denver | 3 | 59837 | 1840023861 | [10 empty] | MaxvilleMT
Gulf | Gulf | NC | North Carolina | 37037 | Chatham | 35.5597 | -79.2807 | 157 | 66 | polygon | FALSE | FALSE | America/New_York | 3 | 27252 27330 | 1840025793 | [10 empty] | GulfNC
Randolph | Randolph | KS | Kansas | 20161 | Riley | 39.4289 | -96.7598 | 156 | 240 | polygon | FALSE | TRUE | America/Chicago | 3 | 66554 | 1840009583 | [10 empty] | RandolphKS
Bowman | Bowman | TN | Tennessee | 47035 | Cumberland | 36.0586 | -85.0305 | 156 | 26 | polygon | FALSE | FALSE | America/Chicago | 3 | 38571 | 1840025787 | [10 empty] | BowmanTN
Bieber | Bieber | CA | California | 6035 | Lassen | 41.1251 | -121.1336 | 156 | 36 | polygon | FALSE | FALSE | America/Los_Angeles | 3 | 96009 | 1840022391 | [10 empty] | BieberCA
Coldfoot | Coldfoot | AK | Alaska | 2290 | Yukon-Koyukuk | 67.2475 | -150.1079 | 156 | 1 | polygon | FALSE | FALSE | America/Anchorage | 3 | 99701 | 1840023436 | [10 empty] | ColdfootAK
Grayson | Grayson | OK | Oklahoma | 40111 | Okmulgee | 35.5053 | -95.8718 | 156 | 54 | polygon | FALSE | TRUE | America/Chicago | 3 | 74437 | 1840021715 | [10 empty] | GraysonOK
Iuka | Iuka | KS | Kansas | 20151 | Pratt | 37.729 | -98.7327 | 156 | 91 | polygon | FALSE | TRUE | America/Chicago | 3 | 67066 | 1840008715 | [10 empty] | IukaKS
Rutland | Rutland | ND | North Dakota | 38081 | Sargent | 46.0543 | -97.5068 | 156 | 155 | polygon | FALSE | TRUE | America/Chicago | 3 | 58067 | 1840001985 | [10 empty] | RutlandND
Alderpoint | Alderpoint | CA | California | 6023 | Humboldt | 40.1614 | -123.6157 | 156 | 24 | polygon | FALSE | FALSE | America/Los_Angeles | 3 | 95511 | 1840009839 | [10 empty] | AlderpointCA
Sanford | Sanford | TX | Texas | 48233 | Hutchinson | 35.7027 | -101.5318 | 156 | 450 | polygon | FALSE | TRUE | America/Chicago | 3 | 79078 | 1840022707 | [10 empty] | SanfordTX
Arkdale | Arkdale | WI | Wisconsin | 55001 | Adams | 44.0253 | -89.8861 | 156 | 27 | polygon | FALSE | FALSE | America/Chicago | 3 | 54613 | 1840025380 | [10 empty] | ArkdaleWI
Kirwin | Kirwin | KS | Kansas | 20147 | Phillips | 39.6698 | -99.1217 | 156 | 65 | polygon | FALSE | TRUE | America/Chicago | 3 | 67644 | 1840008423 | [10 empty] | KirwinKS
Elba | Elba | MN | Minnesota | 27169 | Winona | 44.0864 | -92.0181 | 156 | 29 | polygon | FALSE | TRUE | America/Chicago | 3 | 55910 | 1840007919 | [10 empty] | ElbaMN
Hillsboro | Hillsboro | MD | Maryland | 24011 | Caroline | 38.9168 | -75.9413 | 156 | 445 | polygon | FALSE | TRUE | America/New_York | 3 | 21641 21629 | 1840005937 | [10 empty] | HillsboroMD
Coates | Coates | MN | Minnesota | 27037 | Dakota | 44.716 | -93.0323 | 156 | 43 | polygon | FALSE | TRUE | America/Chicago | 3 | 55068 | 1840006767 | [10 empty] | CoatesMN
Hobson | Hobson | AL | Alabama | 1129 | Washington | 31.4836 | -88.1513 | 156 | 20 | polygon | FALSE | FALSE | America/Chicago | 3 | 36518 | 1840025959 | [10 empty] | HobsonAL
Pentress | Pentress | WV | West Virginia | 54061 | Monongalia | 39.7101 | -80.1685 | 156 | 99 | polygon | FALSE | FALSE | America/New_York | 3 | 26541 26544 | 1840025589 | [10 empty] | PentressWV
Moorland | Moorland | IA | Iowa | 19187 | Webster | 42.4414 | -94.2954 | 156 | 40 | polygon | FALSE | TRUE | America/Chicago | 3 | 50566 | 1840008055 | [10 empty] | MoorlandIA
Brooktree Park | Brooktree Park | ND | North Dakota | 38017 | Cass | 47.0038 | -96.8961 | 156 | 342 | polygon | FALSE | FALSE | America/Chicago | 3 | 58042 | 1840023846 | [10 empty] | Brooktree ParkND
Tall Timber | Tall Timber | CO | Colorado | 8013 | Boulder | 40.0151 | -105.3498 | 156 | 104 | polygon | FALSE | FALSE | America/Denver | 3 | 80302 | 1840028522 | [10 empty] | Tall TimberCO
Kensal | Kensal | ND | North Dakota | 38093 | Stutsman | 47.3001 | -98.7322 | 156 | 99 | polygon | FALSE | TRUE | America/Chicago | 3 | 58455 | 1840000154 | [10 empty] | KensalND
Avon | Avon | MT | Montana | 30077 | Powell | 46.6264 | -112.582 | 156 | 4 | polygon | FALSE | FALSE | America/Denver | 3 | 59713 | 1840017351 | [10 empty] | AvonMT
Randolph | Randolph | IA | Iowa | 19071 | Fremont | 40.8734 | -95.5647 | 155 | 188 | polygon | FALSE | TRUE | America/Chicago | 3 | 51649 | 1840009384 | [10 empty] | RandolphIA
Clearmont | Clearmont | MO | Missouri | 29147 | Nodaway | 40.5082 | -95.0326 | 155 | 366 | polygon | FALSE | TRUE | America/Chicago | 3 | 64431 | 1840007226 | [10 empty] | ClearmontMO
Marquette | Marquette | WI | Wisconsin | 55047 | Green Lake | 43.7464 | -89.1384 | 155 | 159 | polygon | FALSE | TRUE | America/Chicago | 3 | 53946 53947 | 1840002592 | [10 empty] | MarquetteWI
Allensville | Allensville | KY | Kentucky | 21219 | Todd | 36.7163 | -87.0683 | 155 | 52 | polygon | FALSE | FALSE | America/Chicago | 3 | 42204 | 1840013271 | [10 empty] | AllensvilleKY
Ronco | Ronco | PA | Pennsylvania | 42051 | Fayette | 39.8686 | -79.921 | 155 | 117 | polygon | FALSE | FALSE | America/New_York | 3 | 15476 15461 | 1840026571 | [10 empty] | RoncoPA
Cornish | Cornish | OK | Oklahoma | 40067 | Jefferson | 34.1637 | -97.5967 | 155 | 106 | polygon | FALSE | TRUE | America/Chicago | 3 | 73456 | 1840022884 | [10 empty] | CornishOK
Yogaville | Yogaville | VA | Virginia | 51029 | Buckingham | 37.6654 | -78.6946 | 155 | 11 | polygon | FALSE | FALSE | America/New_York | 3 | 23921 | 1840037448 | [10 empty] | YogavilleVA
Osage | Osage | OK | Oklahoma | 40113 | Osage | 36.2948 | -96.4179 | 155 | 193 | polygon | FALSE | TRUE | America/Chicago | 3 | 74054 74035 | 1840022596 | [10 empty] | OsageOK
Ogden | Ogden | AR | Arkansas | 5081 | Little River | 33.5859 | -94.0469 | 155 | 155 | polygon | FALSE | TRUE | America/Chicago | 3 | 71853 71822 | 1840014785 | [10 empty] | OgdenAR
Henderson Point | Henderson Point | MS | Mississippi | 28047 | Harrison | 30.3153 | -89.2864 | 155 | 56 | polygon | FALSE | FALSE | America/Chicago | 3 | 39571 | 1840026003 | [10 empty] | Henderson PointMS
Fulton | Fulton | KS | Kansas | 20011 | Bourbon | 38.0098 | -94.7196 | 155 | 311 | polygon | FALSE | TRUE | America/Chicago | 3 | 66738 | 1840008696 | [10 empty] | FultonKS
Monroe | Monroe | SD | South Dakota | 46125 | Turner | 43.4865 | -97.2166 | 155 | 157 | polygon | FALSE | TRUE | America/Chicago | 3 | 57047 | 1840002857 | [10 empty] | MonroeSD
Reasnor | Reasnor | IA | Iowa | 19099 | Jasper | 41.5789 | -93.0229 | 155 | 108 | polygon | FALSE | TRUE | America/Chicago | 3 | 50232 | 1840009225 | [10 empty] | ReasnorIA
McClelland | McClelland | IA | Iowa | 19155 | Pottawattamie | 41.3315 | -95.6815 | 155 | 214 | polygon | FALSE | TRUE | America/Chicago | 3 | 51576 51548 | 1840008230 | [10 empty] | McClellandIA
Fenwood | Fenwood | WI | Wisconsin | 55073 | Marathon | 44.8658 | -90.0146 | 155 | 60 | polygon | FALSE | TRUE | America/Chicago | 3 | 54426 | 1840002167 | [10 empty] | FenwoodWI
Haena | Haena | HI | Hawaii | 15007 | Kauai | 22.2186 | -159.561 | 155 | 41 | polygon | FALSE | FALSE | Pacific/Honolulu | 3 | 96714 | 1840029566 | [10 empty] | HaenaHI
Graham | Graham | MO | Missouri | 29147 | Nodaway | 40.2013 | -95.0404 | 155 | 225 | polygon | FALSE | TRUE | America/Chicago | 3 | 64455 | 1840010416 | [10 empty] | GrahamMO
Flournoy | Flournoy | CA | California | 6103 | Tehama | 39.9284 | -122.4461 | 155 | 10 | polygon | FALSE | FALSE | America/Los_Angeles | 3 | 96021 96029 | 1840025547 | [10 empty] | FlournoyCA
Pitkas Point | Pitkas Point | AK | Alaska | 2158 | Kusilvak | 62.0374 | -163.2681 | 155 | 37 | polygon | FALSE | FALSE | America/Nome | 3 | 99658 | 1840023320 | [10 empty] | Pitkas PointAK
Kingston | Kingston | UT | Utah | 49031 | Piute | 38.2067 | -112.1793 | 155 | 11 | polygon | FALSE | TRUE | America/Denver | 3 | 84723 84743 | 1840021504 | [10 empty] | KingstonUT
Havensville | Havensville | KS | Kansas | 20149 | Pottawatomie | 39.5114 | -96.0763 | 155 | 412 | polygon | FALSE | TRUE | America/Chicago | 3 | 66432 | 1840007354 | [10 empty] | HavensvilleKS
Crab Orchard | Crab Orchard | IL | Illinois | 17199 | Williamson | 37.7249 | -88.8059 | 155 | 42 | polygon | FALSE | FALSE | America/Chicago | 3 | 62959 | 1840025717 | [10 empty] | Crab OrchardIL
Cranberry Lake | Cranberry Lake | NY | New York | 36089 | St. Lawrence | 44.2063 | -74.8426 | 155 | 3 | polygon | FALSE | FALSE | America/New_York | 3 | 12927 | 1840025337 | [10 empty] | Cranberry LakeNY
Ulm | Ulm | AR | Arkansas | 5117 | Prairie | 34.5762 | -91.4617 | 155 | 229 | polygon | FALSE | TRUE | America/Chicago | 3 | 72170 | 1840016493 | [10 empty] | UlmAR
Bear Lake | Bear Lake | PA | Pennsylvania | 42123 | Warren | 41.9934 | -79.5014 | 155 | 86 | polygon | FALSE | TRUE | America/New_York | 3 | 16402 | 1840003331 | [10 empty] | Bear LakePA
Bolivia | Bolivia | NC | North Carolina | 37019 | Brunswick | 34.0699 | -78.1472 | 154 | 93 | polygon | FALSE | TRUE | America/New_York | 3 | 28422 | 1840015579 | [10 empty] | BoliviaNC
Middletown | Middletown | MO | Missouri | 29139 | Montgomery | 39.1286 | -91.4139 | 154 | 184 | polygon | FALSE | TRUE | America/Chicago | 3 | 63359 | 1840009697 | [10 empty] | MiddletownMO
Redbird | Redbird | OK | Oklahoma | 40145 | Wagoner | 35.8871 | -95.5872 | 154 | 71 | polygon | FALSE | TRUE | America/Chicago | 3 | 74454 74458 | 1840074909 | [10 empty] | RedbirdOK
Monmouth | Monmouth | IA | Iowa | 19097 | Jackson | 42.0751 | -90.8822 | 154 | 104 | polygon | FALSE | TRUE | America/Chicago | 3 | 52309 | 1840008090 | [10 empty] | MonmouthIA
Ruby | Ruby | AK | Alaska | 2290 | Yukon-Koyukuk | 64.7233 | -155.5006 | 154 | 8 | polygon | FALSE | TRUE | America/Anchorage | 3 | 99768 | 1840023458 | [10 empty] | RubyAK
Alpine | Alpine | AZ | Arizona | 4001 | Apache | 33.846 | -109.1431 | 154 | 98 | polygon | FALSE | FALSE | America/Phoenix | 3 | 85920 | 1840022617 | [10 empty] | AlpineAZ
Davey | Davey | NE | Nebraska | 31109 | Lancaster | 40.9838 | -96.6692 | 154 | 384 | polygon | FALSE | TRUE | America/Chicago | 3 | 68336 | 1840011846 | [10 empty] | DaveyNE
Manter | Manter | KS | Kansas | 20187 | Stanton | 37.5243 | -101.8839 | 154 | 245 | polygon | FALSE | TRUE | America/Chicago | 3 | 67862 | 1840009880 | [10 empty] | ManterKS
Comfort | Comfort | WV | West Virginia | 54005 | Boone | 38.1317 | -81.6102 | 154 | 59 | polygon | FALSE | FALSE | America/New_York | 3 | 25049 | 1840025686 | [10 empty] | ComfortWV
Yoder | Yoder | WY | Wyoming | 56015 | Goshen | 41.917 | -104.2956 | 154 | 279 | polygon | FALSE | TRUE | America/Denver | 3 | 82244 | 1840022366 | [10 empty] | YoderWY
Glencoe | Glencoe | OH | Ohio | 39013 | Belmont | 40.0106 | -80.8815 | 154 | 48 | polygon | FALSE | FALSE | America/New_York | 3 | 43928 43950 | 1840026548 | [10 empty] | GlencoeOH
Harding-Birch Lakes | Harding-Birch Lakes | AK | Alaska | 2090 | Fairbanks North Star | 64.3711 | -146.5999 | 154 | 0 | polygon | FALSE | TRUE | America/Anchorage | 3 | 99714 | 1840075078 | [10 empty] | Harding-Birch LakesAK
Westby | Westby | MT | Montana | 30091 | Sheridan | 48.871 | -104.0551 | 154 | 105 | polygon | FALSE | TRUE | America/Denver | 3 | 59275 | 1840022282 | [10 empty] | WestbyMT
Thynedale | Thynedale | VA | Virginia | 51117 | Mecklenburg | 36.8182 | -78.4774 | 154 | 80 | polygon | FALSE | TRUE | America/New_York | 3 | 23924 | 1840041878 | [10 empty] | ThynedaleVA
Hartline | Hartline | WA | Washington | 53025 | Grant | 47.6895 | -119.1081 | 154 | 178 | polygon | FALSE | TRUE | America/Los_Angeles | 3 | 99135 | 1840021105 | [10 empty] | HartlineWA
Exline | Exline | IA | Iowa | 19007 | Appanoose | 40.649 | -92.8432 | 154 | 59 | polygon | FALSE | TRUE | America/Chicago | 3 | 52555 | 1840008315 | [10 empty] | ExlineIA
Lake McMurray | Lake McMurray | WA | Washington | 53057 | Skagit | 48.313 | -122.2317 | 154 | 73 | polygon | FALSE | FALSE | America/Los_Angeles | 3 | 98274 | 1840037893 | [10 empty] | Lake McMurrayWA
Kanorado | Kanorado | KS | Kansas | 20181 | Sherman | 39.3365 | -102.0372 | 154 | 227 | polygon | FALSE | TRUE | America/Denver | 3 | 67741 | 1840008468 | [10 empty] | KanoradoKS
Bogard | Bogard | MO | Missouri | 29033 | Carroll | 39.4579 | -93.5239 | 154 | 108 | polygon | FALSE | TRUE | America/Chicago | 3 | 64622 | 1840007334 | [10 empty] | BogardMO
Norge | Norge | OK | Oklahoma | 40051 | Grady | 34.9892 | -97.9941 | 154 | 193 | polygon | FALSE | TRUE | America/Chicago | 3 | 73018 | 1840022778 | [10 empty] | NorgeOK
Allentown | Allentown | GA | Georgia | 13289 | Twiggs | 32.5855 | -83.2273 | 154 | 12 | polygon | FALSE | TRUE | America/New_York | 3 | 31065 31003 31017 | 1840013791 | [10 empty] | AllentownGA
Chinook | Chinook | WA | Washington | 53049 | Pacific | 46.2755 | -123.9425 | 154 | 58 | polygon | FALSE | FALSE | America/Los_Angeles | 3 | 98624 98614 | 1840017374 | [10 empty] | ChinookWA
Gakona | Gakona | AK | Alaska | 2261 | Valdez-Cordova | 62.3609 | -145.2657 | 154 | 0 | polygon | FALSE | FALSE | America/Anchorage | 3 | 99586 | 1840023386 | [10 empty] | GakonaAK
Laurel Mountain | Laurel Mountain | PA | Pennsylvania | 42129 | Westmoreland | 40.2112 | -79.1851 | 154 | 460 | polygon | FALSE | TRUE | America/New_York | 3 | 15658 15655 | 1840035407 | [10 empty] | Laurel MountainPA
Concord | Concord | IL | Illinois | 17137 | Morgan | 39.8157 | -90.37 | 154 | 239 | polygon | FALSE | TRUE | America/Chicago | 3 | 62631 62628 | 1840012510 | [10 empty] | ConcordIL
Republican City | Republican City | NE | Nebraska | 31083 | Harlan | 40.0987 | -99.2223 | 154 | 182 | polygon | FALSE | TRUE | America/Chicago | 3 | 68971 | 1840012301 | [10 empty] | Republican CityNE
White Heath | White Heath | IL | Illinois | 17147 | Piatt | 40.087 | -88.5115 | 154 | 174 | polygon | FALSE | FALSE | America/Chicago | 3 | 61884 | 1840025559 | [10 empty] | White HeathIL
Parkman | Parkman | OH | Ohio | 39055 | Geauga | 41.3722 | -81.0591 | 154 | 83 | polygon | FALSE | FALSE | America/New_York | 3 | 44062 44080 | 1840034084 | [10 empty] | ParkmanOH
Dawn | Dawn | MO | Missouri | 29117 | Livingston | 39.6713 | -93.6341 | 154 | 45 | polygon | FALSE | FALSE | America/Chicago | 3 | 64638 | 1840025586 | [10 empty] | DawnMO
Trinity Center | Trinity Center | CA | California | 6105 | Trinity | 40.9841 | -122.7083 | 154 | 11 | polygon | FALSE | FALSE | America/Los_Angeles | 3 | 96091 | 1840024177 | [10 empty] | Trinity CenterCA
Blue Sky | Blue Sky | CO | Colorado | 8087 | Morgan | 40.3002 | -103.8057 | 154 | 1661 | polygon | FALSE | TRUE | America/Denver | 3 | 80701 | 1840038615 | [10 empty] | Blue SkyCO
Little Bitterroot Lake | Little Bitterroot Lake | MT | Montana | 30029 | Flathead | 48.118 | -114.7206 | 154 | 7 | polygon | FALSE | TRUE | America/Denver | 3 | 59925 | 1840039686 | [10 empty] | Little Bitterroot LakeMT
Center Sandwich | Center Sandwich | NH | New Hampshire | 33003 | Carroll | 43.8085 | -71.4395 | 154 | 100 | polygon | FALSE | FALSE | America/New_York | 3 | 3227 | 1840026133 | [10 empty] | Center SandwichNH
Lewis | Lewis | WI | Wisconsin | 55095 | Polk | 45.7159 | -92.3965 | 154 | 40 | polygon | FALSE | FALSE | America/Chicago | 3 | 54837 | 1840025299 | [10 empty] | LewisWI
Winthrop | Winthrop | NY | New York | 36089 | St. Lawrence | 44.8006 | -74.8016 | 154 | 21 | polygon | FALSE | FALSE | America/New_York | 3 | 13613 13697 | 1840017087 | [10 empty] | WinthropNY
Hillsboro | Hillsboro | NM | New Mexico | 35051 | Sierra | 32.9218 | -107.5774 | 154 | 27 | polygon | FALSE | FALSE | America/Denver | 3 | 88042 | 1840025047 | [10 empty] | HillsboroNM
Webster | Webster | PA | Pennsylvania | 42129 | Westmoreland | 40.1877 | -79.8489 | 154 | 101 | polygon | FALSE | FALSE | America/New_York | 3 | 15012 15087 | 1840026434 | [10 empty] | WebsterPA
Glacier | Glacier | WA | Washington | 53073 | Whatcom | 48.8902 | -121.9323 | 154 | 20 | polygon | FALSE | FALSE | America/Los_Angeles | 3 | 98244 | 1840017292 | [10 empty] | GlacierWA
Williamson | Williamson | IA | Iowa | 19117 | Lucas | 41.0883 | -93.2568 | 154 | 184 | polygon | FALSE | TRUE | America/Chicago | 3 | 50272 | 1840010317 | [10 empty] | WilliamsonIA
Elvaston | Elvaston | IL | Illinois | 17067 | Hancock | 40.3954 | -91.2493 | 154 | 74 | polygon | FALSE | TRUE | America/Chicago | 3 | 62334 | 1840012103 | [10 empty] | ElvastonIL
Kobuk | Kobuk | AK | Alaska | 2188 | Northwest Arctic | 66.931 | -156.8939 | 153 | 3 | polygon | FALSE | TRUE | America/Anchorage | 3 | 99751 | 1840023493 | [10 empty] | KobukAK
Ouzinkie | Ouzinkie | AK | Alaska | 2150 | Kodiak Island | 57.9222 | -152.4674 | 153 | 10 | polygon | FALSE | TRUE | America/Anchorage | 3 | 99644 | 1840023304 | [10 empty] | OuzinkieAK
Sycamore | Sycamore | SC | South Carolina | 45005 | Allendale | 33.0362 | -81.2223 | 153 | 18 | polygon | FALSE | TRUE | America/New_York | 3 | 29827 29846 | 1840016905 | [10 empty] | SycamoreSC
Amesville | Amesville | OH | Ohio | 39009 | Athens | 39.4016 | -81.9549 | 153 | 269 | polygon | FALSE | TRUE | America/New_York | 3 | 45711 | 1840010640 | [10 empty] | AmesvilleOH
Mount Union | Mount Union | IA | Iowa | 19087 | Henry | 41.0576 | -91.3914 | 153 | 349 | polygon | FALSE | FALSE | America/Chicago | 3 | 52644 | 1840008265 | [10 empty] | Mount UnionIA
Steely Hollow | Steely Hollow | OK | Oklahoma | 40021 | Cherokee | 35.9887 | -94.9578 | 153 | 28 | polygon | FALSE | TRUE | America/Chicago | 3 | 74464 | 1840040405 | [10 empty] | Steely HollowOK
New Castle | New Castle | VA | Virginia | 51045 | Craig | 37.5013 | -80.1119 | 153 | 358 | polygon | FALSE | TRUE | America/New_York | 3 | 24127 | 1840006397 | [10 empty] | New CastleVA
Columbus | Columbus | KY | Kentucky | 21105 | Hickman | 36.7596 | -89.102 | 153 | 185 | polygon | FALSE | TRUE | America/Chicago | 3 | 42032 42031 | 1840014409 | [10 empty] | ColumbusKY
Brunsville | Brunsville | IA | Iowa | 19149 | Plymouth | 42.811 | -96.2666 | 153 | 250 | polygon | FALSE | TRUE | America/Chicago | 3 | 51008 | 1840006894 | [10 empty] | BrunsvilleIA
Stella | Stella | MO | Missouri | 29145 | Newton | 36.7624 | -94.1908 | 153 | 376 | polygon | FALSE | TRUE | America/Chicago | 3 | 64867 | 1840010895 | [10 empty] | StellaMO
Montrose | Montrose | WV | West Virginia | 54083 | Randolph | 39.0671 | -79.8144 | 153 | 94 | polygon | FALSE | TRUE | America/New_York | 3 | 26283 | 1840005995 | [10 empty] | MontroseWV
Kimball | Kimball | WV | West Virginia | 54047 | McDowell | 37.4268 | -81.5078 | 153 | 233 | polygon | FALSE | TRUE | America/New_York | 3 | 24853 | 1840006427 | [10 empty] | KimballWV
Vance | Vance | SC | South Carolina | 45075 | Orangeburg | 33.4365 | -80.42 | 153 | 116 | polygon | FALSE | TRUE | America/New_York | 3 | 29163 | 1840016824 | [10 empty] | VanceSC
Houlton | Houlton | WI | Wisconsin | 55109 | St. Croix | 45.0607 | -92.7903 | 153 | 41 | polygon | FALSE | FALSE | America/Chicago | 3 | 54016 54082 | 1840025321 | [10 empty] | HoultonWI
Lansing | Lansing | NC | North Carolina | 37009 | Ashe | 36.4989 | -81.5098 | 153 | 180 | polygon | FALSE | TRUE | America/New_York | 3 | 28643 | 1840016028 | [10 empty] | LansingNC
Grover | Grover | CO | Colorado | 8123 | Weld | 40.8691 | -104.226 | 153 | 99 | polygon | FALSE | TRUE | America/Denver | 3 | 80729 | 1840021367 | [10 empty] | GroverCO
Wheatcroft | Wheatcroft | KY | Kentucky | 21233 | Webster | 37.4893 | -87.8612 | 153 | 240 | polygon | FALSE | TRUE | America/Chicago | 3 | 42463 42404 | 1840015241 | [10 empty] | WheatcroftKY
Cody | Cody | NE | Nebraska | 31031 | Cherry | 42.9377 | -101.2489 | 153 | 57 | polygon | FALSE | TRUE | America/Denver | 3 | 69211 | 1840011039 | [10 empty] | CodyNE
Farmington | Farmington | KY | Kentucky | 21083 | Graves | 36.6691 | -88.5276 | 153 | 38 | polygon | FALSE | FALSE | America/Chicago | 3 | 42040 42066 | 1840026918 | [10 empty] | FarmingtonKY
Grasston | Grasston | MN | Minnesota | 27065 | Kanabec | 45.7957 | -93.1524 | 153 | 62 | polygon | FALSE | TRUE | America/Chicago | 3 | 55030 | 1840007763 | [10 empty] | GrasstonMN
Oilton | Oilton | TX | Texas | 48479 | Webb | 27.4693 | -98.9672 | 153 | 41 | polygon | FALSE | FALSE | America/Chicago | 3 | 78371 | 1840019705 | [10 empty] | OiltonTX
Dover | Dover | IL | Illinois | 17011 | Bureau | 41.4339 | -89.3962 | 153 | 216 | polygon | FALSE | TRUE | America/Chicago | 3 | 61323 61356 | 1840011573 | [10 empty] | DoverIL
Fairview | Fairview | VA | Virginia | 51117 | Mecklenburg | 36.8292 | -78.4653 | 153 | 55 | polygon | FALSE | FALSE | America/New_York | 3 | 23924 | 1840024860 | [10 empty] | FairviewVA
Geneva | Geneva | IA | Iowa | 19069 | Franklin | 42.6748 | -93.1298 | 153 | 144 | polygon | FALSE | TRUE | America/Chicago | 3 | 50633 | 1840008035 | [10 empty] | GenevaIA
St. Charles | St. Charles | ID | Idaho | 16007 | Bear Lake | 42.1124 | -111.3904 | 153 | 84 | polygon | FALSE | TRUE | America/Boise | 3 | 83272 | 1840021309 | [10 empty] | St. CharlesID
Tanacross | Tanacross | AK | Alaska | 2240 | Southeast Fairbanks | 63.3523 | -143.4318 | 153 | 0 | polygon | FALSE | FALSE | America/Anchorage | 3 | 99780 99776 | 1840023471 | [10 empty] | TanacrossAK
Dickerson City | Dickerson City | FL | Florida | 12113 | Santa Rosa | 30.4826 | -87.0651 | 153 | 44 | polygon | FALSE | FALSE | America/Chicago | 3 | 32583 | 1840029112 | [10 empty] | Dickerson CityFL
Barnes | Barnes | KS | Kansas | 20201 | Washington | 39.7116 | -96.8733 | 152 | 345 | polygon | FALSE | TRUE | America/Chicago | 3 | 66933 | 1840007285 | [10 empty] | BarnesKS
Boardman | Boardman | NC | North Carolina | 37047 | Columbus | 34.4365 | -78.9468 | 152 | 19 | polygon | FALSE | TRUE | America/New_York | 3 | 28438 | 1840015567 | [10 empty] | BoardmanNC
Collins | Collins | MO | Missouri | 29185 | St. Clair | 37.8906 | -93.6215 | 152 | 237 | polygon | FALSE | TRUE | America/Chicago | 3 | 64738 | 1840012942 | [10 empty] | CollinsMO
Braddyville | Braddyville | IA | Iowa | 19145 | Page | 40.5806 | -95.0312 | 152 | 110 | polygon | FALSE | TRUE | America/Chicago | 3 | 51631 | 1840007184 | [10 empty] | BraddyvilleIA
Osage | Osage | WY | Wyoming | 56045 | Weston | 43.9848 | -104.4269 | 152 | 30 | polygon | FALSE | FALSE | America/Denver | 3 | 82723 | 1840018629 | [10 empty] | OsageWY
Coleta | Coleta | IL | Illinois | 17195 | Whiteside | 41.9021 | -89.7998 | 152 | 158 | polygon | FALSE | TRUE | America/Chicago | 3 | 61081 | 1840011419 | [10 empty] | ColetaIL
Isabel | Isabel | SD | South Dakota | 46041 | Dewey | 45.3938 | -101.4326 | 152 | 64 | polygon | FALSE | TRUE | America/Denver | 3 | 57633 | 1840001564 | [10 empty] | IsabelSD
Slabtown | Slabtown | PA | Pennsylvania | 42037 | Columbia | 40.9051 | -76.4059 | 152 | 123 | polygon | FALSE | FALSE | America/New_York | 3 | 17820 | 1840005005 | [10 empty] | SlabtownPA
Gilliam | Gilliam | LA | Louisiana | 22017 | Caddo | 32.829 | -93.8433 | 152 | 29 | polygon | FALSE | TRUE | America/Chicago | 3 | 71029 | 1840018056 | [10 empty] | GilliamLA
Concord | Concord | NE | Nebraska | 31051 | Dixon | 42.3838 | -96.9891 | 152 | 443 | polygon | FALSE | TRUE | America/Chicago | 3 | 68728 | 1840011094 | [10 empty] | ConcordNE
Rocky | Rocky | OK | Oklahoma | 40149 | Washita | 35.156 | -99.0593 | 152 | 257 | polygon | FALSE | TRUE | America/Chicago | 3 | 73661 | 1840021782 | [10 empty] | RockyOK
Admire | Admire | KS | Kansas | 20111 | Lyon | 38.641 | -96.102 | 152 | 181 | polygon | FALSE | TRUE | America/Chicago | 3 | 66830 | 1840007468 | [10 empty] | AdmireKS
Colfax | Colfax | ND | North Dakota | 38077 | Richland | 46.4709 | -96.8724 | 152 | 58 | polygon | FALSE | TRUE | America/Chicago | 3 | 58018 | 1840001950 | [10 empty] | ColfaxND
Cowlington | Cowlington | OK | Oklahoma | 40079 | Le Flore | 35.3106 | -94.7879 | 152 | 62 | polygon | FALSE | TRUE | America/Chicago | 3 | 74941 | 1840021794 | [10 empty] | CowlingtonOK
Pax | Pax | WV | West Virginia | 54019 | Fayette | 37.9098 | -81.2648 | 152 | 195 | polygon | FALSE | TRUE | America/New_York | 3 | 25880 25904 | 1840006301 | [10 empty] | PaxWV
Salem | Salem | SC | South Carolina | 45073 | Oconee | 34.8879 | -82.9752 | 152 | 64 | polygon | FALSE | TRUE | America/New_York | 3 | 29676 | 1840017889 | [10 empty] | SalemSC
Hemlock | Hemlock | OH | Ohio | 39127 | Perry | 39.5905 | -82.1545 | 152 | 157 | polygon | FALSE | TRUE | America/New_York | 3 | 43730 | 1840012478 | [10 empty] | HemlockOH
Farmington | Farmington | WA | Washington | 53075 | Whitman | 47.0887 | -117.0464 | 152 | 162 | polygon | FALSE | TRUE | America/Los_Angeles | 3 | 99128 | 1840021140 | [10 empty] | FarmingtonWA
Cedar Grove | Cedar Grove | IN | Indiana | 18047 | Franklin | 39.356 | -84.9372 | 152 | 388 | polygon | FALSE | TRUE | America/Indiana/Indianapolis | 3 | 47016 | 1840009595 | [10 empty] | Cedar GroveIN
Tolna | Tolna | ND | North Dakota | 38063 | Nelson | 47.8257 | -98.4382 | 152 | 77 | polygon | FALSE | TRUE | America/Chicago | 3 | 58380 | 1840001890 | [10 empty] | TolnaND
Hastings | Hastings | IA | Iowa | 19129 | Mills | 41.0251 | -95.4948 | 152 | 144 | polygon | FALSE | TRUE | America/Chicago | 3 | 51540 | 1840007153 | [10 empty] | HastingsIA
Woodlawn Park | Woodlawn Park | OK | Oklahoma | 40109 | Oklahoma | 35.5096 | -97.6499 | 152 | 474 | polygon | FALSE | TRUE | America/Chicago | 3 | 73008 | 1840022735 | [10 empty] | Woodlawn ParkOK
Homestead | Homestead | IA | Iowa | 19095 | Iowa | 41.7627 | -91.8731 | 152 | 34 | polygon | FALSE | FALSE | America/Chicago | 3 | 52236 | 1840026254 | [10 empty] | HomesteadIA
Crabtree | Crabtree | PA | Pennsylvania | 42129 | Westmoreland | 40.3639 | -79.4694 | 152 | 629 | polygon | FALSE | FALSE | America/New_York | 3 | 15624 | 1840005386 | [10 empty] | CrabtreePA
Arbovale | Arbovale | WV | West Virginia | 54075 | Pocahontas | 38.4353 | -79.8116 | 152 | 100 | polygon | FALSE | FALSE | America/New_York | 3 | 24915 | 1840038214 | [10 empty] | ArbovaleWV
Leeper | Leeper | PA | Pennsylvania | 42031 | Clarion | 41.3704 | -79.3056 | 152 | 112 | polygon | FALSE | FALSE | America/New_York | 3 | 16233 | 1840026328 | [10 empty] | LeeperPA
Brandsville | Brandsville | MO | Missouri | 29091 | Howell | 36.6507 | -91.6964 | 152 | 112 | polygon | FALSE | TRUE | America/Chicago | 3 | 65775 | 1840007650 | [10 empty] | BrandsvilleMO
Geiger | Geiger | AL | Alabama | 1119 | Sumter | 32.8698 | -88.313 | 151 | 61 | polygon | FALSE | TRUE | America/Chicago | 3 | 35459 | 1840003029 | [10 empty] | GeigerAL
Council Hill | Council Hill | OK | Oklahoma | 40101 | Muskogee | 35.5559 | -95.6525 | 151 | 184 | polygon | FALSE | TRUE | America/Chicago | 3 | 74428 | 1840021719 | [10 empty] | Council HillOK
Crandall | Crandall | IN | Indiana | 18061 | Harrison | 38.2881 | -86.0659 | 151 | 560 | polygon | FALSE | TRUE | America/Kentucky/Louisville | 3 | 47114 | 1840009821 | [10 empty] | CrandallIN
Delaware | Delaware | IA | Iowa | 19055 | Delaware | 42.4713 | -91.339 | 151 | 72 | polygon | FALSE | TRUE | America/Chicago | 3 | 52057 52223 | 1840006935 | [10 empty] | DelawareIA
Sprague | Sprague | NE | Nebraska | 31109 | Lancaster | 40.6266 | -96.7445 | 151 | 571 | polygon | FALSE | TRUE | America/Chicago | 3 | 68438 | 1840011853 | [10 empty] | SpragueNE
Beaver Valley | Beaver Valley | AZ | Arizona | 4007 | Gila | 34.3409 | -111.2987 | 151 | 38 | polygon | FALSE | TRUE | America/Phoenix | 3 | 85541 | 1840075250 | [10 empty] | Beaver ValleyAZ
Capron | Capron | VA | Virginia | 51175 | Southampton | 36.7093 | -77.2013 | 151 | 352 | polygon | FALSE | TRUE | America/New_York | 3 | 23829 | 1840006519 | [10 empty] | CapronVA
Rochester | Rochester | KY | Kentucky | 21031 | Butler | 37.2093 | -86.8921 | 151 | 125 | polygon | FALSE | TRUE | America/Chicago | 3 | 42273 | 1840014381 | [10 empty] | RochesterKY
Diehlstadt | Diehlstadt | MO | Missouri | 29201 | Scott | 36.9593 | -89.4323 | 151 | 785 | polygon | FALSE | TRUE | America/Chicago | 3 | 63834 | 1840013037 | [10 empty] | DiehlstadtMO
Frankfort | Frankfort | SD | South Dakota | 46115 | Spink | 44.8777 | -98.3092 | 151 | 74 | polygon | FALSE | TRUE | America/Chicago | 3 | 57440 | 1840002125 | [10 empty] | FrankfortSD
Eros | Eros | LA | Louisiana | 22049 | Jackson | 32.3926 | -92.4239 | 151 | 58 | polygon | FALSE | TRUE | America/Chicago | 3 | 71238 | 1840017003 | [10 empty] | ErosLA
Metamora | Metamora | IN | Indiana | 18047 | Franklin | 39.4481 | -85.1378 | 151 | 173 | polygon | FALSE | FALSE | America/Indiana/Indianapolis | 3 | 47030 | 1840025606 | [10 empty] | MetamoraIN
Indianola | Indianola | OK | Oklahoma | 40121 | Pittsburg | 35.1635 | -95.7761 | 151 | 186 | polygon | FALSE | TRUE | America/Chicago | 3 | 74442 | 1840021814 | [10 empty] | IndianolaOK
Ozora | Ozora | MO | Missouri | 29186 | Ste. Genevieve | 37.8666 | -90.0517 | 151 | 9 | polygon | FALSE | FALSE | America/Chicago | 3 | 63673 | 1840025693 | [10 empty] | OzoraMO
Wales | Wales | AK | Alaska | 2180 | Nome | 65.6119 | -168.0773 | 151 | 25 | polygon | FALSE | TRUE | America/Nome | 3 | 99783 | 1840023502 | [10 empty] | WalesAK
Campbell | Campbell | MN | Minnesota | 27167 | Wilkin | 46.0975 | -96.4055 | 151 | 246 | polygon | FALSE | TRUE | America/Chicago | 3 | 56522 | 1840006657 | [10 empty] | CampbellMN
Nelsonville | Nelsonville | WI | Wisconsin | 55097 | Portage | 44.4937 | -89.3091 | 151 | 56 | polygon | FALSE | TRUE | America/Chicago | 3 | 54407 54458 | 1840002326 | [10 empty] | NelsonvilleWI
Ridott | Ridott | IL | Illinois | 17177 | Stephenson | 42.2967 | -89.4771 | 151 | 784 | polygon | FALSE | TRUE | America/Chicago | 3 | 61067 | 1840011115 | [10 empty] | RidottIL
Louann | Louann | AR | Arkansas | 5103 | Ouachita | 33.3915 | -92.7923 | 151 | 244 | polygon | FALSE | TRUE | America/Chicago | 3 | 71751 | 1840016807 | [10 empty] | LouannAR
Summit Lake | Summit Lake | WI | Wisconsin | 55067 | Langlade | 45.3759 | -89.2045 | 151 | 72 | polygon | FALSE | FALSE | America/Chicago | 3 | 54485 54424 | 1840025304 | [10 empty] | Summit LakeWI
Melvin Village | Melvin Village | NH | New Hampshire | 33003 | Carroll | 43.6894 | -71.3033 | 151 | 64 | polygon | FALSE | FALSE | America/New_York | 3 | 3850 | 1840026134 | [10 empty] | Melvin VillageNH
Volant | Volant | PA | Pennsylvania | 42073 | Lawrence | 41.1132 | -80.2589 | 151 | 518 | polygon | FALSE | TRUE | America/New_York | 3 | 16156 | 1840000941 | [10 empty] | VolantPA
Abiquiu | Abiquiu | NM | New Mexico | 35039 | Rio Arriba | 36.2017 | -106.3239 | 151 | 61 | polygon | FALSE | FALSE | America/Denver | 3 | 87510 | 1840024819 | [10 empty] | AbiquiuNM
Navarino | Navarino | WI | Wisconsin | 55115 | Shawano | 44.6108 | -88.4936 | 151 | 53 | polygon | FALSE | FALSE | America/Chicago | 3 | 54107 | 1840023922 | [10 empty] | NavarinoWI
Bridgewater | Bridgewater | IA | Iowa | 19001 | Adair | 41.2472 | -94.669 | 151 | 201 | polygon | FALSE | TRUE | America/Chicago | 3 | 50837 | 1840004898 | [10 empty] | BridgewaterIA
Green Mountain | Green Mountain | IA | Iowa | 19127 | Marshall | 42.1019 | -92.8196 | 150 | 84 | polygon | FALSE | FALSE | America/Chicago | 3 | 50158 50632 | 1840026217 | [10 empty] | Green MountainIA
Blackwater | Blackwater | MO | Missouri | 29053 | Cooper | 38.9793 | -92.992 | 150 | 176 | polygon | FALSE | TRUE | America/Chicago | 3 | 65322 | 1840007419 | [10 empty] | BlackwaterMO
Warwick | Warwick | OK | Oklahoma | 40081 | Lincoln | 35.6882 | -97.0016 | 150 | 21 | polygon | FALSE | TRUE | America/Chicago | 3 | 74881 74834 | 1840022715 | [10 empty] | WarwickOK
Crowheart | Crowheart | WY | Wyoming | 56013 | Fremont | 43.3398 | -109.2298 | 150 | 1 | polygon | FALSE | FALSE | America/Denver | 3 | 82512 | 1840017432 | [10 empty] | CrowheartWY
Waltham | Waltham | MN | Minnesota | 27099 | Mower | 43.8193 | -92.8746 | 150 | 121 | polygon | FALSE | TRUE | America/Chicago | 3 | 55982 | 1840010038 | [10 empty] | WalthamMN
Rowan | Rowan | IA | Iowa | 19197 | Wright | 42.7391 | -93.5504 | 150 | 118 | polygon | FALSE | TRUE | America/Chicago | 3 | 50470 | 1840009080 | [10 empty] | RowanIA
Lincolnshire | Lincolnshire | KY | Kentucky | 21111 | Jefferson | 38.2238 | -85.6216 | 150 | 1215 | polygon | FALSE | TRUE | America/New_York | 3 | 40220 | 1840030499 | [10 empty] | LincolnshireKY
Litchville | Litchville | ND | North Dakota | 38003 | Barnes | 46.6566 | -98.1917 | 150 | 25 | polygon | FALSE | TRUE | America/Chicago | 3 | 58461 | 1840000165 | [10 empty] | LitchvilleND
Lamar | Lamar | OK | Oklahoma | 40063 | Hughes | 35.0942 | -96.1238 | 150 | 4 | polygon | FALSE | TRUE | America/Chicago | 3 | 74850 | 1840021820 | [10 empty] | LamarOK
Longville | Longville | MN | Minnesota | 27021 | Cass | 46.9877 | -94.212 | 150 | 68 | polygon | FALSE | TRUE | America/Chicago | 3 | 56655 | 1840008835 | [10 empty] | LongvilleMN
Popponesset | Popponesset | MA | Massachusetts | 25001 | Barnstable | 41.5737 | -70.4636 | 150 | 189 | polygon | FALSE | FALSE | America/New_York | 3 | 2649 | 1840031248 | [10 empty] | PopponessetMA
Waterloo | Waterloo | SC | South Carolina | 45059 | Laurens | 34.3562 | -82.0571 | 150 | 32 | polygon | FALSE | TRUE | America/New_York | 3 | 29384 | 1840016595 | [10 empty] | WaterlooSC
Dana | Dana | IL | Illinois | 17099 | LaSalle | 40.9565 | -88.95 | 150 | 262 | polygon | FALSE | TRUE | America/Chicago | 3 | 61321 | 1840011534 | [10 empty] | DanaIL
Redings Mill | Redings Mill | MO | Missouri | 29145 | Newton | 37.0196 | -94.517 | 150 | 288 | polygon | FALSE | TRUE | America/Chicago | 3 | 64804 | 1840013046 | [10 empty] | Redings MillMO
Cable | Cable | WI | Wisconsin | 55007 | Bayfield | 46.2013 | -91.2933 | 150 | 55 | polygon | FALSE | FALSE | America/Chicago | 3 | 54821 | 1840026066 | [10 empty] | CableWI
St. Clement | St. Clement | MO | Missouri | 29163 | Pike | 39.2829 | -91.2098 | 150 | 209 | polygon | FALSE | FALSE | America/Chicago | 3 | 63334 | 1840026644 | [10 empty] | St. ClementMO
Hall | Hall | NY | New York | 36069 | Ontario | 42.7965 | -77.0679 | 150 | 56 | polygon | FALSE | FALSE | America/New_York | 3 | 14456 14561 14463 | 1840025455 | [10 empty] | HallNY
Bellingham | Bellingham | MN | Minnesota | 27073 | Lac qui Parle | 45.1366 | -96.2841 | 150 | 149 | polygon | FALSE | TRUE | America/Chicago | 3 | 56212 | 1840006741 | [10 empty] | BellinghamMN
Buckhorn | Buckhorn | NM | New Mexico | 35017 | Grant | 33.0315 | -108.6944 | 150 | 12 | polygon | FALSE | FALSE | America/Denver | 3 | 88025 | 1840025066 | [10 empty] | BuckhornNM
Connerville | Connerville | OK | Oklahoma | 40069 | Johnston | 34.4436 | -96.6359 | 150 | 28 | polygon | FALSE | FALSE | America/Chicago | 3 | 74836 | 1840034431 | [10 empty] | ConnervilleOK
Jerusalem | Jerusalem | OH | Ohio | 39111 | Monroe | 39.8519 | -81.0961 | 150 | 239 | polygon | FALSE | TRUE | America/New_York | 3 | 43747 | 1840012519 | [10 empty] | JerusalemOH
Willow City | Willow City | ND | North Dakota | 38009 | Bottineau | 48.6046 | -100.2934 | 150 | 123 | polygon | FALSE | TRUE | America/Chicago | 3 | 58384 | 1840001854 | [10 empty] | Willow CityND
Landingville | Landingville | PA | Pennsylvania | 42107 | Schuylkill | 40.6256 | -76.1235 | 150 | 67 | polygon | FALSE | TRUE | America/New_York | 3 | 17972 | 1840002762 | [10 empty] | LandingvillePA
Elmo | Elmo | MO | Missouri | 29147 | Nodaway | 40.5187 | -95.117 | 150 | 266 | polygon | FALSE | TRUE | America/Chicago | 3 | 64445 | 1840008348 | [10 empty] | ElmoMO
Alexandria | Alexandria | MO | Missouri | 29045 | Clark | 40.3598 | -91.4595 | 150 | 153 | polygon | FALSE | TRUE | America/Chicago | 3 | 63430 | 1840007223 | [10 empty] | AlexandriaMO
Ekron | Ekron | KY | Kentucky | 21163 | Meade | 37.9302 | -86.1765 | 150 | 356 | polygon | FALSE | TRUE | America/New_York | 3 | 40117 | 1840013212 | [10 empty] | EkronKY
Rudy | Rudy | AR | Arkansas | 5033 | Crawford | 35.5285 | -94.241 | 149 | 42 | polygon | FALSE | TRUE | America/Chicago | 3 | 72921 72952 | 1840017828 | [10 empty] | RudyAR
Papineau | Papineau | IL | Illinois | 17075 | Iroquois | 40.9677 | -87.7162 | 149 | 276 | polygon | FALSE | TRUE | America/Chicago | 3 | 60964 60956 | 1840011864 | [10 empty] | PapineauIL
Germantown | Germantown | KY | Kentucky | 21023 | Bracken | 38.6559 | -83.9643 | 149 | 469 | polygon | FALSE | TRUE | America/New_York | 3 | 41044 | 1840013177 | [10 empty] | GermantownKY
Mount Vernon | Mount Vernon | AR | Arkansas | 5045 | Faulkner | 35.2236 | -92.124 | 149 | 56 | polygon | FALSE | TRUE | America/Chicago | 3 | 72111 | 1840016414 | [10 empty] | Mount VernonAR
Brady | Brady | MT | Montana | 30073 | Pondera | 48.0279 | -111.8441 | 149 | 18 | polygon | FALSE | FALSE | America/Denver | 3 | 59416 | 1840023770 | [10 empty] | BradyMT
Tatums | Tatums | OK | Oklahoma | 40019 | Carter | 34.4779 | -97.4661 | 149 | 28 | polygon | FALSE | TRUE | America/Chicago | 3 | 73487 | 1840022846 | [10 empty] | TatumsOK
Martha | Martha | OK | Oklahoma | 40065 | Jackson | 34.7262 | -99.3868 | 149 | 229 | polygon | FALSE | TRUE | America/Chicago | 3 | 73556 | 1840022818 | [10 empty] | MarthaOK
Tecolote | Tecolote | NM | New Mexico | 35047 | San Miguel | 35.4605 | -105.2842 | 149 | 10 | polygon | FALSE | FALSE | America/Denver | 3 | 87701 | 1840138606 | [10 empty] | TecoloteNM
Waukena | Waukena | CA | California | 6107 | Tulare | 36.1361 | -119.511 | 149 | 61 | polygon | FALSE | FALSE | America/Los_Angeles | 3 | 93274 | 1840024884 | [10 empty] | WaukenaCA
Tallapoosa | Tallapoosa | MO | Missouri | 29143 | New Madrid | 36.5061 | -89.817 | 149 | 128 | polygon | FALSE | TRUE | America/Chicago | 3 | 63878 63848 | 1840009940 | [10 empty] | TallapoosaMO
McKeansburg | McKeansburg | PA | Pennsylvania | 42107 | Schuylkill | 40.6822 | -76.0197 | 149 | 169 | polygon | FALSE | FALSE | America/New_York | 3 | 17960 | 1840005209 | [10 empty] | McKeansburgPA
West | West | MS | Mississippi | 28051 | Holmes | 33.1978 | -89.7821 | 149 | 103 | polygon | FALSE | TRUE | America/Chicago | 3 | 39192 | 1840016882 | [10 empty] | WestMS
Wildrose | Wildrose | ND | North Dakota | 38105 | Williams | 48.6299 | -103.1837 | 149 | 197 | polygon | FALSE | TRUE | America/Chicago | 3 | 58795 | 1840001870 | [10 empty] | WildroseND
Bristow | Bristow | IA | Iowa | 19023 | Butler | 42.7738 | -92.9079 | 149 | 61 | polygon | FALSE | TRUE | America/Chicago | 3 | 50611 | 1840004450 | [10 empty] | BristowIA
Palmer | Palmer | IA | Iowa | 19151 | Pocahontas | 42.6299 | -94.5984 | 149 | 135 | polygon | FALSE | TRUE | America/Chicago | 3 | 50571 | 1840009077 | [10 empty] | PalmerIA
Kiskimere | Kiskimere | PA | Pennsylvania | 42005 | Armstrong | 40.6177 | -79.584 | 149 | 187 | polygon | FALSE | FALSE | America/New_York | 3 | 15690 | 1840026373 | [10 empty] | KiskimerePA
Dola | Dola | OH | Ohio | 39065 | Hardin | 40.7848 | -83.6989 | 149 | 69 | polygon | FALSE | FALSE | America/New_York | 3 | 45835 | 1840026404 | [10 empty] | DolaOH
Smith Island | Smith Island | MD | Maryland | 24039 | Somerset | 37.9748 | -76.0251 | 149 | 13 | polygon | FALSE | FALSE | America/New_York | 3 | 21824 21866 | 1840031486 | [10 empty] | Smith IslandMD
Anon Raices | Anon Raices | PR | Puerto Rico | 72113 | Ponce | 18.1392 | -66.5866 | 149 | 928 | polygon | FALSE | TRUE | America/Puerto_Rico | 3 | 780 | 1630025223 | [10 empty] | Anon RaicesPR
Lewis | Lewis | CO | Colorado | 8083 | Montezuma | 37.5017 | -108.66 | 149 | 18 | polygon | FALSE | FALSE | America/Denver | 3 | 81327 | 1840024769 | [10 empty] | LewisCO
Turney | Turney | MO | Missouri | 29049 | Clinton | 39.6377 | -94.321 | 148 | 123 | polygon | FALSE | TRUE | America/Chicago | 3 | 64493 | 1840012571 | [10 empty] | TurneyMO
Flemington | Flemington | MO | Missouri | 29167 | Polk | 37.8039 | -93.5014 | 148 | 172 | polygon | FALSE | TRUE | America/Chicago | 3 | 65650 | 1840012993 | [10 empty] | FlemingtonMO
Spray | Spray | OR | Oregon | 41069 | Wheeler | 44.8335 | -119.7947 | 148 | 197 | polygon | FALSE | TRUE | America/Los_Angeles | 3 | 97874 | 1840022339 | [10 empty] | SprayOR
Meriden | Meriden | IA | Iowa | 19035 | Cherokee | 42.7945 | -95.6341 | 148 | 511 | polygon | FALSE | TRUE | America/Chicago | 3 | 51037 | 1840008026 | [10 empty] | MeridenIA
Genoa | Genoa | CO | Colorado | 8073 | Lincoln | 39.2782 | -103.4984 | 148 | 184 | polygon | FALSE | TRUE | America/Denver | 3 | 80818 | 1840021451 | [10 empty] | GenoaCO
Lima | Lima | IL | Illinois | 17001 | Adams | 40.1766 | -91.3782 | 148 | 424 | polygon | FALSE | TRUE | America/Chicago | 3 | 62376 62348 | 1840012364 | [10 empty] | LimaIL
Gravois Mills | Gravois Mills | MO | Missouri | 29141 | Morgan | 38.3049 | -92.8244 | 148 | 76 | polygon | FALSE | TRUE | America/Chicago | 3 | 65037 | 1840010775 | [10 empty] | Gravois MillsMO
Lincoln | Lincoln | IA | Iowa | 19171 | Tama | 42.2635 | -92.6914 | 148 | 124 | polygon | FALSE | TRUE | America/Chicago | 3 | 50635 50652 | 1840009149 | [10 empty] | LincolnIA
Longview | Longview | IL | Illinois | 17019 | Champaign | 39.8859 | -88.0662 | 148 | 231 | polygon | FALSE | TRUE | America/Chicago | 3 | 61852 | 1840012222 | [10 empty] | LongviewIL
Excelsior Estates | Excelsior Estates | MO | Missouri | 29177 | Ray | 39.39 | -94.2082 | 148 | 237 | polygon | FALSE | TRUE | America/Chicago | 3 | 64062 | 1840012634 | [10 empty] | Excelsior EstatesMO
Sand Fork | Sand Fork | WV | West Virginia | 54021 | Gilmer | 38.9154 | -80.7477 | 148 | 175 | polygon | FALSE | TRUE | America/New_York | 3 | 26430 | 1840005999 | [10 empty] | Sand ForkWV
Nicolaus | Nicolaus | CA | California | 6101 | Sutter | 38.8981 | -121.5729 | 148 | 18 | polygon | FALSE | FALSE | America/Los_Angeles | 3 | 95659 | 1840024524 | [10 empty] | NicolausCA
Ithaca | Ithaca | NE | Nebraska | 31155 | Saunders | 41.1593 | -96.5394 | 148 | 245 | polygon | FALSE | TRUE | America/Chicago | 3 | 68033 | 1840011630 | [10 empty] | IthacaNE
Reeder | Reeder | ND | North Dakota | 38001 | Adams | 46.1059 | -102.9422 | 148 | 83 | polygon | FALSE | TRUE | America/Denver | 3 | 58649 | 1840000244 | [10 empty] | ReederND
Girard | Girard | GA | Georgia | 13033 | Burke | 33.04 | -81.7122 | 148 | 18 | polygon | FALSE | TRUE | America/New_York | 3 | 30426 | 1840016890 | [10 empty] | GirardGA
Hodges | Hodges | SC | South Carolina | 45047 | Greenwood | 34.2876 | -82.248 | 148 | 73 | polygon | FALSE | TRUE | America/New_York | 3 | 29653 29695 | 1840016672 | [10 empty] | HodgesSC
Tina | Tina | MO | Missouri | 29033 | Carroll | 39.538 | -93.4414 | 148 | 177 | polygon | FALSE | TRUE | America/Chicago | 3 | 64682 | 1840012599 | [10 empty] | TinaMO
Elkton | Elkton | MN | Minnesota | 27099 | Mower | 43.6602 | -92.7065 | 148 | 44 | polygon | FALSE | TRUE | America/Chicago | 3 | 55933 | 1840007934 | [10 empty] | ElktonMN
Leon | Leon | WV | West Virginia | 54053 | Mason | 38.7471 | -81.9555 | 148 | 178 | polygon | FALSE | TRUE | America/New_York | 3 | 25123 | 1840006049 | [10 empty] | LeonWV
Tyaskin | Tyaskin | MD | Maryland | 24045 | Wicomico | 38.3193 | -75.8738 | 148 | 43 | polygon | FALSE | FALSE | America/New_York | 3 | 21865 | 1840024672 | [10 empty] | TyaskinMD
Worthington | Worthington | WV | West Virginia | 54049 | Marion | 39.4568 | -80.2636 | 148 | 98 | polygon | FALSE | TRUE | America/New_York | 3 | 26591 | 1840005739 | [10 empty] | WorthingtonWV
Bear Creek | Bear Creek | CA | California | 6047 | Merced | 37.2966 | -120.4177 | 148 | 997 | polygon | FALSE | FALSE | America/Los_Angeles | 3 | 95340 | 1840026834 | [10 empty] | Bear CreekCA
Welton | Welton | IA | Iowa | 19045 | Clinton | 41.9076 | -90.5959 | 148 | 208 | polygon | FALSE | TRUE | America/Chicago | 3 | 52774 52037 | 1840010161 | [10 empty] | WeltonIA
Goodwin | Goodwin | SD | South Dakota | 46039 | Deuel | 44.8775 | -96.8497 | 148 | 120 | polygon | FALSE | TRUE | America/Chicago | 3 | 57238 | 1840002276 | [10 empty] | GoodwinSD
Hordville | Hordville | NE | Nebraska | 31081 | Hamilton | 41.0793 | -97.8904 | 148 | 213 | polygon | FALSE | TRUE | America/Chicago | 3 | 68846 | 1840011733 | [10 empty] | HordvilleNE
Why | Why | AZ | Arizona | 4019 | Pima | 32.259 | -112.7307 | 148 | 6 | polygon | FALSE | FALSE | America/Phoenix | 3 | 85321 | 1840023082 | [10 empty] | WhyAZ
Whiteash | Whiteash | IL | Illinois | 17199 | Williamson | 37.7853 | -88.9294 | 148 | 65 | polygon | FALSE | TRUE | America/Chicago | 3 | 62959 | 1840024614 | [10 empty] | WhiteashIL
Pine River | Pine River | WI | Wisconsin | 55137 | Waushara | 44.1483 | -89.0757 | 148 | 48 | polygon | FALSE | FALSE | America/Chicago | 3 | 54965 | 1840025386 | [10 empty] | Pine RiverWI
Spencer | Spencer | SD | South Dakota | 46087 | McCook | 43.7276 | -97.5911 | 147 | 211 | polygon | FALSE | TRUE | America/Chicago | 3 | 57374 | 1840002656 | [10 empty] | SpencerSD
Plevna | Plevna | MT | Montana | 30025 | Fallon | 46.4184 | -104.5186 | 147 | 96 | polygon | FALSE | TRUE | America/Denver | 3 | 59344 | 1840021169 | [10 empty] | PlevnaMT
Pioneer | Pioneer | LA | Louisiana | 22123 | West Carroll | 32.7381 | -91.4381 | 147 | 52 | polygon | FALSE | TRUE | America/Chicago | 3 | 71266 | 1840018080 | [10 empty] | PioneerLA
Anthonyville | Anthonyville | AR | Arkansas | 5035 | Crittenden | 35.0398 | -90.3403 | 147 | 740 | polygon | FALSE | TRUE | America/Chicago | 3 | 72376 | 1840015446 | [10 empty] | AnthonyvilleAR
Peterman | Peterman | AL | Alabama | 1099 | Monroe | 31.5837 | -87.2631 | 147 | 134 | polygon | FALSE | FALSE | America/Chicago | 3 | 36471 | 1840025943 | [10 empty] | PetermanAL
Mentor | Mentor | MN | Minnesota | 27119 | Polk | 47.6966 | -96.144 | 147 | 29 | polygon | FALSE | TRUE | America/Chicago | 3 | 56736 | 1840007706 | [10 empty] | MentorMN
Reed | Reed | AR | Arkansas | 5041 | Desha | 33.7017 | -91.4458 | 147 | 280 | polygon | FALSE | TRUE | America/Chicago | 3 | 71670 | 1840017978 | [10 empty] | ReedAR
Searsboro | Searsboro | IA | Iowa | 19157 | Poweshiek | 41.5792 | -92.7042 | 147 | 126 | polygon | FALSE | TRUE | America/Chicago | 3 | 50242 | 1840009218 | [10 empty] | SearsboroIA
Deer Island | Deer Island | OR | Oregon | 41009 | Columbia | 45.9332 | -122.8501 | 147 | 116 | polygon | FALSE | FALSE | America/Los_Angeles | 3 | 97054 | 1840025279 | [10 empty] | Deer IslandOR
Rarden | Rarden | OH | Ohio | 39145 | Scioto | 38.9233 | -83.2425 | 147 | 268 | polygon | FALSE | TRUE | America/New_York | 3 | 45671 | 1840012786 | [10 empty] | RardenOH
Beverly | Beverly | KS | Kansas | 20105 | Lincoln | 39.0138 | -97.9755 | 147 | 284 | polygon | FALSE | TRUE | America/Chicago | 3 | 67423 | 1840007400 | [10 empty] | BeverlyKS
Palo Pinto | Palo Pinto | TX | Texas | 48363 | Palo Pinto | 32.7692 | -98.3007 | 147 | 66 | polygon | FALSE | FALSE | America/Chicago | 3 | 76484 | 1840021497 | [10 empty] | Palo PintoTX
Barlow | Barlow | OR | Oregon | 41005 | Clackamas | 45.2523 | -122.7224 | 147 | 1088 | polygon | FALSE | TRUE | America/Los_Angeles | 3 | 97002 97013 | 1840034812 | [10 empty] | BarlowOR
Clifton | Clifton | OH | Ohio | 39023 | Clark | 39.7972 | -83.8257 | 147 | 336 | polygon | FALSE | TRUE | America/New_York | 3 | 45316 45502 45387 | 1840010598 | [10 empty] | CliftonOH
Milton | Milton | NC | North Carolina | 37033 | Caswell | 36.5372 | -79.2081 | 147 | 145 | polygon | FALSE | TRUE | America/New_York | 3 | 27305 | 1840016057 | [10 empty] | MiltonNC
Edison | Edison | WA | Washington | 53057 | Skagit | 48.5602 | -122.4311 | 147 | 98 | polygon | FALSE | FALSE | America/Los_Angeles | 3 | 98232 | 1840017314 | [10 empty] | EdisonWA
Morrowville | Morrowville | KS | Kansas | 20201 | Washington | 39.8453 | -97.1727 | 147 | 395 | polygon | FALSE | TRUE | America/Chicago | 3 | 66958 | 1840008416 | [10 empty] | MorrowvilleKS
West Chester | West Chester | IA | Iowa | 19183 | Washington | 41.34 | -91.8169 | 147 | 224 | polygon | FALSE | TRUE | America/Chicago | 3 | 52359 | 1840010257 | [10 empty] | West ChesterIA
Big Creek | Big Creek | MS | Mississippi | 28013 | Calhoun | 33.8464 | -89.4159 | 147 | 50 | polygon | FALSE | TRUE | America/Chicago | 3 | 38914 | 1840017974 | [10 empty] | Big CreekMS
Normandy | Normandy | TN | Tennessee | 47003 | Bedford | 35.4523 | -86.2582 | 147 | 231 | polygon | FALSE | TRUE | America/Chicago | 3 | 37360 | 1840016310 | [10 empty] | NormandyTN
Summerfield | Summerfield | KS | Kansas | 20117 | Marshall | 39.9968 | -96.3493 | 147 | 164 | polygon | FALSE | TRUE | America/Chicago | 3 | 66541 | 1840009511 | [10 empty] | SummerfieldKS
Pottery Addition | Pottery Addition | OH | Ohio | 39081 | Jefferson | 40.4031 | -80.6241 | 147 | 67 | polygon | FALSE | FALSE | America/New_York | 3 | 43952 | 1840026490 | [10 empty] | Pottery AdditionOH
Elk City | Elk City | ID | Idaho | 16049 | Idaho | 45.8266 | -115.4378 | 147 | 22 | polygon | FALSE | FALSE | America/Los_Angeles | 3 | 83525 | 1840023865 | [10 empty] | Elk CityID
Gallatin River Ranch | Gallatin River Ranch | MT | Montana | 30031 | Gallatin | 45.9072 | -111.3313 | 146 | 7 | polygon | FALSE | TRUE | America/Denver | 3 | 59741 | 1840039667 | [10 empty] | Gallatin River RanchMT
Harrietta | Harrietta | MI | Michigan | 26165 | Wexford | 44.3091 | -85.7007 | 146 | 56 | polygon | FALSE | TRUE | America/Detroit | 3 | 49638 | 1840010941 | [10 empty] | HarriettaMI
Powell | Powell | TX | Texas | 48349 | Navarro | 32.1128 | -96.3236 | 146 | 46 | polygon | FALSE | TRUE | America/Chicago | 3 | 75144 75153 | 1840022118 | [10 empty] | PowellTX
Linn Grove | Linn Grove | IA | Iowa | 19021 | Buena Vista | 42.8928 | -95.2424 | 146 | 100 | polygon | FALSE | TRUE | America/Chicago | 3 | 51033 | 1840009073 | [10 empty] | Linn GroveIA
Nesbitt | Nesbitt | TX | Texas | 48203 | Harrison | 32.5886 | -94.4469 | 146 | 32 | polygon | FALSE | TRUE | America/Chicago | 3 | 75670 | 1840023040 | [10 empty] | NesbittTX
Maple Falls | Maple Falls | WA | Washington | 53073 | Whatcom | 48.9135 | -122.1048 | 146 | 22 | polygon | FALSE | FALSE | America/Los_Angeles | 3 | 98244 | 1840017290 | [10 empty] | Maple FallsWA
Boaz | Boaz | WI | Wisconsin | 55103 | Richland | 43.3299 | -90.5278 | 146 | 156 | polygon | FALSE | TRUE | America/Chicago | 3 | 53573 53581 | 1840002817 | [10 empty] | BoazWI
Hills and Dales | Hills and Dales | KY | Kentucky | 21111 | Jefferson | 38.3005 | -85.6249 | 146 | 565 | polygon | FALSE | TRUE | America/New_York | 3 | 40241 | 1840030798 | [10 empty] | Hills and DalesKY
Milton Center | Milton Center | OH | Ohio | 39173 | Wood | 41.3008 | -83.8295 | 146 | 141 | polygon | FALSE | TRUE | America/New_York | 3 | 43541 | 1840011559 | [10 empty] | Milton CenterOH
Dunnell | Dunnell | MN | Minnesota | 27091 | Martin | 43.5604 | -94.7751 | 146 | 368 | polygon | FALSE | TRUE | America/Chicago | 3 | 56127 | 1840007949 | [10 empty] | DunnellMN
National | National | MD | Maryland | 24001 | Allegany | 39.6111 | -78.9401 | 146 | 359 | polygon | FALSE | FALSE | America/New_York | 3 | 21532 | 1840031379 | [10 empty] | NationalMD
Crary | Crary | ND | North Dakota | 38071 | Ramsey | 48.0716 | -98.6384 | 146 | 59 | polygon | FALSE | TRUE | America/Chicago | 3 | 58327 | 1840000072 | [10 empty] | CraryND
Smithfield | Smithfield | WV | West Virginia | 54103 | Wetzel | 39.5011 | -80.5553 | 146 | 192 | polygon | FALSE | TRUE | America/New_York | 3 | 26437 | 1840005673 | [10 empty] | SmithfieldWV
Rosendale | Rosendale | MO | Missouri | 29003 | Andrew | 40.0409 | -94.8236 | 146 | 195 | polygon | FALSE | TRUE | America/Chicago | 3 | 64483 | 1840009476 | [10 empty] | RosendaleMO
Dayville | Dayville | OR | Oregon | 41023 | Grant | 44.4667 | -119.5321 | 146 | 107 | polygon | FALSE | TRUE | America/Los_Angeles | 3 | 97825 | 1840021248 | [10 empty] | DayvilleOR
Morland | Morland | KS | Kansas | 20065 | Graham | 39.349 | -100.0743 | 146 | 117 | polygon | FALSE | TRUE | America/Chicago | 3 | 67650 | 1840008478 | [10 empty] | MorlandKS
Springbrook | Springbrook | IA | Iowa | 19097 | Jackson | 42.1658 | -90.4791 | 146 | 93 | polygon | FALSE | TRUE | America/Chicago | 3 | 52031 | 1840009139 | [10 empty] | SpringbrookIA
Atlanta | Atlanta | LA | Louisiana | 22127 | Winn | 31.8064 | -92.7383 | 146 | 52 | polygon | FALSE | TRUE | America/Chicago | 3 | 71404 | 1840018134 | [10 empty] | AtlantaLA
Preston | Preston | KS | Kansas | 20151 | Pratt | 37.7584 | -98.5578 | 146 | 129 | polygon | FALSE | TRUE | America/Chicago | 3 | 67583 | 1840009876 | [10 empty] | PrestonKS
Pine Flat | Pine Flat | CA | California | 6107 | Tulare | 35.8737 | -118.6427 | 146 | 48 | polygon | FALSE | FALSE | America/Los_Angeles | 3 | 93207 | 1840024875 | [10 empty] | Pine FlatCA
Hardy | Hardy | NE | Nebraska | 31129 | Nuckolls | 40.0114 | -97.9238 | 146 | 92 | polygon | FALSE | TRUE | America/Chicago | 3 | 68943 | 1840012269 | [10 empty] | HardyNE
Jakin | Jakin | GA | Georgia | 13099 | Early | 31.0901 | -84.9822 | 146 | 45 | polygon | FALSE | TRUE | America/New_York | 3 | 39861 | 1840014962 | [10 empty] | JakinGA
Wheeler | Wheeler | IL | Illinois | 17079 | Jasper | 39.0431 | -88.3188 | 146 | 97 | polygon | FALSE | TRUE | America/Chicago | 3 | 62479 | 1840012763 | [10 empty] | WheelerIL
Jersey | Jersey | GA | Georgia | 13297 | Walton | 33.7177 | -83.8 | 146 | 72 | polygon | FALSE | TRUE | America/New_York | 3 | 30014 30018 | 1840014787 | [10 empty] | JerseyGA
Erhard | Erhard | MN | Minnesota | 27111 | Otter Tail | 46.4836 | -96.0965 | 146 | 101 | polygon | FALSE | TRUE | America/Chicago | 3 | 56534 | 1840007746 | [10 empty] | ErhardMN
Timblin | Timblin | PA | Pennsylvania | 42065 | Jefferson | 40.9673 | -79.199 | 146 | 59 | polygon | FALSE | TRUE | America/New_York | 3 | 15778 16240 | 1840003475 | [10 empty] | TimblinPA
Leesville | Leesville | OH | Ohio | 39019 | Carroll | 40.4519 | -81.2095 | 146 | 219 | polygon | FALSE | TRUE | America/New_York | 3 | 44695 | 1840011995 | [10 empty] | LeesvilleOH
Banks Lake South | Banks Lake South | WA | Washington | 53025 | Grant | 47.6315 | -119.276 | 146 | 23 | polygon | FALSE | TRUE | America/Los_Angeles | 3 | 99115 | 1840034884 | [10 empty] | Banks Lake SouthWA
Olney | Olney | MT | Montana | 30029 | Flathead | 48.5489 | -114.572 | 146 | 42 | polygon | FALSE | FALSE | America/Denver | 3 | 59927 | 1840023741 | [10 empty] | OlneyMT
Emhouse | Emhouse | TX | Texas | 48349 | Navarro | 32.1607 | -96.5772 | 145 | 209 | polygon | FALSE | TRUE | America/Chicago | 3 | 75110 | 1840022117 | [10 empty] | EmhouseTX
Fall River | Fall River | KS | Kansas | 20073 | Greenwood | 37.6078 | -96.0285 | 145 | 254 | polygon | FALSE | TRUE | America/Chicago | 3 | 67047 | 1840008676 | [10 empty] | Fall RiverKS
Standard City | Standard City | IL | Illinois | 17117 | Macoupin | 39.3504 | -89.7836 | 145 | 88 | polygon | FALSE | TRUE | America/Chicago | 3 | 62640 | 1840012662 | [10 empty] | Standard CityIL
Big Lake | Big Lake | MO | Missouri | 29087 | Holt | 40.0735 | -95.3518 | 145 | 33 | polygon | FALSE | TRUE | America/Chicago | 3 | 64437 | 1840012350 | [10 empty] | Big LakeMO
Whitten | Whitten | IA | Iowa | 19083 | Hardin | 42.2626 | -93.0092 | 145 | 112 | polygon | FALSE | TRUE | America/Chicago | 3 | 50258 50627 | 1840010102 | [10 empty] | WhittenIA
Windsor | Windsor | SC | South Carolina | 45003 | Aiken | 33.4809 | -81.5135 | 145 | 73 | polygon | FALSE | TRUE | America/New_York | 3 | 29856 | 1840016796 | [10 empty] | WindsorSC
Fairfield | Fairfield | UT | Utah | 49049 | Utah | 40.2462 | -112.0843 | 145 | 2 | polygon | FALSE | TRUE | America/Denver | 3 | 84013 | 1840021401 | [10 empty] | FairfieldUT
Nunez | Nunez | GA | Georgia | 13107 | Emanuel | 32.492 | -82.3466 | 145 | 42 | polygon | FALSE | TRUE | America/New_York | 3 | 30401 30448 | 1840014875 | [10 empty] | NunezGA
Foss | Foss | OK | Oklahoma | 40149 | Washita | 35.4501 | -99.1707 | 145 | 77 | polygon | FALSE | TRUE | America/Chicago | 3 | 73647 | 1840021783 | [10 empty] | FossOK
Austwell | Austwell | TX | Texas | 48391 | Refugio | 28.3911 | -96.8437 | 145 | 154 | polygon | FALSE | TRUE | America/Chicago | 3 | 77950 | 1840019703 | [10 empty] | AustwellTX
Montgomery Creek | Montgomery Creek | CA | California | 6089 | Shasta | 40.8415 | -121.9215 | 145 | 17 | polygon | FALSE | FALSE | America/Los_Angeles | 3 | 96065 96084 | 1840018730 | [10 empty] | Montgomery CreekCA
Alba | Alba | PA | Pennsylvania | 42015 | Bradford | 41.7059 | -76.8277 | 145 | 83 | polygon | FALSE | TRUE | America/New_York | 3 | 17724 16947 16910 | 1840000509 | [10 empty] | AlbaPA
Jacksonville | Jacksonville | MO | Missouri | 29175 | Randolph | 39.5878 | -92.4726 | 145 | 506 | polygon | FALSE | TRUE | America/Chicago | 3 | 65260 | 1840012600 | [10 empty] | JacksonvilleMO
Northville | Northville | SD | South Dakota | 46115 | Spink | 45.1554 | -98.5793 | 145 | 149 | polygon | FALSE | TRUE | America/Chicago | 3 | 57465 | 1840000288 | [10 empty] | NorthvilleSD
Lawrence Creek | Lawrence Creek | OK | Oklahoma | 40037 | Creek | 36.0838 | -96.4268 | 145 | 76 | polygon | FALSE | TRUE | America/Chicago | 3 | 74044 | 1840021695 | [10 empty] | Lawrence CreekOK
Grand Marsh | Grand Marsh | WI | Wisconsin | 55001 | Adams | 43.8852 | -89.7072 | 145 | 46 | polygon | FALSE | FALSE | America/Chicago | 3 | 53936 | 1840025382 | [10 empty] | Grand MarshWI
Snyder | Snyder | CO | Colorado | 8087 | Morgan | 40.3309 | -103.592 | 145 | 158 | polygon | FALSE | FALSE | America/Denver | 3 | 80750 | 1840024302 | [10 empty] | SnyderCO
North Johns | North Johns | AL | Alabama | 1073 | Jefferson | 33.368 | -87.1008 | 145 | 275 | polygon | FALSE | TRUE | America/Chicago | 3 | 35006 | 1840016806 | [10 empty] | North JohnsAL
Camden-on-Gauley | Camden-on-Gauley | WV | West Virginia | 54101 | Webster | 38.3686 | -80.5973 | 145 | 172 | polygon | FALSE | TRUE | America/New_York | 3 | 26208 | 1840073750 | [10 empty] | Camden-on-GauleyWV
Mount Auburn | Mount Auburn | IA | Iowa | 19011 | Benton | 42.2573 | -92.0939 | 144 | 225 | polygon | FALSE | TRUE | America/Chicago | 3 | 52313 | 1840008093 | [10 empty] | Mount AuburnIA
Mona | Mona | IA | Iowa | 19131 | Mitchell | 43.4833 | -92.9501 | 144 | 37 | polygon | FALSE | FALSE | America/Chicago | 3 | 50472 | 1840024039 | [10 empty] | MonaIA
Waterville | Waterville | IA | Iowa | 19005 | Allamakee | 43.2083 | -91.296 | 144 | 129 | polygon | FALSE | TRUE | America/Chicago | 3 | 52170 | 1840010061 | [10 empty] | WatervilleIA
Cloud Lake | Cloud Lake | FL | Florida | 12099 | Palm Beach | 26.6743 | -80.0731 | 144 | 1028 | polygon | FALSE | TRUE | America/New_York | 3 | 33406 | 1840017263 | [10 empty] | Cloud LakeFL
Sharon | Sharon | KS | Kansas | 20007 | Barber | 37.2498 | -98.4177 | 144 | 197 | polygon | FALSE | TRUE | America/Chicago | 3 | 67138 | 1840009902 | [10 empty] | SharonKS
Staves | Staves | AR | Arkansas | 5025 | Cleveland | 34.031 | -92.278 | 144 | 22 | polygon | FALSE | FALSE | America/Chicago | 3 | 71665 | 1840022911 | [10 empty] | StavesAR
Kemp | Kemp | OK | Oklahoma | 40013 | Bryan | 33.7695 | -96.3543 | 144 | 309 | polygon | FALSE | TRUE | America/Chicago | 3 | 74747 | 1840021929 | [10 empty] | KempOK
Buffalo Gap | Buffalo Gap | SD | South Dakota | 46033 | Custer | 43.4922 | -103.3155 | 144 | 181 | polygon | FALSE | TRUE | America/Denver | 3 | 57722 | 1840002638 | [10 empty] | Buffalo GapSD
Oconto | Oconto | NE | Nebraska | 31041 | Custer | 41.1415 | -99.7619 | 144 | 273 | polygon | FALSE | TRUE | America/Chicago | 3 | 68860 | 1840011472 | [10 empty] | OcontoNE
Wilkesville | Wilkesville | OH | Ohio | 39163 | Vinton | 39.0765 | -82.3271 | 144 | 190 | polygon | FALSE | TRUE | America/New_York | 3 | 45695 | 1840012689 | [10 empty] | WilkesvilleOH
Drummond | Drummond | WI | Wisconsin | 55007 | Bayfield | 46.3436 | -91.25 | 144 | 39 | polygon | FALSE | FALSE | America/Chicago | 3 | 54832 | 1840026068 | [10 empty] | DrummondWI
Casmalia | Casmalia | CA | California | 6083 | Santa Barbara | 34.8376 | -120.5311 | 144 | 295 | polygon | FALSE | FALSE | America/Los_Angeles | 3 | 93429 | 1840022804 | [10 empty] | CasmaliaCA
New Liberty | New Liberty | IA | Iowa | 19163 | Scott | 41.716 | -90.8778 | 144 | 616 | polygon | FALSE | TRUE | America/Chicago | 3 | 52765 | 1840008185 | [10 empty] | New LibertyIA
Cuba | Cuba | KS | Kansas | 20157 | Republic | 39.8023 | -97.4576 | 144 | 192 | polygon | FALSE | TRUE | America/Chicago | 3 | 66940 | 1840007282 | [10 empty] | CubaKS
Kilkenny | Kilkenny | MN | Minnesota | 27079 | Le Sueur | 44.3151 | -93.5742 | 144 | 436 | polygon | FALSE | TRUE | America/Chicago | 3 | 56052 | 1840007885 | [10 empty] | KilkennyMN
Henlopen Acres | Henlopen Acres | DE | Delaware | 10005 | Sussex | 38.7257 | -75.0849 | 144 | 217 | polygon | FALSE | TRUE | America/New_York | 3 | 19971 | 1840006067 | [10 empty] | Henlopen AcresDE
Makoti | Makoti | ND | North Dakota | 38101 | Ward | 47.9633 | -101.8029 | 144 | 102 | polygon | FALSE | TRUE | America/Chicago | 3 | 58756 | 1840000052 | [10 empty] | MakotiND
Summerville | Summerville | OR | Oregon | 41061 | Union | 45.4898 | -118.0041 | 144 | 214 | polygon | FALSE | TRUE | America/Los_Angeles | 3 | 97876 | 1840022334 | [10 empty] | SummervilleOR
Ahmeek | Ahmeek | MI | Michigan | 26083 | Keweenaw | 47.2984 | -88.3972 | 144 | 815 | polygon | FALSE | TRUE | America/Detroit | 3 | 49901 | 1840010906 | [10 empty] | AhmeekMI
Keener | Keener | NC | North Carolina | 37163 | Sampson | 35.1131 | -78.3094 | 144 | 4 | polygon | FALSE | FALSE | America/New_York | 3 | 28328 | 1840013485 | [10 empty] | KeenerNC
Omena | Omena | MI | Michigan | 26089 | Leelanau | 45.0599 | -85.5952 | 144 | 12 | polygon | FALSE | FALSE | America/Detroit | 3 | 49670 49674 | 1840025201 | [10 empty] | OmenaMI
Brookeville | Brookeville | MD | Maryland | 24031 | Montgomery | 39.1809 | -77.059 | 144 | 398 | polygon | FALSE | TRUE | America/New_York | 3 | 20833 | 1840005852 | [10 empty] | BrookevilleMD
Belmore | Belmore | OH | Ohio | 39137 | Putnam | 41.1549 | -83.9419 | 144 | 125 | polygon | FALSE | TRUE | America/New_York | 3 | 45856 45815 | 1840011747 | [10 empty] | BelmoreOH
Waverly | Waverly | AL | Alabama | 1017 | Chambers | 32.7333 | -85.5761 | 144 | 20 | polygon | FALSE | TRUE | America/Chicago | 3 | 36879 | 1840016911 | [10 empty] | WaverlyAL
Dennis | Dennis | OK | Oklahoma | 40041 | Delaware | 36.5433 | -94.8693 | 144 | 12 | polygon | FALSE | FALSE | America/Chicago | 3 | 74346 | 1840034535 | [10 empty] | DennisOK
Fort Greely | Fort Greely | AK | Alaska | 2240 | Southeast Fairbanks | 63.9678 | -145.7148 | 144 | 5 | polygon | TRUE | TRUE | America/Anchorage | 3 | 99737 | 1840037586 | [10 empty] | Fort GreelyAK
Jamison City | Jamison City | PA | Pennsylvania | 42037 | Columbia | 41.2984 | -76.369 | 144 | 143 | polygon | FALSE | FALSE | America/New_York | 3 | 17814 | 1840035032 | [10 empty] | Jamison CityPA
Wentworth | Wentworth | MO | Missouri | 29145 | Newton | 36.9932 | -94.0755 | 144 | 302 | polygon | FALSE | TRUE | America/Chicago | 3 | 64873 | 1840013050 | [10 empty] | WentworthMO
Tupman | Tupman | CA | California | 6029 | Kern | 35.2987 | -119.3575 | 144 | 105 | polygon | FALSE | FALSE | America/Los_Angeles | 3 | 93276 | 1840019142 | [10 empty] | TupmanCA
LaPlace | LaPlace | IL | Illinois | 17147 | Piatt | 39.7978 | -88.7156 | 144 | 78 | polygon | FALSE | FALSE | America/Chicago | 3 | 61936 61929 | 1840025558 | [10 empty] | LaPlaceIL
Conger | Conger | MN | Minnesota | 27047 | Freeborn | 43.6153 | -93.5282 | 144 | 427 | polygon | FALSE | TRUE | America/Chicago | 3 | 56009 56020 | 1840006823 | [10 empty] | CongerMN
Norcatur | Norcatur | KS | Kansas | 20039 | Decatur | 39.8347 | -100.1888 | 144 | 55 | polygon | FALSE | TRUE | America/Chicago | 3 | 67653 | 1840008418 | [10 empty] | NorcaturKS
Free Soil | Free Soil | MI | Michigan | 26105 | Mason | 44.1072 | -86.2109 | 144 | 53 | polygon | FALSE | TRUE | America/Detroit | 3 | 49411 | 1840010947 | [10 empty] | Free SoilMI
Limaville | Limaville | OH | Ohio | 39151 | Stark | 40.9842 | -81.1482 | 144 | 206 | polygon | FALSE | FALSE | America/New_York | 3 | 44601 44640 | 1840011911 | [10 empty] | LimavilleOH
Stella | Stella | NE | Nebraska | 31147 | Richardson | 40.2321 | -95.7735 | 143 | 311 | polygon | FALSE | TRUE | America/Chicago | 3 | 68442 | 1840012348 | [10 empty] | StellaNE
Henderson | Henderson | MD | Maryland | 24011 | Caroline | 39.075 | -75.7661 | 143 | 441 | polygon | FALSE | TRUE | America/New_York | 3 | 21640 21649 | 1840005936 | [10 empty] | HendersonMD
Farson | Farson | WY | Wyoming | 56037 | Sweetwater | 42.1528 | -109.4283 | 143 | 2 | polygon | FALSE | FALSE | America/Denver | 3 | 82932 | 1840017465 | [10 empty] | FarsonWY
West Rushville | West Rushville | OH | Ohio | 39045 | Fairfield | 39.764 | -82.4483 | 143 | 851 | polygon | FALSE | TRUE | America/New_York | 3 | 43150 | 1840012476 | [10 empty] | West RushvilleOH
Rush Hill | Rush Hill | MO | Missouri | 29007 | Audrain | 39.2104 | -91.7246 | 143 | 307 | polygon | FALSE | TRUE | America/Chicago | 3 | 65280 | 1840012699 | [10 empty] | Rush HillMO
Rock Falls | Rock Falls | IA | Iowa | 19033 | Cerro Gordo | 43.207 | -93.0871 | 143 | 261 | polygon | FALSE | TRUE | America/Chicago | 3 | 50401 50467 | 1840009053 | [10 empty] | Rock FallsIA
Herbst | Herbst | IN | Indiana | 18053 | Grant | 40.5145 | -85.7815 | 143 | 42 | polygon | FALSE | FALSE | America/Indiana/Indianapolis | 3 | 46953 | 1840024290 | [10 empty] | HerbstIN
Pawnee | Pawnee | TX | Texas | 48025 | Bee | 28.6483 | -98.0083 | 143 | 10 | polygon | FALSE | FALSE | America/Chicago | 3 | 78119 78145 | 1840019693 | [10 empty] | PawneeTX
Alamillo | Alamillo | NM | New Mexico | 35053 | Socorro | 34.2519 | -106.9158 | 143 | 45 | polygon | FALSE | FALSE | America/Denver | 3 | 87831 | 1840025008 | [10 empty] | AlamilloNM
Floris | Floris | IA | Iowa | 19051 | Davis | 40.864 | -92.3322 | 143 | 114 | polygon | FALSE | TRUE | America/Chicago | 3 | 52537 52560 | 1840008308 | [10 empty] | FlorisIA
Redfield | Redfield | KS | Kansas | 20011 | Bourbon | 37.8365 | -94.882 | 143 | 381 | polygon | FALSE | TRUE | America/Chicago | 3 | 66769 | 1840009864 | [10 empty] | RedfieldKS
Ferris | Ferris | IL | Illinois | 17067 | Hancock | 40.4695 | -91.1683 | 143 | 28 | polygon | FALSE | TRUE | America/Chicago | 3 | 62321 62336 | 1840012104 | [10 empty] | FerrisIL
Blackey | Blackey | KY | Kentucky | 21133 | Letcher | 37.139 | -82.9812 | 143 | 126 | polygon | FALSE | TRUE | America/New_York | 3 | 41804 | 1840013259 | [10 empty] | BlackeyKY
Five Points | Five Points | AL | Alabama | 1017 | Chambers | 33.0173 | -85.3516 | 143 | 53 | polygon | FALSE | TRUE | America/Chicago | 3 | 36855 | 1840016910 | [10 empty] | Five PointsAL
Kinney | Kinney | MN | Minnesota | 27137 | St. Louis | 47.5167 | -92.7227 | 143 | 14 | polygon | FALSE | TRUE | America/Chicago | 3 | 55768 55710 55758 | 1840007694 | [10 empty] | KinneyMN
Falcon | Falcon | MS | Mississippi | 28119 | Quitman | 34.3911 | -90.2556 | 143 | 141 | polygon | FALSE | TRUE | America/Chicago | 3 | 38670 | 1840016647 | [10 empty] | FalconMS
Siglerville | Siglerville | PA | Pennsylvania | 42087 | Mifflin | 40.7367 | -77.5319 | 143 | 465 | polygon | FALSE | FALSE | America/New_York | 3 | 17063 | 1840024268 | [10 empty] | SiglervillePA
Wyeville | Wyeville | WI | Wisconsin | 55081 | Monroe | 44.0279 | -90.3861 | 143 | 97 | polygon | FALSE | TRUE | America/Chicago | 3 | 54666 54660 | 1840002569 | [10 empty] | WyevilleWI
Kimmswick | Kimmswick | MO | Missouri | 29099 | Jefferson | 38.3654 | -90.3645 | 143 | 238 | polygon | FALSE | TRUE | America/Chicago | 3 | 63053 63052 | 1840008653 | [10 empty] | KimmswickMO
Godwin | Godwin | NC | North Carolina | 37051 | Cumberland | 35.2134 | -78.6771 | 143 | 106 | polygon | FALSE | TRUE | America/New_York | 3 | 28344 | 1840016441 | [10 empty] | GodwinNC
Wilsey | Wilsey | KS | Kansas | 20127 | Morris | 38.6357 | -96.6765 | 143 | 204 | polygon | FALSE | TRUE | America/Chicago | 3 | 66873 | 1840010752 | [10 empty] | WilseyKS
Quemado | Quemado | TX | Texas | 48323 | Maverick | 28.947 | -100.6237 | 143 | 483 | polygon | FALSE | FALSE | America/Matamoros | 3 | 78877 | 1840019689 | [10 empty] | QuemadoTX
Jette | Jette | MT | Montana | 30047 | Lake | 47.7169 | -114.1905 | 143 | 89 | polygon | FALSE | FALSE | America/Denver | 3 | 59860 | 1840032832 | [10 empty] | JetteMT
Morse Bluff | Morse Bluff | NE | Nebraska | 31155 | Saunders | 41.431 | -96.7664 | 142 | 309 | polygon | FALSE | TRUE | America/Chicago | 3 | 68648 | 1840011637 | [10 empty] | Morse BluffNE
Strasburg | Strasburg | MO | Missouri | 29037 | Cass | 38.7598 | -94.1648 | 142 | 282 | polygon | FALSE | TRUE | America/Chicago | 3 | 64080 64090 | 1840009784 | [10 empty] | StrasburgMO
Portal | Portal | ND | North Dakota | 38013 | Burke | 48.9947 | -102.5479 | 142 | 81 | polygon | FALSE | TRUE | America/Regina | 3 | 58772 58737 | 1840000040 | [10 empty] | PortalND
Everetts | Everetts | NC | North Carolina | 37117 | Martin | 35.8347 | -77.1723 | 142 | 121 | polygon | FALSE | TRUE | America/New_York | 3 | 27825 27892 | 1840016203 | [10 empty] | EverettsNC
Billingsley | Billingsley | AL | Alabama | 1001 | Autauga | 32.661 | -86.7087 | 142 | 46 | polygon | FALSE | TRUE | America/Chicago | 3 | 36006 | 1840015798 | [10 empty] | BillingsleyAL
Nemaha | Nemaha | NE | Nebraska | 31127 | Nemaha | 40.3388 | -95.676 | 142 | 180 | polygon | FALSE | TRUE | America/Chicago | 3 | 68414 | 1840012148 | [10 empty] | NemahaNE
Blenheim | Blenheim | SC | South Carolina | 45069 | Marlboro | 34.5098 | -79.6525 | 142 | 83 | polygon | FALSE | TRUE | America/New_York | 3 | 29516 | 1840015544 | [10 empty] | BlenheimSC
Conde | Conde | SD | South Dakota | 46115 | Spink | 45.1573 | -98.0955 | 142 | 97 | polygon | FALSE | TRUE | America/Chicago | 3 | 57434 | 1840000286 | [10 empty] | CondeSD
Ben Lomond | Ben Lomond | AR | Arkansas | 5133 | Sevier | 33.8335 | -94.1177 | 142 | 13 | polygon | FALSE | TRUE | America/Chicago | 3 | 71823 71846 | 1840015608 | [10 empty] | Ben LomondAR
Pickering | Pickering | MO | Missouri | 29147 | Nodaway | 40.4502 | -94.8417 | 142 | 324 | polygon | FALSE | TRUE | America/Chicago | 3 | 64476 | 1840010413 | [10 empty] | PickeringMO
Kendrick | Kendrick | OK | Oklahoma | 40081 | Lincoln | 35.7853 | -96.7754 | 142 | 363 | polygon | FALSE | TRUE | America/Chicago | 3 | 74079 | 1840021713 | [10 empty] | KendrickOK
Millersburg | Millersburg | IA | Iowa | 19095 | Iowa | 41.5733 | -92.1593 | 142 | 450 | polygon | FALSE | TRUE | America/Chicago | 3 | 52316 52308 | 1840008156 | [10 empty] | MillersburgIA
Lake Sumner | Lake Sumner | NM | New Mexico | 35011 | De Baca | 34.6186 | -104.3801 | 142 | 0 | polygon | FALSE | FALSE | America/Denver | 3 | 88119 | 1840033712 | [10 empty] | Lake SumnerNM
Miller City | Miller City | OH | Ohio | 39137 | Putnam | 41.1035 | -84.1304 | 142 | 138 | polygon | FALSE | TRUE | America/New_York | 3 | 45864 | 1840011757 | [10 empty] | Miller CityOH
Carpio | Carpio | ND | North Dakota | 38101 | Ward | 48.4434 | -101.7163 | 142 | 86 | polygon | FALSE | TRUE | America/Chicago | 3 | 58725 | 1840000047 | [10 empty] | CarpioND
Alden | Alden | KS | Kansas | 20159 | Rice | 38.2438 | -98.3117 | 142 | 354 | polygon | FALSE | TRUE | America/Chicago | 3 | 67512 | 1840007501 | [10 empty] | AldenKS
Meadowbrook Farm | Meadowbrook Farm | KY | Kentucky | 21111 | Jefferson | 38.2782 | -85.5748 | 142 | 2105 | polygon | FALSE | TRUE | America/New_York | 2 | 40223 | 1840030802 | [10 empty] | Meadowbrook FarmKY
Hatch | Hatch | UT | Utah | 49017 | Garfield | 37.6494 | -112.4345 | 142 | 29 | polygon | FALSE | TRUE | America/Denver | 3 | 84735 | 1840021524 | [10 empty] | HatchUT
Elizaville | Elizaville | KY | Kentucky | 21069 | Fleming | 38.4167 | -83.8243 | 142 | 53 | polygon | FALSE | FALSE | America/New_York | 3 | 41039 41037 | 1840026742 | [10 empty] | ElizavilleKY
Silver Peak | Silver Peak | NV | Nevada | 32009 | Esmeralda | 37.7577 | -117.6386 | 142 | 55 | polygon | FALSE | FALSE | America/Los_Angeles | 3 | 89047 | 1840024690 | [10 empty] | Silver PeakNV
Coatsburg | Coatsburg | IL | Illinois | 17001 | Adams | 40.0325 | -91.1603 | 142 | 414 | polygon | FALSE | TRUE | America/Chicago | 3 | 62325 | 1840012366 | [10 empty] | CoatsburgIL
Makena | Makena | HI | Hawaii | 15009 | Maui | 20.631 | -156.4252 | 142 | 5 | polygon | FALSE | FALSE | Pacific/Honolulu | 3 | 96790 96753 | 1840029525 | [10 empty] | MakenaHI
Fairfield | Fairfield | TN | Tennessee | 47165 | Sumner | 36.6209 | -86.3426 | 142 | 55 | polygon | FALSE | FALSE | America/Chicago | 3 | 37186 | 1840024892 | [10 empty] | FairfieldTN
Vickery | Vickery | OH | Ohio | 39143 | Sandusky | 41.3769 | -82.9416 | 142 | 129 | polygon | FALSE | FALSE | America/New_York | 3 | 43464 | 1840024152 | [10 empty] | VickeryOH
East Rochester | East Rochester | OH | Ohio | 39029 | Columbiana | 40.7495 | -81.04 | 142 | 128 | polygon | FALSE | FALSE | America/New_York | 3 | 44625 | 1840026396 | [10 empty] | East RochesterOH
Brandywine | Brandywine | WV | West Virginia | 54071 | Pendleton | 38.6219 | -79.2413 | 142 | 111 | polygon | FALSE | FALSE | America/New_York | 3 | 26802 | 1840025643 | [10 empty] | BrandywineWV
Dutch John | Dutch John | UT | Utah | 49009 | Daggett | 40.9301 | -109.4042 | 141 | 9 | polygon | FALSE | TRUE | America/Denver | 3 | 84023 | 1840024242 | [10 empty] | Dutch JohnUT
Denton | Denton | KS | Kansas | 20043 | Doniphan | 39.7319 | -95.2696 | 141 | 374 | polygon | FALSE | TRUE | America/Chicago | 3 | 66017 | 1840007300 | [10 empty] | DentonKS
Willisville | Willisville | AR | Arkansas | 5099 | Nevada | 33.5194 | -93.2949 | 141 | 34 | polygon | FALSE | TRUE | America/Chicago | 3 | 71770 71858 | 1840016786 | [10 empty] | WillisvilleAR
Brookston | Brookston | MN | Minnesota | 27137 | St. Louis | 46.8654 | -92.6027 | 141 | 100 | polygon | FALSE | TRUE | America/Chicago | 3 | 55711 | 1840003992 | [10 empty] | BrookstonMN
Tustin | Tustin | WI | Wisconsin | 55137 | Waushara | 44.1698 | -88.896 | 141 | 52 | polygon | FALSE | FALSE | America/Chicago | 3 | 54940 | 1840025387 | [10 empty] | TustinWI
Watch Hill | Watch Hill | RI | Rhode Island | 44009 | Washington | 41.3157 | -71.8487 | 141 | 67 | polygon | FALSE | FALSE | America/New_York | 3 | 2891 | 1840026292 | [10 empty] | Watch HillRI
Devol | Devol | OK | Oklahoma | 40033 | Cotton | 34.1954 | -98.5881 | 141 | 107 | polygon | FALSE | TRUE | America/Chicago | 3 | 73531 | 1840021907 | [10 empty] | DevolOK
Marietta | Marietta | MN | Minnesota | 27073 | Lac qui Parle | 45.0105 | -96.419 | 141 | 148 | polygon | FALSE | TRUE | America/Chicago | 3 | 56257 | 1840007819 | [10 empty] | MariettaMN
Gaylesville | Gaylesville | AL | Alabama | 1019 | Cherokee | 34.2681 | -85.5586 | 141 | 158 | polygon | FALSE | TRUE | America/Chicago | 3 | 35973 | 1840002987 | [10 empty] | GaylesvilleAL
Clements | Clements | MN | Minnesota | 27127 | Redwood | 44.3801 | -95.0548 | 141 | 144 | polygon | FALSE | TRUE | America/Chicago | 3 | 56224 | 1840006781 | [10 empty] | ClementsMN
Clemons | Clemons | IA | Iowa | 19127 | Marshall | 42.1139 | -93.1585 | 141 | 201 | polygon | FALSE | TRUE | America/Chicago | 3 | 50051 | 1840006996 | [10 empty] | ClemonsIA
Yeoman | Yeoman | IN | Indiana | 18015 | Carroll | 40.6677 | -86.7238 | 141 | 428 | polygon | FALSE | TRUE | America/Indiana/Indianapolis | 3 | 47997 | 1840010382 | [10 empty] | YeomanIN
Edmund | Edmund | WI | Wisconsin | 55049 | Iowa | 42.9662 | -90.2644 | 141 | 159 | polygon | FALSE | FALSE | America/Chicago | 3 | 53533 | 1840025447 | [10 empty] | EdmundWI
Rodanthe | Rodanthe | NC | North Carolina | 37055 | Dare | 35.5897 | -75.466 | 141 | 49 | polygon | FALSE | FALSE | America/New_York | 3 | 27968 | 1840025785 | [10 empty] | RodantheNC
Kanauga | Kanauga | OH | Ohio | 39053 | Gallia | 38.8411 | -82.1495 | 141 | 188 | polygon | FALSE | FALSE | America/New_York | 3 | 45631 | 1840026700 | [10 empty] | KanaugaOH
Pine Level | Pine Level | FL | Florida | 12113 | Santa Rosa | 30.8887 | -87.1687 | 141 | 8 | polygon | FALSE | TRUE | America/Chicago | 3 | 32565 | 1840039052 | [10 empty] | Pine LevelFL
Utica | Utica | KS | Kansas | 20135 | Ness | 38.6427 | -100.1698 | 141 | 223 | polygon | FALSE | TRUE | America/Chicago | 3 | 67584 | 1840010774 | [10 empty] | UticaKS
Put-in-Bay | Put-in-Bay | OH | Ohio | 39123 | Ottawa | 41.6528 | -82.8174 | 141 | 126 | polygon | FALSE | TRUE | America/New_York | 3 | 43456 | 1840011217 | [10 empty] | Put-in-BayOH
Felsenthal | Felsenthal | AR | Arkansas | 5139 | Union | 33.0588 | -92.1533 | 141 | 36 | polygon | FALSE | TRUE | America/Chicago | 3 | 71747 | 1840016878 | [10 empty] | FelsenthalAR
Heron | Heron | MT | Montana | 30089 | Sanders | 48.0637 | -115.9801 | 141 | 10 | polygon | FALSE | FALSE | America/Denver | 3 | 59844 | 1840017328 | [10 empty] | HeronMT
Allenville | Allenville | IL | Illinois | 17139 | Moultrie | 39.5585 | -88.5383 | 141 | 90 | polygon | FALSE | TRUE | America/Chicago | 3 | 61951 | 1840010602 | [10 empty] | AllenvilleIL
Daisy | Daisy | GA | Georgia | 13109 | Evans | 32.151 | -81.8362 | 141 | 56 | polygon | FALSE | TRUE | America/New_York | 3 | 30423 30417 | 1840014911 | [10 empty] | DaisyGA
Timber Cove | Timber Cove | CA | California | 6097 | Sonoma | 38.541 | -123.259 | 141 | 9 | polygon | FALSE | TRUE | America/Los_Angeles | 3 | 95450 95421 | 1840076383 | [10 empty] | Timber CoveCA
Cats Bridge | Cats Bridge | VA | Virginia | 51001 | Accomack | 37.5491 | -75.7797 | 141 | 17 | polygon | FALSE | FALSE | America/New_York | 3 | 23420 | 1840024723 | [10 empty] | Cats BridgeVA
Pony | Pony | MT | Montana | 30057 | Madison | 45.6629 | -111.8827 | 141 | 40 | polygon | FALSE | FALSE | America/Denver | 3 | 59747 | 1840023899 | [10 empty] | PonyMT
Haigler | Haigler | NE | Nebraska | 31057 | Dundy | 40.0122 | -101.9385 | 140 | 222 | polygon | FALSE | TRUE | America/Denver | 3 | 69030 | 1840012274 | [10 empty] | HaiglerNE
C-Road | C-Road | CA | California | 6063 | Plumas | 39.7628 | -120.577 | 140 | 20 | polygon | FALSE | TRUE | America/Los_Angeles | 3 | 96106 96103 | 1840073894 | [10 empty] | C-RoadCA
Rozel | Rozel | KS | Kansas | 20145 | Pawnee | 38.1954 | -99.4032 | 140 | 280 | polygon | FALSE | TRUE | America/Chicago | 3 | 67574 | 1840009750 | [10 empty] | RozelKS
Lloyd | Lloyd | FL | Florida | 12065 | Jefferson | 30.4822 | -84.0244 | 140 | 35 | polygon | FALSE | FALSE | America/New_York | 3 | 32344 | 1840026006 | [10 empty] | LloydFL
Cuney | Cuney | TX | Texas | 48073 | Cherokee | 32.0374 | -95.4147 | 140 | 32 | polygon | FALSE | TRUE | America/Chicago | 3 | 75759 | 1840022126 | [10 empty] | CuneyTX
Ezel | Ezel | KY | Kentucky | 21175 | Morgan | 37.892 | -83.4446 | 140 | 61 | polygon | FALSE | FALSE | America/New_York | 3 | 41425 | 1840026790 | [10 empty] | EzelKY
Chest Springs | Chest Springs | PA | Pennsylvania | 42021 | Cambria | 40.5781 | -78.6105 | 140 | 280 | polygon | FALSE | TRUE | America/New_York | 3 | 16624 | 1840001104 | [10 empty] | Chest SpringsPA
Crestone | Crestone | CO | Colorado | 8109 | Saguache | 37.9946 | -105.6962 | 140 | 140 | polygon | FALSE | TRUE | America/Denver | 3 | 81131 | 1840021509 | [10 empty] | CrestoneCO
Sehili | Sehili | AZ | Arizona | 4001 | Apache | 36.2807 | -109.1814 | 140 | 82 | polygon | FALSE | FALSE | America/Denver | 3 | 86556 86507 | 1840022627 | [10 empty] | SehiliAZ
Anchor | Anchor | IL | Illinois | 17113 | McLean | 40.5681 | -88.5385 | 140 | 316 | polygon | FALSE | TRUE | America/Chicago | 3 | 61720 | 1840010376 | [10 empty] | AnchorIL
Markham | Markham | WA | Washington | 53027 | Grays Harbor | 46.9155 | -123.9814 | 140 | 48 | polygon | FALSE | FALSE | America/Los_Angeles | 3 | 98520 | 1840017359 | [10 empty] | MarkhamWA
Springport | Springport | IN | Indiana | 18065 | Henry | 40.047 | -85.3926 | 140 | 449 | polygon | FALSE | TRUE | America/Indiana/Indianapolis | 3 | 47386 | 1840010534 | [10 empty] | SpringportIN
Nogal | Nogal | NM | New Mexico | 35027 | Lincoln | 33.5382 | -105.7119 | 140 | 7 | polygon | FALSE | FALSE | America/Denver | 3 | 88341 | 1840025029 | [10 empty] | NogalNM
Yorkshire | Yorkshire | OH | Ohio | 39037 | Darke | 40.3253 | -84.495 | 139 | 189 | polygon | FALSE | TRUE | America/New_York | 3 | 45388 | 1840012257 | [10 empty] | YorkshireOH
Whittlesey | Whittlesey | WI | Wisconsin | 55119 | Taylor | 45.2206 | -90.3232 | 139 | 47 | polygon | FALSE | FALSE | America/Chicago | 3 | 54451 | 1840025310 | [10 empty] | WhittleseyWI
Gu Oidak | Gu Oidak | AZ | Arizona | 4019 | Pima | 31.9206 | -112.0233 | 139 | 7 | polygon | FALSE | FALSE | America/Phoenix | 3 | 85634 | 1840023070 | [10 empty] | Gu OidakAZ
Lone Rock | Lone Rock | IA | Iowa | 19109 | Kossuth | 43.2208 | -94.3255 | 139 | 454 | polygon | FALSE | TRUE | America/Chicago | 3 | 50559 | 1840009020 | [10 empty] | Lone RockIA
Wahak Hotrontk | Wahak Hotrontk | AZ | Arizona | 4019 | Pima | 32.1748 | -112.3663 | 139 | 34 | polygon | FALSE | FALSE | America/Phoenix | 3 | 85634 | 1840023081 | [10 empty] | Wahak HotrontkAZ
Ames | Ames | NY | New York | 36057 | Montgomery | 42.8373 | -74.6016 | 139 | 410 | polygon | FALSE | TRUE | America/New_York | 3 | 13317 | 1840004408 | [10 empty] | AmesNY
Stone Lake | Stone Lake | WI | Wisconsin | 55129 | Washburn | 45.8444 | -91.5501 | 139 | 57 | polygon | FALSE | FALSE | America/Chicago | 3 | 54876 | 1840025282 | [10 empty] | Stone LakeWI
Burbank | Burbank | OK | Oklahoma | 40113 | Osage | 36.6964 | -96.7294 | 139 | 158 | polygon | FALSE | TRUE | America/Chicago | 3 | 74633 | 1840021589 | [10 empty] | BurbankOK
Romeville | Romeville | LA | Louisiana | 22093 | St. James | 30.0676 | -90.8341 | 139 | 16 | polygon | FALSE | FALSE | America/Chicago | 3 | 70723 | 1840025129 | [10 empty] | RomevilleLA
Gardners | Gardners | PA | Pennsylvania | 42001 | Adams | 40.0063 | -77.2084 | 139 | 116 | polygon | FALSE | FALSE | America/New_York | 3 | 17324 | 1840026583 | [10 empty] | GardnersPA
Julian | Julian | PA | Pennsylvania | 42027 | Centre | 40.8617 | -77.9425 | 139 | 362 | polygon | FALSE | FALSE | America/New_York | 3 | 16844 | 1840005163 | [10 empty] | JulianPA
Christie | Christie | OK | Oklahoma | 40001 | Adair | 35.9674 | -94.6549 | 139 | 7 | polygon | FALSE | FALSE | America/Chicago | 3 | 74965 74960 | 1840017749 | [10 empty] | ChristieOK
Marydel | Marydel | MD | Maryland | 24011 | Caroline | 39.113 | -75.7497 | 139 | 454 | polygon | FALSE | TRUE | America/New_York | 3 | 21649 | 1840005938 | [10 empty] | MarydelMD
Buckhorn | Buckhorn | KY | Kentucky | 21193 | Perry | 37.346 | -83.4696 | 139 | 159 | polygon | FALSE | TRUE | America/New_York | 3 | 41721 | 1840013245 | [10 empty] | BuckhornKY
Shirleysburg | Shirleysburg | PA | Pennsylvania | 42061 | Huntingdon | 40.2974 | -77.8764 | 139 | 335 | polygon | FALSE | TRUE | America/New_York | 3 | 17260 | 1840001078 | [10 empty] | ShirleysburgPA
Fowlerville | Fowlerville | NY | New York | 36051 | Livingston | 42.894 | -77.8481 | 139 | 59 | polygon | FALSE | FALSE | America/New_York | 3 | 14423 | 1840024071 | [10 empty] | FowlervilleNY
Newald | Newald | WI | Wisconsin | 55041 | Forest | 45.7396 | -88.7004 | 139 | 65 | polygon | FALSE | FALSE | America/Chicago | 3 | 54511 | 1840025286 | [10 empty] | NewaldWI
State Line City | State Line City | IN | Indiana | 18171 | Warren | 40.1974 | -87.527 | 139 | 385 | polygon | FALSE | TRUE | America/Indiana/Indianapolis | 3 | 47982 | 1840073799 | [10 empty] | State Line CityIN
Harman | Harman | WV | West Virginia | 54083 | Randolph | 38.9211 | -79.5245 | 139 | 165 | polygon | FALSE | TRUE | America/New_York | 3 | 26270 | 1840005990 | [10 empty] | HarmanWV
Big Sandy | Big Sandy | WV | West Virginia | 54047 | McDowell | 37.4608 | -81.705 | 139 | 100 | polygon | FALSE | FALSE | America/New_York | 3 | 24816 | 1840038218 | [10 empty] | Big SandyWV
Zena | Zena | OK | Oklahoma | 40041 | Delaware | 36.5129 | -94.8454 | 139 | 15 | polygon | FALSE | FALSE | America/Chicago | 3 | 74346 | 1840034602 | [10 empty] | ZenaOK
Box | Box | OK | Oklahoma | 40135 | Sequoyah | 35.5784 | -94.9718 | 139 | 16 | polygon | FALSE | FALSE | America/Chicago | 3 | 74962 | 1840024947 | [10 empty] | BoxOK
Columbus | Columbus | ND | North Dakota | 38013 | Burke | 48.905 | -102.7812 | 138 | 195 | polygon | FALSE | TRUE | America/Chicago | 3 | 58727 | 1840001863 | [10 empty] | ColumbusND
Viola | Viola | TN | Tennessee | 47177 | Warren | 35.5387 | -85.8606 | 138 | 314 | polygon | FALSE | TRUE | America/Chicago | 3 | 37394 37357 | 1840016271 | [10 empty] | ViolaTN
Columbia | Columbia | SD | South Dakota | 46013 | Brown | 45.6148 | -98.3107 | 138 | 35 | polygon | FALSE | TRUE | America/Chicago | 3 | 57433 | 1840000262 | [10 empty] | ColumbiaSD
Roosevelt | Roosevelt | MN | Minnesota | 27135 | Roseau | 48.807 | -95.101 | 138 | 51 | polygon | FALSE | TRUE | America/Chicago | 3 | 56673 | 1840008813 | [10 empty] | RooseveltMN
Woodlawn | Woodlawn | AR | Arkansas | 5025 | Cleveland | 33.9668 | -92.0452 | 138 | 22 | polygon | FALSE | TRUE | America/Chicago | 3 | 71665 | 1840075576 | [10 empty] | WoodlawnAR
Muncie | Muncie | IL | Illinois | 17183 | Vermilion | 40.1161 | -87.8428 | 138 | 297 | polygon | FALSE | TRUE | America/Chicago | 3 | 61857 | 1840012185 | [10 empty] | MuncieIL
Walthall | Walthall | MS | Mississippi | 28155 | Webster | 33.6069 | -89.2787 | 138 | 54 | polygon | FALSE | TRUE | America/Chicago | 3 | 39771 39744 | 1840018006 | [10 empty] | WalthallMS
Hookstown | Hookstown | PA | Pennsylvania | 42007 | Beaver | 40.5989 | -80.4738 | 138 | 393 | polygon | FALSE | TRUE | America/New_York | 3 | 15050 | 1840003585 | [10 empty] | HookstownPA
Cassville | Cassville | PA | Pennsylvania | 42061 | Huntingdon | 40.2927 | -78.0273 | 138 | 89 | polygon | FALSE | TRUE | America/New_York | 3 | 16623 | 1840001065 | [10 empty] | CassvillePA
Ringgold | Ringgold | MD | Maryland | 24043 | Washington | 39.7091 | -77.569 | 138 | 184 | polygon | FALSE | FALSE | America/New_York | 3 | 21783 21742 | 1840024410 | [10 empty] | RinggoldMD
Shubert | Shubert | NE | Nebraska | 31147 | Richardson | 40.2359 | -95.6837 | 138 | 253 | polygon | FALSE | TRUE | America/Chicago | 3 | 68437 | 1840012347 | [10 empty] | ShubertNE
Dorchester | Dorchester | IL | Illinois | 17117 | Macoupin | 39.0859 | -89.8878 | 138 | 74 | polygon | FALSE | TRUE | America/Chicago | 3 | 62033 | 1840012651 | [10 empty] | DorchesterIL
Aubrey | Aubrey | AR | Arkansas | 5077 | Lee | 34.7193 | -90.8976 | 138 | 160 | polygon | FALSE | TRUE | America/Chicago | 3 | 72360 72311 | 1840015535 | [10 empty] | AubreyAR
Anselmo | Anselmo | NE | Nebraska | 31041 | Custer | 41.6186 | -99.8645 | 138 | 200 | polygon | FALSE | TRUE | America/Chicago | 3 | 68813 | 1840010210 | [10 empty] | AnselmoNE
North Washington | North Washington | IA | Iowa | 19037 | Chickasaw | 43.1171 | -92.4151 | 138 | 262 | polygon | FALSE | TRUE | America/Chicago | 3 | 50659 | 1840007999 | [10 empty] | North WashingtonIA
Hardwick | Hardwick | CA | California | 6031 | Kings | 36.4026 | -119.7208 | 138 | 384 | polygon | FALSE | FALSE | America/Los_Angeles | 3 | 93230 | 1840026930 | [10 empty] | HardwickCA
Joyce | Joyce | LA | Louisiana | 22127 | Winn | 31.9347 | -92.585 | 138 | 18 | polygon | FALSE | FALSE | America/Chicago | 3 | 71483 71440 | 1840025926 | [10 empty] | JoyceLA
Brick Center | Brick Center | CO | Colorado | 8005 | Arapahoe | 39.6001 | -104.4579 | 138 | 9 | polygon | FALSE | TRUE | America/Denver | 3 | 80102 | 1840038625 | [10 empty] | Brick CenterCO
Latham | Latham | KS | Kansas | 20015 | Butler | 37.5356 | -96.6427 | 138 | 245 | polygon | FALSE | TRUE | America/Chicago | 3 | 67072 | 1840008682 | [10 empty] | LathamKS
Haivana Nakya | Haivana Nakya | AZ | Arizona | 4019 | Pima | 32.0051 | -111.7124 | 138 | 28 | polygon | FALSE | FALSE | America/Phoenix | 3 | 85634 | 1840023071 | [10 empty] | Haivana NakyaAZ
Roy | Roy | MT | Montana | 30027 | Fergus | 47.3343 | -108.96 | 138 | 15 | polygon | FALSE | FALSE | America/Denver | 3 | 59471 | 1840023803 | [10 empty] | RoyMT
Weskan | Weskan | KS | Kansas | 20199 | Wallace | 38.8652 | -101.9681 | 138 | 20 | polygon | FALSE | FALSE | America/Denver | 3 | 67762 | 1840026684 | [10 empty] | WeskanKS
Upham | Upham | ND | North Dakota | 38049 | McHenry | 48.5817 | -100.7284 | 138 | 171 | polygon | FALSE | TRUE | America/Chicago | 3 | 58789 | 1840000059 | [10 empty] | UphamND
Middleburg | Middleburg | NC | North Carolina | 37181 | Vance | 36.399 | -78.3235 | 137 | 67 | polygon | FALSE | TRUE | America/New_York | 3 | 27556 27563 | 1840016050 | [10 empty] | MiddleburgNC
San Pedro | San Pedro | NM | New Mexico | 35049 | Santa Fe | 35.228 | -106.1848 | 137 | 5 | polygon | FALSE | FALSE | America/Denver | 3 | 87047 87015 | 1840024916 | [10 empty] | San PedroNM
Iroquois | Iroquois | IL | Illinois | 17075 | Iroquois | 40.8288 | -87.5844 | 137 | 93 | polygon | FALSE | TRUE | America/Chicago | 3 | 60970 60945 | 1840011856 | [10 empty] | IroquoisIL
Alvo | Alvo | NE | Nebraska | 31025 | Cass | 40.8723 | -96.3867 | 137 | 528 | polygon | FALSE | TRUE | America/Chicago | 3 | 68304 | 1840010327 | [10 empty] | AlvoNE
Summit | Summit | OK | Oklahoma | 40101 | Muskogee | 35.6678 | -95.4218 | 137 | 64 | polygon | FALSE | TRUE | America/Chicago | 3 | 74401 | 1840022721 | [10 empty] | SummitOK
Netawaka | Netawaka | KS | Kansas | 20085 | Jackson | 39.603 | -95.7189 | 137 | 54 | polygon | FALSE | TRUE | America/Chicago | 3 | 66516 | 1840008456 | [10 empty] | NetawakaKS
Neosho Falls | Neosho Falls | KS | Kansas | 20207 | Woodson | 38.0058 | -95.5556 | 137 | 104 | polygon | FALSE | TRUE | America/Chicago | 3 | 66758 | 1840008691 | [10 empty] | Neosho FallsKS
Okolona | Okolona | AR | Arkansas | 5019 | Clark | 34.0005 | -93.3376 | 137 | 66 | polygon | FALSE | TRUE | America/Chicago | 3 | 71962 | 1840016694 | [10 empty] | OkolonaAR
Greensboro | Greensboro | IN | Indiana | 18065 | Henry | 39.8787 | -85.4638 | 137 | 478 | polygon | FALSE | TRUE | America/Indiana/Indianapolis | 3 | 47362 47344 | 1840010531 | [10 empty] | GreensboroIN
Jerseytown | Jerseytown | PA | Pennsylvania | 42037 | Columbia | 41.0889 | -76.5804 | 137 | 73 | polygon | FALSE | FALSE | America/New_York | 3 | 17815 | 1840005001 | [10 empty] | JerseytownPA
Cashiers | Cashiers | NC | North Carolina | 37099 | Jackson | 35.1116 | -83.0975 | 137 | 49 | polygon | FALSE | FALSE | America/New_York | 3 | 28717 | 1840013442 | [10 empty] | CashiersNC
Artesian | Artesian | SD | South Dakota | 46111 | Sanborn | 44.0079 | -97.9237 | 137 | 95 | polygon | FALSE | TRUE | America/Chicago | 3 | 57314 | 1840002536 | [10 empty] | ArtesianSD
Rocky Ford | Rocky Ford | GA | Georgia | 13251 | Screven | 32.6636 | -81.8297 | 137 | 43 | polygon | FALSE | TRUE | America/New_York | 3 | 30455 | 1840018051 | [10 empty] | Rocky FordGA
Brooks | Brooks | MN | Minnesota | 27125 | Red Lake | 47.8165 | -96.0036 | 137 | 45 | polygon | FALSE | TRUE | America/Chicago | 3 | 56715 | 1840003998 | [10 empty] | BrooksMN
Sasakwa | Sasakwa | OK | Oklahoma | 40133 | Seminole | 34.9469 | -96.5253 | 137 | 254 | polygon | FALSE | TRUE | America/Chicago | 3 | 74867 | 1840022758 | [10 empty] | SasakwaOK
Sedgwick | Sedgwick | CO | Colorado | 8115 | Sedgwick | 40.9353 | -102.5254 | 137 | 152 | polygon | FALSE | TRUE | America/Denver | 3 | 80749 | 1840022408 | [10 empty] | SedgwickCO
Hanover | Hanover | WI | Wisconsin | 55105 | Rock | 42.6389 | -89.1708 | 137 | 90 | polygon | FALSE | FALSE | America/Chicago | 3 | 53576 53548 | 1840025474 | [10 empty] | HanoverWI
Virgilina | Virgilina | VA | Virginia | 51083 | Halifax | 36.5463 | -78.7755 | 137 | 86 | polygon | FALSE | TRUE | America/New_York | 3 | 24598 | 1840003868 | [10 empty] | VirgilinaVA
Normanna | Normanna | TX | Texas | 48025 | Bee | 28.5277 | -97.7831 | 137 | 39 | polygon | FALSE | FALSE | America/Chicago | 3 | 78104 78142 | 1840023253 | [10 empty] | NormannaTX
Marmarth | Marmarth | ND | North Dakota | 38087 | Slope | 46.296 | -103.9331 | 137 | 20 | polygon | FALSE | TRUE | America/Denver | 3 | 58643 | 1840000213 | [10 empty] | MarmarthND
Cherokee | Cherokee | CA | California | 6007 | Butte | 39.6514 | -121.5344 | 137 | 30 | polygon | FALSE | FALSE | America/Los_Angeles | 3 | 95965 | 1840025565 | [10 empty] | CherokeeCA
Maish Vaya | Maish Vaya | AZ | Arizona | 4019 | Pima | 32.1703 | -112.1342 | 137 | 12 | polygon | FALSE | FALSE | America/Phoenix | 3 | 85634 | 1840023073 | [10 empty] | Maish VayaAZ
Du Bois | Du Bois | NE | Nebraska | 31133 | Pawnee | 40.0346 | -96.0467 | 137 | 116 | polygon | FALSE | TRUE | America/Chicago | 3 | 68345 | 1840012339 | [10 empty] | Du BoisNE
La Cueva | La Cueva | NM | New Mexico | 35043 | Sandoval | 35.8695 | -106.6485 | 137 | 32 | polygon | FALSE | FALSE | America/Denver | 3 | 87025 | 1840138523 | [10 empty] | La CuevaNM
Bee | Bee | OK | Oklahoma | 40069 | Johnston | 34.125 | -96.5687 | 137 | 40 | polygon | FALSE | FALSE | America/Chicago | 3 | 74748 | 1840026974 | [10 empty] | BeeOK
Crystal Beach | Crystal Beach | AZ | Arizona | 4015 | Mohave | 34.5714 | -114.3926 | 137 | 156 | polygon | FALSE | TRUE | America/Los_Angeles | 3 | 86404 | 1840075284 | [10 empty] | Crystal BeachAZ
Pine Lake | Pine Lake | AZ | Arizona | 4015 | Mohave | 35.0887 | -113.8739 | 137 | 31 | polygon | FALSE | TRUE | America/Phoenix | 3 | 86401 | 1840075424 | [10 empty] | Pine LakeAZ
San Isidro | San Isidro | TX | Texas | 48427 | Starr | 26.7136 | -98.4479 | 137 | 17 | polygon | FALSE | FALSE | America/Chicago | 3 | 78588 78536 | 1840019725 | [10 empty] | San IsidroTX
Lena | Lena | MS | Mississippi | 28079 | Leake | 32.5939 | -89.5948 | 136 | 31 | polygon | FALSE | TRUE | America/Chicago | 3 | 39094 | 1840016952 | [10 empty] | LenaMS
Burtrum | Burtrum | MN | Minnesota | 27153 | Todd | 45.8658 | -94.6874 | 136 | 92 | polygon | FALSE | TRUE | America/Chicago | 3 | 56318 | 1840006664 | [10 empty] | BurtrumMN
Houghton | Houghton | IA | Iowa | 19111 | Lee | 40.7836 | -91.6104 | 136 | 167 | polygon | FALSE | TRUE | America/Chicago | 3 | 52625 | 1840007204 | [10 empty] | HoughtonIA
Rockville | Rockville | SC | South Carolina | 45019 | Charleston | 32.6024 | -80.1935 | 136 | 123 | polygon | FALSE | TRUE | America/New_York | 3 | 29487 | 1840018342 | [10 empty] | RockvilleSC
Pontoosuc | Pontoosuc | IL | Illinois | 17067 | Hancock | 40.6284 | -91.2112 | 136 | 37 | polygon | FALSE | TRUE | America/Chicago | 3 | 62330 62358 | 1840012106 | [10 empty] | PontoosucIL
Parrott | Parrott | GA | Georgia | 13273 | Terrell | 31.8943 | -84.5117 | 136 | 67 | polygon | FALSE | TRUE | America/New_York | 3 | 39877 | 1840017053 | [10 empty] | ParrottGA
Dooling | Dooling | GA | Georgia | 13093 | Dooly | 32.23 | -83.9289 | 136 | 113 | polygon | FALSE | TRUE | America/New_York | 3 | 31063 31007 | 1840017021 | [10 empty] | DoolingGA
St. Xavier | St. Xavier | MT | Montana | 30003 | Big Horn | 45.4571 | -107.7251 | 136 | 9 | polygon | FALSE | FALSE | America/Denver | 3 | 59075 | 1840018532 | [10 empty] | St. XavierMT
Hunt | Hunt | NY | New York | 36051 | Livingston | 42.5477 | -77.991 | 136 | 440 | polygon | FALSE | FALSE | America/New_York | 3 | 14846 | 1840024074 | [10 empty] | HuntNY
Birch River | Birch River | WV | West Virginia | 54067 | Nicholas | 38.4961 | -80.7497 | 136 | 142 | polygon | FALSE | FALSE | America/New_York | 3 | 26610 | 1840025666 | [10 empty] | Birch RiverWV
Glen Hope | Glen Hope | PA | Pennsylvania | 42033 | Clearfield | 40.8009 | -78.4986 | 136 | 24 | polygon | FALSE | TRUE | America/New_York | 3 | 16661 16645 | 1840003494 | [10 empty] | Glen HopePA
Bogue | Bogue | KS | Kansas | 20065 | Graham | 39.3595 | -99.6874 | 136 | 202 | polygon | FALSE | TRUE | America/Chicago | 3 | 67625 | 1840007351 | [10 empty] | BogueKS
Iola | Iola | IL | Illinois | 17025 | Clay | 38.8341 | -88.6279 | 136 | 54 | polygon | FALSE | TRUE | America/Chicago | 3 | 62838 | 1840012810 | [10 empty] | IolaIL
Pollard | Pollard | AL | Alabama | 1053 | Escambia | 31.0236 | -87.1736 | 136 | 47 | polygon | FALSE | TRUE | America/Chicago | 3 | 36441 | 1840004074 | [10 empty] | PollardAL
Monterey | Monterey | VA | Virginia | 51091 | Highland | 38.4116 | -79.5809 | 136 | 166 | polygon | FALSE | TRUE | America/New_York | 3 | 24465 | 1840006214 | [10 empty] | MontereyVA
St. Lucas | St. Lucas | IA | Iowa | 19065 | Fayette | 43.0667 | -91.9342 | 136 | 197 | polygon | FALSE | TRUE | America/Chicago | 3 | 52166 52171 | 1840009064 | [10 empty] | St. LucasIA
Kevin | Kevin | MT | Montana | 30101 | Toole | 48.7457 | -111.9656 | 136 | 145 | polygon | FALSE | TRUE | America/Denver | 3 | 59454 | 1840021063 | [10 empty] | KevinMT
Sylvester | Sylvester | WV | West Virginia | 54005 | Boone | 38.008 | -81.5623 | 136 | 208 | polygon | FALSE | TRUE | America/New_York | 3 | 25193 25181 | 1840006307 | [10 empty] | SylvesterWV
Pullman | Pullman | WV | West Virginia | 54085 | Ritchie | 39.188 | -80.949 | 136 | 216 | polygon | FALSE | TRUE | America/New_York | 3 | 26415 26421 | 1840005795 | [10 empty] | PullmanWV
Pick City | Pick City | ND | North Dakota | 38057 | Mercer | 47.5114 | -101.4573 | 136 | 308 | polygon | FALSE | TRUE | America/North_Dakota/Beulah | 3 | 58545 | 1840000144 | [10 empty] | Pick CityND
Thurston | Thurston | NE | Nebraska | 31173 | Thurston | 42.1769 | -96.7002 | 136 | 451 | polygon | FALSE | TRUE | America/Chicago | 3 | 68062 | 1840011221 | [10 empty] | ThurstonNE
Lockington | Lockington | OH | Ohio | 39149 | Shelby | 40.2075 | -84.2358 | 136 | 621 | polygon | FALSE | TRUE | America/New_York | 3 | 45356 | 1840012193 | [10 empty] | LockingtonOH
Ranger | Ranger | GA | Georgia | 13129 | Gordon | 34.5013 | -84.7111 | 136 | 64 | polygon | FALSE | TRUE | America/New_York | 3 | 30734 | 1840017929 | [10 empty] | RangerGA
Broadwell | Broadwell | IL | Illinois | 17107 | Logan | 40.0669 | -89.4429 | 136 | 292 | polygon | FALSE | TRUE | America/Chicago | 3 | 62634 | 1840010476 | [10 empty] | BroadwellIL
Cadiz | Cadiz | IN | Indiana | 18065 | Henry | 39.9509 | -85.4869 | 136 | 363 | polygon | FALSE | TRUE | America/Indiana/Indianapolis | 3 | 47362 | 1840009479 | [10 empty] | CadizIN
Stark City | Stark City | MO | Missouri | 29145 | Newton | 36.8626 | -94.1864 | 136 | 167 | polygon | FALSE | TRUE | America/Chicago | 3 | 64866 | 1840010894 | [10 empty] | Stark CityMO
Huntersville | Huntersville | WV | West Virginia | 54075 | Pocahontas | 38.1861 | -80.0152 | 136 | 46 | polygon | FALSE | FALSE | America/New_York | 3 | 24954 | 1840025654 | [10 empty] | HuntersvilleWV
Hackberry | Hackberry | AZ | Arizona | 4015 | Mohave | 35.3401 | -113.7256 | 136 | 2 | polygon | FALSE | FALSE | America/Phoenix | 3 | 86411 86401 | 1840023178 | [10 empty] | HackberryAZ
Gordon | Gordon | WI | Wisconsin | 55031 | Douglas | 46.2409 | -91.7995 | 136 | 28 | polygon | FALSE | FALSE | America/Chicago | 3 | 54838 | 1840026065 | [10 empty] | GordonWI
Marksboro | Marksboro | NJ | New Jersey | 34041 | Warren | 40.9881 | -74.9061 | 136 | 165 | polygon | FALSE | FALSE | America/New_York | 3 | 7825 | 1840024231 | [10 empty] | MarksboroNJ
Gilmanton | Gilmanton | WI | Wisconsin | 55011 | Buffalo | 44.4738 | -91.6785 | 136 | 15 | polygon | FALSE | FALSE | America/Chicago | 3 | 54755 54743 | 1840037953 | [10 empty] | GilmantonWI
Indian Village | Indian Village | IN | Indiana | 18141 | St. Joseph | 41.7142 | -86.2322 | 135 | 567 | polygon | FALSE | TRUE | America/Indiana/Indianapolis | 3 | 46637 | 1840010196 | [10 empty] | Indian VillageIN
Castine | Castine | OH | Ohio | 39037 | Darke | 39.9311 | -84.6247 | 135 | 687 | polygon | FALSE | TRUE | America/New_York | 3 | 45304 | 1840010468 | [10 empty] | CastineOH
Clare | Clare | IA | Iowa | 19187 | Webster | 42.5875 | -94.3447 | 135 | 102 | polygon | FALSE | TRUE | America/Chicago | 3 | 50524 | 1840006938 | [10 empty] | ClareIA
Everton | Everton | AR | Arkansas | 5009 | Boone | 36.1541 | -92.9095 | 135 | 110 | polygon | FALSE | TRUE | America/Chicago | 3 | 72633 | 1840016082 | [10 empty] | EvertonAR
Forksville | Forksville | PA | Pennsylvania | 42113 | Sullivan | 41.4896 | -76.6028 | 135 | 33 | polygon | FALSE | TRUE | America/New_York | 3 | 18616 | 1840003437 | [10 empty] | ForksvillePA
Ricketts | Ricketts | IA | Iowa | 19047 | Crawford | 42.1281 | -95.5749 | 135 | 203 | polygon | FALSE | TRUE | America/Chicago | 3 | 51439 51460 | 1840009165 | [10 empty] | RickettsIA
Astoria | Astoria | SD | South Dakota | 46039 | Deuel | 44.5577 | -96.5465 | 135 | 332 | polygon | FALSE | TRUE | America/Chicago | 3 | 57213 | 1840002274 | [10 empty] | AstoriaSD
Harper | Harper | OR | Oregon | 41045 | Malheur | 43.8569 | -117.6265 | 135 | 7 | polygon | FALSE | FALSE | America/Boise | 3 | 97906 | 1840025375 | [10 empty] | HarperOR
Langlois | Langlois | OR | Oregon | 41015 | Curry | 42.9259 | -124.4532 | 135 | 36 | polygon | FALSE | FALSE | America/Los_Angeles | 3 | 97450 | 1840025464 | [10 empty] | LangloisOR
Kirkpatrick | Kirkpatrick | OR | Oregon | 41059 | Umatilla | 45.6796 | -118.6499 | 135 | 14 | polygon | FALSE | FALSE | America/Los_Angeles | 3 | 97801 | 1840034836 | [10 empty] | KirkpatrickOR
Dawson | Dawson | NE | Nebraska | 31147 | Richardson | 40.1304 | -95.8296 | 135 | 244 | polygon | FALSE | TRUE | America/Chicago | 3 | 68337 | 1840012343 | [10 empty] | DawsonNE
Edgar | Edgar | MT | Montana | 30009 | Carbon | 45.4637 | -108.8554 | 135 | 78 | polygon | FALSE | FALSE | America/Denver | 3 | 59026 | 1840023903 | [10 empty] | EdgarMT
Tenakee Springs | Tenakee Springs | AK | Alaska | 2105 | Hoonah-Angoon | 57.7913 | -135.1955 | 135 | 3 | polygon | FALSE | TRUE | America/Juneau | 3 | 99841 | 1840023310 | [10 empty] | Tenakee SpringsAK
Moorefield | Moorefield | AR | Arkansas | 5063 | Independence | 35.7672 | -91.5708 | 135 | 46 | polygon | FALSE | TRUE | America/Chicago | 3 | 72501 | 1840016248 | [10 empty] | MoorefieldAR
Montrose | Montrose | MS | Mississippi | 28061 | Jasper | 32.1257 | -89.2344 | 135 | 19 | polygon | FALSE | TRUE | America/Chicago | 3 | 39338 | 1840017036 | [10 empty] | MontroseMS
Pageton | Pageton | WV | West Virginia | 54047 | McDowell | 37.3599 | -81.4648 | 135 | 43 | polygon | FALSE | FALSE | America/New_York | 3 | 24871 | 1840025735 | [10 empty] | PagetonWV
Cliff | Cliff | NM | New Mexico | 35017 | Grant | 32.966 | -108.6176 | 135 | 5 | polygon | FALSE | FALSE | America/Denver | 3 | 88028 | 1840025067 | [10 empty] | CliffNM
Wolf Summit | Wolf Summit | WV | West Virginia | 54033 | Harrison | 39.2822 | -80.462 | 135 | 143 | polygon | FALSE | FALSE | America/New_York | 3 | 26426 26422 | 1840025616 | [10 empty] | Wolf SummitWV
Avoca | Avoca | MN | Minnesota | 27101 | Murray | 43.949 | -95.6465 | 135 | 54 | polygon | FALSE | TRUE | America/Chicago | 3 | 56114 | 1840006802 | [10 empty] | AvocaMN
Kenny Lake | Kenny Lake | AK | Alaska | 2261 | Valdez-Cordova | 61.6644 | -144.8662 | 135 | 0 | polygon | FALSE | FALSE | America/Anchorage | 3 | 99573 | 1840023389 | [10 empty] | Kenny LakeAK
Raywick | Raywick | KY | Kentucky | 21155 | Marion | 37.5606 | -85.4311 | 135 | 58 | polygon | FALSE | TRUE | America/New_York | 3 | 40060 | 1840014352 | [10 empty] | RaywickKY
New Schaefferstown | New Schaefferstown | PA | Pennsylvania | 42011 | Berks | 40.4536 | -76.1692 | 135 | 50 | polygon | FALSE | TRUE | America/New_York | 3 | 19506 | 1840043343 | [10 empty] | New SchaefferstownPA
Peoria | Peoria | OK | Oklahoma | 40115 | Ottawa | 36.9152 | -94.6699 | 135 | 242 | polygon | FALSE | TRUE | America/Chicago | 3 | 74363 | 1840022611 | [10 empty] | PeoriaOK
Smeltertown | Smeltertown | CO | Colorado | 8015 | Chaffee | 38.5523 | -106.0085 | 135 | 357 | polygon | FALSE | FALSE | America/Denver | 3 | 81201 | 1840028464 | [10 empty] | SmeltertownCO
Mifflin | Mifflin | OH | Ohio | 39005 | Ashland | 40.7734 | -82.3639 | 134 | 283 | polygon | FALSE | TRUE | America/New_York | 3 | 44805 | 1840011806 | [10 empty] | MifflinOH
Llano del Medio | Llano del Medio | NM | New Mexico | 35019 | Guadalupe | 35.1881 | -105.1162 | 134 | 27 | polygon | FALSE | FALSE | America/Denver | 3 | 87711 87724 | 1840033659 | [10 empty] | Llano del MedioNM
Mead | Mead | OK | Oklahoma | 40013 | Bryan | 34.0008 | -96.511 | 134 | 451 | polygon | FALSE | TRUE | America/Chicago | 3 | 73449 | 1840022895 | [10 empty] | MeadOK
Hoodsport | Hoodsport | WA | Washington | 53045 | Mason | 47.402 | -123.1542 | 134 | 49 | polygon | FALSE | FALSE | America/Los_Angeles | 3 | 98548 | 1840025233 | [10 empty] | HoodsportWA
Cassandra | Cassandra | PA | Pennsylvania | 42021 | Cambria | 40.4085 | -78.6407 | 134 | 677 | polygon | FALSE | TRUE | America/New_York | 3 | 15925 | 1840001103 | [10 empty] | CassandraPA
Epping | Epping | ND | North Dakota | 38105 | Williams | 48.2817 | -103.3579 | 134 | 138 | polygon | FALSE | TRUE | America/Chicago | 3 | 58843 | 1840000055 | [10 empty] | EppingND
Alpha | Alpha | MI | Michigan | 26071 | Iron | 46.044 | -88.3776 | 134 | 54 | polygon | FALSE | TRUE | America/Menominee | 3 | 49920 49902 | 1840009980 | [10 empty] | AlphaMI
Bairdstown | Bairdstown | OH | Ohio | 39173 | Wood | 41.1711 | -83.6072 | 134 | 191 | polygon | FALSE | TRUE | America/New_York | 3 | 45872 | 1840011546 | [10 empty] | BairdstownOH
Oaks | Oaks | MO | Missouri | 29047 | Clay | 39.197 | -94.572 | 134 | 570 | polygon | FALSE | TRUE | America/Chicago | 3 | 64118 | 1840012677 | [10 empty] | OaksMO
Sharon | Sharon | OK | Oklahoma | 40153 | Woodward | 36.2755 | -99.3381 | 134 | 379 | polygon | FALSE | TRUE | America/Chicago | 3 | 73857 | 1840022647 | [10 empty] | SharonOK
Hamilton | Hamilton | IA | Iowa | 19125 | Marion | 41.1702 | -92.9041 | 134 | 95 | polygon | FALSE | TRUE | America/Chicago | 3 | 50116 50044 | 1840007115 | [10 empty] | HamiltonIA
Willow | Willow | OK | Oklahoma | 40055 | Greer | 35.0514 | -99.5099 | 134 | 192 | polygon | FALSE | TRUE | America/Chicago | 3 | 73673 | 1840022802 | [10 empty] | WillowOK
Upland | Upland | NE | Nebraska | 31061 | Franklin | 40.3195 | -98.9023 | 134 | 125 | polygon | FALSE | TRUE | America/Chicago | 3 | 68981 | 1840012268 | [10 empty] | UplandNE
Monument | Monument | NM | New Mexico | 35025 | Lea | 32.6243 | -103.2776 | 134 | 9 | polygon | FALSE | FALSE | America/Denver | 3 | 88265 | 1840026991 | [10 empty] | MonumentNM
Marenisco | Marenisco | MI | Michigan | 26053 | Gogebic | 46.3737 | -89.712 | 134 | 15 | polygon | FALSE | FALSE | America/Menominee | 3 | 49947 | 1840025268 | [10 empty] | MareniscoMI
Empire | Empire | NV | Nevada | 32031 | Washoe | 40.5759 | -119.3431 | 134 | 10 | polygon | FALSE | FALSE | America/Los_Angeles | 3 | 89405 | 1840024128 | [10 empty] | EmpireNV
Rock Hill | Rock Hill | LA | Louisiana | 22043 | Grant | 31.4427 | -92.5695 | 134 | 13 | polygon | FALSE | FALSE | America/Chicago | 3 | 71417 | 1840025946 | [10 empty] | Rock HillLA
Hunter | Hunter | MO | Missouri | 29035 | Carter | 36.8867 | -90.8483 | 134 | 14 | polygon | FALSE | FALSE | America/Chicago | 3 | 63937 63943 | 1840025741 | [10 empty] | HunterMO
New Salem | New Salem | IL | Illinois | 17149 | Pike | 39.7076 | -90.8479 | 134 | 49 | polygon | FALSE | TRUE | America/Chicago | 3 | 62357 | 1840012537 | [10 empty] | New SalemIL
Klondike | Klondike | MD | Maryland | 24001 | Allegany | 39.6101 | -78.9635 | 134 | 136 | polygon | FALSE | FALSE | America/New_York | 3 | 21532 | 1840024425 | [10 empty] | KlondikeMD
Ayrshire | Ayrshire | IA | Iowa | 19147 | Palo Alto | 43.0396 | -94.8335 | 134 | 249 | polygon | FALSE | TRUE | America/Chicago | 3 | 50515 | 1840006882 | [10 empty] | AyrshireIA
Bladensburg | Bladensburg | OH | Ohio | 39083 | Knox | 40.2851 | -82.2837 | 134 | 156 | polygon | FALSE | FALSE | America/New_York | 3 | 43005 43080 | 1840026492 | [10 empty] | BladensburgOH
Pointe a la Hache | Pointe a la Hache | LA | Louisiana | 22075 | Plaquemines | 29.5737 | -89.7808 | 134 | 29 | polygon | FALSE | FALSE | America/Chicago | 3 | 70082 | 1840031146 | [10 empty] | Pointe a la HacheLA
Hammond | Hammond | MN | Minnesota | 27157 | Wabasha | 44.2221 | -92.3738 | 134 | 492 | polygon | FALSE | TRUE | America/Chicago | 3 | 55991 | 1840006794 | [10 empty] | HammondMN
Otter Creek | Otter Creek | FL | Florida | 12075 | Levy | 29.3238 | -82.7734 | 134 | 38 | polygon | FALSE | TRUE | America/New_York | 3 | 32626 32683 | 1840017224 | [10 empty] | Otter CreekFL
Marble | Marble | CO | Colorado | 8051 | Gunnison | 39.0716 | -107.191 | 134 | 143 | polygon | FALSE | TRUE | America/Denver | 3 | 81623 | 1840022468 | [10 empty] | MarbleCO
Bendena | Bendena | KS | Kansas | 20043 | Doniphan | 39.7436 | -95.1811 | 134 | 33 | polygon | FALSE | FALSE | America/Chicago | 3 | 66008 | 1840026605 | [10 empty] | BendenaKS
Port Alsworth | Port Alsworth | AK | Alaska | 2164 | Lake and Peninsula | 60.1688 | -154.3233 | 134 | 2 | polygon | FALSE | FALSE | America/Anchorage | 3 | 99653 | 1840023291 | [10 empty] | Port AlsworthAK
Prathersville | Prathersville | MO | Missouri | 29047 | Clay | 39.3153 | -94.2738 | 134 | 22 | polygon | FALSE | TRUE | America/Chicago | 3 | 64024 | 1840012675 | [10 empty] | PrathersvilleMO
Modest Town | Modest Town | VA | Virginia | 51001 | Accomack | 37.8169 | -75.561 | 134 | 87 | polygon | FALSE | FALSE | America/New_York | 3 | 23308 | 1840024736 | [10 empty] | Modest TownVA
Whiting | Whiting | WY | Wyoming | 56031 | Platte | 42.0089 | -104.9711 | 134 | 44 | polygon | FALSE | FALSE | America/Denver | 3 | 82201 | 1840038392 | [10 empty] | WhitingWY
Camp Three | Camp Three | MT | Montana | 30065 | Musselshell | 46.4534 | -108.5741 | 134 | 11 | polygon | FALSE | FALSE | America/Denver | 3 | 59072 | 1840032829 | [10 empty] | Camp ThreeMT
Ronks | Ronks | PA | Pennsylvania | 42071 | Lancaster | 40.0267 | -76.171 | 133 | 76 | polygon | FALSE | FALSE | America/New_York | 3 | 17572 17573 | 1840035175 | [10 empty] | RonksPA
Sedalia | Sedalia | CO | Colorado | 8035 | Douglas | 39.4396 | -104.9699 | 133 | 37 | polygon | FALSE | FALSE | America/Denver | 3 | 80135 | 1840018807 | [10 empty] | SedaliaCO
Crumpler | Crumpler | WV | West Virginia | 54047 | McDowell | 37.4262 | -81.3313 | 133 | 34 | polygon | FALSE | FALSE | America/New_York | 3 | 24868 | 1840025732 | [10 empty] | CrumplerWV
Monterey | Monterey | KY | Kentucky | 21187 | Owen | 38.4233 | -84.8728 | 133 | 199 | polygon | FALSE | TRUE | America/New_York | 3 | 40359 | 1840014277 | [10 empty] | MontereyKY
Custer | Custer | WA | Washington | 53073 | Whatcom | 48.9143 | -122.6397 | 133 | 28 | polygon | FALSE | FALSE | America/Los_Angeles | 3 | 98248 98240 | 1840018344 | [10 empty] | CusterWA
Venedy | Venedy | IL | Illinois | 17189 | Washington | 38.3966 | -89.6456 | 133 | 182 | polygon | FALSE | TRUE | America/Chicago | 3 | 62214 | 1840012907 | [10 empty] | VenedyIL
Nondalton | Nondalton | AK | Alaska | 2164 | Lake and Peninsula | 59.9711 | -154.8627 | 133 | 7 | polygon | FALSE | TRUE | America/Anchorage | 3 | 99640 | 1840023296 | [10 empty] | NondaltonAK
Success | Success | AR | Arkansas | 5021 | Clay | 36.4545 | -90.7226 | 133 | 229 | polygon | FALSE | TRUE | America/Chicago | 3 | 72470 | 1840016088 | [10 empty] | SuccessAR
Taunton | Taunton | MN | Minnesota | 27083 | Lyon | 44.5942 | -96.063 | 133 | 50 | polygon | FALSE | TRUE | America/Chicago | 3 | 56291 | 1840008967 | [10 empty] | TauntonMN
Bradley | Bradley | OK | Oklahoma | 40051 | Grady | 34.878 | -97.7087 | 133 | 229 | polygon | FALSE | TRUE | America/Chicago | 3 | 73011 | 1840021800 | [10 empty] | BradleyOK
Luther | Luther | IA | Iowa | 19015 | Boone | 41.9669 | -93.8176 | 133 | 87 | polygon | FALSE | TRUE | America/Chicago | 3 | 50156 | 1840009167 | [10 empty] | LutherIA
Valentine | Valentine | TX | Texas | 48243 | Jeff Davis | 30.5885 | -104.4953 | 133 | 105 | polygon | FALSE | TRUE | America/Chicago | 3 | 79854 | 1840023133 | [10 empty] | ValentineTX
West Middletown | West Middletown | PA | Pennsylvania | 42125 | Washington | 40.2432 | -80.4252 | 133 | 126 | polygon | FALSE | TRUE | America/New_York | 3 | 15379 | 1840003670 | [10 empty] | West MiddletownPA
Brook Park | Brook Park | MN | Minnesota | 27115 | Pine | 45.9484 | -93.0728 | 133 | 51 | polygon | FALSE | TRUE | America/Chicago | 3 | 55007 | 1840004005 | [10 empty] | Brook ParkMN
Cantrall | Cantrall | IL | Illinois | 17167 | Sangamon | 39.9353 | -89.6788 | 133 | 205 | polygon | FALSE | TRUE | America/Chicago | 3 | 62625 | 1840010559 | [10 empty] | CantrallIL
Lansing | Lansing | MN | Minnesota | 27099 | Mower | 43.7477 | -92.9656 | 133 | 65 | polygon | FALSE | FALSE | America/Chicago | 3 | 55950 55912 | 1840025429 | [10 empty] | LansingMN
Sheakleyville | Sheakleyville | PA | Pennsylvania | 42085 | Mercer | 41.4438 | -80.2067 | 133 | 261 | polygon | FALSE | TRUE | America/New_York | 3 | 16130 16151 | 1840003443 | [10 empty] | SheakleyvillePA
Sinking Spring | Sinking Spring | OH | Ohio | 39071 | Highland | 39.0747 | -83.3871 | 133 | 109 | polygon | FALSE | TRUE | America/New_York | 3 | 45172 | 1840012697 | [10 empty] | Sinking SpringOH
Westport | Westport | SD | South Dakota | 46013 | Brown | 45.6478 | -98.4981 | 133 | 218 | polygon | FALSE | TRUE | America/Chicago | 3 | 57481 | 1840002031 | [10 empty] | WestportSD
Patterson | Patterson | OH | Ohio | 39065 | Hardin | 40.7822 | -83.5263 | 133 | 582 | polygon | FALSE | TRUE | America/New_York | 3 | 45843 | 1840011962 | [10 empty] | PattersonOH
West Brooklyn | West Brooklyn | IL | Illinois | 17103 | Lee | 41.693 | -89.1473 | 133 | 605 | polygon | FALSE | TRUE | America/Chicago | 3 | 61378 | 1840011435 | [10 empty] | West BrooklynIL
Castana | Castana | IA | Iowa | 19133 | Monona | 42.0732 | -95.9105 | 133 | 55 | polygon | FALSE | TRUE | America/Chicago | 3 | 51010 | 1840006994 | [10 empty] | CastanaIA
Hanna | Hanna | OK | Oklahoma | 40091 | McIntosh | 35.2042 | -95.8894 | 133 | 412 | polygon | FALSE | TRUE | America/Chicago | 3 | 74845 | 1840021761 | [10 empty] | HannaOK
Acequia | Acequia | ID | Idaho | 16067 | Minidoka | 42.6688 | -113.5968 | 133 | 96 | polygon | FALSE | TRUE | America/Boise | 3 | 83350 | 1840018665 | [10 empty] | AcequiaID
North Westminster | North Westminster | VT | Vermont | 50025 | Windham | 43.1219 | -72.4555 | 133 | 108 | polygon | FALSE | FALSE | America/New_York | 3 | 05101 05158 | 1840037484 | [10 empty] | North WestminsterVT
Galestown | Galestown | MD | Maryland | 24019 | Dorchester | 38.5633 | -75.715 | 133 | 218 | polygon | FALSE | TRUE | America/New_York | 3 | 21659 | 1840006163 | [10 empty] | GalestownMD
Jacksonville | Jacksonville | GA | Georgia | 13271 | Telfair | 31.8126 | -82.979 | 133 | 47 | polygon | FALSE | TRUE | America/New_York | 3 | 31544 | 1840014924 | [10 empty] | JacksonvilleGA
Chester | Chester | OK | Oklahoma | 40093 | Major | 36.2165 | -98.9208 | 133 | 12 | polygon | FALSE | FALSE | America/Chicago | 3 | 73838 | 1840026928 | [10 empty] | ChesterOK
Woodward | Woodward | PA | Pennsylvania | 42027 | Centre | 40.8997 | -77.3472 | 133 | 86 | polygon | FALSE | FALSE | America/New_York | 3 | 16882 | 1840005169 | [10 empty] | WoodwardPA
Bannock | Bannock | OH | Ohio | 39013 | Belmont | 40.1043 | -80.9757 | 133 | 173 | polygon | FALSE | FALSE | America/New_York | 3 | 43972 43950 | 1840026547 | [10 empty] | BannockOH
Rohrsburg | Rohrsburg | PA | Pennsylvania | 42037 | Columbia | 41.1328 | -76.4232 | 133 | 72 | polygon | FALSE | FALSE | America/New_York | 3 | 17859 | 1840004998 | [10 empty] | RohrsburgPA
Kingsbury | Kingsbury | TX | Texas | 48187 | Guadalupe | 29.6541 | -97.8 | 133 | 19 | polygon | FALSE | TRUE | America/Chicago | 3 | 78638 | 1840018263 | [10 empty] | KingsburyTX
Linden | Linden | NC | North Carolina | 37051 | Cumberland | 35.2546 | -78.7483 | 133 | 101 | polygon | FALSE | TRUE | America/New_York | 3 | 28356 | 1840016439 | [10 empty] | LindenNC
Needmore | Needmore | PA | Pennsylvania | 42057 | Fulton | 39.8474 | -78.1433 | 133 | 113 | polygon | FALSE | FALSE | America/New_York | 3 | 17238 | 1840026555 | [10 empty] | NeedmorePA
Glasgow | Glasgow | IL | Illinois | 17171 | Scott | 39.5487 | -90.48 | 132 | 50 | polygon | FALSE | TRUE | America/Chicago | 3 | 62694 | 1840012566 | [10 empty] | GlasgowIL
Big Bend | Big Bend | CA | California | 6089 | Shasta | 41.0109 | -121.924 | 132 | 8 | polygon | FALSE | FALSE | America/Los_Angeles | 3 | 96011 | 1840017490 | [10 empty] | Big BendCA
Pine Apple | Pine Apple | AL | Alabama | 1131 | Wilcox | 31.8721 | -86.9891 | 132 | 16 | polygon | FALSE | TRUE | America/Chicago | 3 | 36768 | 1840017025 | [10 empty] | Pine AppleAL
Cordova | Cordova | NE | Nebraska | 31159 | Seward | 40.7164 | -97.3516 | 132 | 204 | polygon | FALSE | TRUE | America/Chicago | 3 | 68359 68330 | 1840011839 | [10 empty] | CordovaNE
Mackey | Mackey | IN | Indiana | 18051 | Gibson | 38.2519 | -87.3911 | 132 | 563 | polygon | FALSE | TRUE | America/Chicago | 3 | 47654 47660 | 1840009802 | [10 empty] | MackeyIN
White Water | White Water | OK | Oklahoma | 40041 | Delaware | 36.5017 | -94.7289 | 132 | 42 | polygon | FALSE | TRUE | America/Chicago | 3 | 74346 | 1840040406 | [10 empty] | White WaterOK
Franklin | Franklin | IA | Iowa | 19111 | Lee | 40.6668 | -91.5119 | 132 | 327 | polygon | FALSE | TRUE | America/Chicago | 3 | 52625 52656 | 1840008322 | [10 empty] | FranklinIA
Norman | Norman | NC | North Carolina | 37153 | Richmond | 35.1698 | -79.7231 | 132 | 90 | polygon | FALSE | TRUE | America/New_York | 3 | 28338 28367 | 1840016476 | [10 empty] | NormanNC
Erin Springs | Erin Springs | OK | Oklahoma | 40049 | Garvin | 34.8113 | -97.6055 | 132 | 318 | polygon | FALSE | TRUE | America/Chicago | 3 | 73052 | 1840021857 | [10 empty] | Erin SpringsOK
Novelty | Novelty | MO | Missouri | 29103 | Knox | 40.0124 | -92.2072 | 132 | 181 | polygon | FALSE | TRUE | America/Chicago | 3 | 63460 | 1840012313 | [10 empty] | NoveltyMO
Atlanta | Atlanta | NE | Nebraska | 31137 | Phelps | 40.3684 | -99.4732 | 132 | 220 | polygon | FALSE | TRUE | America/Chicago | 3 | 68923 | 1840012075 | [10 empty] | AtlantaNE
Hastings | Hastings | OK | Oklahoma | 40067 | Jefferson | 34.2242 | -98.1087 | 132 | 106 | polygon | FALSE | TRUE | America/Chicago | 3 | 73548 | 1840021922 | [10 empty] | HastingsOK
Glendora | Glendora | MS | Mississippi | 28135 | Tallahatchie | 33.8276 | -90.2927 | 132 | 353 | polygon | FALSE | TRUE | America/Chicago | 3 | 38928 | 1840017973 | [10 empty] | GlendoraMS
Pyote | Pyote | TX | Texas | 48475 | Ward | 31.5381 | -103.1225 | 132 | 39 | polygon | FALSE | TRUE | America/Chicago | 3 | 79777 | 1840022149 | [10 empty] | PyoteTX
Frankclay | Frankclay | MO | Missouri | 29187 | St. Francois | 37.863 | -90.6144 | 132 | 80 | polygon | FALSE | FALSE | America/Chicago | 3 | 63601 | 1840025696 | [10 empty] | FrankclayMO
Cayuga | Cayuga | OK | Oklahoma | 40041 | Delaware | 36.6252 | -94.6542 | 132 | 7 | polygon | FALSE | FALSE | America/Chicago | 3 | 74344 | 1840034525 | [10 empty] | CayugaOK
Cumminsville | Cumminsville | NY | New York | 36051 | Livingston | 42.5706 | -77.7189 | 132 | 389 | polygon | FALSE | FALSE | America/New_York | 3 | 14437 | 1840024067 | [10 empty] | CumminsvilleNY
Tumacacori-Carmen | Tumacacori-Carmen | AZ | Arizona | 4023 | Santa Cruz | 31.5771 | -111.0469 | 132 | 25 | polygon | FALSE | TRUE | America/Phoenix | 3 | 85640 | 1840074659 | [10 empty] | Tumacacori-CarmenAZ
Pearl | Pearl | IL | Illinois | 17149 | Pike | 39.4597 | -90.6237 | 132 | 33 | polygon | FALSE | TRUE | America/Chicago | 3 | 62361 | 1840012538 | [10 empty] | PearlIL
Brunswick | Brunswick | NE | Nebraska | 31003 | Antelope | 42.3377 | -97.9718 | 132 | 85 | polygon | FALSE | TRUE | America/Chicago | 3 | 68720 | 1840010116 | [10 empty] | BrunswickNE
Myers Flat | Myers Flat | CA | California | 6023 | Humboldt | 40.2666 | -123.8737 | 132 | 117 | polygon | FALSE | FALSE | America/Los_Angeles | 3 | 95554 | 1840025523 | [10 empty] | Myers FlatCA
Georgetown | Georgetown | AR | Arkansas | 5145 | White | 35.1267 | -91.4539 | 132 | 176 | polygon | FALSE | TRUE | America/Chicago | 3 | 72143 | 1840016341 | [10 empty] | GeorgetownAR
Holliday | Holliday | MO | Missouri | 29137 | Monroe | 39.4936 | -92.1312 | 132 | 195 | polygon | FALSE | TRUE | America/Chicago | 3 | 65258 | 1840012581 | [10 empty] | HollidayMO
Soldier | Soldier | KS | Kansas | 20085 | Jackson | 39.5371 | -95.9656 | 132 | 345 | polygon | FALSE | TRUE | America/Chicago | 3 | 66540 | 1840009567 | [10 empty] | SoldierKS
Markleeville | Markleeville | CA | California | 6003 | Alpine | 38.6841 | -119.8225 | 132 | 7 | polygon | FALSE | FALSE | America/Los_Angeles | 3 | 96120 | 1840017568 | [10 empty] | MarkleevilleCA
Kings Valley | Kings Valley | OR | Oregon | 41003 | Benton | 44.698 | -123.4265 | 132 | 74 | polygon | FALSE | FALSE | America/Los_Angeles | 3 | 97361 97370 | 1840023952 | [10 empty] | Kings ValleyOR
La Grange | La Grange | TN | Tennessee | 47047 | Fayette | 35.0477 | -89.2408 | 132 | 25 | polygon | FALSE | TRUE | America/Chicago | 3 | 38057 38046 | 1840016406 | [10 empty] | La GrangeTN
Ruth | Ruth | NV | Nevada | 32033 | White Pine | 39.2793 | -114.9899 | 132 | 147 | polygon | FALSE | FALSE | America/Los_Angeles | 3 | 89319 | 1840026574 | [10 empty] | RuthNV
Garvin | Garvin | MN | Minnesota | 27083 | Lyon | 44.2142 | -95.7607 | 131 | 180 | polygon | FALSE | TRUE | America/Chicago | 3 | 56132 | 1840007877 | [10 empty] | GarvinMN
Old Bennington | Old Bennington | VT | Vermont | 50003 | Bennington | 42.8848 | -73.2143 | 131 | 137 | polygon | FALSE | TRUE | America/New_York | 3 | 5201 | 1840004302 | [10 empty] | Old BenningtonVT
Ekwok | Ekwok | AK | Alaska | 2070 | Dillingham | 59.3462 | -157.4861 | 131 | 3 | polygon | FALSE | TRUE | America/Anchorage | 3 | 99580 | 1840023280 | [10 empty] | EkwokAK
Collins | Collins | WI | Wisconsin | 55071 | Manitowoc | 44.0827 | -87.9839 | 131 | 102 | polygon | FALSE | FALSE | America/Chicago | 3 | 54207 | 1840025377 | [10 empty] | CollinsWI
Hepler | Hepler | KS | Kansas | 20037 | Crawford | 37.6637 | -94.9697 | 131 | 50 | polygon | FALSE | TRUE | America/Chicago | 3 | 66746 | 1840007593 | [10 empty] | HeplerKS
Rhineland | Rhineland | MO | Missouri | 29139 | Montgomery | 38.7205 | -91.5175 | 131 | 150 | polygon | FALSE | TRUE | America/Chicago | 3 | 65069 | 1840010698 | [10 empty] | RhinelandMO
Kirvin | Kirvin | TX | Texas | 48161 | Freestone | 31.7671 | -96.33 | 131 | 126 | polygon | FALSE | TRUE | America/Chicago | 3 | 75848 76693 75859 | 1840022135 | [10 empty] | KirvinTX
Bragg City | Bragg City | MO | Missouri | 29155 | Pemiscot | 36.2681 | -89.9114 | 131 | 247 | polygon | FALSE | TRUE | America/Chicago | 3 | 63827 | 1840009951 | [10 empty] | Bragg CityMO
Lester | Lester | AL | Alabama | 1083 | Limestone | 34.9877 | -87.1515 | 131 | 27 | polygon | FALSE | TRUE | America/Chicago | 3 | 35647 | 1840016509 | [10 empty] | LesterAL
Sumatra | Sumatra | FL | Florida | 12077 | Liberty | 30.023 | -84.9825 | 131 | 52 | polygon | FALSE | FALSE | America/New_York | 3 | 32321 32335 | 1840026013 | [10 empty] | SumatraFL
Odessa | Odessa | MN | Minnesota | 27011 | Big Stone | 45.2622 | -96.3335 | 131 | 52 | polygon | FALSE | TRUE | America/Chicago | 3 | 56276 | 1840007792 | [10 empty] | OdessaMN
Bearden | Bearden | OK | Oklahoma | 40107 | Okfuskee | 35.3568 | -96.3852 | 131 | 6 | polygon | FALSE | TRUE | America/Chicago | 3 | 74859 | 1840020430 | [10 empty] | BeardenOK
Nellie | Nellie | OH | Ohio | 39031 | Coshocton | 40.3384 | -82.0714 | 131 | 74 | polygon | FALSE | TRUE | America/New_York | 3 | 43844 | 1840012198 | [10 empty] | NellieOH
Coal Center | Coal Center | PA | Pennsylvania | 42125 | Washington | 40.07 | -79.9009 | 131 | 444 | polygon | FALSE | TRUE | America/New_York | 3 | 15423 | 1840003647 | [10 empty] | Coal CenterPA
Miller | Miller | NE | Nebraska | 31019 | Buffalo | 40.9276 | -99.3901 | 131 | 133 | polygon | FALSE | TRUE | America/Chicago | 3 | 68858 | 1840011834 | [10 empty] | MillerNE
Pritchett | Pritchett | CO | Colorado | 8009 | Baca | 37.37 | -102.8587 | 131 | 217 | polygon | FALSE | TRUE | America/Denver | 3 | 81064 | 1840021556 | [10 empty] | PritchettCO
Brussels | Brussels | IL | Illinois | 17013 | Calhoun | 38.9485 | -90.5891 | 131 | 90 | polygon | FALSE | TRUE | America/Chicago | 3 | 62013 | 1840010664 | [10 empty] | BrusselsIL
Oxly | Oxly | MO | Missouri | 29181 | Ripley | 36.6025 | -90.679 | 131 | 19 | polygon | FALSE | FALSE | America/Chicago | 3 | 63955 | 1840025749 | [10 empty] | OxlyMO
Iona | Iona | MN | Minnesota | 27101 | Murray | 43.9149 | -95.7857 | 131 | 65 | polygon | FALSE | TRUE | America/Chicago | 3 | 56172 56141 | 1840007909 | [10 empty] | IonaMN
Central City | Central City | SD | South Dakota | 46081 | Lawrence | 44.3684 | -103.7706 | 131 | 342 | polygon | FALSE | TRUE | America/Denver | 3 | 57754 | 1840000311 | [10 empty] | Central CitySD
East Peru | East Peru | IA | Iowa | 19121 | Madison | 41.227 | -93.9295 | 131 | 54 | polygon | FALSE | TRUE | America/Chicago | 3 | 50222 | 1840008222 | [10 empty] | East PeruIA
Boston | Boston | KY | Kentucky | 21179 | Nelson | 37.7838 | -85.6803 | 131 | 25 | polygon | FALSE | FALSE | America/New_York | 3 | 40107 | 1840026800 | [10 empty] | BostonKY
Fairmont | Fairmont | OK | Oklahoma | 40047 | Garfield | 36.3552 | -97.7045 | 131 | 178 | polygon | FALSE | TRUE | America/Chicago | 3 | 73736 | 1840021648 | [10 empty] | FairmontOK
Lesterville | Lesterville | SD | South Dakota | 46135 | Yankton | 43.0386 | -97.5906 | 131 | 250 | polygon | FALSE | TRUE | America/Chicago | 3 | 57040 | 1840003061 | [10 empty] | LestervilleSD
Orviston | Orviston | PA | Pennsylvania | 42027 | Centre | 41.1073 | -77.7533 | 131 | 472 | polygon | FALSE | FALSE | America/New_York | 3 | 16841 16822 | 1840024195 | [10 empty] | OrvistonPA
Fordyce | Fordyce | NE | Nebraska | 31027 | Cedar | 42.6983 | -97.3628 | 131 | 347 | polygon | FALSE | TRUE | America/Chicago | 3 | 68736 | 1840011071 | [10 empty] | FordyceNE
Larrabee | Larrabee | IA | Iowa | 19035 | Cherokee | 42.8617 | -95.5446 | 131 | 388 | polygon | FALSE | TRUE | America/Chicago | 3 | 51029 | 1840008027 | [10 empty] | LarrabeeIA
Sawyer | Sawyer | KS | Kansas | 20151 | Pratt | 37.4984 | -98.6829 | 131 | 280 | polygon | FALSE | TRUE | America/Chicago | 3 | 67134 | 1840009877 | [10 empty] | SawyerKS
Marion | Marion | ND | North Dakota | 38045 | LaMoure | 46.6091 | -98.3375 | 130 | 59 | polygon | FALSE | TRUE | America/Chicago | 3 | 58466 | 1840000220 | [10 empty] | MarionND
Dimock | Dimock | SD | South Dakota | 46067 | Hutchinson | 43.4764 | -97.9888 | 130 | 292 | polygon | FALSE | TRUE | America/Chicago | 3 | 57331 | 1840000359 | [10 empty] | DimockSD
Downsville | Downsville | LA | Louisiana | 22111 | Union | 32.6264 | -92.4129 | 130 | 67 | polygon | FALSE | TRUE | America/Chicago | 3 | 71234 | 1840018070 | [10 empty] | DownsvilleLA
Cliffdell | Cliffdell | WA | Washington | 53077 | Yakima | 46.9213 | -121.042 | 130 | 28 | polygon | FALSE | FALSE | America/Los_Angeles | 3 | 98937 | 1840023851 | [10 empty] | CliffdellWA
Carthage | Carthage | SD | South Dakota | 46097 | Miner | 44.1686 | -97.715 | 130 | 34 | polygon | FALSE | TRUE | America/Chicago | 3 | 57323 | 1840002544 | [10 empty] | CarthageSD
Boston | Boston | IN | Indiana | 18177 | Wayne | 39.7412 | -84.8517 | 130 | 225 | polygon | FALSE | TRUE | America/Indiana/Indianapolis | 3 | 47324 | 1840009492 | [10 empty] | BostonIN
Morrison | Morrison | MO | Missouri | 29073 | Gasconade | 38.6716 | -91.6334 | 130 | 110 | polygon | FALSE | TRUE | America/Chicago | 3 | 65061 65036 | 1840008620 | [10 empty] | MorrisonMO
Shepardsville | Shepardsville | IN | Indiana | 18167 | Vigo | 39.6017 | -87.4264 | 130 | 54 | polygon | FALSE | FALSE | America/Indiana/Indianapolis | 3 | 47842 47885 47880 | 1840030022 | [10 empty] | ShepardsvilleIN
Homestown | Homestown | MO | Missouri | 29155 | Pemiscot | 36.3318 | -89.8242 | 130 | 406 | polygon | FALSE | TRUE | America/Chicago | 3 | 63879 | 1840007672 | [10 empty] | HomestownMO
Mulberry | Mulberry | OK | Oklahoma | 40001 | Adair | 35.8631 | -94.7014 | 130 | 53 | polygon | FALSE | TRUE | America/Chicago | 3 | 74960 | 1840040387 | [10 empty] | MulberryOK
Chapin | Chapin | IA | Iowa | 19069 | Franklin | 42.8354 | -93.2223 | 130 | 509 | polygon | FALSE | FALSE | America/Chicago | 3 | 50475 | 1840024088 | [10 empty] | ChapinIA
Ramah | Ramah | CO | Colorado | 8041 | El Paso | 39.1222 | -104.1673 | 130 | 203 | polygon | FALSE | TRUE | America/Denver | 3 | 80832 | 1840021469 | [10 empty] | RamahCO
Addy | Addy | WA | Washington | 53065 | Stevens | 48.3588 | -117.8372 | 130 | 142 | polygon | FALSE | FALSE | America/Los_Angeles | 3 | 99101 | 1840025238 | [10 empty] | AddyWA
Meadow Acres | Meadow Acres | WY | Wyoming | 56025 | Natrona | 42.8593 | -106.0953 | 130 | 35 | polygon | FALSE | FALSE | America/Denver | 3 | 82636 | 1840038433 | [10 empty] | Meadow AcresWY
Kingdom City | Kingdom City | MO | Missouri | 29027 | Callaway | 38.9473 | -91.939 | 130 | 27 | polygon | FALSE | TRUE | America/Chicago | 3 | 65262 | 1840012764 | [10 empty] | Kingdom CityMO
Maunie | Maunie | IL | Illinois | 17193 | White | 38.0355 | -88.0456 | 130 | 316 | polygon | FALSE | TRUE | America/Chicago | 3 | 62861 62821 | 1840012924 | [10 empty] | MaunieIL
La Rose | La Rose | IL | Illinois | 17123 | Marshall | 40.9787 | -89.235 | 130 | 196 | polygon | FALSE | TRUE | America/Chicago | 3 | 61570 61541 | 1840011771 | [10 empty] | La RoseIL
Bennington | Bennington | ID | Idaho | 16007 | Bear Lake | 42.3823 | -111.3219 | 130 | 7 | polygon | FALSE | FALSE | America/Boise | 3 | 83254 | 1840024095 | [10 empty] | BenningtonID
Wolverton | Wolverton | MN | Minnesota | 27167 | Wilkin | 46.563 | -96.7363 | 130 | 143 | polygon | FALSE | TRUE | America/Chicago | 3 | 56594 | 1840009979 | [10 empty] | WolvertonMN
Faxon | Faxon | OK | Oklahoma | 40031 | Comanche | 34.4603 | -98.5794 | 130 | 196 | polygon | FALSE | TRUE | America/Chicago | 3 | 73540 | 1840021851 | [10 empty] | FaxonOK
Herndon | Herndon | KS | Kansas | 20153 | Rawlins | 39.9092 | -100.7865 | 130 | 159 | polygon | FALSE | TRUE | America/Chicago | 3 | 67739 | 1840007277 | [10 empty] | HerndonKS
Hoehne | Hoehne | CO | Colorado | 8071 | Las Animas | 37.2815 | -104.389 | 130 | 16 | polygon | FALSE | FALSE | America/Denver | 3 | 81082 | 1840024760 | [10 empty] | HoehneCO
Millhousen | Millhousen | IN | Indiana | 18031 | Decatur | 39.2115 | -85.435 | 130 | 49 | polygon | FALSE | TRUE | America/Indiana/Indianapolis | 3 | 47240 | 1840009607 | [10 empty] | MillhousenIN
Kaibab | Kaibab | AZ | Arizona | 4015 | Mohave | 36.8815 | -112.7237 | 130 | 7 | polygon | FALSE | FALSE | America/Phoenix | 3 | 86022 | 1840018340 | [10 empty] | KaibabAZ
Mitchell | Mitchell | IA | Iowa | 19131 | Mitchell | 43.3204 | -92.8707 | 130 | 92 | polygon | FALSE | TRUE | America/Chicago | 3 | 50461 | 1840007971 | [10 empty] | MitchellIA
Penfield | Penfield | IL | Illinois | 17019 | Champaign | 40.3047 | -87.9444 | 130 | 195 | polygon | FALSE | FALSE | America/Chicago | 3 | 61862 | 1840025551 | [10 empty] | PenfieldIL
Stone City | Stone City | IA | Iowa | 19105 | Jones | 42.1101 | -91.3544 | 130 | 28 | polygon | FALSE | FALSE | America/Chicago | 3 | 52205 | 1840026213 | [10 empty] | Stone CityIA
Catharine | Catharine | KS | Kansas | 20051 | Ellis | 38.9302 | -99.2144 | 130 | 28 | polygon | FALSE | FALSE | America/Chicago | 3 | 67601 | 1840026685 | [10 empty] | CatharineKS
Coronaca | Coronaca | SC | South Carolina | 45047 | Greenwood | 34.2595 | -82.0969 | 129 | 29 | polygon | FALSE | FALSE | America/New_York | 3 | 29649 | 1840013088 | [10 empty] | CoronacaSC
Hasty | Hasty | CO | Colorado | 8011 | Bent | 38.1063 | -102.956 | 129 | 141 | polygon | FALSE | FALSE | America/Denver | 3 | 81044 | 1840024704 | [10 empty] | HastyCO
Avilla | Avilla | MO | Missouri | 29097 | Jasper | 37.1938 | -94.1298 | 129 | 254 | polygon | FALSE | TRUE | America/Chicago | 3 | 64833 | 1840009913 | [10 empty] | AvillaMO
Woodland | Woodland | MS | Mississippi | 28017 | Chickasaw | 33.7797 | -89.0507 | 129 | 87 | polygon | FALSE | TRUE | America/Chicago | 3 | 39776 | 1840017991 | [10 empty] | WoodlandMS
Goodridge | Goodridge | MN | Minnesota | 27113 | Pennington | 48.1442 | -95.8039 | 129 | 264 | polygon | FALSE | TRUE | America/Chicago | 3 | 56725 | 1840007709 | [10 empty] | GoodridgeMN
Seven Oaks | Seven Oaks | TX | Texas | 48373 | Polk | 30.8517 | -94.8579 | 129 | 35 | polygon | FALSE | TRUE | America/Chicago | 3 | 77351 77350 | 1840022158 | [10 empty] | Seven OaksTX
Woodston | Woodston | KS | Kansas | 20163 | Rooks | 39.4539 | -99.0983 | 129 | 233 | polygon | FALSE | TRUE | America/Chicago | 3 | 67675 | 1840010628 | [10 empty] | WoodstonKS
Medora | Medora | ND | North Dakota | 38007 | Billings | 46.9127 | -103.525 | 129 | 135 | polygon | FALSE | TRUE | America/Denver | 3 | 58645 | 1840000147 | [10 empty] | MedoraND
Gould | Gould | OK | Oklahoma | 40057 | Harmon | 34.6693 | -99.7736 | 129 | 140 | polygon | FALSE | TRUE | America/Chicago | 3 | 73544 | 1840021835 | [10 empty] | GouldOK
Merriman | Merriman | NE | Nebraska | 31031 | Cherry | 42.923 | -101.6997 | 129 | 48 | polygon | FALSE | TRUE | America/Denver | 3 | 69218 | 1840011041 | [10 empty] | MerrimanNE
New Weston | New Weston | OH | Ohio | 39037 | Darke | 40.337 | -84.6436 | 129 | 194 | polygon | FALSE | TRUE | America/New_York | 3 | 45348 | 1840012252 | [10 empty] | New WestonOH
Wagner | Wagner | PA | Pennsylvania | 42087 | Mifflin | 40.6801 | -77.3879 | 129 | 63 | polygon | FALSE | FALSE | America/New_York | 3 | 17841 | 1840024269 | [10 empty] | WagnerPA
Estelline | Estelline | TX | Texas | 48191 | Hall | 34.547 | -100.44 | 129 | 67 | polygon | FALSE | TRUE | America/Chicago | 3 | 79233 | 1840021884 | [10 empty] | EstellineTX
Woodman | Woodman | WI | Wisconsin | 55043 | Grant | 43.0925 | -90.7976 | 129 | 198 | polygon | FALSE | TRUE | America/Chicago | 3 | 53827 53805 | 1840002966 | [10 empty] | WoodmanWI
Ithaca | Ithaca | OH | Ohio | 39037 | Darke | 39.9378 | -84.5533 | 129 | 1594 | polygon | FALSE | TRUE | America/New_York | 3 | 45304 | 1840012247 | [10 empty] | IthacaOH
Del Sol | Del Sol | TX | Texas | 48409 | San Patricio | 28.0132 | -97.5202 | 129 | 58 | polygon | FALSE | FALSE | America/Chicago | 3 | 78387 | 1840037134 | [10 empty] | Del SolTX
Hat Creek | Hat Creek | CA | California | 6089 | Shasta | 40.8101 | -121.4809 | 129 | 0 | polygon | FALSE | FALSE | America/Los_Angeles | 3 | 96040 | 1840028323 | [10 empty] | Hat CreekCA
St. Donatus | St. Donatus | IA | Iowa | 19097 | Jackson | 42.3624 | -90.5422 | 129 | 132 | polygon | FALSE | TRUE | America/Chicago | 3 | 52031 | 1840009142 | [10 empty] | St. DonatusIA
Kapowsin | Kapowsin | WA | Washington | 53053 | Pierce | 46.9727 | -122.2272 | 129 | 12 | polygon | FALSE | FALSE | America/Los_Angeles | 3 | 98360 98338 98344 | 1840023832 | [10 empty] | KapowsinWA
Browns | Browns | IL | Illinois | 17047 | Edwards | 38.3775 | -87.9831 | 129 | 171 | polygon | FALSE | TRUE | America/Chicago | 3 | 62818 | 1840010788 | [10 empty] | BrownsIL
Perkins | Perkins | GA | Georgia | 13165 | Jenkins | 32.9149 | -81.949 | 129 | 24 | polygon | FALSE | FALSE | America/New_York | 3 | 30822 | 1840025890 | [10 empty] | PerkinsGA
Geyser | Geyser | MT | Montana | 30045 | Judith Basin | 47.2633 | -110.4927 | 129 | 55 | polygon | FALSE | FALSE | America/Denver | 3 | 59447 | 1840026099 | [10 empty] | GeyserMT
Colony | Colony | OK | Oklahoma | 40149 | Washita | 35.3487 | -98.6713 | 129 | 53 | polygon | FALSE | TRUE | America/Chicago | 3 | 73021 | 1840022760 | [10 empty] | ColonyOK
Fleming | Fleming | MO | Missouri | 29177 | Ray | 39.1956 | -94.0523 | 129 | 92 | polygon | FALSE | TRUE | America/Chicago | 3 | 64017 64077 | 1840008486 | [10 empty] | FlemingMO
Virden | Virden | NM | New Mexico | 35023 | Hidalgo | 32.6889 | -109.0013 | 129 | 235 | polygon | FALSE | TRUE | America/Denver | 3 | 88045 | 1840023041 | [10 empty] | VirdenNM
Marietta | Marietta | TX | Texas | 48067 | Cass | 33.1736 | -94.5425 | 129 | 86 | polygon | FALSE | TRUE | America/Chicago | 3 | 75566 | 1840023008 | [10 empty] | MariettaTX
Glen Arbor | Glen Arbor | MI | Michigan | 26089 | Leelanau | 44.896 | -85.9899 | 129 | 47 | polygon | FALSE | FALSE | America/Detroit | 3 | 49636 | 1840025197 | [10 empty] | Glen ArborMI
Rainsburg | Rainsburg | PA | Pennsylvania | 42009 | Bedford | 39.8956 | -78.5172 | 128 | 304 | polygon | FALSE | TRUE | America/New_York | 3 | 15522 | 1840001404 | [10 empty] | RainsburgPA
Claremont | Claremont | SD | South Dakota | 46013 | Brown | 45.6719 | -98.0157 | 128 | 196 | polygon | FALSE | TRUE | America/Chicago | 3 | 57432 | 1840000261 | [10 empty] | ClaremontSD
Goodell | Goodell | IA | Iowa | 19081 | Hancock | 42.9237 | -93.614 | 128 | 115 | polygon | FALSE | TRUE | America/Chicago | 3 | 50439 | 1840007987 | [10 empty] | GoodellIA
Washington Park | Washington Park | AZ | Arizona | 4007 | Gila | 34.3978 | -111.2731 | 128 | 18 | polygon | FALSE | FALSE | America/Phoenix | 3 | 85541 | 1840022869 | [10 empty] | Washington ParkAZ
Home | Home | KS | Kansas | 20117 | Marshall | 39.8415 | -96.5199 | 128 | 12 | polygon | FALSE | FALSE | America/Chicago | 3 | 66508 66438 | 1840026603 | [10 empty] | HomeKS
St. Mary | St. Mary | KY | Kentucky | 21155 | Marion | 37.5807 | -85.3463 | 128 | 56 | polygon | FALSE | TRUE | America/New_York | 3 | 40033 | 1840024998 | [10 empty] | St. MaryKY
Novice | Novice | TX | Texas | 48083 | Coleman | 31.9872 | -99.6251 | 128 | 102 | polygon | FALSE | TRUE | America/Chicago | 3 | 79538 | 1840020799 | [10 empty] | NoviceTX
Chain-O-Lakes | Chain-O-Lakes | MO | Missouri | 29009 | Barry | 36.5343 | -93.7243 | 128 | 590 | polygon | FALSE | TRUE | America/Chicago | 3 | 65641 | 1840010899 | [10 empty] | Chain-O-LakesMO
Scottsburg | Scottsburg | VA | Virginia | 51083 | Halifax | 36.7588 | -78.7914 | 128 | 66 | polygon | FALSE | TRUE | America/New_York | 3 | 24589 | 1840006506 | [10 empty] | ScottsburgVA
Blountsville | Blountsville | IN | Indiana | 18065 | Henry | 40.06 | -85.2383 | 128 | 440 | polygon | FALSE | TRUE | America/Indiana/Indianapolis | 3 | 47354 | 1840009478 | [10 empty] | BlountsvilleIN
Granger | Granger | WY | Wyoming | 56037 | Sweetwater | 41.597 | -109.9627 | 128 | 19 | polygon | FALSE | TRUE | America/Denver | 3 | 82934 | 1840021317 | [10 empty] | GrangerWY
Cheshire | Cheshire | OH | Ohio | 39053 | Gallia | 38.9502 | -82.113 | 128 | 64 | polygon | FALSE | TRUE | America/New_York | 3 | 45620 | 1840010708 | [10 empty] | CheshireOH
Westfield | Westfield | IA | Iowa | 19149 | Plymouth | 42.7561 | -96.6055 | 128 | 386 | polygon | FALSE | TRUE | America/Chicago | 3 | 51062 | 1840010082 | [10 empty] | WestfieldIA
Starbuck | Starbuck | WA | Washington | 53013 | Columbia | 46.5187 | -118.1258 | 128 | 242 | polygon | FALSE | TRUE | America/Los_Angeles | 3 | 99359 | 1840022325 | [10 empty] | StarbuckWA
Black Hawk | Black Hawk | CO | Colorado | 8047 | Gilpin | 39.8043 | -105.495 | 128 | 18 | polygon | FALSE | TRUE | America/Denver | 3 | 80427 80422 | 1840018787 | [10 empty] | Black HawkCO
Alicia | Alicia | AR | Arkansas | 5075 | Lawrence | 35.8929 | -91.0835 | 128 | 114 | polygon | FALSE | TRUE | America/Chicago | 3 | 72410 | 1840015326 | [10 empty] | AliciaAR
Centralia | Centralia | IA | Iowa | 19061 | Dubuque | 42.4723 | -90.8362 | 128 | 79 | polygon | FALSE | TRUE | America/Chicago | 3 | 52068 | 1840006927 | [10 empty] | CentraliaIA
Sallis | Sallis | MS | Mississippi | 28007 | Attala | 33.0215 | -89.7647 | 128 | 120 | polygon | FALSE | TRUE | America/Chicago | 3 | 39160 | 1840018045 | [10 empty] | SallisMS
Lewis and Clark Village | Lewis and Clark Village | MO | Missouri | 29021 | Buchanan | 39.5375 | -95.0506 | 128 | 80 | polygon | FALSE | TRUE | America/Chicago | 3 | 64484 | 1840009551 | [10 empty] | Lewis and Clark VillageMO
Crystal | Crystal | ND | North Dakota | 38067 | Pembina | 48.5981 | -97.6685 | 128 | 71 | polygon | FALSE | TRUE | America/Chicago | 3 | 58222 | 1840000012 | [10 empty] | CrystalND
New Centerville | New Centerville | PA | Pennsylvania | 42111 | Somerset | 39.9424 | -79.1916 | 128 | 347 | polygon | FALSE | TRUE | America/New_York | 3 | 15557 | 1840003742 | [10 empty] | New CentervillePA
Powhatan | Powhatan | LA | Louisiana | 22069 | Natchitoches | 31.8738 | -93.2033 | 128 | 91 | polygon | FALSE | TRUE | America/Chicago | 3 | 71457 | 1840018142 | [10 empty] | PowhatanLA
Webb | Webb | IA | Iowa | 19041 | Clay | 42.9497 | -95.0129 | 128 | 98 | polygon | FALSE | TRUE | America/Chicago | 3 | 51366 | 1840010070 | [10 empty] | WebbIA
Volta | Volta | CA | California | 6047 | Merced | 37.0875 | -120.9235 | 128 | 11 | polygon | FALSE | FALSE | America/Los_Angeles | 3 | 93635 | 1840024776 | [10 empty] | VoltaCA
Viola | Viola | KS | Kansas | 20173 | Sedgwick | 37.4829 | -97.6445 | 128 | 300 | polygon | FALSE | TRUE | America/Chicago | 3 | 67149 | 1840010849 | [10 empty] | ViolaKS
Brownville | Brownville | NE | Nebraska | 31127 | Nemaha | 40.3976 | -95.661 | 128 | 75 | polygon | FALSE | TRUE | America/Chicago | 3 | 68321 | 1840010433 | [10 empty] | BrownvilleNE
Mertens | Mertens | TX | Texas | 48217 | Hill | 32.0588 | -96.8937 | 128 | 113 | polygon | FALSE | TRUE | America/Chicago | 3 | 76666 | 1840023101 | [10 empty] | MertensTX
Bodcaw | Bodcaw | AR | Arkansas | 5099 | Nevada | 33.5607 | -93.4013 | 128 | 16 | polygon | FALSE | TRUE | America/Chicago | 3 | 71858 | 1840015651 | [10 empty] | BodcawAR
Zoar | Zoar | WI | Wisconsin | 55078 | Menominee | 45.0178 | -88.8945 | 128 | 5 | polygon | FALSE | FALSE | America/Chicago | 3 | 54150 | 1840006753 | [10 empty] | ZoarWI
Bonanza Hills | Bonanza Hills | TX | Texas | 48479 | Webb | 27.7948 | -99.4695 | 128 | 44 | polygon | FALSE | TRUE | America/Chicago | 3 | 78045 | 1840040644 | [10 empty] | Bonanza HillsTX
East Shore | East Shore | CA | California | 6063 | Plumas | 40.2451 | -121.0768 | 128 | 41 | polygon | FALSE | FALSE | America/Los_Angeles | 3 | 96137 | 1840028342 | [10 empty] | East ShoreCA
Rock Creek Park | Rock Creek Park | CO | Colorado | 8041 | El Paso | 38.7011 | -104.8347 | 128 | 186 | polygon | FALSE | FALSE | America/Denver | 3 | 80926 | 1840028489 | [10 empty] | Rock Creek ParkCO
Pinhook Corner | Pinhook Corner | OK | Oklahoma | 40135 | Sequoyah | 35.5314 | -94.891 | 127 | 5 | polygon | FALSE | FALSE | America/Chicago | 3 | 74962 | 1840034479 | [10 empty] | Pinhook CornerOK
Quamba | Quamba | MN | Minnesota | 27065 | Kanabec | 45.9155 | -93.1753 | 127 | 70 | polygon | FALSE | TRUE | America/Chicago | 3 | 55007 55051 | 1840008870 | [10 empty] | QuambaMN
Baring | Baring | MO | Missouri | 29103 | Knox | 40.2447 | -92.2058 | 127 | 385 | polygon | FALSE | TRUE | America/Chicago | 3 | 63531 | 1840007253 | [10 empty] | BaringMO
Jameson | Jameson | MO | Missouri | 29061 | Daviess | 40.0059 | -93.9878 | 127 | 218 | polygon | FALSE | TRUE | America/Chicago | 3 | 64647 | 1840010525 | [10 empty] | JamesonMO
New Buffalo | New Buffalo | PA | Pennsylvania | 42099 | Perry | 40.4543 | -76.9705 | 127 | 828 | polygon | FALSE | TRUE | America/New_York | 3 | 17069 17020 | 1840001305 | [10 empty] | New BuffaloPA
Lorraine | Lorraine | KS | Kansas | 20053 | Ellsworth | 38.569 | -98.3173 | 127 | 194 | polygon | FALSE | TRUE | America/Chicago | 3 | 67459 | 1840009775 | [10 empty] | LorraineKS
Forestville | Forestville | MI | Michigan | 26151 | Sanilac | 43.66 | -82.6125 | 127 | 61 | polygon | FALSE | TRUE | America/Detroit | 3 | 48465 48434 | 1840010978 | [10 empty] | ForestvilleMI
Spearsville | Spearsville | LA | Louisiana | 22111 | Union | 32.9339 | -92.6022 | 127 | 23 | polygon | FALSE | TRUE | America/Chicago | 3 | 71277 | 1840018072 | [10 empty] | SpearsvilleLA
Meadowlands | Meadowlands | MN | Minnesota | 27137 | St. Louis | 47.0731 | -92.7311 | 127 | 128 | polygon | FALSE | TRUE | America/Chicago | 3 | 55765 | 1840007691 | [10 empty] | MeadowlandsMN
Whitewater | Whitewater | MT | Montana | 30071 | Phillips | 48.7634 | -107.6302 | 127 | 46 | polygon | FALSE | FALSE | America/Denver | 3 | 59544 | 1840023743 | [10 empty] | WhitewaterMT
Lynxville | Lynxville | WI | Wisconsin | 55023 | Crawford | 43.2493 | -91.0464 | 127 | 36 | polygon | FALSE | TRUE | America/Chicago | 3 | 54626 | 1840002888 | [10 empty] | LynxvilleWI
St. Marys | St. Marys | IA | Iowa | 19181 | Warren | 41.3076 | -93.7338 | 127 | 345 | polygon | FALSE | TRUE | America/Chicago | 3 | 50240 | 1840009282 | [10 empty] | St. MarysIA
Ludlow | Ludlow | MO | Missouri | 29117 | Livingston | 39.6541 | -93.7026 | 127 | 312 | polygon | FALSE | TRUE | America/Chicago | 3 | 64656 | 1840009518 | [10 empty] | LudlowMO
Wright | Wright | MN | Minnesota | 27017 | Carlton | 46.6725 | -93.0069 | 127 | 33 | polygon | FALSE | TRUE | America/Chicago | 3 | 55787 55798 | 1840009974 | [10 empty] | WrightMN
Java | Java | SD | South Dakota | 46129 | Walworth | 45.5037 | -99.8839 | 127 | 99 | polygon | FALSE | TRUE | America/Chicago | 3 | 57452 | 1840002088 | [10 empty] | JavaSD
Washington | Washington | VA | Virginia | 51157 | Rappahannock | 38.7121 | -78.1599 | 127 | 186 | polygon | FALSE | TRUE | America/New_York | 3 | 22747 | 1840006130 | [10 empty] | WashingtonVA
Calzada | Calzada | PR | Puerto Rico | 72113 | Ponce | 18.0075 | -66.567 | 127 | 2023 | polygon | FALSE | FALSE | America/Puerto_Rico | 2 | 715 | 1630035697 | [10 empty] | CalzadaPR
Pensacola | Pensacola | OK | Oklahoma | 40097 | Mayes | 36.4556 | -95.1292 | 127 | 331 | polygon | FALSE | TRUE | America/Chicago | 3 | 74301 | 1840022666 | [10 empty] | PensacolaOK
Midland | Midland | SD | South Dakota | 46055 | Haakon | 44.0711 | -101.1553 | 127 | 142 | polygon | FALSE | TRUE | America/Denver | 3 | 57552 | 1840002309 | [10 empty] | MidlandSD
Westboro | Westboro | MO | Missouri | 29005 | Atchison | 40.535 | -95.3212 | 127 | 193 | polygon | FALSE | TRUE | America/Chicago | 3 | 64498 | 1840010411 | [10 empty] | WestboroMO
Caledonia | Caledonia | MO | Missouri | 29221 | Washington | 37.765 | -90.772 | 127 | 299 | polygon | FALSE | TRUE | America/Chicago | 3 | 63631 | 1840010825 | [10 empty] | CaledoniaMO
Kimberly | Kimberly | WV | West Virginia | 54019 | Fayette | 38.1407 | -81.2967 | 127 | 54 | polygon | FALSE | FALSE | America/New_York | 3 | 25118 25139 | 1840038146 | [10 empty] | KimberlyWV
Phillips | Phillips | OK | Oklahoma | 40029 | Coal | 34.5041 | -96.2231 | 127 | 94 | polygon | FALSE | TRUE | America/Chicago | 3 | 74538 | 1840022828 | [10 empty] | PhillipsOK
Deer Park | Deer Park | AL | Alabama | 1129 | Washington | 31.2198 | -88.3226 | 127 | 15 | polygon | FALSE | FALSE | America/Chicago | 3 | 36584 36529 | 1840025956 | [10 empty] | Deer ParkAL
Georgetown | Georgetown | MN | Minnesota | 27027 | Clay | 47.0784 | -96.7959 | 126 | 47 | polygon | FALSE | TRUE | America/Chicago | 3 | 56546 | 1840007729 | [10 empty] | GeorgetownMN
Ohlman | Ohlman | IL | Illinois | 17135 | Montgomery | 39.3434 | -89.2188 | 126 | 137 | polygon | FALSE | TRUE | America/Chicago | 3 | 62076 | 1840012642 | [10 empty] | OhlmanIL
Chuathbaluk | Chuathbaluk | AK | Alaska | 2050 | Bethel | 61.5746 | -159.2489 | 126 | 10 | polygon | FALSE | TRUE | America/Anchorage | 3 | 99557 | 1840023355 | [10 empty] | ChuathbalukAK
Columbia | Columbia | VA | Virginia | 51065 | Fluvanna | 37.7538 | -78.1632 | 126 | 340 | polygon | FALSE | FALSE | America/New_York | 3 | 23038 | 1840006343 | [10 empty] | ColumbiaVA
Hoffman | Hoffman | OK | Oklahoma | 40111 | Okmulgee | 35.4889 | -95.8449 | 126 | 185 | polygon | FALSE | TRUE | America/Chicago | 3 | 74437 | 1840021716 | [10 empty] | HoffmanOK
Morriston | Morriston | FL | Florida | 12075 | Levy | 29.2811 | -82.44 | 126 | 119 | polygon | FALSE | FALSE | America/New_York | 3 | 32668 | 1840026043 | [10 empty] | MorristonFL
Northwest Stanwood | Northwest Stanwood | WA | Washington | 53061 | Snohomish | 48.2623 | -122.3501 | 126 | 68 | polygon | FALSE | TRUE | America/Los_Angeles | 3 | 98292 | 1840042009 | [10 empty] | Northwest StanwoodWA
Camak | Camak | GA | Georgia | 13301 | Warren | 33.4526 | -82.6463 | 126 | 61 | polygon | FALSE | TRUE | America/New_York | 3 | 30828 30807 | 1840015709 | [10 empty] | CamakGA
Sierra City | Sierra City | CA | California | 6091 | Sierra | 39.574 | -120.6297 | 126 | 22 | polygon | FALSE | FALSE | America/Los_Angeles | 3 | 96125 | 1840024380 | [10 empty] | Sierra CityCA
Topaz | Topaz | CA | California | 6051 | Mono | 38.6587 | -119.5274 | 126 | 15 | polygon | FALSE | FALSE | America/Los_Angeles | 3 | 96133 | 1840024632 | [10 empty] | TopazCA
Narcissa | Narcissa | OK | Oklahoma | 40115 | Ottawa | 36.801 | -94.9278 | 126 | 11 | polygon | FALSE | FALSE | America/Chicago | 3 | 74354 | 1840018983 | [10 empty] | NarcissaOK
Sharon | Sharon | GA | Georgia | 13265 | Taliaferro | 33.5601 | -82.795 | 126 | 62 | polygon | FALSE | TRUE | America/New_York | 3 | 30664 30631 | 1840015692 | [10 empty] | SharonGA
Parkman | Parkman | WY | Wyoming | 56033 | Sheridan | 44.9488 | -107.3077 | 126 | 5 | polygon | FALSE | FALSE | America/Denver | 3 | 82838 | 1840018596 | [10 empty] | ParkmanWY
Filley | Filley | NE | Nebraska | 31067 | Gage | 40.2849 | -96.534 | 126 | 444 | polygon | FALSE | TRUE | America/Chicago | 3 | 68357 | 1840012163 | [10 empty] | FilleyNE
Levering | Levering | MI | Michigan | 26047 | Emmet | 45.6349 | -84.7837 | 126 | 111 | polygon | FALSE | FALSE | America/Detroit | 3 | 49755 | 1840025186 | [10 empty] | LeveringMI
Polvadera | Polvadera | NM | New Mexico | 35053 | Socorro | 34.2021 | -106.9172 | 126 | 50 | polygon | FALSE | FALSE | America/Denver | 3 | 87828 | 1840025015 | [10 empty] | PolvaderaNM
Bisbee | Bisbee | ND | North Dakota | 38095 | Towner | 48.6272 | -99.3788 | 126 | 161 | polygon | FALSE | TRUE | America/Chicago | 3 | 58317 | 1840001860 | [10 empty] | BisbeeND
Dawson | Dawson | IA | Iowa | 19049 | Dallas | 41.8431 | -94.2203 | 126 | 98 | polygon | FALSE | TRUE | America/Chicago | 3 | 50066 | 1840007055 | [10 empty] | DawsonIA
Jamestown | Jamestown | LA | Louisiana | 22013 | Bienville | 32.3397 | -93.2065 | 126 | 27 | polygon | FALSE | TRUE | America/Chicago | 3 | 71045 | 1840018098 | [10 empty] | JamestownLA
Naukati Bay | Naukati Bay | AK | Alaska | 2198 | Prince of Wales-Hyder | 55.8801 | -133.1993 | 126 | 10 | polygon | FALSE | FALSE | America/Sitka | 3 | 99921 | 1840023516 | [10 empty] | Naukati BayAK
Ulen | Ulen | IN | Indiana | 18011 | Boone | 40.0662 | -86.4651 | 126 | 212 | polygon | FALSE | TRUE | America/Indiana/Indianapolis | 3 | 46052 | 1840010513 | [10 empty] | UlenIN
McDermitt | McDermitt | NV | Nevada | 32013 | Humboldt | 41.9909 | -117.7044 | 126 | 14 | polygon | FALSE | FALSE | America/Los_Angeles | 3 | 89421 | 1840017479 | [10 empty] | McDermittNV
Springhill | Springhill | MT | Montana | 30031 | Gallatin | 45.8788 | -111.0773 | 126 | 17 | polygon | FALSE | FALSE | America/Denver | 3 | 59714 | 1840032825 | [10 empty] | SpringhillMT
New Cambria | New Cambria | KS | Kansas | 20169 | Saline | 38.879 | -97.5066 | 126 | 272 | polygon | FALSE | TRUE | America/Chicago | 3 | 67470 | 1840008573 | [10 empty] | New CambriaKS
Pistol River | Pistol River | OR | Oregon | 41015 | Curry | 42.2838 | -124.3991 | 126 | 82 | polygon | FALSE | FALSE | America/Los_Angeles | 3 | 97444 | 1840025466 | [10 empty] | Pistol RiverOR
Gypsy | Gypsy | WV | West Virginia | 54033 | Harrison | 39.3648 | -80.307 | 126 | 62 | polygon | FALSE | FALSE | America/New_York | 3 | 26431 26361 | 1840025613 | [10 empty] | GypsyWV
Judith Gap | Judith Gap | MT | Montana | 30107 | Wheatland | 46.6791 | -109.7534 | 125 | 145 | polygon | FALSE | TRUE | America/Denver | 3 | 59453 | 1840018477 | [10 empty] | Judith GapMT
McIntire | McIntire | IA | Iowa | 19131 | Mitchell | 43.436 | -92.5937 | 125 | 47 | polygon | FALSE | TRUE | America/Chicago | 3 | 50455 | 1840007970 | [10 empty] | McIntireIA
St. Joe | St. Joe | AR | Arkansas | 5129 | Searcy | 36.029 | -92.8078 | 125 | 38 | polygon | FALSE | TRUE | America/Chicago | 3 | 72675 | 1840017757 | [10 empty] | St. JoeAR
Mountain View | Mountain View | NM | New Mexico | 35029 | Luna | 32.2288 | -107.7462 | 125 | 162 | polygon | FALSE | FALSE | America/Denver | 3 | 88030 | 1840033665 | [10 empty] | Mountain ViewNM
Cold Bay | Cold Bay | AK | Alaska | 2013 | Aleutians East | 55.2122 | -162.7475 | 125 | 0 | polygon | FALSE | TRUE | America/Nome | 3 | 99571 | 1840000464 | [10 empty] | Cold BayAK
Fishers Island | Fishers Island | NY | New York | 36103 | Suffolk | 41.2702 | -71.9878 | 125 | 11 | polygon | FALSE | FALSE | America/New_York | 3 | 6390 | 1840005011 | [10 empty] | Fishers IslandNY
Monument | Monument | OR | Oregon | 41023 | Grant | 44.8209 | -119.4208 | 125 | 94 | polygon | FALSE | TRUE | America/Los_Angeles | 3 | 97864 | 1840019981 | [10 empty] | MonumentOR
Randsburg | Randsburg | CA | California | 6029 | Kern | 35.368 | -117.6607 | 125 | 25 | polygon | FALSE | FALSE | America/Los_Angeles | 3 | 93554 | 1840019139 | [10 empty] | RandsburgCA
Deer Creek | Deer Creek | OK | Oklahoma | 40053 | Grant | 36.8067 | -97.5193 | 125 | 350 | polygon | FALSE | TRUE | America/Chicago | 3 | 74636 | 1840021602 | [10 empty] | Deer CreekOK
Venetie | Venetie | AK | Alaska | 2290 | Yukon-Koyukuk | 67.0206 | -146.3741 | 125 | 2 | polygon | FALSE | FALSE | America/Anchorage | 3 | 99781 | 1840023441 | [10 empty] | VenetieAK
Haynes | Haynes | AR | Arkansas | 5077 | Lee | 34.8909 | -90.7927 | 125 | 138 | polygon | FALSE | TRUE | America/Chicago | 3 | 72341 | 1840015536 | [10 empty] | HaynesAR
Cosby | Cosby | MO | Missouri | 29003 | Andrew | 39.8639 | -94.6798 | 125 | 513 | polygon | FALSE | TRUE | America/Chicago | 3 | 64436 | 1840012413 | [10 empty] | CosbyMO
Sheldon | Sheldon | ND | North Dakota | 38073 | Ransom | 46.5886 | -97.4944 | 125 | 118 | polygon | FALSE | TRUE | America/Chicago | 3 | 58068 | 1840001945 | [10 empty] | SheldonND
Damar | Damar | KS | Kansas | 20163 | Rooks | 39.3192 | -99.5844 | 125 | 253 | polygon | FALSE | TRUE | America/Chicago | 3 | 67632 | 1840007346 | [10 empty] | DamarKS
Endicott | Endicott | NE | Nebraska | 31095 | Jefferson | 40.0814 | -97.0954 | 125 | 105 | polygon | FALSE | TRUE | America/Chicago | 3 | 68350 | 1840012288 | [10 empty] | EndicottNE
Peach Orchard | Peach Orchard | AR | Arkansas | 5021 | Clay | 36.2812 | -90.6608 | 125 | 46 | polygon | FALSE | TRUE | America/Chicago | 3 | 72453 | 1840014456 | [10 empty] | Peach OrchardAR
Alden | Alden | MI | Michigan | 26009 | Antrim | 44.8792 | -85.273 | 125 | 120 | polygon | FALSE | FALSE | America/Detroit | 3 | 49612 | 1840023914 | [10 empty] | AldenMI
Casa Colorada | Casa Colorada | NM | New Mexico | 35061 | Valencia | 34.5534 | -106.742 | 125 | 8 | polygon | FALSE | FALSE | America/Denver | 3 | 87002 | 1840017902 | [10 empty] | Casa ColoradaNM
Hudson | Hudson | KS | Kansas | 20185 | Stafford | 38.1047 | -98.6605 | 124 | 383 | polygon | FALSE | TRUE | America/Chicago | 3 | 67545 | 1840007526 | [10 empty] | HudsonKS
Bingham Lake | Bingham Lake | MN | Minnesota | 27033 | Cottonwood | 43.9096 | -95.0461 | 124 | 63 | polygon | FALSE | TRUE | America/Chicago | 3 | 56118 | 1840006811 | [10 empty] | Bingham LakeMN
Rentiesville | Rentiesville | OK | Oklahoma | 40091 | McIntosh | 35.533 | -95.4849 | 124 | 27 | polygon | FALSE | TRUE | America/Chicago | 3 | 74459 74426 | 1840021760 | [10 empty] | RentiesvilleOK
Peru | Peru | KS | Kansas | 20019 | Chautauqua | 37.0803 | -96.0962 | 124 | 147 | polygon | FALSE | TRUE | America/Chicago | 3 | 67360 | 1840009917 | [10 empty] | PeruKS
Odin | Odin | KS | Kansas | 20009 | Barton | 38.5654 | -98.6087 | 124 | 11 | polygon | FALSE | FALSE | America/Chicago | 3 | 67525 | 1840026734 | [10 empty] | OdinKS
Hallett | Hallett | OK | Oklahoma | 40117 | Pawnee | 36.2315 | -96.5679 | 124 | 53 | polygon | FALSE | TRUE | America/Chicago | 3 | 74034 | 1840021657 | [10 empty] | HallettOK
Cusseta | Cusseta | AL | Alabama | 1017 | Chambers | 32.7877 | -85.3057 | 124 | 18 | polygon | FALSE | TRUE | America/Chicago | 3 | 36852 | 1840023011 | [10 empty] | CussetaAL
Utting | Utting | AZ | Arizona | 4012 | La Paz | 33.8544 | -113.9129 | 124 | 1 | polygon | FALSE | FALSE | America/Phoenix | 3 | 85325 | 1840022879 | [10 empty] | UttingAZ
Harrold | Harrold | SD | South Dakota | 46065 | Hughes | 44.5235 | -99.7393 | 124 | 179 | polygon | FALSE | TRUE | America/Chicago | 3 | 57536 | 1840002412 | [10 empty] | HarroldSD
Havelock | Havelock | IA | Iowa | 19151 | Pocahontas | 42.8331 | -94.7008 | 124 | 84 | polygon | FALSE | TRUE | America/Chicago | 3 | 50546 | 1840006903 | [10 empty] | HavelockIA
Heidelberg | Heidelberg | MN | Minnesota | 27079 | Le Sueur | 44.4932 | -93.6264 | 124 | 90 | polygon | FALSE | TRUE | America/Chicago | 3 | 56071 | 1840006789 | [10 empty] | HeidelbergMN
Sinai | Sinai | SD | South Dakota | 46011 | Brookings | 44.2445 | -97.044 | 124 | 130 | polygon | FALSE | TRUE | America/Chicago | 3 | 57071 57061 | 1840002503 | [10 empty] | SinaiSD
Guthrie | Guthrie | TX | Texas | 48269 | King | 33.6216 | -100.329 | 124 | 26 | polygon | FALSE | FALSE | America/Chicago | 3 | 79236 | 1840025040 | [10 empty] | GuthrieTX
Windom | Windom | KS | Kansas | 20113 | McPherson | 38.3842 | -97.9102 | 124 | 237 | polygon | FALSE | TRUE | America/Chicago | 3 | 67491 | 1840010784 | [10 empty] | WindomKS
McCool | McCool | MS | Mississippi | 28007 | Attala | 33.1995 | -89.3418 | 124 | 50 | polygon | FALSE | TRUE | America/Chicago | 3 | 39108 | 1840016892 | [10 empty] | McCoolMS
St. Paul | St. Paul | IA | Iowa | 19111 | Lee | 40.7678 | -91.5164 | 124 | 126 | polygon | FALSE | TRUE | America/Chicago | 3 | 52657 52656 | 1840009399 | [10 empty] | St. PaulIA
Archer | Archer | IA | Iowa | 19141 | O'Brien | 43.1151 | -95.7442 | 124 | 509 | polygon | FALSE | TRUE | America/Chicago | 3 | 51231 | 1840006875 | [10 empty] | ArcherIA
Ashton | Ashton | SD | South Dakota | 46115 | Spink | 44.9931 | -98.4991 | 124 | 109 | polygon | FALSE | TRUE | America/Chicago | 3 | 57424 | 1840002124 | [10 empty] | AshtonSD
Las Nutrias | Las Nutrias | NM | New Mexico | 35053 | Socorro | 34.4699 | -106.7708 | 124 | 49 | polygon | FALSE | FALSE | America/Denver | 3 | 87062 | 1840025012 | [10 empty] | Las NutriasNM
Hilltop | Hilltop | GA | Georgia | 13231 | Pike | 33.1063 | -84.4383 | 124 | 49 | polygon | FALSE | FALSE | America/New_York | 3 | 30206 | 1840029450 | [10 empty] | HilltopGA
Noonan | Noonan | ND | North Dakota | 38023 | Divide | 48.8899 | -103.0101 | 124 | 163 | polygon | FALSE | TRUE | America/Chicago | 3 | 58765 | 1840000036 | [10 empty] | NoonanND
Anton Chico | Anton Chico | NM | New Mexico | 35019 | Guadalupe | 35.1948 | -105.1439 | 124 | 26 | polygon | FALSE | FALSE | America/Denver | 3 | 87711 | 1840024976 | [10 empty] | Anton ChicoNM
Adamsville | Adamsville | OH | Ohio | 39119 | Muskingum | 40.0689 | -81.8826 | 124 | 889 | polygon | FALSE | TRUE | America/New_York | 3 | 43802 | 1840010518 | [10 empty] | AdamsvilleOH
Vernonburg | Vernonburg | GA | Georgia | 13051 | Chatham | 31.9638 | -81.1257 | 124 | 118 | polygon | FALSE | TRUE | America/New_York | 3 | 31419 | 1840017031 | [10 empty] | VernonburgGA
Toxey | Toxey | AL | Alabama | 1023 | Choctaw | 31.9107 | -88.3091 | 124 | 69 | polygon | FALSE | TRUE | America/Chicago | 3 | 36921 | 1840017017 | [10 empty] | ToxeyAL
Mazie | Mazie | OK | Oklahoma | 40097 | Mayes | 36.1425 | -95.3303 | 124 | 20 | polygon | FALSE | FALSE | America/Chicago | 3 | 74337 | 1840017706 | [10 empty] | MazieOK
Dutchtown | Dutchtown | MO | Missouri | 29031 | Cape Girardeau | 37.2598 | -89.6466 | 124 | 26 | polygon | FALSE | FALSE | America/Chicago | 3 | 63701 63745 | 1840012998 | [10 empty] | DutchtownMO
West Union | West Union | MN | Minnesota | 27153 | Todd | 45.7965 | -95.0925 | 124 | 107 | polygon | FALSE | TRUE | America/Chicago | 3 | 56389 56360 | 1840009982 | [10 empty] | West UnionMN
Pence | Pence | WI | Wisconsin | 55051 | Iron | 46.4103 | -90.2695 | 124 | 44 | polygon | FALSE | FALSE | America/Chicago | 3 | 54550 | 1840025272 | [10 empty] | PenceWI
Christopher Creek | Christopher Creek | AZ | Arizona | 4007 | Gila | 34.3206 | -111.0072 | 123 | 15 | polygon | FALSE | FALSE | America/Phoenix | 3 | 85541 | 1840022862 | [10 empty] | Christopher CreekAZ
Edison | Edison | NE | Nebraska | 31065 | Furnas | 40.2776 | -99.7763 | 123 | 178 | polygon | FALSE | TRUE | America/Chicago | 3 | 68936 | 1840012277 | [10 empty] | EdisonNE
Deering | Deering | AK | Alaska | 2188 | Northwest Arctic | 66.0723 | -162.7437 | 123 | 9 | polygon | FALSE | TRUE | America/Nome | 3 | 99736 | 1840023490 | [10 empty] | DeeringAK
Summitville | Summitville | OH | Ohio | 39029 | Columbiana | 40.6759 | -80.8876 | 123 | 51 | polygon | FALSE | TRUE | America/New_York | 3 | 43945 43962 | 1840011936 | [10 empty] | SummitvilleOH
Oelrichs | Oelrichs | SD | South Dakota | 46047 | Fall River | 43.182 | -103.2334 | 123 | 129 | polygon | FALSE | TRUE | America/Denver | 3 | 57763 | 1840000365 | [10 empty] | OelrichsSD
McKinley | McKinley | MN | Minnesota | 27137 | St. Louis | 47.509 | -92.4057 | 123 | 32 | polygon | FALSE | TRUE | America/Chicago | 3 | 55741 | 1840007690 | [10 empty] | McKinleyMN
Corinne | Corinne | WV | West Virginia | 54109 | Wyoming | 37.5711 | -81.3614 | 123 | 128 | polygon | FALSE | FALSE | America/New_York | 3 | 25882 25826 25810 | 1840025719 | [10 empty] | CorinneWV
Harding | Harding | MN | Minnesota | 27097 | Morrison | 46.1191 | -94.0368 | 123 | 15 | polygon | FALSE | TRUE | America/Chicago | 3 | 56364 | 1840006671 | [10 empty] | HardingMN
Bena | Bena | MN | Minnesota | 27021 | Cass | 47.3404 | -94.206 | 123 | 94 | polygon | FALSE | TRUE | America/Chicago | 3 | 56626 | 1840006624 | [10 empty] | BenaMN
Oak Ridge | Oak Ridge | LA | Louisiana | 22067 | Morehouse | 32.6244 | -91.7731 | 123 | 47 | polygon | FALSE | TRUE | America/Chicago | 3 | 71264 | 1840018076 | [10 empty] | Oak RidgeLA
Liverpool | Liverpool | IL | Illinois | 17057 | Fulton | 40.3901 | -90.0022 | 123 | 564 | polygon | FALSE | TRUE | America/Chicago | 3 | 61543 | 1840012010 | [10 empty] | LiverpoolIL
Perkinsville | Perkinsville | VT | Vermont | 50027 | Windsor | 43.371 | -72.5157 | 123 | 260 | polygon | FALSE | TRUE | America/New_York | 3 | 5151 | 1840004160 | [10 empty] | PerkinsvilleVT
Watrous | Watrous | NM | New Mexico | 35033 | Mora | 35.79 | -104.9821 | 123 | 83 | polygon | FALSE | FALSE | America/Denver | 3 | 87753 | 1840026932 | [10 empty] | WatrousNM
De Graff | De Graff | MN | Minnesota | 27151 | Swift | 45.2599 | -95.4683 | 123 | 56 | polygon | FALSE | TRUE | America/Chicago | 3 | 56271 | 1840006729 | [10 empty] | De GraffMN
Luray | Luray | SC | South Carolina | 45049 | Hampton | 32.8142 | -81.2403 | 123 | 45 | polygon | FALSE | TRUE | America/New_York | 3 | 29932 | 1840016923 | [10 empty] | LuraySC
Eldridge | Eldridge | AL | Alabama | 1127 | Walker | 33.922 | -87.6201 | 123 | 67 | polygon | FALSE | TRUE | America/Chicago | 3 | 35554 | 1840016767 | [10 empty] | EldridgeAL
Livonia | Livonia | IN | Indiana | 18175 | Washington | 38.5549 | -86.2778 | 123 | 45 | polygon | FALSE | TRUE | America/Indiana/Indianapolis | 3 | 47108 | 1840009793 | [10 empty] | LivoniaIN
Cavour | Cavour | SD | South Dakota | 46005 | Beadle | 44.3693 | -98.0421 | 123 | 115 | polygon | FALSE | TRUE | America/Chicago | 3 | 57324 | 1840002371 | [10 empty] | CavourSD
Bobtown | Bobtown | VA | Virginia | 51001 | Accomack | 37.6493 | -75.7998 | 123 | 13 | polygon | FALSE | FALSE | America/New_York | 3 | 23410 | 1840024720 | [10 empty] | BobtownVA
Leonore | Leonore | IL | Illinois | 17099 | LaSalle | 41.189 | -88.9825 | 123 | 534 | polygon | FALSE | TRUE | America/Chicago | 3 | 61332 | 1840011533 | [10 empty] | LeonoreIL
Browning | Browning | IL | Illinois | 17169 | Schuyler | 40.127 | -90.3731 | 123 | 153 | polygon | FALSE | TRUE | America/Chicago | 3 | 62624 | 1840010482 | [10 empty] | BrowningIL
Kaka | Kaka | AZ | Arizona | 4013 | Maricopa | 32.5113 | -112.3167 | 123 | 185 | polygon | FALSE | FALSE | America/Phoenix | 3 | 85321 | 1840022922 | [10 empty] | KakaAZ
Cassoday | Cassoday | KS | Kansas | 20015 | Butler | 38.0386 | -96.6386 | 123 | 139 | polygon | FALSE | TRUE | America/Chicago | 3 | 66842 | 1840007545 | [10 empty] | CassodayKS
Burlington | Burlington | WV | West Virginia | 54057 | Mineral | 39.337 | -78.9223 | 123 | 38 | polygon | FALSE | FALSE | America/New_York | 3 | 26710 | 1840025596 | [10 empty] | BurlingtonWV
Southside Chesconessex | Southside Chesconessex | VA | Virginia | 51001 | Accomack | 37.7439 | -75.7786 | 123 | 35 | polygon | FALSE | TRUE | America/New_York | 3 | 23417 | 1840041865 | [10 empty] | Southside ChesconessexVA
Higden | Higden | AR | Arkansas | 5023 | Cleburne | 35.5666 | -92.2047 | 122 | 93 | polygon | FALSE | TRUE | America/Chicago | 3 | 72067 | 1840015404 | [10 empty] | HigdenAR
Wiota | Wiota | WI | Wisconsin | 55065 | Lafayette | 42.6367 | -89.9493 | 122 | 23 | polygon | FALSE | FALSE | America/Chicago | 3 | 53541 53504 53587 | 1840038054 | [10 empty] | WiotaWI
Elk River | Elk River | ID | Idaho | 16035 | Clearwater | 46.7829 | -116.1811 | 122 | 324 | polygon | FALSE | TRUE | America/Los_Angeles | 3 | 83827 | 1840019875 | [10 empty] | Elk RiverID
Whitewater | Whitewater | MO | Missouri | 29031 | Cape Girardeau | 37.2368 | -89.7978 | 122 | 219 | polygon | FALSE | TRUE | America/Chicago | 3 | 63785 | 1840010860 | [10 empty] | WhitewaterMO
Dallas | Dallas | SD | South Dakota | 46053 | Gregory | 43.2379 | -99.5175 | 122 | 92 | polygon | FALSE | TRUE | America/Chicago | 3 | 57529 | 1840000364 | [10 empty] | DallasSD
Kelly | Kelly | WY | Wyoming | 56039 | Teton | 43.6228 | -110.6274 | 122 | 111 | polygon | FALSE | FALSE | America/Denver | 3 | 83011 | 1840026121 | [10 empty] | KellyWY
Steuben | Steuben | WI | Wisconsin | 55023 | Crawford | 43.1833 | -90.8569 | 122 | 7 | polygon | FALSE | TRUE | America/Chicago | 3 | 54657 | 1840002882 | [10 empty] | SteubenWI
Bouton | Bouton | IA | Iowa | 19049 | Dallas | 41.8511 | -94.0106 | 122 | 436 | polygon | FALSE | TRUE | America/Chicago | 3 | 50039 | 1840007054 | [10 empty] | BoutonIA
Dexter City | Dexter City | OH | Ohio | 39121 | Noble | 39.6592 | -81.4739 | 122 | 282 | polygon | FALSE | TRUE | America/New_York | 3 | 43724 45727 | 1840012465 | [10 empty] | Dexter CityOH
Ferguson | Ferguson | IA | Iowa | 19127 | Marshall | 41.9386 | -92.863 | 122 | 184 | polygon | FALSE | TRUE | America/Chicago | 3 | 50078 | 1840008110 | [10 empty] | FergusonIA
Allenville | Allenville | MO | Missouri | 29031 | Cape Girardeau | 37.2217 | -89.7555 | 122 | 304 | polygon | FALSE | TRUE | America/Chicago | 3 | 63740 | 1840010861 | [10 empty] | AllenvilleMO
Bishop Hill | Bishop Hill | IL | Illinois | 17073 | Henry | 41.1997 | -90.1175 | 122 | 88 | polygon | FALSE | TRUE | America/Chicago | 3 | 61419 | 1840011585 | [10 empty] | Bishop HillIL
Raritan | Raritan | IL | Illinois | 17071 | Henderson | 40.6958 | -90.8253 | 122 | 495 | polygon | FALSE | TRUE | America/Chicago | 3 | 61471 | 1840011794 | [10 empty] | RaritanIL
Ayr | Ayr | NE | Nebraska | 31001 | Adams | 40.4377 | -98.4409 | 122 | 194 | polygon | FALSE | TRUE | America/Chicago | 3 | 68925 | 1840012036 | [10 empty] | AyrNE
Rutland | Rutland | IA | Iowa | 19091 | Humboldt | 42.7614 | -94.2952 | 122 | 52 | polygon | FALSE | TRUE | America/Chicago | 3 | 50582 | 1840009085 | [10 empty] | RutlandIA
Miesville | Miesville | MN | Minnesota | 27037 | Dakota | 44.599 | -92.8196 | 122 | 26 | polygon | FALSE | TRUE | America/Chicago | 3 | 55009 55033 | 1840007857 | [10 empty] | MiesvilleMN
Methow | Methow | WA | Washington | 53047 | Okanogan | 48.1288 | -120.0055 | 122 | 69 | polygon | FALSE | FALSE | America/Los_Angeles | 3 | 98834 | 1840025237 | [10 empty] | MethowWA
Morningside | Morningside | SD | South Dakota | 46005 | Beadle | 44.3662 | -98.1835 | 122 | 91 | polygon | FALSE | FALSE | America/Chicago | 3 | 57350 | 1840023957 | [10 empty] | MorningsideSD
Montreal | Montreal | MO | Missouri | 29029 | Camden | 37.9702 | -92.588 | 122 | 38 | polygon | FALSE | FALSE | America/Chicago | 3 | 65591 | 1840032081 | [10 empty] | MontrealMO
Frankfort Springs | Frankfort Springs | PA | Pennsylvania | 42007 | Beaver | 40.481 | -80.4428 | 122 | 181 | polygon | FALSE | TRUE | America/New_York | 3 | 15050 | 1840001021 | [10 empty] | Frankfort SpringsPA
Rosedale | Rosedale | NM | New Mexico | 35017 | Grant | 32.7694 | -108.2417 | 122 | 26 | polygon | FALSE | TRUE | America/Denver | 3 | 88061 | 1840040211 | [10 empty] | RosedaleNM
Farmington | Farmington | DE | Delaware | 10001 | Kent | 38.8699 | -75.579 | 122 | 647 | polygon | FALSE | TRUE | America/New_York | 3 | 19950 | 1840005805 | [10 empty] | FarmingtonDE
Porter | Porter | WA | Washington | 53027 | Grays Harbor | 46.9489 | -123.2736 | 122 | 5 | polygon | FALSE | FALSE | America/Los_Angeles | 3 | 98541 | 1840023818 | [10 empty] | PorterWA
Ormsby | Ormsby | MN | Minnesota | 27091 | Martin | 43.8503 | -94.6986 | 122 | 133 | polygon | FALSE | TRUE | America/Chicago | 3 | 56162 | 1840008993 | [10 empty] | OrmsbyMN
Hillsdale | Hillsdale | OK | Oklahoma | 40047 | Garfield | 36.5634 | -97.9927 | 122 | 130 | polygon | FALSE | TRUE | America/Chicago | 3 | 73703 73743 | 1840021649 | [10 empty] | HillsdaleOK
Knowlton | Knowlton | WI | Wisconsin | 55073 | Marathon | 44.7189 | -89.6803 | 122 | 47 | polygon | FALSE | FALSE | America/Chicago | 3 | 54455 | 1840025323 | [10 empty] | KnowltonWI
Livingston | Livingston | SC | South Carolina | 45075 | Orangeburg | 33.5531 | -81.1195 | 122 | 59 | polygon | FALSE | TRUE | America/New_York | 3 | 29107 | 1840016819 | [10 empty] | LivingstonSC
Maysville | Maysville | CO | Colorado | 8015 | Chaffee | 38.5305 | -106.2157 | 122 | 3 | polygon | FALSE | FALSE | America/Denver | 3 | 81201 | 1840024588 | [10 empty] | MaysvilleCO
Inman | Inman | NE | Nebraska | 31089 | Holt | 42.3819 | -98.5298 | 122 | 164 | polygon | FALSE | TRUE | America/Chicago | 3 | 68742 | 1840011044 | [10 empty] | InmanNE
Sula | Sula | MT | Montana | 30081 | Ravalli | 45.8453 | -113.9629 | 122 | 14 | polygon | FALSE | FALSE | America/Denver | 3 | 59871 | 1840023868 | [10 empty] | SulaMT
Des Moines | Des Moines | NM | New Mexico | 35059 | Union | 36.7613 | -103.8342 | 122 | 54 | polygon | FALSE | TRUE | America/Denver | 3 | 88418 | 1840022632 | [10 empty] | Des MoinesNM
Long Island | Long Island | KS | Kansas | 20147 | Phillips | 39.9462 | -99.534 | 121 | 113 | polygon | FALSE | TRUE | America/Chicago | 3 | 67647 | 1840009508 | [10 empty] | Long IslandKS
Miramiguoa Park | Miramiguoa Park | MO | Missouri | 29071 | Franklin | 38.2389 | -91.0688 | 121 | 121 | polygon | FALSE | TRUE | America/Chicago | 3 | 63080 | 1840012861 | [10 empty] | Miramiguoa ParkMO
Eden | Eden | MS | Mississippi | 28163 | Yazoo | 32.9837 | -90.324 | 121 | 98 | polygon | FALSE | TRUE | America/Chicago | 3 | 39194 | 1840018053 | [10 empty] | EdenMS
Church Creek | Church Creek | MD | Maryland | 24019 | Dorchester | 38.5036 | -76.153 | 121 | 138 | polygon | FALSE | TRUE | America/New_York | 3 | 21622 | 1840006167 | [10 empty] | Church CreekMD
Gann | Gann | OH | Ohio | 39083 | Knox | 40.4693 | -82.1913 | 121 | 250 | polygon | FALSE | TRUE | America/New_York | 3 | 43006 | 1840073812 | [10 empty] | GannOH
Forest River | Forest River | ND | North Dakota | 38099 | Walsh | 48.2166 | -97.4703 | 121 | 93 | polygon | FALSE | TRUE | America/Chicago | 3 | 58233 | 1840000080 | [10 empty] | Forest RiverND
North Buena Vista | North Buena Vista | IA | Iowa | 19043 | Clayton | 42.6776 | -90.9585 | 121 | 46 | polygon | FALSE | TRUE | America/Chicago | 3 | 52066 52053 | 1840008016 | [10 empty] | North Buena VistaIA
Friendly | Friendly | WV | West Virginia | 54095 | Tyler | 39.5137 | -81.0617 | 121 | 462 | polygon | FALSE | TRUE | America/New_York | 3 | 26146 | 1840005745 | [10 empty] | FriendlyWV
Redford | Redford | TX | Texas | 48377 | Presidio | 29.4342 | -104.1824 | 121 | 6 | polygon | FALSE | FALSE | America/Ojinaga | 3 | 79846 | 1840019582 | [10 empty] | RedfordTX
Sikes | Sikes | LA | Louisiana | 22127 | Winn | 32.079 | -92.4863 | 121 | 29 | polygon | FALSE | TRUE | America/Chicago | 3 | 71473 | 1840018137 | [10 empty] | SikesLA
Moskowite Corner | Moskowite Corner | CA | California | 6065 | Riverside | 38.4464 | -122.1945 | 121 | 16 | polygon | FALSE | FALSE | America/Los_Angeles | 3 | 94558 | 1840028257 | [10 empty] | Moskowite CornerCA
Ravenden Springs | Ravenden Springs | AR | Arkansas | 5121 | Randolph | 36.3127 | -91.2233 | 121 | 40 | polygon | FALSE | TRUE | America/Chicago | 3 | 72460 | 1840017713 | [10 empty] | Ravenden SpringsAR
Dora | Dora | NM | New Mexico | 35041 | Roosevelt | 33.9324 | -103.3369 | 121 | 16 | polygon | FALSE | TRUE | America/Denver | 3 | 88130 88115 | 1840022838 | [10 empty] | DoraNM
Mitchell | Mitchell | OR | Oregon | 41069 | Wheeler | 44.5703 | -120.1537 | 121 | 36 | polygon | FALSE | TRUE | America/Los_Angeles | 3 | 97750 | 1840019973 | [10 empty] | MitchellOR
Shelocta | Shelocta | PA | Pennsylvania | 42063 | Indiana | 40.6573 | -79.3017 | 121 | 449 | polygon | FALSE | TRUE | America/New_York | 3 | 15774 | 1840002789 | [10 empty] | SheloctaPA
Olean | Olean | MO | Missouri | 29131 | Miller | 38.4103 | -92.53 | 121 | 270 | polygon | FALSE | TRUE | America/Chicago | 3 | 65064 | 1840009816 | [10 empty] | OleanMO
Antimony | Antimony | UT | Utah | 49017 | Garfield | 38.103 | -111.9823 | 121 | 4 | polygon | FALSE | TRUE | America/Denver | 3 | 84712 | 1840021523 | [10 empty] | AntimonyUT
Green | Green | KS | Kansas | 20027 | Clay | 39.43 | -96.9998 | 121 | 239 | polygon | FALSE | TRUE | America/Chicago | 3 | 67447 | 1840008474 | [10 empty] | GreenKS
Tensed | Tensed | ID | Idaho | 16009 | Benewah | 47.1596 | -116.9238 | 121 | 249 | polygon | FALSE | TRUE | America/Los_Angeles | 3 | 83870 | 1840021127 | [10 empty] | TensedID
Salvisa | Salvisa | KY | Kentucky | 21167 | Mercer | 37.921 | -84.8615 | 121 | 25 | polygon | FALSE | FALSE | America/New_York | 3 | 40372 | 1840026805 | [10 empty] | SalvisaKY
Chester | Chester | IA | Iowa | 19089 | Howard | 43.4918 | -92.3639 | 120 | 34 | polygon | FALSE | TRUE | America/Chicago | 3 | 52134 | 1840006860 | [10 empty] | ChesterIA
Pierpont | Pierpont | SD | South Dakota | 46037 | Day | 45.4953 | -97.8321 | 120 | 310 | polygon | FALSE | TRUE | America/Chicago | 3 | 57468 | 1840000274 | [10 empty] | PierpontSD
Stanley | Stanley | IA | Iowa | 19019 | Buchanan | 42.642 | -91.8122 | 120 | 224 | polygon | FALSE | TRUE | America/Chicago | 3 | 50671 | 1840009102 | [10 empty] | StanleyIA
Seven Hills | Seven Hills | CO | Colorado | 8013 | Boulder | 40.0361 | -105.3323 | 120 | 94 | polygon | FALSE | FALSE | America/Denver | 3 | 80302 | 1840028523 | [10 empty] | Seven HillsCO
Gunn City | Gunn City | MO | Missouri | 29037 | Cass | 38.666 | -94.164 | 120 | 574 | polygon | FALSE | TRUE | America/Chicago | 3 | 64747 | 1840012841 | [10 empty] | Gunn CityMO
Cokedale | Cokedale | CO | Colorado | 8071 | Las Animas | 37.1443 | -104.6215 | 120 | 226 | polygon | FALSE | TRUE | America/Denver | 3 | 81082 | 1840022545 | [10 empty] | CokedaleCO
Octavia | Octavia | NE | Nebraska | 31023 | Butler | 41.3475 | -97.0591 | 120 | 289 | polygon | FALSE | TRUE | America/Chicago | 3 | 68632 | 1840011627 | [10 empty] | OctaviaNE
Custer | Custer | MT | Montana | 30111 | Yellowstone | 46.1293 | -107.5552 | 120 | 147 | polygon | FALSE | FALSE | America/Denver | 3 | 59024 | 1840018493 | [10 empty] | CusterMT
Downsville | Downsville | WI | Wisconsin | 55033 | Dunn | 44.7708 | -91.9261 | 120 | 61 | polygon | FALSE | FALSE | America/Chicago | 3 | 54751 54735 | 1840025322 | [10 empty] | DownsvilleWI
Flaming Gorge | Flaming Gorge | UT | Utah | 49009 | Daggett | 40.889 | -109.4751 | 120 | 20 | polygon | FALSE | TRUE | America/Denver | 3 | 84023 | 1840041657 | [10 empty] | Flaming GorgeUT
Pella | Pella | WI | Wisconsin | 55115 | Shawano | 44.7426 | -88.8225 | 120 | 30 | polygon | FALSE | FALSE | America/Chicago | 3 | 54950 | 1840023923 | [10 empty] | PellaWI
Bowdon | Bowdon | ND | North Dakota | 38103 | Wells | 47.4685 | -99.7089 | 120 | 184 | polygon | FALSE | TRUE | America/Chicago | 3 | 58418 | 1840000116 | [10 empty] | BowdonND
Lafferty | Lafferty | OH | Ohio | 39013 | Belmont | 40.1142 | -81.019 | 120 | 49 | polygon | FALSE | FALSE | America/New_York | 3 | 43977 43950 43951 | 1840026549 | [10 empty] | LaffertyOH
Alton | Alton | UT | Utah | 49025 | Kane | 37.4303 | -112.5061 | 120 | 20 | polygon | FALSE | TRUE | America/Denver | 3 | 84710 | 1840021568 | [10 empty] | AltonUT
Ledyard | Ledyard | IA | Iowa | 19109 | Kossuth | 43.4206 | -94.1585 | 120 | 139 | polygon | FALSE | TRUE | America/Chicago | 3 | 50556 | 1840007958 | [10 empty] | LedyardIA
Hockingport | Hockingport | OH | Ohio | 39009 | Athens | 39.1907 | -81.7495 | 120 | 108 | polygon | FALSE | FALSE | America/New_York | 3 | 45723 45739 | 1840026648 | [10 empty] | HockingportOH
Moundville | Moundville | MO | Missouri | 29217 | Vernon | 37.7646 | -94.451 | 120 | 285 | polygon | FALSE | TRUE | America/Chicago | 3 | 64771 | 1840009861 | [10 empty] | MoundvilleMO
Wann | Wann | OK | Oklahoma | 40105 | Nowata | 36.9146 | -95.8047 | 120 | 273 | polygon | FALSE | TRUE | America/Chicago | 3 | 74083 | 1840022595 | [10 empty] | WannOK
Masonville | Masonville | IA | Iowa | 19055 | Delaware | 42.4798 | -91.5916 | 120 | 139 | polygon | FALSE | TRUE | America/Chicago | 3 | 50654 | 1840008052 | [10 empty] | MasonvilleIA
Deepstep | Deepstep | GA | Georgia | 13303 | Washington | 33.0176 | -82.9679 | 120 | 56 | polygon | FALSE | TRUE | America/New_York | 3 | 31082 | 1840016896 | [10 empty] | DeepstepGA
Lillie | Lillie | LA | Louisiana | 22111 | Union | 32.9221 | -92.6614 | 120 | 24 | polygon | FALSE | TRUE | America/Chicago | 3 | 71256 | 1840018071 | [10 empty] | LillieLA
Arrowhead Springs | Arrowhead Springs | WY | Wyoming | 56037 | Sweetwater | 41.5081 | -109.1551 | 120 | 40 | polygon | FALSE | FALSE | America/Denver | 3 | 82901 | 1840038423 | [10 empty] | Arrowhead SpringsWY
Geneva | Geneva | PA | Pennsylvania | 42039 | Crawford | 41.5621 | -80.226 | 120 | 212 | polygon | FALSE | FALSE | America/New_York | 3 | 16316 | 1840004807 | [10 empty] | GenevaPA
Gallina | Gallina | NM | New Mexico | 35039 | Rio Arriba | 36.2297 | -106.8088 | 120 | 10 | polygon | FALSE | FALSE | America/Denver | 3 | 87017 | 1840138478 | [10 empty] | GallinaNM
Petronila | Petronila | TX | Texas | 48355 | Nueces | 27.6713 | -97.6322 | 120 | 25 | polygon | FALSE | TRUE | America/Chicago | 3 | 78343 78380 | 1840021011 | [10 empty] | PetronilaTX
Brice | Brice | OH | Ohio | 39049 | Franklin | 39.9174 | -82.8319 | 120 | 529 | polygon | FALSE | TRUE | America/New_York | 3 | 43109 43068 43232 43110 | 1840010523 | [10 empty] | BriceOH
Eagarville | Eagarville | IL | Illinois | 17117 | Macoupin | 39.1121 | -89.7832 | 120 | 50 | polygon | FALSE | TRUE | America/Chicago | 3 | 62023 62069 | 1840073810 | [10 empty] | EagarvilleIL
Eagle | Eagle | MI | Michigan | 26037 | Clinton | 42.8098 | -84.7909 | 120 | 370 | polygon | FALSE | TRUE | America/Detroit | 3 | 48822 | 1840011022 | [10 empty] | EagleMI
Oldham | Oldham | SD | South Dakota | 46077 | Kingsbury | 44.2281 | -97.3096 | 120 | 188 | polygon | FALSE | TRUE | America/Chicago | 3 | 57051 | 1840000315 | [10 empty] | OldhamSD
Kennan | Kennan | WI | Wisconsin | 55099 | Price | 45.5301 | -90.5868 | 120 | 23 | polygon | FALSE | TRUE | America/Chicago | 3 | 54537 | 1840002008 | [10 empty] | KennanWI
Mount Hermon | Mount Hermon | NJ | New Jersey | 34041 | Warren | 40.9269 | -74.993 | 120 | 97 | polygon | FALSE | FALSE | America/New_York | 3 | 7825 | 1840033356 | [10 empty] | Mount HermonNJ
Hamburg | Hamburg | IL | Illinois | 17013 | Calhoun | 39.2328 | -90.7152 | 119 | 88 | polygon | FALSE | TRUE | America/Chicago | 3 | 62045 | 1840012683 | [10 empty] | HamburgIL
Venedocia | Venedocia | OH | Ohio | 39161 | Van Wert | 40.7852 | -84.4559 | 119 | 342 | polygon | FALSE | TRUE | America/New_York | 3 | 45894 | 1840011908 | [10 empty] | VenedociaOH
Moffat | Moffat | CO | Colorado | 8109 | Saguache | 38.002 | -105.9048 | 119 | 31 | polygon | FALSE | TRUE | America/Denver | 3 | 81143 | 1840022516 | [10 empty] | MoffatCO
Leshara | Leshara | NE | Nebraska | 31155 | Saunders | 41.3298 | -96.4292 | 119 | 665 | polygon | FALSE | TRUE | America/Chicago | 3 | 68064 | 1840011631 | [10 empty] | LesharaNE
Duncan | Duncan | IA | Iowa | 19081 | Hancock | 43.1051 | -93.7059 | 119 | 58 | polygon | FALSE | FALSE | America/Chicago | 3 | 50423 50438 | 1840024053 | [10 empty] | DuncanIA
Alpha | Alpha | MN | Minnesota | 27063 | Jackson | 43.6381 | -94.871 | 119 | 302 | polygon | FALSE | TRUE | America/Chicago | 3 | 56111 | 1840006839 | [10 empty] | AlphaMN
Landess | Landess | IN | Indiana | 18053 | Grant | 40.6126 | -85.5592 | 119 | 32 | polygon | FALSE | FALSE | America/Indiana/Indianapolis | 3 | 46991 | 1840024292 | [10 empty] | LandessIN
Fort Smith | Fort Smith | MT | Montana | 30003 | Big Horn | 45.3134 | -107.9296 | 119 | 33 | polygon | FALSE | FALSE | America/Denver | 3 | 59035 | 1840017407 | [10 empty] | Fort SmithMT
Adams | Adams | ND | North Dakota | 38099 | Walsh | 48.4202 | -98.0737 | 119 | 47 | polygon | FALSE | TRUE | America/Chicago | 3 | 58210 | 1840001886 | [10 empty] | AdamsND
Diomede | Diomede | AK | Alaska | 2180 | Nome | 65.7536 | -168.9219 | 119 | 18 | polygon | FALSE | TRUE | America/Nome | 3 | 99762 | 1840023505 | [10 empty] | DiomedeAK
Lowndesville | Lowndesville | SC | South Carolina | 45001 | Abbeville | 34.2099 | -82.6476 | 119 | 59 | polygon | FALSE | TRUE | America/New_York | 3 | 29659 | 1840016666 | [10 empty] | LowndesvilleSC
Snelling | Snelling | CA | California | 6047 | Merced | 37.5216 | -120.4387 | 119 | 85 | polygon | FALSE | FALSE | America/Los_Angeles | 3 | 95369 | 1840024773 | [10 empty] | SnellingCA
Dry Creek | Dry Creek | AK | Alaska | 2240 | Southeast Fairbanks | 63.6255 | -144.6364 | 119 | 0 | polygon | FALSE | FALSE | America/Anchorage | 3 | 99737 | 1840023670 | [10 empty] | Dry CreekAK
Superior | Superior | IA | Iowa | 19059 | Dickinson | 43.4337 | -94.9466 | 119 | 106 | polygon | FALSE | TRUE | America/Chicago | 3 | 51363 | 1840009024 | [10 empty] | SuperiorIA
Flute Springs | Flute Springs | OK | Oklahoma | 40135 | Sequoyah | 35.623 | -94.8044 | 119 | 10 | polygon | FALSE | FALSE | America/Chicago | 3 | 74931 74945 | 1840034639 | [10 empty] | Flute SpringsOK
Indian Beach | Indian Beach | NC | North Carolina | 37031 | Carteret | 34.6882 | -76.8876 | 119 | 80 | polygon | FALSE | TRUE | America/New_York | 3 | 28512 28575 | 1840016481 | [10 empty] | Indian BeachNC
Galesburg | Galesburg | KS | Kansas | 20133 | Neosho | 37.4721 | -95.3563 | 119 | 262 | polygon | FALSE | TRUE | America/Chicago | 3 | 66740 | 1840008723 | [10 empty] | GalesburgKS
Trego-Rohrersville Station | Trego-Rohrersville Station | MD | Maryland | 24043 | Washington | 39.4291 | -77.6748 | 119 | 107 | polygon | FALSE | TRUE | America/New_York | 3 | 21756 | 1840039564 | [10 empty] | Trego-Rohrersville StationMD
Almont | Almont | ND | North Dakota | 38059 | Morton | 46.7283 | -101.5027 | 119 | 18 | polygon | FALSE | TRUE | America/North_Dakota/New_Salem | 3 | 58520 | 1840000195 | [10 empty] | AlmontND
Chaparrito | Chaparrito | TX | Texas | 48427 | Starr | 26.3408 | -98.7354 | 119 | 476 | polygon | FALSE | TRUE | America/Chicago | 3 | 78582 | 1840040673 | [10 empty] | ChaparritoTX
Hingham | Hingham | MT | Montana | 30041 | Hill | 48.5554 | -110.4213 | 119 | 267 | polygon | FALSE | TRUE | America/Denver | 3 | 59528 | 1840021054 | [10 empty] | HinghamMT
La Junta Gardens | La Junta Gardens | CO | Colorado | 8089 | Otero | 38.0014 | -103.5549 | 119 | 86 | polygon | FALSE | FALSE | America/Denver | 3 | 81050 | 1840024705 | [10 empty] | La Junta GardensCO
Orchard | Orchard | CO | Colorado | 8087 | Morgan | 40.3318 | -104.1183 | 119 | 287 | polygon | FALSE | FALSE | America/Denver | 3 | 80649 | 1840024301 | [10 empty] | OrchardCO
Naples | Naples | IL | Illinois | 17171 | Scott | 39.7534 | -90.6069 | 119 | 75 | polygon | FALSE | TRUE | America/Chicago | 3 | 62665 | 1840009555 | [10 empty] | NaplesIL
Prairie View | Prairie View | KS | Kansas | 20147 | Phillips | 39.832 | -99.5733 | 119 | 311 | polygon | FALSE | TRUE | America/Chicago | 3 | 67664 | 1840009510 | [10 empty] | Prairie ViewKS
Johannesburg | Johannesburg | CA | California | 6029 | Kern | 35.3718 | -117.642 | 119 | 19 | polygon | FALSE | FALSE | America/Los_Angeles | 3 | 93528 | 1840017801 | [10 empty] | JohannesburgCA
La Russell | La Russell | MO | Missouri | 29097 | Jasper | 37.1402 | -94.061 | 118 | 135 | polygon | FALSE | TRUE | America/Chicago | 3 | 64848 | 1840008772 | [10 empty] | La RussellMO
Darlington | Darlington | MO | Missouri | 29075 | Gentry | 40.1982 | -94.3997 | 118 | 110 | polygon | FALSE | TRUE | America/Chicago | 3 | 64438 | 1840012243 | [10 empty] | DarlingtonMO
Moffett | Moffett | OK | Oklahoma | 40135 | Sequoyah | 35.4042 | -94.4554 | 118 | 64 | polygon | FALSE | TRUE | America/Chicago | 3 | 74954 74948 74946 | 1840022737 | [10 empty] | MoffettOK
Goff | Goff | KS | Kansas | 20131 | Nemaha | 39.6643 | -95.9319 | 118 | 221 | polygon | FALSE | TRUE | America/Chicago | 3 | 66428 | 1840008429 | [10 empty] | GoffKS
Hannaford | Hannaford | ND | North Dakota | 38039 | Griggs | 47.3141 | -98.1889 | 118 | 207 | polygon | FALSE | TRUE | America/Chicago | 3 | 58448 | 1840000131 | [10 empty] | HannafordND
Macksburg | Macksburg | IA | Iowa | 19121 | Madison | 41.2147 | -94.1851 | 118 | 22 | polygon | FALSE | TRUE | America/Chicago | 3 | 50155 | 1840009288 | [10 empty] | MacksburgIA
Smoaks | Smoaks | SC | South Carolina | 45029 | Colleton | 33.0895 | -80.8142 | 118 | 27 | polygon | FALSE | TRUE | America/New_York | 3 | 29481 | 1840018047 | [10 empty] | SmoaksSC
Guys Mills | Guys Mills | PA | Pennsylvania | 42039 | Crawford | 41.6307 | -79.9759 | 118 | 294 | polygon | FALSE | FALSE | America/New_York | 3 | 16327 | 1840004808 | [10 empty] | Guys MillsPA
Blue Mountain | Blue Mountain | AR | Arkansas | 5083 | Logan | 35.1311 | -93.7162 | 118 | 42 | polygon | FALSE | TRUE | America/Chicago | 3 | 72826 72943 | 1840015451 | [10 empty] | Blue MountainAR
Emison | Emison | IN | Indiana | 18083 | Knox | 38.7991 | -87.4604 | 118 | 29 | polygon | FALSE | FALSE | America/Indiana/Vincennes | 3 | 47561 47516 | 1840024604 | [10 empty] | EmisonIN
Retsof | Retsof | NY | New York | 36051 | Livingston | 42.8325 | -77.8757 | 118 | 101 | polygon | FALSE | FALSE | America/New_York | 3 | 14539 14533 | 1840024080 | [10 empty] | RetsofNY
Otterville | Otterville | IL | Illinois | 17083 | Jersey | 39.0508 | -90.3984 | 118 | 45 | polygon | FALSE | TRUE | America/Chicago | 3 | 62052 | 1840009627 | [10 empty] | OttervilleIL
Allport | Allport | AR | Arkansas | 5085 | Lonoke | 34.5399 | -91.784 | 118 | 219 | polygon | FALSE | TRUE | America/Chicago | 3 | 72046 72072 | 1840015503 | [10 empty] | AllportAR
Hickory Hill | Hickory Hill | KY | Kentucky | 21111 | Jefferson | 38.2877 | -85.5679 | 118 | 1720 | polygon | FALSE | TRUE | America/New_York | 3 | 40241 | 1840030797 | [10 empty] | Hickory HillKY
Bellville | Bellville | GA | Georgia | 13109 | Evans | 32.1526 | -81.9743 | 118 | 46 | polygon | FALSE | TRUE | America/New_York | 3 | 30417 30414 | 1840013835 | [10 empty] | BellvilleGA
Westphalia | Westphalia | IA | Iowa | 19165 | Shelby | 41.7192 | -95.3937 | 118 | 477 | polygon | FALSE | TRUE | America/Chicago | 3 | 51537 51530 51578 | 1840010183 | [10 empty] | WestphaliaIA
Dupuyer | Dupuyer | MT | Montana | 30073 | Pondera | 48.1868 | -112.4775 | 118 | 9 | polygon | FALSE | FALSE | America/Denver | 3 | 59432 | 1840023771 | [10 empty] | DupuyerMT
H. Cuellar Estates | H. Cuellar Estates | TX | Texas | 48427 | Starr | 26.5611 | -99.1258 | 118 | 3313 | polygon | FALSE | TRUE | America/Chicago | 2 | 78584 | 1840040845 | [10 empty] | H. Cuellar EstatesTX
Loco | Loco | OK | Oklahoma | 40137 | Stephens | 34.3295 | -97.6807 | 118 | 174 | polygon | FALSE | TRUE | America/Chicago | 3 | 73442 | 1840021888 | [10 empty] | LocoOK
Bernard | Bernard | IA | Iowa | 19061 | Dubuque | 42.3133 | -90.8319 | 118 | 490 | polygon | FALSE | TRUE | America/Chicago | 3 | 52032 | 1840006931 | [10 empty] | BernardIA
Woodstock | Woodstock | MN | Minnesota | 27117 | Pipestone | 44.011 | -96.0967 | 118 | 84 | polygon | FALSE | TRUE | America/Chicago | 3 | 56186 | 1840010027 | [10 empty] | WoodstockMN
Fairfield | Fairfield | KY | Kentucky | 21179 | Nelson | 37.932 | -85.3838 | 118 | 159 | polygon | FALSE | TRUE | America/New_York | 3 | 40013 40020 | 1840013220 | [10 empty] | FairfieldKY
Effie | Effie | MN | Minnesota | 27061 | Itasca | 47.8411 | -93.6377 | 118 | 12 | polygon | FALSE | TRUE | America/Chicago | 3 | 56639 | 1840007713 | [10 empty] | EffieMN
Center Junction | Center Junction | IA | Iowa | 19105 | Jones | 42.1141 | -91.0903 | 118 | 62 | polygon | FALSE | FALSE | America/Chicago | 3 | 52212 | 1840006992 | [10 empty] | Center JunctionIA
Vernon | Vernon | IL | Illinois | 17121 | Marion | 38.8014 | -89.0876 | 118 | 51 | polygon | FALSE | TRUE | America/Chicago | 3 | 62892 | 1840012849 | [10 empty] | VernonIL
Arthur | Arthur | NE | Nebraska | 31005 | Arthur | 41.5718 | -101.6923 | 118 | 146 | polygon | FALSE | TRUE | America/Denver | 3 | 69121 | 1840011463 | [10 empty] | ArthurNE
Green Valley | Green Valley | WI | Wisconsin | 55115 | Shawano | 44.7969 | -88.2682 | 118 | 244 | polygon | FALSE | FALSE | America/Chicago | 3 | 54154 54127 | 1840023920 | [10 empty] | Green ValleyWI
Matthews | Matthews | GA | Georgia | 13163 | Jefferson | 33.2176 | -82.3079 | 118 | 12 | polygon | FALSE | FALSE | America/New_York | 3 | 30818 | 1840025882 | [10 empty] | MatthewsGA
Grafton | Grafton | NE | Nebraska | 31059 | Fillmore | 40.6298 | -97.7147 | 118 | 130 | polygon | FALSE | TRUE | America/Chicago | 3 | 68365 | 1840012048 | [10 empty] | GraftonNE
Osnabrock | Osnabrock | ND | North Dakota | 38019 | Cavalier | 48.6699 | -98.1489 | 118 | 151 | polygon | FALSE | TRUE | America/Chicago | 3 | 58269 | 1840000032 | [10 empty] | OsnabrockND
Bartow | Bartow | WV | West Virginia | 54075 | Pocahontas | 38.5422 | -79.7859 | 118 | 98 | polygon | FALSE | FALSE | America/New_York | 3 | 24920 | 1840025650 | [10 empty] | BartowWV
Benbow | Benbow | CA | California | 6023 | Humboldt | 40.0603 | -123.7654 | 118 | 9 | polygon | FALSE | FALSE | America/Los_Angeles | 3 | 95542 | 1840025517 | [10 empty] | BenbowCA
Owl Ranch | Owl Ranch | TX | Texas | 48249 | Jim Wells | 27.8927 | -98.0934 | 117 | 60 | polygon | FALSE | FALSE | America/Chicago | 3 | 78332 | 1840037143 | [10 empty] | Owl RanchTX
Broadwater | Broadwater | NE | Nebraska | 31123 | Morrill | 41.598 | -102.8525 | 117 | 288 | polygon | FALSE | TRUE | America/Denver | 3 | 69125 | 1840010163 | [10 empty] | BroadwaterNE
San Acacio | San Acacio | CO | Colorado | 8023 | Costilla | 37.2086 | -105.5666 | 117 | 35 | polygon | FALSE | FALSE | America/Denver | 3 | 81151 | 1840024768 | [10 empty] | San AcacioCO
Roscoe | Roscoe | MO | Missouri | 29185 | St. Clair | 37.9774 | -93.8138 | 117 | 29 | polygon | FALSE | TRUE | America/Chicago | 3 | 64776 64781 | 1840012943 | [10 empty] | RoscoeMO
Dodson | Dodson | MT | Montana | 30071 | Phillips | 48.3953 | -108.2473 | 117 | 271 | polygon | FALSE | TRUE | America/Denver | 3 | 59524 | 1840021048 | [10 empty] | DodsonMT
Dodge | Dodge | WI | Wisconsin | 55121 | Trempealeau | 44.1345 | -91.5485 | 117 | 110 | polygon | FALSE | FALSE | America/Chicago | 3 | 54625 | 1840025361 | [10 empty] | DodgeWI
Du Pont | Du Pont | GA | Georgia | 13065 | Clinch | 30.9891 | -82.8691 | 117 | 57 | polygon | FALSE | TRUE | America/New_York | 3 | 31634 31630 | 1840017139 | [10 empty] | Du PontGA
Roosevelt | Roosevelt | WA | Washington | 53039 | Klickitat | 45.7476 | -120.2161 | 117 | 11 | polygon | FALSE | FALSE | America/Los_Angeles | 3 | 99356 | 1840136623 | [10 empty] | RooseveltWA
Toronto | Toronto | IA | Iowa | 19045 | Clinton | 41.9029 | -90.8627 | 117 | 242 | polygon | FALSE | TRUE | America/Chicago | 3 | 52777 | 1840010160 | [10 empty] | TorontoIA
Ratliff City | Ratliff City | OK | Oklahoma | 40019 | Carter | 34.4492 | -97.5155 | 117 | 40 | polygon | FALSE | TRUE | America/Chicago | 3 | 73481 | 1840021901 | [10 empty] | Ratliff CityOK
Templeville | Templeville | MD | Maryland | 24011 | Caroline | 39.1362 | -75.7667 | 117 | 911 | polygon | FALSE | TRUE | America/New_York | 3 | 21649 | 1840005941 | [10 empty] | TemplevilleMD
Farwell | Farwell | NE | Nebraska | 31093 | Howard | 41.2156 | -98.628 | 117 | 261 | polygon | FALSE | TRUE | America/Chicago | 3 | 68838 | 1840011664 | [10 empty] | FarwellNE
Mount Ayr | Mount Ayr | IN | Indiana | 18111 | Newton | 40.9523 | -87.299 | 117 | 258 | polygon | FALSE | TRUE | America/Chicago | 3 | 47964 47963 | 1840009326 | [10 empty] | Mount AyrIN
Forest Hill Village | Forest Hill Village | MT | Montana | 30029 | Flathead | 48.1208 | -114.2618 | 117 | 29 | polygon | FALSE | FALSE | America/Denver | 3 | 59901 | 1840032826 | [10 empty] | Forest Hill VillageMT
Maiden Rock | Maiden Rock | WI | Wisconsin | 55093 | Pierce | 44.566 | -92.3083 | 117 | 37 | polygon | FALSE | TRUE | America/Chicago | 3 | 54750 | 1840002286 | [10 empty] | Maiden RockWI
Glen Ferris | Glen Ferris | WV | West Virginia | 54019 | Fayette | 38.1518 | -81.2185 | 117 | 32 | polygon | FALSE | FALSE | America/New_York | 3 | 25090 | 1840025678 | [10 empty] | Glen FerrisWV
Elmdale | Elmdale | MN | Minnesota | 27097 | Morrison | 45.834 | -94.4942 | 117 | 13 | polygon | FALSE | TRUE | America/Chicago | 3 | 56314 | 1840007755 | [10 empty] | ElmdaleMN
Lucien | Lucien | OK | Oklahoma | 40103 | Noble | 36.2747 | -97.4551 | 117 | 82 | polygon | FALSE | FALSE | America/Chicago | 3 | 73757 | 1840026926 | [10 empty] | LucienOK
De Witt | De Witt | MO | Missouri | 29033 | Carroll | 39.3849 | -93.2199 | 117 | 187 | polygon | FALSE | TRUE | America/Chicago | 3 | 64639 | 1840007337 | [10 empty] | De WittMO
Cascadia | Cascadia | OR | Oregon | 41043 | Linn | 44.3931 | -122.5027 | 117 | 9 | polygon | FALSE | FALSE | America/Los_Angeles | 3 | 97345 97329 | 1840023938 | [10 empty] | CascadiaOR
Lynndyl | Lynndyl | UT | Utah | 49027 | Millard | 39.5085 | -112.3933 | 117 | 14 | polygon | FALSE | TRUE | America/Denver | 3 | 84640 | 1840022458 | [10 empty] | LynndylUT
Mount Laguna | Mount Laguna | CA | California | 6073 | San Diego | 32.8711 | -116.4247 | 117 | 26 | polygon | FALSE | FALSE | America/Los_Angeles | 3 | 91948 | 1840026994 | [10 empty] | Mount LagunaCA
Rohrersville | Rohrersville | MD | Maryland | 24043 | Washington | 39.4349 | -77.6655 | 117 | 130 | polygon | FALSE | FALSE | America/New_York | 3 | 21779 | 1840005603 | [10 empty] | RohrersvilleMD
South Amana | South Amana | IA | Iowa | 19095 | Iowa | 41.7704 | -91.96 | 117 | 32 | polygon | FALSE | FALSE | America/Chicago | 3 | 52334 | 1840026251 | [10 empty] | South AmanaIA
Fort Shaw | Fort Shaw | MT | Montana | 30013 | Cascade | 47.4969 | -111.8194 | 116 | 7 | polygon | FALSE | FALSE | America/Denver | 3 | 59443 59483 | 1840017346 | [10 empty] | Fort ShawMT
Kincaid | Kincaid | KS | Kansas | 20003 | Anderson | 38.0812 | -95.1554 | 116 | 89 | polygon | FALSE | TRUE | America/Chicago | 3 | 66039 | 1840008664 | [10 empty] | KincaidKS
Oxbow | Oxbow | NY | New York | 36045 | Jefferson | 44.287 | -75.6227 | 116 | 218 | polygon | FALSE | FALSE | America/New_York | 3 | 13608 13671 | 1840023983 | [10 empty] | OxbowNY
McKittrick | McKittrick | CA | California | 6029 | Kern | 35.2981 | -119.6249 | 116 | 17 | polygon | FALSE | FALSE | America/Los_Angeles | 3 | 93251 | 1840017815 | [10 empty] | McKittrickCA
Rome | Rome | IA | Iowa | 19087 | Henry | 40.9821 | -91.6816 | 116 | 359 | polygon | FALSE | TRUE | America/Chicago | 3 | 52641 52642 | 1840009337 | [10 empty] | RomeIA
Segundo | Segundo | CO | Colorado | 8071 | Las Animas | 37.1225 | -104.7396 | 116 | 64 | polygon | FALSE | FALSE | America/Denver | 3 | 81082 | 1840024763 | [10 empty] | SegundoCO
Laporte | Laporte | MN | Minnesota | 27057 | Hubbard | 47.2147 | -94.7573 | 116 | 63 | polygon | FALSE | TRUE | America/Chicago | 3 | 56461 | 1840007724 | [10 empty] | LaporteMN
Chimney Rock Village | Chimney Rock Village | NC | North Carolina | 37161 | Rutherford | 35.4503 | -82.255 | 116 | 13 | polygon | FALSE | TRUE | America/New_York | 3 | 28720 | 1840033006 | [10 empty] | Chimney Rock VillageNC
Wilson | Wilson | OH | Ohio | 39111 | Monroe | 39.8597 | -81.0689 | 116 | 109 | polygon | FALSE | TRUE | America/New_York | 3 | 43716 | 1840012522 | [10 empty] | WilsonOH
Lumberton | Lumberton | NM | New Mexico | 35039 | Rio Arriba | 36.9328 | -106.9352 | 116 | 93 | polygon | FALSE | FALSE | America/Denver | 3 | 87528 | 1840024839 | [10 empty] | LumbertonNM
Jennette | Jennette | AR | Arkansas | 5035 | Crittenden | 35.1639 | -90.4092 | 116 | 19 | polygon | FALSE | TRUE | America/Chicago | 3 | 72327 | 1840016381 | [10 empty] | JennetteAR
Armstrong | Armstrong | OK | Oklahoma | 40013 | Bryan | 34.0528 | -96.3446 | 116 | 502 | polygon | FALSE | TRUE | America/Chicago | 3 | 74729 | 1840020544 | [10 empty] | ArmstrongOK
Bluff City | Bluff City | AR | Arkansas | 5099 | Nevada | 33.7224 | -93.1316 | 116 | 19 | polygon | FALSE | TRUE | America/Chicago | 3 | 71857 71722 | 1840015650 | [10 empty] | Bluff CityAR
Honcut | Honcut | CA | California | 6007 | Butte | 39.3326 | -121.5388 | 116 | 10 | polygon | FALSE | FALSE | America/Los_Angeles | 3 | 95966 | 1840025570 | [10 empty] | HoncutCA
Myrtlewood | Myrtlewood | AL | Alabama | 1091 | Marengo | 32.2521 | -87.9492 | 116 | 17 | polygon | FALSE | TRUE | America/Chicago | 3 | 36763 | 1840016994 | [10 empty] | MyrtlewoodAL
Nelchina | Nelchina | AK | Alaska | 2261 | Valdez-Cordova | 61.9989 | -146.8112 | 116 | 0 | polygon | FALSE | FALSE | America/Anchorage | 3 | 99588 | 1840023658 | [10 empty] | NelchinaAK
Banks | Banks | AR | Arkansas | 5011 | Bradley | 33.5758 | -92.2671 | 116 | 119 | polygon | FALSE | TRUE | America/Chicago | 3 | 71631 | 1840015695 | [10 empty] | BanksAR
Nora | Nora | IL | Illinois | 17085 | Jo Daviess | 42.4565 | -89.9459 | 116 | 53 | polygon | FALSE | TRUE | America/Chicago | 3 | 61059 | 1840011107 | [10 empty] | NoraIL
Louisburg | Louisburg | MO | Missouri | 29059 | Dallas | 37.7564 | -93.141 | 116 | 96 | polygon | FALSE | TRUE | America/Chicago | 3 | 65685 | 1840012978 | [10 empty] | LouisburgMO
Littleton | Littleton | WV | West Virginia | 54103 | Wetzel | 39.7024 | -80.5147 | 116 | 68 | polygon | FALSE | FALSE | America/New_York | 3 | 26581 | 1840025592 | [10 empty] | LittletonWV
Bushnell | Bushnell | NE | Nebraska | 31105 | Kimball | 41.2327 | -103.891 | 116 | 196 | polygon | FALSE | TRUE | America/Denver | 3 | 69145 69128 | 1840010284 | [10 empty] | BushnellNE
Brownsville | Brownsville | OH | Ohio | 39089 | Licking | 39.9438 | -82.2517 | 116 | 50 | polygon | FALSE | FALSE | America/New_York | 3 | 43721 43760 43739 | 1840026537 | [10 empty] | BrownsvilleOH
Mound Station | Mound Station | IL | Illinois | 17009 | Brown | 40.0066 | -90.8737 | 116 | 86 | polygon | FALSE | TRUE | America/Chicago | 3 | 62375 | 1840073816 | [10 empty] | Mound StationIL
Stoy | Stoy | IL | Illinois | 17033 | Crawford | 38.9968 | -87.8336 | 115 | 47 | polygon | FALSE | TRUE | America/Chicago | 3 | 62454 62464 | 1840012757 | [10 empty] | StoyIL
Bascom | Bascom | FL | Florida | 12063 | Jackson | 30.9278 | -85.1181 | 115 | 184 | polygon | FALSE | TRUE | America/Chicago | 3 | 32423 | 1840015899 | [10 empty] | BascomFL
Chelsea | Chelsea | WI | Wisconsin | 55119 | Taylor | 45.2926 | -90.3054 | 115 | 95 | polygon | FALSE | FALSE | America/Chicago | 3 | 54451 | 1840025307 | [10 empty] | ChelseaWI
Blawenburg | Blawenburg | NJ | New Jersey | 34035 | Somerset | 40.4058 | -74.6973 | 115 | 73 | polygon | FALSE | FALSE | America/New_York | 3 | 8558 | 1840024272 | [10 empty] | BlawenburgNJ
McKinney | McKinney | KY | Kentucky | 21137 | Lincoln | 37.453 | -84.7579 | 115 | 105 | polygon | FALSE | FALSE | America/New_York | 3 | 40484 40448 40437 | 1840030514 | [10 empty] | McKinneyKY
Tar Heel | Tar Heel | NC | North Carolina | 37017 | Bladen | 34.7339 | -78.791 | 115 | 196 | polygon | FALSE | TRUE | America/New_York | 3 | 28392 | 1840016565 | [10 empty] | Tar HeelNC
Hyampom | Hyampom | CA | California | 6105 | Trinity | 40.6262 | -123.4689 | 115 | 2 | polygon | FALSE | FALSE | America/Los_Angeles | 3 | 96046 | 1840024174 | [10 empty] | HyampomCA
Starkweather | Starkweather | ND | North Dakota | 38071 | Ramsey | 48.4521 | -98.8784 | 115 | 342 | polygon | FALSE | TRUE | America/Chicago | 3 | 58377 | 1840001885 | [10 empty] | StarkweatherND
Y-O Ranch | Y-O Ranch | WY | Wyoming | 56031 | Platte | 42.0351 | -104.9229 | 115 | 18 | polygon | FALSE | FALSE | America/Denver | 3 | 82201 | 1840038439 | [10 empty] | Y-O RanchWY
Branchville | Branchville | VA | Virginia | 51175 | Southampton | 36.57 | -77.2501 | 115 | 104 | polygon | FALSE | TRUE | America/New_York | 3 | 23828 | 1840006518 | [10 empty] | BranchvilleVA
Fairfax | Fairfax | SD | South Dakota | 46053 | Gregory | 43.028 | -98.889 | 115 | 146 | polygon | FALSE | TRUE | America/Chicago | 3 | 57335 | 1840002864 | [10 empty] | FairfaxSD
Marengo | Marengo | WI | Wisconsin | 55003 | Ashland | 46.4219 | -90.8081 | 115 | 42 | polygon | FALSE | FALSE | America/Chicago | 3 | 54855 | 1840026075 | [10 empty] | MarengoWI
Weldon | Weldon | IA | Iowa | 19053 | Decatur | 40.8973 | -93.7355 | 115 | 244 | polygon | FALSE | TRUE | America/Chicago | 3 | 50264 | 1840010368 | [10 empty] | WeldonIA
Yale | Yale | SD | South Dakota | 46005 | Beadle | 44.4337 | -97.9885 | 115 | 305 | polygon | FALSE | TRUE | America/Chicago | 3 | 57386 | 1840002370 | [10 empty] | YaleSD
Arroyo Gardens | Arroyo Gardens | TX | Texas | 48061 | Cameron | 26.2052 | -97.5021 | 115 | 11 | polygon | FALSE | FALSE | America/Chicago | 3 | 78583 78586 | 1840037140 | [10 empty] | Arroyo GardensTX
Cache | Cache | UT | Utah | 49005 | Cache | 41.8308 | -112.0052 | 115 | 7 | polygon | FALSE | TRUE | America/Denver | 3 | 84304 | 1840037016 | [10 empty] | CacheUT
Princeton | Princeton | ID | Idaho | 16057 | Latah | 46.9152 | -116.8315 | 115 | 69 | polygon | FALSE | FALSE | America/Los_Angeles | 3 | 83857 | 1840023849 | [10 empty] | PrincetonID
Middlebrook | Middlebrook | VA | Virginia | 51015 | Augusta | 38.0552 | -79.2182 | 115 | 5 | polygon | FALSE | FALSE | America/New_York | 3 | 24401 24459 | 1840024685 | [10 empty] | MiddlebrookVA
Vale | Vale | SD | South Dakota | 46019 | Butte | 44.6182 | -103.3986 | 115 | 29 | polygon | FALSE | FALSE | America/Denver | 3 | 57788 | 1840026113 | [10 empty] | ValeSD
Belgrade | Belgrade | NE | Nebraska | 31125 | Nance | 41.471 | -98.0678 | 114 | 235 | polygon | FALSE | TRUE | America/Chicago | 3 | 68623 | 1840011589 | [10 empty] | BelgradeNE
Malaga | Malaga | NM | New Mexico | 35015 | Eddy | 32.2227 | -104.0692 | 114 | 14 | polygon | FALSE | FALSE | America/Denver | 3 | 88263 | 1840025096 | [10 empty] | MalagaNM
Culver | Culver | KS | Kansas | 20143 | Ottawa | 38.9692 | -97.7591 | 114 | 323 | polygon | FALSE | TRUE | America/Chicago | 3 | 67484 | 1840007382 | [10 empty] | CulverKS
Delaplaine | Delaplaine | AR | Arkansas | 5055 | Greene | 36.2304 | -90.7256 | 114 | 39 | polygon | FALSE | TRUE | America/Chicago | 3 | 72425 | 1840016121 | [10 empty] | DelaplaineAR
Bartlett | Bartlett | NE | Nebraska | 31183 | Wheeler | 41.8839 | -98.5527 | 114 | 309 | polygon | FALSE | TRUE | America/Chicago | 3 | 68622 | 1840011367 | [10 empty] | BartlettNE
Animas | Animas | NM | New Mexico | 35023 | Hidalgo | 31.9449 | -108.8065 | 114 | 2 | polygon | FALSE | FALSE | America/Denver | 3 | 88020 | 1840025100 | [10 empty] | AnimasNM
Smithfield | Smithfield | KY | Kentucky | 21103 | Henry | 38.3864 | -85.2566 | 114 | 323 | polygon | FALSE | TRUE | America/New_York | 3 | 40068 | 1840015188 | [10 empty] | SmithfieldKY
Ironton | Ironton | MI | Michigan | 26029 | Charlevoix | 45.2565 | -85.1927 | 114 | 44 | polygon | FALSE | FALSE | America/Detroit | 3 | 49720 | 1840025192 | [10 empty] | IrontonMI
Batesland | Batesland | SD | South Dakota | 46102 | Oglala Lakota | 43.1278 | -102.1017 | 114 | 515 | polygon | FALSE | TRUE | America/Denver | 3 | 57716 | 1840002891 | [10 empty] | BateslandSD
Kempton | Kempton | PA | Pennsylvania | 42011 | Berks | 40.6278 | -75.8548 | 114 | 55 | polygon | FALSE | FALSE | America/New_York | 3 | 19529 | 1840026463 | [10 empty] | KemptonPA
Deering | Deering | ND | North Dakota | 38049 | McHenry | 48.3956 | -101.0503 | 114 | 592 | polygon | FALSE | TRUE | America/Chicago | 3 | 58731 | 1840000062 | [10 empty] | DeeringND
Proctorville | Proctorville | NC | North Carolina | 37155 | Robeson | 34.4751 | -79.037 | 114 | 96 | polygon | FALSE | TRUE | America/New_York | 3 | 28375 28369 | 1840017905 | [10 empty] | ProctorvilleNC
Hitchcock | Hitchcock | OK | Oklahoma | 40011 | Blaine | 35.9676 | -98.3497 | 114 | 293 | polygon | FALSE | TRUE | America/Chicago | 3 | 73744 | 1840021686 | [10 empty] | HitchcockOK
Todd Mission | Todd Mission | TX | Texas | 48185 | Grimes | 30.2612 | -95.8298 | 114 | 22 | polygon | FALSE | TRUE | America/Chicago | 3 | 77363 | 1840022169 | [10 empty] | Todd MissionTX
Malmo | Malmo | NE | Nebraska | 31155 | Saunders | 41.2664 | -96.7209 | 114 | 323 | polygon | FALSE | TRUE | America/Chicago | 3 | 68040 | 1840011634 | [10 empty] | MalmoNE
Belleair Shore | Belleair Shore | FL | Florida | 12103 | Pinellas | 27.9173 | -82.8455 | 114 | 740 | polygon | FALSE | TRUE | America/New_York | 3 | 33786 | 1840028633 | [10 empty] | Belleair ShoreFL
Mud Bay | Mud Bay | AK | Alaska | 2100 | Haines | 59.1517 | -135.3584 | 114 | 3 | polygon | FALSE | FALSE | America/Juneau | 3 | 99827 | 1840023657 | [10 empty] | Mud BayAK
Mapletown | Mapletown | PA | Pennsylvania | 42059 | Greene | 39.805 | -79.9406 | 114 | 110 | polygon | FALSE | FALSE | America/New_York | 3 | 15338 | 1840026588 | [10 empty] | MapletownPA
Minidoka | Minidoka | ID | Idaho | 16067 | Minidoka | 42.754 | -113.49 | 113 | 415 | polygon | FALSE | TRUE | America/Boise | 3 | 83350 83343 | 1840020067 | [10 empty] | MinidokaID
Park | Park | KS | Kansas | 20063 | Gove | 39.1117 | -100.3616 | 113 | 138 | polygon | FALSE | TRUE | America/Chicago | 3 | 67751 | 1840009701 | [10 empty] | ParkKS
Ross | Ross | ND | North Dakota | 38061 | Mountrail | 48.3128 | -102.5433 | 113 | 151 | polygon | FALSE | TRUE | America/Chicago | 3 | 58776 | 1840001878 | [10 empty] | RossND
Roscoe | Roscoe | MN | Minnesota | 27145 | Stearns | 45.4323 | -94.6364 | 113 | 70 | polygon | FALSE | TRUE | America/Chicago | 3 | 56371 56362 | 1840008878 | [10 empty] | RoscoeMN
Gum Springs | Gum Springs | AR | Arkansas | 5019 | Clark | 34.0639 | -93.0957 | 113 | 111 | polygon | FALSE | TRUE | America/Chicago | 3 | 71923 | 1840016692 | [10 empty] | Gum SpringsAR
West Sullivan | West Sullivan | MO | Missouri | 29055 | Crawford | 38.1922 | -91.1918 | 113 | 119 | polygon | FALSE | TRUE | America/Chicago | 3 | 65441 63080 | 1840012951 | [10 empty] | West SullivanMO
Lodge | Lodge | SC | South Carolina | 45029 | Colleton | 33.0678 | -80.9537 | 113 | 13 | polygon | FALSE | TRUE | America/New_York | 3 | 29082 | 1840016900 | [10 empty] | LodgeSC
Aquilla | Aquilla | TX | Texas | 48217 | Hill | 31.8548 | -97.22 | 113 | 154 | polygon | FALSE | TRUE | America/Chicago | 3 | 76622 | 1840019507 | [10 empty] | AquillaTX
Riverton | Riverton | MN | Minnesota | 27035 | Crow Wing | 46.4584 | -94.0488 | 113 | 53 | polygon | FALSE | TRUE | America/Chicago | 3 | 56455 | 1840008846 | [10 empty] | RivertonMN
Ruskin | Ruskin | NE | Nebraska | 31129 | Nuckolls | 40.144 | -97.867 | 113 | 104 | polygon | FALSE | TRUE | America/Chicago | 3 | 68974 | 1840012271 | [10 empty] | RuskinNE
Manderson | Manderson | WY | Wyoming | 56003 | Big Horn | 44.2699 | -107.9641 | 113 | 51 | polygon | FALSE | TRUE | America/Denver | 3 | 82432 | 1840022342 | [10 empty] | MandersonWY
Libertyville | Libertyville | AL | Alabama | 1039 | Covington | 31.2428 | -86.46 | 113 | 83 | polygon | FALSE | TRUE | America/Chicago | 3 | 36420 | 1840017094 | [10 empty] | LibertyvilleAL
Paden | Paden | MS | Mississippi | 28141 | Tishomingo | 34.6603 | -88.2605 | 113 | 48 | polygon | FALSE | TRUE | America/Chicago | 3 | 38873 | 1840017896 | [10 empty] | PadenMS
Austin | Austin | NV | Nevada | 32015 | Lander | 39.4977 | -117.074 | 113 | 38 | polygon | FALSE | FALSE | America/Los_Angeles | 3 | 89310 | 1840024245 | [10 empty] | AustinNV
Calvary | Calvary | GA | Georgia | 13131 | Grady | 30.7225 | -84.3541 | 113 | 28 | polygon | FALSE | FALSE | America/New_York | 3 | 39828 39829 | 1840025988 | [10 empty] | CalvaryGA
Lublin | Lublin | WI | Wisconsin | 55119 | Taylor | 45.0749 | -90.7238 | 113 | 28 | polygon | FALSE | TRUE | America/Chicago | 3 | 54447 | 1840001570 | [10 empty] | LublinWI
Pringle | Pringle | SD | South Dakota | 46033 | Custer | 43.609 | -103.5946 | 113 | 179 | polygon | FALSE | TRUE | America/Denver | 3 | 57773 | 1840002637 | [10 empty] | PringleSD
St. Paul | St. Paul | AR | Arkansas | 5087 | Madison | 35.8245 | -93.7642 | 113 | 96 | polygon | FALSE | TRUE | America/Chicago | 3 | 72760 | 1840017724 | [10 empty] | St. PaulAR
Wheaton | Wheaton | KS | Kansas | 20149 | Pottawatomie | 39.502 | -96.3189 | 113 | 283 | polygon | FALSE | TRUE | America/Chicago | 3 | 66521 | 1840010636 | [10 empty] | WheatonKS
Bradley | Bradley | CA | California | 6053 | Monterey | 35.8628 | -120.8042 | 113 | 507 | polygon | FALSE | FALSE | America/Los_Angeles | 3 | 93426 | 1840017681 | [10 empty] | BradleyCA
Eagles Mere | Eagles Mere | PA | Pennsylvania | 42113 | Sullivan | 41.4102 | -76.5832 | 113 | 21 | polygon | FALSE | TRUE | America/New_York | 3 | 17731 | 1840003436 | [10 empty] | Eagles MerePA
Broughton | Broughton | OH | Ohio | 39125 | Paulding | 41.088 | -84.5351 | 113 | 200 | polygon | FALSE | TRUE | America/New_York | 3 | 45879 | 1840010300 | [10 empty] | BroughtonOH
Maple City | Maple City | MI | Michigan | 26089 | Leelanau | 44.8556 | -85.8573 | 113 | 100 | polygon | FALSE | FALSE | America/Detroit | 3 | 49664 | 1840025200 | [10 empty] | Maple CityMI
Morley | Morley | IA | Iowa | 19105 | Jones | 42.006 | -91.2459 | 113 | 465 | polygon | FALSE | TRUE | America/Chicago | 3 | 52312 | 1840008108 | [10 empty] | MorleyIA
Woods Landing-Jelm | Woods Landing-Jelm | WY | Wyoming | 56001 | Albany | 41.1014 | -106.0288 | 113 | 2 | polygon | FALSE | TRUE | America/Denver | 3 | 82063 82070 | 1840074768 | [10 empty] | Woods Landing-JelmWY
Neibert | Neibert | WV | West Virginia | 54045 | Logan | 37.7861 | -81.9341 | 113 | 71 | polygon | FALSE | FALSE | America/New_York | 3 | 25632 | 1840038155 | [10 empty] | NeibertWV
Fence Lake | Fence Lake | NM | New Mexico | 35006 | Cibola | 34.669 | -108.6802 | 113 | 2 | polygon | FALSE | FALSE | America/Denver | 3 | 87315 | 1840024964 | [10 empty] | Fence LakeNM
Picuris Pueblo | Picuris Pueblo | NM | New Mexico | 35055 | Taos | 36.1995 | -105.7133 | 113 | 95 | polygon | FALSE | FALSE | America/Denver | 3 | 87553 | 1840019010 | [10 empty] | Picuris PuebloNM
Grand Falls Plaza | Grand Falls Plaza | MO | Missouri | 29145 | Newton | 37.0355 | -94.5379 | 112 | 452 | polygon | FALSE | TRUE | America/Chicago | 3 | 64804 | 1840010891 | [10 empty] | Grand Falls PlazaMO
Oriska | Oriska | ND | North Dakota | 38003 | Barnes | 46.9313 | -97.7906 | 112 | 162 | polygon | FALSE | TRUE | America/Chicago | 3 | 58063 | 1840000167 | [10 empty] | OriskaND
Oakvale | Oakvale | WV | West Virginia | 54055 | Mercer | 37.3323 | -80.9704 | 112 | 103 | polygon | FALSE | TRUE | America/New_York | 3 | 24740 | 1840006406 | [10 empty] | OakvaleWV
St. Augustine | St. Augustine | IL | Illinois | 17095 | Knox | 40.7213 | -90.407 | 112 | 72 | polygon | FALSE | TRUE | America/Chicago | 3 | 61474 | 1840011765 | [10 empty] | St. AugustineIL
Raymer | Raymer | CO | Colorado | 8123 | Weld | 40.608 | -103.8434 | 112 | 55 | polygon | FALSE | TRUE | America/Denver | 3 | 80742 | 1840021361 | [10 empty] | RaymerCO
Derby | Derby | IA | Iowa | 19117 | Lucas | 40.9303 | -93.4565 | 112 | 166 | polygon | FALSE | TRUE | America/Chicago | 3 | 50068 | 1840007151 | [10 empty] | DerbyIA
Huetter | Huetter | ID | Idaho | 16055 | Kootenai | 47.7037 | -116.8508 | 112 | 953 | polygon | FALSE | TRUE | America/Los_Angeles | 3 | 83814 83854 | 1840019810 | [10 empty] | HuetterID
Argonne | Argonne | WI | Wisconsin | 55041 | Forest | 45.6582 | -88.8777 | 112 | 77 | polygon | FALSE | FALSE | America/Chicago | 3 | 54511 | 1840025284 | [10 empty] | ArgonneWI
Marne | Marne | IA | Iowa | 19029 | Cass | 41.4489 | -95.1108 | 112 | 75 | polygon | FALSE | TRUE | America/Chicago | 3 | 51552 | 1840008234 | [10 empty] | MarneIA
Love Valley | Love Valley | NC | North Carolina | 37097 | Iredell | 35.9872 | -80.9836 | 112 | 41 | polygon | FALSE | TRUE | America/New_York | 3 | 28625 | 1840016214 | [10 empty] | Love ValleyNC
Gerty | Gerty | OK | Oklahoma | 40063 | Hughes | 34.8357 | -96.289 | 112 | 177 | polygon | FALSE | TRUE | America/Chicago | 3 | 74531 74825 | 1840021818 | [10 empty] | GertyOK
Jansen | Jansen | NE | Nebraska | 31095 | Jefferson | 40.1839 | -97.0848 | 112 | 138 | polygon | FALSE | TRUE | America/Chicago | 3 | 68377 | 1840012285 | [10 empty] | JansenNE
Fidelity | Fidelity | IL | Illinois | 17083 | Jersey | 39.1546 | -90.1645 | 112 | 426 | polygon | FALSE | TRUE | America/Chicago | 3 | 62030 | 1840012714 | [10 empty] | FidelityIL
New Woodville | New Woodville | OK | Oklahoma | 40095 | Marshall | 33.9687 | -96.655 | 112 | 390 | polygon | FALSE | TRUE | America/Chicago | 3 | 73439 | 1840022893 | [10 empty] | New WoodvilleOK
St. Onge | St. Onge | SD | South Dakota | 46081 | Lawrence | 44.5458 | -103.72 | 112 | 32 | polygon | FALSE | FALSE | America/Denver | 3 | 57779 | 1840026122 | [10 empty] | St. OngeSD
Bethel | Bethel | MO | Missouri | 29205 | Shelby | 39.8779 | -92.0225 | 112 | 313 | polygon | FALSE | TRUE | America/Chicago | 3 | 63434 | 1840012461 | [10 empty] | BethelMO
Rye | Rye | AR | Arkansas | 5025 | Cleveland | 33.7505 | -91.9985 | 112 | 9 | polygon | FALSE | FALSE | America/Chicago | 3 | 71671 71665 | 1840022910 | [10 empty] | RyeAR
Wilson City | Wilson City | MO | Missouri | 29133 | Mississippi | 36.9236 | -89.223 | 112 | 574 | polygon | FALSE | TRUE | America/Chicago | 3 | 63882 | 1840013043 | [10 empty] | Wilson CityMO
Isabella | Isabella | OK | Oklahoma | 40093 | Major | 36.2354 | -98.3354 | 112 | 14 | polygon | FALSE | FALSE | America/Chicago | 3 | 73747 | 1840026929 | [10 empty] | IsabellaOK
Scottsburg | Scottsburg | NY | New York | 36051 | Livingston | 42.6639 | -77.7124 | 112 | 262 | polygon | FALSE | FALSE | America/New_York | 3 | 14545 | 1840024081 | [10 empty] | ScottsburgNY
Talmage | Talmage | KS | Kansas | 20041 | Dickinson | 39.0269 | -97.2598 | 112 | 440 | polygon | FALSE | FALSE | America/Chicago | 3 | 67482 | 1840024538 | [10 empty] | TalmageKS
Bridgeville | Bridgeville | NJ | New Jersey | 34041 | Warren | 40.8371 | -75.0244 | 112 | 226 | polygon | FALSE | FALSE | America/New_York | 3 | 7823 | 1840033235 | [10 empty] | BridgevilleNJ
Eagle River | Eagle River | MI | Michigan | 26083 | Keweenaw | 47.41 | -88.2644 | 112 | 6 | polygon | FALSE | FALSE | America/Detroit | 3 | 49950 | 1840027031 | [10 empty] | Eagle RiverMI
Liberty | Liberty | KS | Kansas | 20125 | Montgomery | 37.1564 | -95.5977 | 111 | 170 | polygon | FALSE | TRUE | America/Chicago | 3 | 67351 | 1840008763 | [10 empty] | LibertyKS
Monmouth | Monmouth | CA | California | 6019 | Fresno | 36.5656 | -119.7405 | 111 | 139 | polygon | FALSE | FALSE | America/Los_Angeles | 3 | 93725 | 1840026841 | [10 empty] | MonmouthCA
Harmon | Harmon | IL | Illinois | 17103 | Lee | 41.7195 | -89.556 | 111 | 286 | polygon | FALSE | TRUE | America/Chicago | 3 | 61042 | 1840011427 | [10 empty] | HarmonIL
Rose Farm | Rose Farm | OH | Ohio | 39115 | Morgan | 39.7359 | -82.0779 | 111 | 294 | polygon | FALSE | FALSE | America/New_York | 3 | 43731 | 1840034351 | [10 empty] | Rose FarmOH
Parksville | Parksville | SC | South Carolina | 45065 | McCormick | 33.7866 | -82.2173 | 111 | 58 | polygon | FALSE | TRUE | America/New_York | 3 | 29845 29844 | 1840016752 | [10 empty] | ParksvilleSC
Cal-Nev-Ari | Cal-Nev-Ari | NV | Nevada | 32003 | Clark | 35.2996 | -114.8777 | 111 | 18 | polygon | FALSE | FALSE | America/Los_Angeles | 3 | 89039 | 1840017686 | [10 empty] | Cal-Nev-AriNV
Junction | Junction | IL | Illinois | 17059 | Gallatin | 37.7234 | -88.2382 | 111 | 51 | polygon | FALSE | TRUE | America/Chicago | 3 | 62954 | 1840012968 | [10 empty] | JunctionIL
Foxhome | Foxhome | MN | Minnesota | 27167 | Wilkin | 46.2769 | -96.3122 | 111 | 115 | polygon | FALSE | TRUE | America/Chicago | 3 | 56543 | 1840007749 | [10 empty] | FoxhomeMN
Lake Henry | Lake Henry | MN | Minnesota | 27145 | Stearns | 45.4619 | -94.7965 | 111 | 216 | polygon | FALSE | TRUE | America/Chicago | 3 | 56362 | 1840007785 | [10 empty] | Lake HenryMN
Galloway | Galloway | WV | West Virginia | 54001 | Barbour | 39.2339 | -80.1277 | 111 | 68 | polygon | FALSE | FALSE | America/New_York | 3 | 26347 26349 | 1840025624 | [10 empty] | GallowayWV
East Verde Estates | East Verde Estates | AZ | Arizona | 4007 | Gila | 34.2983 | -111.3645 | 111 | 17 | polygon | FALSE | TRUE | America/Phoenix | 3 | 85541 | 1840075337 | [10 empty] | East Verde EstatesAZ
Orrtanna | Orrtanna | PA | Pennsylvania | 42001 | Adams | 39.846 | -77.359 | 111 | 222 | polygon | FALSE | FALSE | America/New_York | 3 | 17353 | 1840005546 | [10 empty] | OrrtannaPA
Pie Town | Pie Town | NM | New Mexico | 35003 | Catron | 34.34 | -108.1708 | 111 | 0 | polygon | FALSE | FALSE | America/Denver | 3 | 87827 | 1840025026 | [10 empty] | Pie TownNM
Barneston | Barneston | NE | Nebraska | 31067 | Gage | 40.0488 | -96.5735 | 111 | 175 | polygon | FALSE | TRUE | America/Chicago | 3 | 68309 | 1840012160 | [10 empty] | BarnestonNE
Foster | Foster | MO | Missouri | 29013 | Bates | 38.1664 | -94.5079 | 111 | 90 | polygon | FALSE | TRUE | America/Chicago | 3 | 64745 64779 | 1840012916 | [10 empty] | FosterMO
Sycamore | Sycamore | OK | Oklahoma | 40041 | Delaware | 36.394 | -94.716 | 111 | 10 | polygon | FALSE | FALSE | America/Chicago | 3 | 74346 | 1840034591 | [10 empty] | SycamoreOK
Seven Springs | Seven Springs | NC | North Carolina | 37191 | Wayne | 35.2248 | -77.8452 | 111 | 126 | polygon | FALSE | TRUE | America/New_York | 3 | 28578 | 1840017836 | [10 empty] | Seven SpringsNC
Lynnville | Lynnville | IL | Illinois | 17137 | Morgan | 39.6857 | -90.346 | 111 | 554 | polygon | FALSE | TRUE | America/Chicago | 3 | 62650 | 1840012512 | [10 empty] | LynnvilleIL
Chickamaw Beach | Chickamaw Beach | MN | Minnesota | 27021 | Cass | 46.7452 | -94.3844 | 111 | 19 | polygon | FALSE | TRUE | America/Chicago | 3 | 56474 | 1840006621 | [10 empty] | Chickamaw BeachMN
Roderfield | Roderfield | WV | West Virginia | 54047 | McDowell | 37.4501 | -81.7029 | 111 | 161 | polygon | FALSE | FALSE | America/New_York | 3 | 24844 24881 | 1840025736 | [10 empty] | RoderfieldWV
Bell Center | Bell Center | WI | Wisconsin | 55023 | Crawford | 43.2916 | -90.8257 | 111 | 7 | polygon | FALSE | TRUE | America/Chicago | 3 | 54631 | 1840002886 | [10 empty] | Bell CenterWI
Woodruff | Woodruff | AZ | Arizona | 4017 | Navajo | 34.7843 | -110.0366 | 111 | 7 | polygon | FALSE | FALSE | America/Phoenix | 3 | 85942 86025 | 1840022588 | [10 empty] | WoodruffAZ
Sulphur Springs | Sulphur Springs | OH | Ohio | 39033 | Crawford | 40.8722 | -82.8765 | 111 | 178 | polygon | FALSE | FALSE | America/New_York | 3 | 44881 44820 | 1840026387 | [10 empty] | Sulphur SpringsOH
Scottville | Scottville | IL | Illinois | 17117 | Macoupin | 39.4777 | -90.1038 | 110 | 42 | polygon | FALSE | TRUE | America/Chicago | 3 | 62674 62683 | 1840012661 | [10 empty] | ScottvilleIL
Floyd | Floyd | NM | New Mexico | 35041 | Roosevelt | 34.229 | -103.552 | 110 | 13 | polygon | FALSE | TRUE | America/Denver | 3 | 88130 88118 | 1840022839 | [10 empty] | FloydNM
Terlingua | Terlingua | TX | Texas | 48043 | Brewster | 29.2991 | -103.5795 | 110 | 3 | polygon | FALSE | FALSE | America/Chicago | 3 | 79852 | 1840025121 | [10 empty] | TerlinguaTX
Westwood | Westwood | IA | Iowa | 19087 | Henry | 40.9648 | -91.6266 | 110 | 278 | polygon | FALSE | TRUE | America/Chicago | 3 | 52641 | 1840010314 | [10 empty] | WestwoodIA
Memphis | Memphis | NE | Nebraska | 31155 | Saunders | 41.0946 | -96.4333 | 110 | 488 | polygon | FALSE | TRUE | America/Chicago | 3 | 68042 | 1840011636 | [10 empty] | MemphisNE
Harper | Harper | IA | Iowa | 19107 | Keokuk | 41.3637 | -92.0509 | 110 | 478 | polygon | FALSE | TRUE | America/Chicago | 3 | 52231 | 1840007107 | [10 empty] | HarperIA
Melstone | Melstone | MT | Montana | 30065 | Musselshell | 46.5987 | -107.8682 | 110 | 69 | polygon | FALSE | TRUE | America/Denver | 3 | 59054 | 1840022322 | [10 empty] | MelstoneMT
Ware Place | Ware Place | SC | South Carolina | 45045 | Greenville | 34.6266 | -82.3881 | 110 | 46 | polygon | FALSE | FALSE | America/New_York | 3 | 29669 | 1840026954 | [10 empty] | Ware PlaceSC
Federal Dam | Federal Dam | MN | Minnesota | 27021 | Cass | 47.2407 | -94.2192 | 110 | 22 | polygon | FALSE | TRUE | America/Chicago | 3 | 56641 | 1840007721 | [10 empty] | Federal DamMN
Highland Beach | Highland Beach | MD | Maryland | 24003 | Anne Arundel | 38.9312 | -76.466 | 110 | 620 | polygon | FALSE | TRUE | America/New_York | 3 | 21403 | 1840014944 | [10 empty] | Highland BeachMD
Macon | Macon | NC | North Carolina | 37185 | Warren | 36.4396 | -78.0839 | 110 | 90 | polygon | FALSE | TRUE | America/New_York | 3 | 27551 | 1840016036 | [10 empty] | MaconNC
Ridgeville | Ridgeville | AL | Alabama | 1055 | Etowah | 34.0569 | -86.1029 | 110 | 51 | polygon | FALSE | TRUE | America/Chicago | 3 | 35954 | 1840017966 | [10 empty] | RidgevilleAL
Stanley | Stanley | LA | Louisiana | 22031 | De Soto | 31.9609 | -93.8995 | 110 | 19 | polygon | FALSE | TRUE | America/Chicago | 3 | 71032 71052 71049 | 1840018122 | [10 empty] | StanleyLA
Orme | Orme | TN | Tennessee | 47115 | Marion | 35.0147 | -85.8048 | 110 | 10 | polygon | FALSE | TRUE | America/Chicago | 3 | 37380 | 1840016431 | [10 empty] | OrmeTN
Donegal | Donegal | PA | Pennsylvania | 42129 | Westmoreland | 40.112 | -79.3808 | 110 | 186 | polygon | FALSE | TRUE | America/New_York | 3 | 15628 | 1840001134 | [10 empty] | DonegalPA
Buchanan | Buchanan | ND | North Dakota | 38093 | Stutsman | 47.0626 | -98.829 | 110 | 557 | polygon | FALSE | TRUE | America/Chicago | 3 | 58420 | 1840000152 | [10 empty] | BuchananND
Kirby | Kirby | OH | Ohio | 39175 | Wyandot | 40.8135 | -83.4194 | 110 | 394 | polygon | FALSE | TRUE | America/New_York | 3 | 43330 | 1840011886 | [10 empty] | KirbyOH
St. Charles | St. Charles | VA | Virginia | 51105 | Lee | 36.8052 | -83.0575 | 110 | 240 | polygon | FALSE | TRUE | America/New_York | 3 | 24282 | 1840006536 | [10 empty] | St. CharlesVA
Brayton | Brayton | IA | Iowa | 19009 | Audubon | 41.5448 | -94.9303 | 110 | 68 | polygon | FALSE | TRUE | America/Chicago | 3 | 50042 | 1840004798 | [10 empty] | BraytonIA
Birney | Birney | MT | Montana | 30087 | Rosebud | 45.4155 | -106.4934 | 110 | 2 | polygon | FALSE | FALSE | America/Denver | 3 | 59043 59012 | 1840017372 | [10 empty] | BirneyMT
Rutledge | Rutledge | MO | Missouri | 29199 | Scotland | 40.314 | -92.0876 | 110 | 319 | polygon | FALSE | TRUE | America/Chicago | 3 | 63563 | 1840010404 | [10 empty] | RutledgeMO
Biscay | Biscay | MN | Minnesota | 27085 | McLeod | 44.8261 | -94.274 | 110 | 596 | polygon | FALSE | TRUE | America/Chicago | 3 | 55336 | 1840006755 | [10 empty] | BiscayMN
Benjamin Perez | Benjamin Perez | TX | Texas | 48427 | Starr | 26.406 | -98.8997 | 110 | 2026 | polygon | FALSE | TRUE | America/Chicago | 2 | 78582 | 1840040643 | [10 empty] | Benjamin PerezTX
Taylor | Taylor | WY | Wyoming | 56023 | Lincoln | 42.0703 | -110.9899 | 110 | 16 | polygon | FALSE | TRUE | America/Denver | 3 | 83114 | 1840037361 | [10 empty] | TaylorWY
Daisy | Daisy | AR | Arkansas | 5109 | Pike | 34.2349 | -93.7406 | 110 | 37 | polygon | FALSE | TRUE | America/Chicago | 3 | 71950 | 1840016691 | [10 empty] | DaisyAR
Fairford | Fairford | AL | Alabama | 1129 | Washington | 31.178 | -88.0728 | 110 | 13 | polygon | FALSE | FALSE | America/Chicago | 3 | 36553 | 1840025957 | [10 empty] | FairfordAL
Bon Air | Bon Air | AL | Alabama | 1121 | Talladega | 33.2621 | -86.3319 | 110 | 32 | polygon | FALSE | TRUE | America/Chicago | 3 | 35150 35044 35032 | 1840015699 | [10 empty] | Bon AirAL
Hartsburg | Hartsburg | MO | Missouri | 29019 | Boone | 38.697 | -92.3072 | 110 | 200 | polygon | FALSE | TRUE | America/Chicago | 3 | 65039 | 1840010687 | [10 empty] | HartsburgMO
Crisman | Crisman | CO | Colorado | 8013 | Boulder | 40.0416 | -105.3675 | 110 | 29 | polygon | FALSE | FALSE | America/Denver | 3 | 80302 | 1840028436 | [10 empty] | CrismanCO
Tullahassee | Tullahassee | OK | Oklahoma | 40145 | Wagoner | 35.8418 | -95.4387 | 110 | 70 | polygon | FALSE | TRUE | America/Chicago | 3 | 74454 | 1840022704 | [10 empty] | TullahasseeOK
Melvina | Melvina | WI | Wisconsin | 55081 | Monroe | 43.8024 | -90.7815 | 110 | 87 | polygon | FALSE | TRUE | America/Chicago | 3 | 54619 | 1840002572 | [10 empty] | MelvinaWI
Vernon | Vernon | CA | California | 6037 | Los Angeles | 34.0019 | -118.2106 | 110 | 8 | polygon | FALSE | TRUE | America/Los_Angeles | 3 | 90058 | 1840021874 | [10 empty] | VernonCA
Egypt | Egypt | AR | Arkansas | 5031 | Craighead | 35.8676 | -90.9457 | 109 | 125 | polygon | FALSE | TRUE | America/Chicago | 3 | 72427 | 1840016238 | [10 empty] | EgyptAR
Waverly | Waverly | WA | Washington | 53063 | Spokane | 47.3381 | -117.2312 | 109 | 101 | polygon | FALSE | TRUE | America/Los_Angeles | 3 | 99012 99039 | 1840022291 | [10 empty] | WaverlyWA
Lanesboro | Lanesboro | IA | Iowa | 19027 | Carroll | 42.1827 | -94.6921 | 109 | 56 | polygon | FALSE | TRUE | America/Chicago | 3 | 51451 51453 51443 | 1840008117 | [10 empty] | LanesboroIA
Belden | Belden | NE | Nebraska | 31027 | Cedar | 42.4116 | -97.2077 | 109 | 282 | polygon | FALSE | TRUE | America/Chicago | 3 | 68717 | 1840011069 | [10 empty] | BeldenNE
Port Heiden | Port Heiden | AK | Alaska | 2164 | Lake and Peninsula | 56.9426 | -158.6047 | 109 | 0 | polygon | FALSE | TRUE | America/Anchorage | 3 | 99549 | 1840000498 | [10 empty] | Port HeidenAK
New Haven | New Haven | IA | Iowa | 19131 | Mitchell | 43.2839 | -92.6422 | 109 | 21 | polygon | FALSE | FALSE | America/Chicago | 3 | 50461 | 1840024040 | [10 empty] | New HavenIA
Chalkyitsik | Chalkyitsik | AK | Alaska | 2290 | Yukon-Koyukuk | 66.6468 | -143.7822 | 109 | 4 | polygon | FALSE | FALSE | America/Anchorage | 3 | 99788 | 1840023434 | [10 empty] | ChalkyitsikAK
Opal | Opal | WY | Wyoming | 56023 | Lincoln | 41.768 | -110.3242 | 109 | 106 | polygon | FALSE | TRUE | America/Denver | 3 | 83124 | 1840022362 | [10 empty] | OpalWY
Marietta | Marietta | IL | Illinois | 17057 | Fulton | 40.4995 | -90.3931 | 109 | 153 | polygon | FALSE | TRUE | America/Chicago | 3 | 61459 | 1840012016 | [10 empty] | MariettaIL
Crook | Crook | CO | Colorado | 8075 | Logan | 40.8588 | -102.8015 | 109 | 312 | polygon | FALSE | TRUE | America/Denver | 3 | 80726 | 1840021378 | [10 empty] | CrookCO
Williams | Williams | SC | South Carolina | 45029 | Colleton | 33.0341 | -80.8429 | 109 | 49 | polygon | FALSE | TRUE | America/New_York | 3 | 29493 | 1840016903 | [10 empty] | WilliamsSC
Clifton Hill | Clifton Hill | MO | Missouri | 29175 | Randolph | 39.4388 | -92.6642 | 109 | 244 | polygon | FALSE | TRUE | America/Chicago | 3 | 65244 | 1840007339 | [10 empty] | Clifton HillMO
Milledgeville | Milledgeville | OH | Ohio | 39047 | Fayette | 39.5934 | -83.5878 | 109 | 422 | polygon | FALSE | TRUE | America/New_York | 3 | 43160 43142 | 1840012574 | [10 empty] | MilledgevilleOH
Durham | Durham | KS | Kansas | 20115 | Marion | 38.4845 | -97.2269 | 109 | 241 | polygon | FALSE | TRUE | America/Chicago | 3 | 67438 | 1840008638 | [10 empty] | DurhamKS
Roscoe | Roscoe | NE | Nebraska | 31101 | Keith | 41.1317 | -101.5853 | 109 | 267 | polygon | FALSE | FALSE | America/Denver | 3 | 69153 | 1840024163 | [10 empty] | RoscoeNE
Aldora | Aldora | GA | Georgia | 13171 | Lamar | 33.0509 | -84.1759 | 109 | 176 | polygon | FALSE | TRUE | America/New_York | 3 | 30204 | 1840015756 | [10 empty] | AldoraGA
Martinsburg | Martinsburg | IA | Iowa | 19107 | Keokuk | 41.1786 | -92.2519 | 109 | 112 | polygon | FALSE | TRUE | America/Chicago | 3 | 52563 | 1840008217 | [10 empty] | MartinsburgIA
Bridgeport | Bridgeport | OK | Oklahoma | 40015 | Caddo | 35.5476 | -98.3775 | 109 | 78 | polygon | FALSE | TRUE | America/Chicago | 3 | 73047 | 1840019160 | [10 empty] | BridgeportOK
Aripeka | Aripeka | FL | Florida | 12101 | Pasco | 28.4308 | -82.6669 | 109 | 51 | polygon | FALSE | FALSE | America/New_York | 3 | 34607 34667 34679 | 1840025149 | [10 empty] | AripekaFL
Alder | Alder | MT | Montana | 30057 | Madison | 45.3216 | -112.1093 | 109 | 20 | polygon | FALSE | FALSE | America/Denver | 3 | 59749 59710 | 1840017409 | [10 empty] | AlderMT
Detmold | Detmold | MD | Maryland | 24001 | Allegany | 39.5572 | -78.991 | 109 | 268 | polygon | FALSE | FALSE | America/New_York | 3 | 21539 | 1840031333 | [10 empty] | DetmoldMD
Heathsville | Heathsville | VA | Virginia | 51133 | Northumberland | 37.92 | -76.4785 | 109 | 10 | polygon | FALSE | FALSE | America/New_York | 3 | 22473 | 1840026795 | [10 empty] | HeathsvilleVA
Loretto | Loretto | NE | Nebraska | 31011 | Boone | 41.7635 | -98.0817 | 109 | 150 | polygon | FALSE | FALSE | America/Chicago | 3 | 68652 68620 | 1840025513 | [10 empty] | LorettoNE
Frenchtown-Rumbly | Frenchtown-Rumbly | MD | Maryland | 24039 | Somerset | 38.0831 | -75.8521 | 109 | 11 | polygon | FALSE | TRUE | America/New_York | 3 | 21871 | 1840035183 | [10 empty] | Frenchtown-RumblyMD
Smithville | Smithville | OK | Oklahoma | 40089 | McCurtain | 34.4689 | -94.6462 | 109 | 38 | polygon | FALSE | TRUE | America/Chicago | 3 | 74957 | 1840022853 | [10 empty] | SmithvilleOK
West Amana | West Amana | IA | Iowa | 19095 | Iowa | 41.8082 | -91.9652 | 109 | 154 | polygon | FALSE | FALSE | America/Chicago | 3 | 52203 | 1840026252 | [10 empty] | West AmanaIA
Bivalve | Bivalve | MD | Maryland | 24045 | Wicomico | 38.3059 | -75.8834 | 109 | 32 | polygon | FALSE | FALSE | America/New_York | 3 | 21865 21814 | 1840024665 | [10 empty] | BivalveMD
Minneiska | Minneiska | MN | Minnesota | 27169 | Winona | 44.1975 | -91.8763 | 108 | 82 | polygon | FALSE | TRUE | America/Chicago | 3 | 55910 | 1840007901 | [10 empty] | MinneiskaMN
McDonald | McDonald | NC | North Carolina | 37155 | Robeson | 34.5537 | -79.1764 | 108 | 163 | polygon | FALSE | TRUE | America/New_York | 3 | 28340 | 1840016537 | [10 empty] | McDonaldNC
Acme | Acme | WA | Washington | 53073 | Whatcom | 48.7145 | -122.2293 | 108 | 6 | polygon | FALSE | FALSE | America/Los_Angeles | 3 | 98220 | 1840017288 | [10 empty] | AcmeWA
McFarlan | McFarlan | NC | North Carolina | 37007 | Anson | 34.8148 | -79.9766 | 108 | 45 | polygon | FALSE | TRUE | America/New_York | 3 | 28102 28119 | 1840016448 | [10 empty] | McFarlanNC
Tunnel City | Tunnel City | WI | Wisconsin | 55081 | Monroe | 44.005 | -90.5679 | 108 | 134 | polygon | FALSE | FALSE | America/Chicago | 3 | 54660 | 1840024275 | [10 empty] | Tunnel CityWI
Buckeye | Buckeye | IA | Iowa | 19083 | Hardin | 42.4195 | -93.3758 | 108 | 42 | polygon | FALSE | TRUE | America/Chicago | 3 | 50006 | 1840006959 | [10 empty] | BuckeyeIA
Toyah | Toyah | TX | Texas | 48389 | Reeves | 31.3125 | -103.7946 | 108 | 25 | polygon | FALSE | TRUE | America/Chicago | 3 | 79785 | 1840023113 | [10 empty] | ToyahTX
Spaulding | Spaulding | CA | California | 6035 | Lassen | 40.6557 | -120.7863 | 108 | 12 | polygon | FALSE | TRUE | America/Los_Angeles | 3 | 96130 | 1840076249 | [10 empty] | SpauldingCA
South Fork Estates | South Fork Estates | TX | Texas | 48247 | Jim Hogg | 27.2697 | -98.7239 | 108 | 12 | polygon | FALSE | FALSE | America/Chicago | 3 | 78361 | 1840037079 | [10 empty] | South Fork EstatesTX
Newburg | Newburg | ND | North Dakota | 38009 | Bottineau | 48.7139 | -100.9127 | 108 | 296 | polygon | FALSE | TRUE | America/Chicago | 3 | 58762 | 1840000009 | [10 empty] | NewburgND
Cromwell | Cromwell | IA | Iowa | 19175 | Union | 41.0404 | -94.4618 | 108 | 143 | polygon | FALSE | TRUE | America/Chicago | 3 | 50842 50801 | 1840007158 | [10 empty] | CromwellIA
Tennessee | Tennessee | IL | Illinois | 17109 | McDonough | 40.4114 | -90.8362 | 108 | 98 | polygon | FALSE | TRUE | America/Chicago | 3 | 62374 | 1840012114 | [10 empty] | TennesseeIL
Melbeta | Melbeta | NE | Nebraska | 31157 | Scotts Bluff | 41.7819 | -103.5171 | 108 | 434 | polygon | FALSE | TRUE | America/Denver | 3 | 69355 | 1840011395 | [10 empty] | MelbetaNE
Kenton Vale | Kenton Vale | KY | Kentucky | 21117 | Kenton | 39.0514 | -84.5199 | 108 | 779 | polygon | FALSE | TRUE | America/New_York | 3 | 41015 | 1840014268 | [10 empty] | Kenton ValeKY
Baldwin | Baldwin | IA | Iowa | 19097 | Jackson | 42.0731 | -90.8385 | 108 | 109 | polygon | FALSE | TRUE | America/Chicago | 3 | 52207 | 1840006980 | [10 empty] | BaldwinIA
Dacoma | Dacoma | OK | Oklahoma | 40151 | Woods | 36.6596 | -98.5635 | 108 | 79 | polygon | FALSE | TRUE | America/Chicago | 3 | 73731 | 1840021596 | [10 empty] | DacomaOK
Herbster | Herbster | WI | Wisconsin | 55007 | Bayfield | 46.8421 | -91.2419 | 108 | 7 | polygon | FALSE | FALSE | America/Chicago | 3 | 54844 | 1840026070 | [10 empty] | HerbsterWI
Promise City | Promise City | IA | Iowa | 19185 | Wayne | 40.7473 | -93.1498 | 108 | 220 | polygon | FALSE | TRUE | America/Chicago | 3 | 52583 | 1840009396 | [10 empty] | Promise CityIA
Chical | Chical | NM | New Mexico | 35061 | Valencia | 34.8657 | -106.667 | 108 | 51 | polygon | FALSE | FALSE | America/Denver | 3 | 87068 | 1840024993 | [10 empty] | ChicalNM
Rosalia | Rosalia | KS | Kansas | 20015 | Butler | 37.8158 | -96.625 | 108 | 32 | polygon | FALSE | FALSE | America/Chicago | 3 | 67042 67132 | 1840026791 | [10 empty] | RosaliaKS
Pawleys Island | Pawleys Island | SC | South Carolina | 45043 | Georgetown | 33.427 | -79.1245 | 108 | 59 | polygon | FALSE | TRUE | America/New_York | 3 | 29585 | 1840016814 | [10 empty] | Pawleys IslandSC
Seville | Seville | GA | Georgia | 13315 | Wilcox | 31.9607 | -83.6012 | 108 | 49 | polygon | FALSE | FALSE | America/New_York | 3 | 31084 31072 | 1840025929 | [10 empty] | SevilleGA
Emington | Emington | IL | Illinois | 17105 | Livingston | 40.9694 | -88.3578 | 108 | 493 | polygon | FALSE | TRUE | America/Chicago | 3 | 60934 | 1840011784 | [10 empty] | EmingtonIL
Comstock | Comstock | MN | Minnesota | 27027 | Clay | 46.6596 | -96.7466 | 108 | 181 | polygon | FALSE | TRUE | America/Chicago | 3 | 56525 | 1840006633 | [10 empty] | ComstockMN
Furnace Creek | Furnace Creek | CA | California | 6027 | Inyo | 36.4277 | -116.8747 | 108 | 1 | polygon | FALSE | FALSE | America/Los_Angeles | 3 | 92328 | 1840028343 | [10 empty] | Furnace CreekCA
Antoine | Antoine | AR | Arkansas | 5109 | Pike | 34.0343 | -93.4226 | 108 | 81 | polygon | FALSE | TRUE | America/Chicago | 3 | 71922 | 1840015583 | [10 empty] | AntoineAR
Vidette | Vidette | GA | Georgia | 13033 | Burke | 33.0376 | -82.2474 | 107 | 42 | polygon | FALSE | TRUE | America/New_York | 3 | 30830 30434 | 1840015741 | [10 empty] | VidetteGA
Addington | Addington | OK | Oklahoma | 40067 | Jefferson | 34.2431 | -97.9661 | 107 | 174 | polygon | FALSE | TRUE | America/Chicago | 3 | 73520 | 1840021919 | [10 empty] | AddingtonOK
Dodson | Dodson | TX | Texas | 48087 | Collingsworth | 34.7654 | -100.0204 | 107 | 67 | polygon | FALSE | TRUE | America/Chicago | 3 | 79230 | 1840021823 | [10 empty] | DodsonTX
Brandt | Brandt | SD | South Dakota | 46039 | Deuel | 44.6669 | -96.6252 | 107 | 32 | polygon | FALSE | TRUE | America/Chicago | 3 | 57218 | 1840002272 | [10 empty] | BrandtSD
Vilas | Vilas | CO | Colorado | 8009 | Baca | 37.3737 | -102.4474 | 107 | 323 | polygon | FALSE | TRUE | America/Denver | 3 | 81087 | 1840022553 | [10 empty] | VilasCO
Ventana | Ventana | AZ | Arizona | 4019 | Pima | 32.4681 | -112.2434 | 107 | 39 | polygon | FALSE | FALSE | America/Phoenix | 3 | 85634 85321 | 1840023080 | [10 empty] | VentanaAZ
Stockholm | Stockholm | SD | South Dakota | 46051 | Grant | 45.1018 | -96.7998 | 107 | 95 | polygon | FALSE | TRUE | America/Chicago | 3 | 57264 | 1840001585 | [10 empty] | StockholmSD
Dotyville | Dotyville | OK | Oklahoma | 40115 | Ottawa | 36.8514 | -94.9097 | 107 | 89 | polygon | FALSE | FALSE | America/Chicago | 3 | 74354 | 1840018982 | [10 empty] | DotyvilleOK
Crane | Crane | OR | Oregon | 41025 | Harney | 43.4179 | -118.5874 | 107 | 3 | polygon | FALSE | FALSE | America/Los_Angeles | 3 | 97732 97720 | 1840025400 | [10 empty] | CraneOR
Marseilles | Marseilles | OH | Ohio | 39175 | Wyandot | 40.7012 | -83.3923 | 107 | 423 | polygon | FALSE | TRUE | America/New_York | 3 | 43351 | 1840011887 | [10 empty] | MarseillesOH
Arion | Arion | IA | Iowa | 19047 | Crawford | 41.9482 | -95.4623 | 107 | 87 | polygon | FALSE | TRUE | America/Chicago | 3 | 51528 51520 | 1840007005 | [10 empty] | ArionIA
Mayfield | Mayfield | KS | Kansas | 20191 | Sumner | 37.263 | -97.5403 | 107 | 139 | polygon | FALSE | TRUE | America/Chicago | 3 | 67103 | 1840008747 | [10 empty] | MayfieldKS
Bock | Bock | MN | Minnesota | 27095 | Mille Lacs | 45.7845 | -93.5528 | 107 | 246 | polygon | FALSE | TRUE | America/Chicago | 3 | 56353 56313 | 1840006674 | [10 empty] | BockMN
Republic | Republic | KS | Kansas | 20157 | Republic | 39.9239 | -97.8245 | 107 | 177 | polygon | FALSE | TRUE | America/Chicago | 3 | 66964 | 1840009502 | [10 empty] | RepublicKS
Wiota | Wiota | IA | Iowa | 19029 | Cass | 41.401 | -94.8875 | 107 | 130 | polygon | FALSE | TRUE | America/Chicago | 3 | 50274 | 1840010266 | [10 empty] | WiotaIA
Minturn | Minturn | AR | Arkansas | 5075 | Lawrence | 35.9766 | -91.0272 | 107 | 72 | polygon | FALSE | TRUE | America/Chicago | 3 | 72433 72445 | 1840016134 | [10 empty] | MinturnAR
Dwale | Dwale | KY | Kentucky | 21071 | Floyd | 37.6254 | -82.7277 | 107 | 67 | polygon | FALSE | FALSE | America/New_York | 3 | 41621 | 1840030436 | [10 empty] | DwaleKY
Friendsville | Friendsville | PA | Pennsylvania | 42115 | Susquehanna | 41.9179 | -76.0477 | 107 | 27 | polygon | FALSE | TRUE | America/New_York | 3 | 18818 | 1840003319 | [10 empty] | FriendsvillePA
Humphreys | Humphreys | MO | Missouri | 29211 | Sullivan | 40.1252 | -93.3196 | 107 | 165 | polygon | FALSE | TRUE | America/Chicago | 3 | 64646 | 1840012240 | [10 empty] | HumphreysMO
Calverton | Calverton | VA | Virginia | 51061 | Fauquier | 38.6355 | -77.6661 | 107 | 9 | polygon | FALSE | FALSE | America/New_York | 3 | 20119 22728 20138 | 1840024590 | [10 empty] | CalvertonVA
Blackburn | Blackburn | OK | Oklahoma | 40117 | Pawnee | 36.3731 | -96.5965 | 107 | 139 | polygon | FALSE | TRUE | America/Chicago | 3 | 74058 | 1840021655 | [10 empty] | BlackburnOK
Tioga | Tioga | WV | West Virginia | 54067 | Nicholas | 38.422 | -80.6548 | 107 | 66 | polygon | FALSE | FALSE | America/New_York | 3 | 26691 | 1840025670 | [10 empty] | TiogaWV
Felt | Felt | OK | Oklahoma | 40025 | Cimarron | 36.5633 | -102.7946 | 107 | 78 | polygon | FALSE | FALSE | America/Chicago | 3 | 73937 | 1840026903 | [10 empty] | FeltOK
Terlton | Terlton | OK | Oklahoma | 40117 | Pawnee | 36.1857 | -96.4904 | 107 | 165 | polygon | FALSE | TRUE | America/Chicago | 3 | 74081 | 1840022663 | [10 empty] | TerltonOK
Loomis | Loomis | WA | Washington | 53047 | Okanogan | 48.8235 | -119.6398 | 107 | 47 | polygon | FALSE | FALSE | America/Los_Angeles | 3 | 98827 | 1840025235 | [10 empty] | LoomisWA
Blanco | Blanco | OK | Oklahoma | 40121 | Pittsburg | 34.7507 | -95.7736 | 107 | 63 | polygon | FALSE | FALSE | America/Chicago | 3 | 74528 | 1840034416 | [10 empty] | BlancoOK
Celeryville | Celeryville | OH | Ohio | 39077 | Huron | 41.0287 | -82.7273 | 107 | 79 | polygon | FALSE | FALSE | America/New_York | 3 | 44890 | 1840026342 | [10 empty] | CeleryvilleOH
Pulaski | Pulaski | OH | Ohio | 39171 | Williams | 41.5108 | -84.5079 | 107 | 263 | polygon | FALSE | FALSE | America/New_York | 3 | 43506 | 1840026277 | [10 empty] | PulaskiOH
Fallon | Fallon | MT | Montana | 30079 | Prairie | 46.8373 | -105.127 | 107 | 8 | polygon | FALSE | FALSE | America/Denver | 3 | 59326 59349 | 1840017367 | [10 empty] | FallonMT
Hope | Hope | NM | New Mexico | 35015 | Eddy | 32.8159 | -104.7371 | 106 | 33 | polygon | FALSE | TRUE | America/Denver | 3 | 88250 | 1840023032 | [10 empty] | HopeNM
Corona | Corona | SD | South Dakota | 46109 | Roberts | 45.3352 | -96.7646 | 106 | 161 | polygon | FALSE | TRUE | America/Chicago | 3 | 57227 | 1840000264 | [10 empty] | CoronaSD
Corn Creek | Corn Creek | SD | South Dakota | 46095 | Mellette | 43.5744 | -101.2059 | 106 | 20 | polygon | FALSE | FALSE | America/Chicago | 3 | 57560 | 1840024013 | [10 empty] | Corn CreekSD
Cornucopia | Cornucopia | WI | Wisconsin | 55007 | Bayfield | 46.8566 | -91.1082 | 106 | 18 | polygon | FALSE | FALSE | America/Chicago | 3 | 54827 | 1840026067 | [10 empty] | CornucopiaWI
Cedar | Cedar | MI | Michigan | 26089 | Leelanau | 44.8467 | -85.7942 | 106 | 227 | polygon | FALSE | FALSE | America/Detroit | 3 | 49621 | 1840025196 | [10 empty] | CedarMI
Harbor View | Harbor View | OH | Ohio | 39095 | Lucas | 41.6933 | -83.4447 | 106 | 1764 | polygon | FALSE | TRUE | America/New_York | 3 | 43616 43434 | 1840000568 | [10 empty] | Harbor ViewOH
Leadore | Leadore | ID | Idaho | 16059 | Lemhi | 44.6801 | -113.3593 | 106 | 132 | polygon | FALSE | TRUE | America/Boise | 3 | 83464 | 1840019945 | [10 empty] | LeadoreID
Lasker | Lasker | NC | North Carolina | 37131 | Northampton | 36.3502 | -77.3058 | 106 | 36 | polygon | FALSE | TRUE | America/New_York | 3 | 27845 | 1840016040 | [10 empty] | LaskerNC
Squaw Lake | Squaw Lake | MN | Minnesota | 27061 | Itasca | 47.6275 | -94.1381 | 106 | 50 | polygon | FALSE | TRUE | America/Chicago | 3 | 56681 | 1840008830 | [10 empty] | Squaw LakeMN
Ohiowa | Ohiowa | NE | Nebraska | 31059 | Fillmore | 40.4136 | -97.4524 | 106 | 164 | polygon | FALSE | TRUE | America/Chicago | 3 | 68416 | 1840012052 | [10 empty] | OhiowaNE
Somers | Somers | IA | Iowa | 19025 | Calhoun | 42.3787 | -94.4309 | 106 | 118 | polygon | FALSE | TRUE | America/Chicago | 3 | 50586 | 1840009117 | [10 empty] | SomersIA
Neville | Neville | OH | Ohio | 39025 | Clermont | 38.8123 | -84.2115 | 106 | 103 | polygon | FALSE | TRUE | America/New_York | 3 | 45156 | 1840012708 | [10 empty] | NevilleOH
Plato | Plato | MO | Missouri | 29215 | Texas | 37.5029 | -92.22 | 106 | 109 | polygon | FALSE | TRUE | America/Chicago | 3 | 65552 | 1840012999 | [10 empty] | PlatoMO
Girdletree | Girdletree | MD | Maryland | 24047 | Worcester | 38.0987 | -75.4004 | 106 | 61 | polygon | FALSE | FALSE | America/New_York | 3 | 21829 | 1840006253 | [10 empty] | GirdletreeMD
Belknap | Belknap | IL | Illinois | 17087 | Johnson | 37.3225 | -88.9405 | 106 | 38 | polygon | FALSE | TRUE | America/Chicago | 3 | 62908 | 1840013002 | [10 empty] | BelknapIL
Brooklyn Heights | Brooklyn Heights | MO | Missouri | 29097 | Jasper | 37.1694 | -94.3855 | 106 | 357 | polygon | FALSE | TRUE | America/Chicago | 3 | 64836 | 1840009914 | [10 empty] | Brooklyn HeightsMO
Interior | Interior | SD | South Dakota | 46071 | Jackson | 43.7269 | -101.9837 | 106 | 30 | polygon | FALSE | TRUE | America/Denver | 3 | 57750 | 1840002586 | [10 empty] | InteriorSD
Carpenter | Carpenter | IA | Iowa | 19131 | Mitchell | 43.415 | -93.0173 | 106 | 255 | polygon | FALSE | TRUE | America/Chicago | 3 | 50426 50472 | 1840006856 | [10 empty] | CarpenterIA
Cowlic | Cowlic | AZ | Arizona | 4019 | Pima | 31.8048 | -111.9877 | 106 | 51 | polygon | FALSE | FALSE | America/Phoenix | 3 | 85634 | 1840023069 | [10 empty] | CowlicAZ
Brock | Brock | NE | Nebraska | 31127 | Nemaha | 40.4804 | -95.9601 | 106 | 130 | polygon | FALSE | TRUE | America/Chicago | 3 | 68320 | 1840010432 | [10 empty] | BrockNE
Ridgely | Ridgely | MO | Missouri | 29165 | Platte | 39.4537 | -94.6402 | 106 | 28 | polygon | FALSE | TRUE | America/Chicago | 3 | 64444 | 1840012631 | [10 empty] | RidgelyMO
New Trier | New Trier | MN | Minnesota | 27037 | Dakota | 44.604 | -92.9328 | 106 | 217 | polygon | FALSE | TRUE | America/Chicago | 3 | 55031 | 1840007856 | [10 empty] | New TrierMN
Pueblito | Pueblito | NM | New Mexico | 35039 | Rio Arriba | 36.0727 | -106.0811 | 106 | 67 | polygon | FALSE | FALSE | America/Denver | 3 | 87566 | 1840024841 | [10 empty] | PueblitoNM
Deerfield | Deerfield | VA | Virginia | 51015 | Augusta | 38.1954 | -79.4105 | 106 | 12 | polygon | FALSE | FALSE | America/New_York | 3 | 24432 | 1840024684 | [10 empty] | DeerfieldVA
Clitherall | Clitherall | MN | Minnesota | 27111 | Otter Tail | 46.2745 | -95.6309 | 106 | 223 | polygon | FALSE | TRUE | America/Chicago | 3 | 56524 | 1840006650 | [10 empty] | ClitherallMN
Sims | Sims | IN | Indiana | 18053 | Grant | 40.5006 | -85.854 | 106 | 41 | polygon | FALSE | FALSE | America/Indiana/Indianapolis | 3 | 46986 | 1840024295 | [10 empty] | SimsIN
Spring Hill | Spring Hill | IN | Indiana | 18097 | Marion | 39.8346 | -86.1926 | 106 | 381 | polygon | FALSE | TRUE | America/Indiana/Indianapolis | 3 | 46228 | 1840030026 | [10 empty] | Spring HillIN
Turnerville | Turnerville | WY | Wyoming | 56023 | Lincoln | 42.8622 | -110.9007 | 106 | 8 | polygon | FALSE | FALSE | America/Denver | 3 | 83112 | 1840018661 | [10 empty] | TurnervilleWY
Colon | Colon | NE | Nebraska | 31155 | Saunders | 41.2982 | -96.6069 | 106 | 313 | polygon | FALSE | TRUE | America/Chicago | 3 | 68018 | 1840011632 | [10 empty] | ColonNE
Loma Linda | Loma Linda | TX | Texas | 48409 | San Patricio | 28.007 | -97.4994 | 106 | 32 | polygon | FALSE | FALSE | America/Chicago | 3 | 78387 | 1840037132 | [10 empty] | Loma LindaTX
Atkinson Mills | Atkinson Mills | PA | Pennsylvania | 42087 | Mifflin | 40.4519 | -77.8053 | 106 | 40 | polygon | FALSE | FALSE | America/New_York | 3 | 17051 | 1840024263 | [10 empty] | Atkinson MillsPA
Century | Century | WV | West Virginia | 54001 | Barbour | 39.1003 | -80.1884 | 106 | 311 | polygon | FALSE | FALSE | America/New_York | 3 | 26201 | 1840025623 | [10 empty] | CenturyWV
Egegik | Egegik | AK | Alaska | 2164 | Lake and Peninsula | 58.2181 | -157.4036 | 106 | 1 | polygon | FALSE | TRUE | America/Anchorage | 3 | 99579 | 1840023294 | [10 empty] | EgegikAK
Revillo | Revillo | SD | South Dakota | 46051 | Grant | 45.0153 | -96.5712 | 105 | 242 | polygon | FALSE | TRUE | America/Chicago | 3 | 57259 | 1840001584 | [10 empty] | RevilloSD
Pisek | Pisek | ND | North Dakota | 38099 | Walsh | 48.3105 | -97.7104 | 105 | 354 | polygon | FALSE | TRUE | America/Chicago | 3 | 58273 | 1840000086 | [10 empty] | PisekND
Hidalgo | Hidalgo | IL | Illinois | 17079 | Jasper | 39.1559 | -88.1491 | 105 | 118 | polygon | FALSE | TRUE | America/Chicago | 3 | 62432 | 1840012758 | [10 empty] | HidalgoIL
Torboy | Torboy | WA | Washington | 53019 | Ferry | 48.6772 | -118.6689 | 105 | 43 | polygon | FALSE | FALSE | America/Los_Angeles | 3 | 99166 | 1840026090 | [10 empty] | TorboyWA
Gaylord | Gaylord | KS | Kansas | 20183 | Smith | 39.6463 | -98.8473 | 105 | 158 | polygon | FALSE | TRUE | America/Chicago | 3 | 67638 | 1840008410 | [10 empty] | GaylordKS
Ten Broeck | Ten Broeck | KY | Kentucky | 21111 | Jefferson | 38.2976 | -85.5806 | 105 | 186 | polygon | FALSE | TRUE | America/New_York | 3 | 40241 | 1840030810 | [10 empty] | Ten BroeckKY
Pocahontas | Pocahontas | MO | Missouri | 29031 | Cape Girardeau | 37.5014 | -89.6398 | 105 | 393 | polygon | FALSE | TRUE | America/Chicago | 3 | 63755 63779 | 1840010859 | [10 empty] | PocahontasMO
Odin | Odin | MN | Minnesota | 27165 | Watonwan | 43.8672 | -94.7427 | 105 | 109 | polygon | FALSE | TRUE | America/Chicago | 3 | 56160 | 1840007922 | [10 empty] | OdinMN
Grass Range | Grass Range | MT | Montana | 30027 | Fergus | 47.0259 | -108.8031 | 105 | 289 | polygon | FALSE | TRUE | America/Denver | 3 | 59032 | 1840021113 | [10 empty] | Grass RangeMT
King and Queen Court House | King and Queen Court House | VA | Virginia | 51097 | King and Queen | 37.6683 | -76.8782 | 105 | 32 | polygon | FALSE | FALSE | America/New_York | 3 | 23085 | 1840026804 | [10 empty] | King and Queen Court HouseVA
Barstow | Barstow | WA | Washington | 53019 | Ferry | 48.7783 | -118.1329 | 105 | 72 | polygon | FALSE | FALSE | America/Los_Angeles | 3 | 99141 | 1840026089 | [10 empty] | BarstowWA
Brandonville | Brandonville | WV | West Virginia | 54077 | Preston | 39.6671 | -79.6277 | 105 | 105 | polygon | FALSE | TRUE | America/New_York | 3 | 26525 | 1840005653 | [10 empty] | BrandonvilleWV
Glenham | Glenham | SD | South Dakota | 46129 | Walworth | 45.533 | -100.2711 | 105 | 124 | polygon | FALSE | TRUE | America/Chicago | 3 | 57631 | 1840002087 | [10 empty] | GlenhamSD
Iago | Iago | TX | Texas | 48481 | Wharton | 29.2665 | -95.963 | 105 | 21 | polygon | FALSE | FALSE | America/Chicago | 3 | 77420 | 1840025143 | [10 empty] | IagoTX
Ackworth | Ackworth | IA | Iowa | 19181 | Warren | 41.3642 | -93.4723 | 105 | 73 | polygon | FALSE | TRUE | America/Chicago | 3 | 50001 | 1840007105 | [10 empty] | AckworthIA
Sykeston | Sykeston | ND | North Dakota | 38103 | Wells | 47.466 | -99.3993 | 105 | 102 | polygon | FALSE | TRUE | America/Chicago | 3 | 58486 | 1840001902 | [10 empty] | SykestonND
Tradewinds | Tradewinds | TX | Texas | 48409 | San Patricio | 27.995 | -97.2601 | 105 | 37 | polygon | FALSE | FALSE | America/Chicago | 3 | 78390 | 1840037082 | [10 empty] | TradewindsTX
Sarben | Sarben | NE | Nebraska | 31101 | Keith | 41.1662 | -101.3044 | 105 | 258 | polygon | FALSE | FALSE | America/Denver | 3 | 69155 | 1840024164 | [10 empty] | SarbenNE
Blodgett Landing | Blodgett Landing | NH | New Hampshire | 33013 | Merrimack | 43.3757 | -72.0392 | 105 | 139 | polygon | FALSE | FALSE | America/New_York | 3 | 3255 | 1840026152 | [10 empty] | Blodgett LandingNH
Havana | Havana | KS | Kansas | 20125 | Montgomery | 37.0921 | -95.9419 | 105 | 257 | polygon | FALSE | TRUE | America/Chicago | 3 | 67347 67333 | 1840007619 | [10 empty] | HavanaKS
Homewood | Homewood | PA | Pennsylvania | 42007 | Beaver | 40.8133 | -80.3294 | 105 | 239 | polygon | FALSE | TRUE | America/New_York | 3 | 15010 | 1840003584 | [10 empty] | HomewoodPA
Tobias | Tobias | NE | Nebraska | 31151 | Saline | 40.4185 | -97.3367 | 105 | 154 | polygon | FALSE | TRUE | America/Chicago | 3 | 68453 | 1840012058 | [10 empty] | TobiasNE
Olmitz | Olmitz | KS | Kansas | 20009 | Barton | 38.5164 | -98.9367 | 105 | 255 | polygon | FALSE | TRUE | America/Chicago | 3 | 67564 | 1840009652 | [10 empty] | OlmitzKS
Pindall | Pindall | AR | Arkansas | 5129 | Searcy | 36.0637 | -92.8622 | 105 | 14 | polygon | FALSE | TRUE | America/Chicago | 3 | 72675 72669 | 1840016191 | [10 empty] | PindallAR
East Brooklyn | East Brooklyn | IL | Illinois | 17063 | Grundy | 41.1728 | -88.266 | 105 | 786 | polygon | FALSE | TRUE | America/Chicago | 3 | 60424 60474 | 1840011615 | [10 empty] | East BrooklynIL
Elsie | Elsie | NE | Nebraska | 31135 | Perkins | 40.8472 | -101.3894 | 105 | 234 | polygon | FALSE | TRUE | America/Denver | 3 | 69134 | 1840011869 | [10 empty] | ElsieNE
West Scio | West Scio | OR | Oregon | 41043 | Linn | 44.7098 | -122.8812 | 105 | 119 | polygon | FALSE | FALSE | America/Los_Angeles | 3 | 97374 | 1840034748 | [10 empty] | West ScioOR
Mount Etna | Mount Etna | IN | Indiana | 18069 | Huntington | 40.741 | -85.5618 | 105 | 352 | polygon | FALSE | TRUE | America/Indiana/Indianapolis | 3 | 46792 46750 | 1840009362 | [10 empty] | Mount EtnaIN
Lund | Lund | NV | Nevada | 32033 | White Pine | 38.8654 | -115.0091 | 105 | 23 | polygon | FALSE | FALSE | America/Los_Angeles | 3 | 89317 | 1840024357 | [10 empty] | LundNV
Gabbs | Gabbs | NV | Nevada | 32023 | Nye | 38.8654 | -117.9237 | 105 | 18 | polygon | FALSE | FALSE | America/Los_Angeles | 3 | 89409 | 1840026677 | [10 empty] | GabbsNV
Palmer | Palmer | KS | Kansas | 20201 | Washington | 39.6333 | -97.1399 | 104 | 130 | polygon | FALSE | TRUE | America/Chicago | 3 | 66962 | 1840009506 | [10 empty] | PalmerKS
Vona | Vona | CO | Colorado | 8063 | Kit Carson | 39.3023 | -102.7435 | 104 | 181 | polygon | FALSE | TRUE | America/Denver | 3 | 80861 | 1840022453 | [10 empty] | VonaCO
Walnut Hill | Walnut Hill | IL | Illinois | 17121 | Marion | 38.4777 | -89.0447 | 104 | 105 | polygon | FALSE | TRUE | America/Chicago | 3 | 62893 | 1840012850 | [10 empty] | Walnut HillIL
Big Flat | Big Flat | AR | Arkansas | 5005 | Baxter | 36.0056 | -92.4066 | 104 | 37 | polygon | FALSE | TRUE | America/Chicago | 3 | 72617 | 1840015301 | [10 empty] | Big FlatAR
Frisco | Frisco | NC | North Carolina | 37055 | Dare | 35.2331 | -75.6289 | 104 | 53 | polygon | FALSE | FALSE | America/New_York | 3 | 27936 | 1840025782 | [10 empty] | FriscoNC
Millerville | Millerville | MN | Minnesota | 27041 | Douglas | 46.0691 | -95.5571 | 104 | 46 | polygon | FALSE | TRUE | America/Chicago | 3 | 56315 | 1840007772 | [10 empty] | MillervilleMN
Fish Lake | Fish Lake | MN | Minnesota | 27063 | Jackson | 43.8404 | -95.0477 | 104 | 43 | polygon | FALSE | FALSE | America/Chicago | 3 | 56101 | 1840039609 | [10 empty] | Fish LakeMN
Mount Auburn | Mount Auburn | IN | Indiana | 18177 | Wayne | 39.8123 | -85.1905 | 104 | 211 | polygon | FALSE | TRUE | America/Indiana/Indianapolis | 3 | 47327 | 1840009497 | [10 empty] | Mount AuburnIN
Jericho | Jericho | AR | Arkansas | 5035 | Crittenden | 35.2856 | -90.2293 | 104 | 87 | polygon | FALSE | TRUE | America/Chicago | 3 | 72327 | 1840016382 | [10 empty] | JerichoAR
Hamer | Hamer | ID | Idaho | 16051 | Jefferson | 43.9221 | -112.2028 | 104 | 210 | polygon | FALSE | TRUE | America/Boise | 3 | 83425 | 1840020018 | [10 empty] | HamerID
Brownington | Brownington | MO | Missouri | 29083 | Henry | 38.2452 | -93.7226 | 104 | 331 | polygon | FALSE | TRUE | America/Chicago | 3 | 64740 | 1840009798 | [10 empty] | BrowningtonMO
Belmar | Belmar | NE | Nebraska | 31101 | Keith | 41.3055 | -101.9346 | 104 | 8 | polygon | FALSE | FALSE | America/Denver | 3 | 69147 | 1840024159 | [10 empty] | BelmarNE
Salem | Salem | NE | Nebraska | 31147 | Richardson | 40.0769 | -95.7285 | 104 | 64 | polygon | FALSE | TRUE | America/Chicago | 3 | 68433 | 1840012346 | [10 empty] | SalemNE
Hatton | Hatton | WA | Washington | 53001 | Adams | 46.7735 | -118.8277 | 104 | 107 | polygon | FALSE | TRUE | America/Los_Angeles | 3 | 99344 | 1840021133 | [10 empty] | HattonWA
Nobleton | Nobleton | FL | Florida | 12053 | Hernando | 28.6451 | -82.262 | 104 | 213 | polygon | FALSE | FALSE | America/New_York | 3 | 34661 | 1840014109 | [10 empty] | NobletonFL
Fruitdale | Fruitdale | AL | Alabama | 1129 | Washington | 31.3429 | -88.4109 | 104 | 8 | polygon | FALSE | FALSE | America/Chicago | 3 | 36539 | 1840025958 | [10 empty] | FruitdaleAL
Silver Lake | Silver Lake | OR | Oregon | 41037 | Lake | 43.1264 | -121.0495 | 104 | 27 | polygon | FALSE | FALSE | America/Los_Angeles | 3 | 97638 | 1840025438 | [10 empty] | Silver LakeOR
Sylvarena | Sylvarena | MS | Mississippi | 28129 | Smith | 32.0144 | -89.3818 | 104 | 15 | polygon | FALSE | TRUE | America/Chicago | 3 | 39422 39153 | 1840018133 | [10 empty] | SylvarenaMS
Mountville | Mountville | SC | South Carolina | 45059 | Laurens | 34.3664 | -81.9759 | 104 | 14 | polygon | FALSE | FALSE | America/New_York | 3 | 29370 | 1840013585 | [10 empty] | MountvilleSC
Melrose | Melrose | IA | Iowa | 19135 | Monroe | 40.979 | -93.0508 | 104 | 39 | polygon | FALSE | TRUE | America/Chicago | 3 | 52569 | 1840008271 | [10 empty] | MelroseIA
St. Joseph | St. Joseph | IA | Iowa | 19109 | Kossuth | 42.9123 | -94.2308 | 104 | 46 | polygon | FALSE | FALSE | America/Chicago | 3 | 50519 | 1840024034 | [10 empty] | St. JosephIA
South Bend | South Bend | NE | Nebraska | 31025 | Cass | 41.0021 | -96.2474 | 104 | 300 | polygon | FALSE | TRUE | America/Chicago | 3 | 68058 | 1840011817 | [10 empty] | South BendNE
Slate Springs | Slate Springs | MS | Mississippi | 28013 | Calhoun | 33.7417 | -89.3752 | 104 | 28 | polygon | FALSE | TRUE | America/Chicago | 3 | 38916 38955 | 1840036330 | [10 empty] | Slate SpringsMS
Cardwell | Cardwell | MT | Montana | 30043 | Jefferson | 45.862 | -111.9555 | 104 | 18 | polygon | FALSE | FALSE | America/Denver | 3 | 59721 | 1840017387 | [10 empty] | CardwellMT
Valley | Valley | WA | Washington | 53065 | Stevens | 48.173 | -117.7244 | 104 | 93 | polygon | FALSE | FALSE | America/Los_Angeles | 3 | 99181 | 1840025241 | [10 empty] | ValleyWA
Grady | Grady | NM | New Mexico | 35009 | Curry | 34.8218 | -103.3157 | 103 | 149 | polygon | FALSE | TRUE | America/Denver | 3 | 88120 | 1840022816 | [10 empty] | GradyNM
Truxton | Truxton | MO | Missouri | 29113 | Lincoln | 39.0035 | -91.2403 | 103 | 161 | polygon | FALSE | TRUE | America/Chicago | 3 | 63381 | 1840012731 | [10 empty] | TruxtonMO
Oberon | Oberon | ND | North Dakota | 38005 | Benson | 47.9242 | -99.2059 | 103 | 113 | polygon | FALSE | TRUE | America/Chicago | 3 | 58357 | 1840000093 | [10 empty] | OberonND
Fraser | Fraser | IA | Iowa | 19015 | Boone | 42.1242 | -93.9699 | 103 | 33 | polygon | FALSE | TRUE | America/Chicago | 3 | 50036 50223 | 1840008119 | [10 empty] | FraserIA
Borup | Borup | MN | Minnesota | 27107 | Norman | 47.1803 | -96.5058 | 103 | 156 | polygon | FALSE | TRUE | America/Chicago | 3 | 56519 | 1840006618 | [10 empty] | BorupMN
New Hope | New Hope | KY | Kentucky | 21179 | Nelson | 37.6279 | -85.5067 | 103 | 64 | polygon | FALSE | FALSE | America/New_York | 3 | 40052 | 1840026802 | [10 empty] | New HopeKY
Wann | Wann | NE | Nebraska | 31155 | Saunders | 41.1394 | -96.3632 | 103 | 26 | polygon | FALSE | FALSE | America/Chicago | 3 | 68003 | 1840024155 | [10 empty] | WannNE
Harrison | Harrison | MT | Montana | 30057 | Madison | 45.7035 | -111.7853 | 103 | 175 | polygon | FALSE | FALSE | America/Denver | 3 | 59735 | 1840017410 | [10 empty] | HarrisonMT
Union Level | Union Level | VA | Virginia | 51117 | Mecklenburg | 36.7071 | -78.2319 | 103 | 10 | polygon | FALSE | FALSE | America/New_York | 3 | 23970 | 1840024862 | [10 empty] | Union LevelVA
Ronald | Ronald | WA | Washington | 53037 | Kittitas | 47.2338 | -121.0335 | 103 | 42 | polygon | FALSE | FALSE | America/Los_Angeles | 3 | 98940 | 1840018438 | [10 empty] | RonaldWA
Atwood | Atwood | PA | Pennsylvania | 42005 | Armstrong | 40.7501 | -79.2601 | 103 | 19 | polygon | FALSE | TRUE | America/New_York | 3 | 15732 16249 | 1840000884 | [10 empty] | AtwoodPA
Castle | Castle | OK | Oklahoma | 40107 | Okfuskee | 35.4752 | -96.3835 | 103 | 225 | polygon | FALSE | TRUE | America/Chicago | 3 | 74833 | 1840022742 | [10 empty] | CastleOK
Marrowbone | Marrowbone | KY | Kentucky | 21057 | Cumberland | 36.8319 | -85.5053 | 103 | 31 | polygon | FALSE | FALSE | America/Chicago | 3 | 42731 42717 42759 | 1840026923 | [10 empty] | MarrowboneKY
Herrick | Herrick | SD | South Dakota | 46053 | Gregory | 43.115 | -99.1882 | 103 | 77 | polygon | FALSE | TRUE | America/Chicago | 3 | 57538 | 1840002866 | [10 empty] | HerrickSD
Edmonson | Edmonson | TX | Texas | 48189 | Hale | 34.2791 | -101.8966 | 103 | 92 | polygon | FALSE | TRUE | America/Chicago | 3 | 79032 | 1840021916 | [10 empty] | EdmonsonTX
Pinetown | Pinetown | NC | North Carolina | 37013 | Beaufort | 35.6111 | -76.8558 | 103 | 39 | polygon | FALSE | FALSE | America/New_York | 3 | 27865 | 1840025807 | [10 empty] | PinetownNC
Nessen City | Nessen City | MI | Michigan | 26019 | Benzie | 44.5202 | -85.8729 | 103 | 32 | polygon | FALSE | FALSE | America/Detroit | 3 | 49683 | 1840023946 | [10 empty] | Nessen CityMI
Darfur | Darfur | MN | Minnesota | 27165 | Watonwan | 44.0535 | -94.8378 | 103 | 173 | polygon | FALSE | TRUE | America/Chicago | 3 | 56120 56022 | 1840006815 | [10 empty] | DarfurMN
Edinburg | Edinburg | MO | Missouri | 29079 | Grundy | 40.0811 | -93.6898 | 103 | 37 | polygon | FALSE | FALSE | America/Chicago | 3 | 64683 | 1840025560 | [10 empty] | EdinburgMO
Weatherby | Weatherby | MO | Missouri | 29063 | DeKalb | 39.9092 | -94.2419 | 103 | 336 | polygon | FALSE | TRUE | America/Chicago | 3 | 64497 | 1840010541 | [10 empty] | WeatherbyMO
Savonburg | Savonburg | KS | Kansas | 20001 | Allen | 37.7489 | -95.1429 | 103 | 206 | polygon | FALSE | TRUE | America/Chicago | 3 | 66772 | 1840009862 | [10 empty] | SavonburgKS
Campo Bonito | Campo Bonito | AZ | Arizona | 4021 | Pinal | 32.5629 | -110.6984 | 103 | 9 | polygon | FALSE | FALSE | America/Phoenix | 3 | 85623 | 1840027939 | [10 empty] | Campo BonitoAZ
Bryce | Bryce | AZ | Arizona | 4009 | Graham | 32.9258 | -109.8229 | 103 | 47 | polygon | FALSE | FALSE | America/Phoenix | 3 | 85543 | 1840022956 | [10 empty] | BryceAZ
Dayton Lakes | Dayton Lakes | TX | Texas | 48291 | Liberty | 30.1446 | -94.8209 | 103 | 46 | polygon | FALSE | TRUE | America/Chicago | 3 | 77535 | 1840019600 | [10 empty] | Dayton LakesTX
McCartys Village | McCartys Village | NM | New Mexico | 35006 | Cibola | 35.0636 | -107.6836 | 103 | 199 | polygon | FALSE | TRUE | America/Denver | 3 | 87049 | 1840042455 | [10 empty] | McCartys VillageNM
Oto | Oto | IA | Iowa | 19193 | Woodbury | 42.282 | -95.8945 | 103 | 150 | polygon | FALSE | TRUE | America/Chicago | 3 | 51044 | 1840009108 | [10 empty] | OtoIA
Nodaway | Nodaway | IA | Iowa | 19003 | Adams | 40.9366 | -94.8954 | 103 | 74 | polygon | FALSE | TRUE | America/Chicago | 3 | 50857 | 1840008276 | [10 empty] | NodawayIA
Palmyra | Palmyra | VA | Virginia | 51065 | Fluvanna | 37.8652 | -78.2627 | 103 | 28 | polygon | FALSE | FALSE | America/New_York | 3 | 22963 | 1840026797 | [10 empty] | PalmyraVA
Beaver | Beaver | OR | Oregon | 41057 | Tillamook | 45.278 | -123.8221 | 103 | 102 | polygon | FALSE | FALSE | America/Los_Angeles | 3 | 97108 97112 | 1840017412 | [10 empty] | BeaverOR
Centerville | Centerville | WA | Washington | 53039 | Klickitat | 45.754 | -120.908 | 103 | 11 | polygon | FALSE | FALSE | America/Los_Angeles | 3 | 98613 | 1840017401 | [10 empty] | CentervilleWA
Gibbs | Gibbs | MO | Missouri | 29001 | Adair | 40.0988 | -92.4165 | 102 | 159 | polygon | FALSE | TRUE | America/Chicago | 3 | 63540 | 1840012304 | [10 empty] | GibbsMO
Turner | Turner | MI | Michigan | 26011 | Arenac | 44.1422 | -83.7875 | 102 | 38 | polygon | FALSE | TRUE | America/Detroit | 3 | 48765 | 1840013145 | [10 empty] | TurnerMI
Mutual | Mutual | OH | Ohio | 39021 | Champaign | 40.0794 | -83.6368 | 102 | 291 | polygon | FALSE | TRUE | America/New_York | 3 | 43078 43044 | 1840012335 | [10 empty] | MutualOH
Springerton | Springerton | IL | Illinois | 17193 | White | 38.1786 | -88.3547 | 102 | 311 | polygon | FALSE | TRUE | America/Chicago | 3 | 62887 | 1840012928 | [10 empty] | SpringertonIL
Benton City | Benton City | MO | Missouri | 29007 | Audrain | 39.1345 | -91.7648 | 102 | 379 | polygon | FALSE | TRUE | America/Chicago | 3 | 65232 | 1840012698 | [10 empty] | Benton CityMO
Springlake | Springlake | TX | Texas | 48279 | Lamb | 34.2316 | -102.3057 | 102 | 38 | polygon | FALSE | TRUE | America/Chicago | 3 | 79082 | 1840022883 | [10 empty] | SpringlakeTX
Dover | Dover | MO | Missouri | 29107 | Lafayette | 39.1941 | -93.6896 | 102 | 196 | polygon | FALSE | TRUE | America/Chicago | 3 | 64022 | 1840009626 | [10 empty] | DoverMO
Tony | Tony | WI | Wisconsin | 55107 | Rusk | 45.4804 | -90.9972 | 102 | 19 | polygon | FALSE | TRUE | America/Chicago | 3 | 54563 54848 | 1840002077 | [10 empty] | TonyWI
Galesburg | Galesburg | ND | North Dakota | 38097 | Traill | 47.2701 | -97.4087 | 102 | 238 | polygon | FALSE | TRUE | America/Chicago | 3 | 58035 | 1840000133 | [10 empty] | GalesburgND
Campo | Campo | CO | Colorado | 8009 | Baca | 37.1047 | -102.5786 | 102 | 272 | polygon | FALSE | TRUE | America/Denver | 3 | 81029 | 1840022550 | [10 empty] | CampoCO
Oyens | Oyens | IA | Iowa | 19149 | Plymouth | 42.82 | -96.0582 | 102 | 388 | polygon | FALSE | TRUE | America/Chicago | 3 | 51031 | 1840009071 | [10 empty] | OyensIA
Bickleton | Bickleton | WA | Washington | 53039 | Klickitat | 46.0056 | -120.308 | 102 | 8 | polygon | FALSE | FALSE | America/Los_Angeles | 3 | 99322 | 1840017400 | [10 empty] | BickletonWA
O'Brien | O'Brien | TX | Texas | 48207 | Haskell | 33.3801 | -99.8438 | 102 | 78 | polygon | FALSE | TRUE | America/Chicago | 3 | 79539 | 1840020672 | [10 empty] | O'BrienTX
Northway | Northway | AK | Alaska | 2240 | Southeast Fairbanks | 62.9479 | -141.8322 | 102 | 2 | polygon | FALSE | FALSE | America/Anchorage | 3 | 99764 | 1840023470 | [10 empty] | NorthwayAK
Vermillion | Vermillion | KS | Kansas | 20117 | Marshall | 39.7181 | -96.2656 | 102 | 189 | polygon | FALSE | TRUE | America/Chicago | 3 | 66544 | 1840010551 | [10 empty] | VermillionKS
Leisure Lake | Leisure Lake | MO | Missouri | 29079 | Grundy | 40.11 | -93.7236 | 102 | 28 | polygon | FALSE | TRUE | America/Chicago | 3 | 64683 | 1840042745 | [10 empty] | Leisure LakeMO
Tampa | Tampa | KS | Kansas | 20115 | Marion | 38.5481 | -97.1543 | 102 | 221 | polygon | FALSE | TRUE | America/Chicago | 3 | 67483 | 1840009661 | [10 empty] | TampaKS
Lithium | Lithium | MO | Missouri | 29157 | Perry | 37.8322 | -89.8833 | 102 | 51 | polygon | FALSE | FALSE | America/Chicago | 3 | 63775 63673 | 1840012979 | [10 empty] | LithiumMO
Hope | Hope | ID | Idaho | 16017 | Bonner | 48.2493 | -116.3041 | 102 | 85 | polygon | FALSE | TRUE | America/Los_Angeles | 3 | 83836 | 1840019769 | [10 empty] | HopeID
Paskenta | Paskenta | CA | California | 6103 | Tehama | 39.8833 | -122.5458 | 102 | 36 | polygon | FALSE | FALSE | America/Los_Angeles | 3 | 96074 96029 | 1840026514 | [10 empty] | PaskentaCA
Chalkhill | Chalkhill | PA | Pennsylvania | 42051 | Fayette | 39.8461 | -79.6143 | 102 | 48 | polygon | FALSE | FALSE | America/New_York | 3 | 15470 15437 | 1840026560 | [10 empty] | ChalkhillPA
Wikieup | Wikieup | AZ | Arizona | 4015 | Mohave | 34.6931 | -113.5995 | 102 | 8 | polygon | FALSE | FALSE | America/Phoenix | 3 | 85360 | 1840023189 | [10 empty] | WikieupAZ
Long Barn | Long Barn | CA | California | 6109 | Tuolumne | 38.0957 | -120.1285 | 102 | 13 | polygon | FALSE | FALSE | America/Los_Angeles | 3 | 95335 | 1840024691 | [10 empty] | Long BarnCA
Lemoyne | Lemoyne | NE | Nebraska | 31101 | Keith | 41.2765 | -101.8134 | 102 | 77 | polygon | FALSE | FALSE | America/Denver | 3 | 69146 | 1840024161 | [10 empty] | LemoyneNE
Canova | Canova | NM | New Mexico | 35039 | Rio Arriba | 36.1648 | -105.9857 | 102 | 46 | polygon | FALSE | FALSE | America/Denver | 3 | 87582 | 1840024823 | [10 empty] | CanovaNM
Percival | Percival | IA | Iowa | 19071 | Fremont | 40.7512 | -95.8131 | 102 | 89 | polygon | FALSE | FALSE | America/Chicago | 3 | 51648 | 1840024258 | [10 empty] | PercivalIA
Morse | Morse | TX | Texas | 48195 | Hansford | 36.066 | -101.4769 | 102 | 71 | polygon | FALSE | FALSE | America/Chicago | 3 | 79062 | 1840019051 | [10 empty] | MorseTX
Zinc | Zinc | AR | Arkansas | 5009 | Boone | 36.2836 | -92.9147 | 101 | 51 | polygon | FALSE | TRUE | America/Chicago | 3 | 72601 | 1840016084 | [10 empty] | ZincAR
Alpine Village | Alpine Village | CA | California | 6003 | Alpine | 38.7856 | -119.8009 | 101 | 13 | polygon | FALSE | FALSE | America/Los_Angeles | 3 | 96120 | 1840028412 | [10 empty] | Alpine VillageCA
Badger | Badger | SD | South Dakota | 46077 | Kingsbury | 44.4855 | -97.2079 | 101 | 36 | polygon | FALSE | TRUE | America/Chicago | 3 | 57212 57214 | 1840002414 | [10 empty] | BadgerSD
Sardis | Sardis | KY | Kentucky | 21161 | Mason | 38.5348 | -83.9573 | 101 | 39 | polygon | FALSE | TRUE | America/New_York | 3 | 41064 41055 | 1840015181 | [10 empty] | SardisKY
Rodriguez Camp | Rodriguez Camp | CA | California | 6107 | Tulare | 35.809 | -119.1388 | 101 | 148 | polygon | FALSE | TRUE | America/Los_Angeles | 3 | 93261 | 1840042291 | [10 empty] | Rodriguez CampCA
St. George | St. George | AK | Alaska | 2016 | Aleutians West | 56.5791 | -169.6114 | 101 | 1 | polygon | FALSE | TRUE | America/Nome | 3 | 99591 | 1840023263 | [10 empty] | St. GeorgeAK
Sageville | Sageville | IA | Iowa | 19061 | Dubuque | 42.549 | -90.7062 | 101 | 45 | polygon | FALSE | TRUE | America/Chicago | 3 | 52001 | 1840009098 | [10 empty] | SagevilleIA
Winslow | Winslow | NE | Nebraska | 31053 | Dodge | 41.6102 | -96.5047 | 101 | 269 | polygon | FALSE | TRUE | America/Chicago | 3 | 68031 68072 | 1840011460 | [10 empty] | WinslowNE
Coalmont | Coalmont | PA | Pennsylvania | 42061 | Huntingdon | 40.2112 | -78.2 | 101 | 325 | polygon | FALSE | TRUE | America/New_York | 3 | 16678 | 1840001066 | [10 empty] | CoalmontPA
Jeisyville | Jeisyville | IL | Illinois | 17021 | Christian | 39.5792 | -89.408 | 101 | 320 | polygon | FALSE | TRUE | America/Chicago | 3 | 62568 62540 | 1840012543 | [10 empty] | JeisyvilleIL
Aullville | Aullville | MO | Missouri | 29107 | Lafayette | 39.0175 | -93.6779 | 101 | 146 | polygon | FALSE | TRUE | America/Chicago | 3 | 64037 | 1840012703 | [10 empty] | AullvilleMO
Viking | Viking | MN | Minnesota | 27089 | Marshall | 48.2182 | -96.4068 | 101 | 75 | polygon | FALSE | TRUE | America/Chicago | 3 | 56760 | 1840009956 | [10 empty] | VikingMN
Emerald | Emerald | WI | Wisconsin | 55109 | St. Croix | 45.0833 | -92.2579 | 101 | 20 | polygon | FALSE | FALSE | America/Chicago | 3 | 54013 | 1840025320 | [10 empty] | EmeraldWI
Beltrami | Beltrami | MN | Minnesota | 27119 | Polk | 47.5425 | -96.527 | 101 | 19 | polygon | FALSE | TRUE | America/Chicago | 3 | 56517 | 1840006605 | [10 empty] | BeltramiMN
Fair Oaks | Fair Oaks | OK | Oklahoma | 40145 | Wagoner | 36.1441 | -95.6959 | 101 | 5 | polygon | FALSE | TRUE | America/Chicago | 3 | 74015 74014 | 1840021699 | [10 empty] | Fair OaksOK
Smiths Ferry | Smiths Ferry | ID | Idaho | 16085 | Valley | 44.2989 | -116.0782 | 101 | 21 | polygon | FALSE | FALSE | America/Boise | 3 | 83611 | 1840023912 | [10 empty] | Smiths FerryID
St. Olaf | St. Olaf | IA | Iowa | 19043 | Clayton | 42.9269 | -91.3879 | 101 | 159 | polygon | FALSE | TRUE | America/Chicago | 3 | 52072 | 1840009068 | [10 empty] | St. OlafIA
Norwich | Norwich | OH | Ohio | 39119 | Muskingum | 39.9844 | -81.7925 | 101 | 506 | polygon | FALSE | TRUE | America/New_York | 3 | 43767 | 1840012395 | [10 empty] | NorwichOH
Lonsdale | Lonsdale | AR | Arkansas | 5051 | Garland | 34.545 | -92.8106 | 101 | 96 | polygon | FALSE | TRUE | America/Chicago | 3 | 72087 | 1840016597 | [10 empty] | LonsdaleAR
West Line | West Line | MO | Missouri | 29037 | Cass | 38.6357 | -94.587 | 101 | 85 | polygon | FALSE | TRUE | America/Chicago | 3 | 64734 | 1840012842 | [10 empty] | West LineMO
Moccasin | Moccasin | AZ | Arizona | 4015 | Mohave | 36.9099 | -112.7546 | 101 | 50 | polygon | FALSE | FALSE | America/Phoenix | 3 | 86022 | 1840023183 | [10 empty] | MoccasinAZ
McGrew | McGrew | NE | Nebraska | 31157 | Scotts Bluff | 41.7477 | -103.4176 | 101 | 103 | polygon | FALSE | TRUE | America/Denver | 3 | 69353 69334 | 1840011394 | [10 empty] | McGrewNE
Fairview | Fairview | WY | Wyoming | 56023 | Lincoln | 42.6871 | -110.9866 | 101 | 14 | polygon | FALSE | FALSE | America/Denver | 3 | 83110 83119 | 1840017453 | [10 empty] | FairviewWY
Naponee | Naponee | NE | Nebraska | 31061 | Franklin | 40.0747 | -99.1386 | 100 | 167 | polygon | FALSE | TRUE | America/Chicago | 3 | 68960 | 1840012267 | [10 empty] | NaponeeNE
Canova | Canova | SD | South Dakota | 46097 | Miner | 43.8813 | -97.504 | 100 | 122 | polygon | FALSE | TRUE | America/Chicago | 3 | 57321 | 1840002543 | [10 empty] | CanovaSD
Darwin | Darwin | CA | California | 6027 | Inyo | 36.2689 | -117.589 | 100 | 28 | polygon | FALSE | FALSE | America/Los_Angeles | 3 | 93522 | 1840018951 | [10 empty] | DarwinCA
Lake Annette | Lake Annette | MO | Missouri | 29037 | Cass | 38.6544 | -94.5081 | 100 | 248 | polygon | FALSE | TRUE | America/Chicago | 3 | 64746 | 1840008612 | [10 empty] | Lake AnnetteMO
Chain of Rocks | Chain of Rocks | MO | Missouri | 29113 | Lincoln | 38.9155 | -90.802 | 100 | 230 | polygon | FALSE | TRUE | America/Chicago | 3 | 63369 | 1840010691 | [10 empty] | Chain of RocksMO
Rockville | Rockville | NE | Nebraska | 31163 | Sherman | 41.1183 | -98.8312 | 100 | 173 | polygon | FALSE | TRUE | America/Chicago | 3 | 68871 | 1840011668 | [10 empty] | RockvilleNE
Haleburg | Haleburg | AL | Alabama | 1067 | Henry | 31.4099 | -85.1381 | 100 | 10 | polygon | FALSE | TRUE | America/Chicago | 3 | 36319 | 1840017072 | [10 empty] | HaleburgAL
Reeds | Reeds | MO | Missouri | 29097 | Jasper | 37.1165 | -94.1682 | 100 | 252 | polygon | FALSE | TRUE | America/Chicago | 3 | 64859 | 1840010875 | [10 empty] | ReedsMO
Collyer | Collyer | KS | Kansas | 20195 | Trego | 39.0375 | -100.1183 | 100 | 165 | polygon | FALSE | TRUE | America/Chicago | 3 | 67631 | 1840007414 | [10 empty] | CollyerKS
Curlew | Curlew | WA | Washington | 53019 | Ferry | 48.8777 | -118.6045 | 100 | 50 | polygon | FALSE | FALSE | America/Los_Angeles | 3 | 99118 | 1840025242 | [10 empty] | CurlewWA
Eden | Eden | SD | South Dakota | 46091 | Marshall | 45.6168 | -97.4198 | 100 | 251 | polygon | FALSE | TRUE | America/Chicago | 3 | 57232 | 1840002043 | [10 empty] | EdenSD
Robbins | Robbins | TN | Tennessee | 47151 | Scott | 36.3536 | -84.5839 | 100 | 22 | polygon | FALSE | FALSE | America/New_York | 3 | 37852 | 1840025756 | [10 empty] | RobbinsTN
West York | West York | IL | Illinois | 17033 | Crawford | 39.1689 | -87.673 | 100 | 290 | polygon | FALSE | FALSE | America/Chicago | 3 | 62478 | 1840024531 | [10 empty] | West YorkIL
Henry | Henry | NE | Nebraska | 31157 | Scotts Bluff | 41.9979 | -104.0461 | 100 | 132 | polygon | FALSE | TRUE | America/Denver | 3 | 69358 | 1840011392 | [10 empty] | HenryNE
Seba Dalkai | Seba Dalkai | AZ | Arizona | 4017 | Navajo | 35.4816 | -110.4562 | 100 | 2 | polygon | FALSE | FALSE | America/Denver | 3 | 86047 | 1840022583 | [10 empty] | Seba DalkaiAZ
Longtown | Longtown | MO | Missouri | 29157 | Perry | 37.6702 | -89.7741 | 100 | 309 | polygon | FALSE | TRUE | America/Chicago | 3 | 63775 | 1840009872 | [10 empty] | LongtownMO
Warfield | Warfield | VA | Virginia | 51025 | Brunswick | 36.8976 | -77.8194 | 100 | 16 | polygon | FALSE | FALSE | America/New_York | 3 | 23889 | 1840024817 | [10 empty] | WarfieldVA
Mercer | Mercer | ND | North Dakota | 38055 | McLean | 47.4905 | -100.7104 | 100 | 173 | polygon | FALSE | TRUE | America/Chicago | 3 | 58559 | 1840000113 | [10 empty] | MercerND
Primrose | Primrose | AK | Alaska | 2122 | Kenai Peninsula | 60.3497 | -149.3199 | 100 | 1 | polygon | FALSE | FALSE | America/Anchorage | 3 | 99664 | 1840137265 | [10 empty] | PrimroseAK
Big Lagoon | Big Lagoon | CA | California | 6023 | Humboldt | 41.1592 | -124.1303 | 100 | 64 | polygon | FALSE | FALSE | America/Los_Angeles | 3 | 95570 | 1840025518 | [10 empty] | Big LagoonCA
Lake View | Lake View | TX | Texas | 48465 | Val Verde | 29.459 | -100.9532 | 100 | 76 | polygon | FALSE | FALSE | America/Chicago | 3 | 78840 | 1840018245 | [10 empty] | Lake ViewTX
Albion | Albion | OK | Oklahoma | 40127 | Pushmataha | 34.6623 | -95.0992 | 100 | 160 | polygon | FALSE | TRUE | America/Chicago | 3 | 74521 | 1840021889 | [10 empty] | AlbionOK
Catawba | Catawba | WI | Wisconsin | 55099 | Price | 45.537 | -90.5335 | 100 | 8 | polygon | FALSE | TRUE | America/Chicago | 3 | 54515 | 1840002009 | [10 empty] | CatawbaWI
Hooper | Hooper | CO | Colorado | 8003 | Alamosa | 37.746 | -105.8777 | 100 | 153 | polygon | FALSE | TRUE | America/Denver | 3 | 81136 | 1840021548 | [10 empty] | HooperCO
Overland | Overland | NE | Nebraska | 31081 | Hamilton | 41.0808 | -97.9784 | 100 | 33 | polygon | FALSE | FALSE | America/Chicago | 3 | 68854 | 1840024206 | [10 empty] | OverlandNE
Nottoway Court House | Nottoway Court House | VA | Virginia | 51135 | Nottoway | 37.1272 | -78.0734 | 100 | 30 | polygon | FALSE | FALSE | America/New_York | 3 | 23930 23955 | 1840026872 | [10 empty] | Nottoway Court HouseVA
Oak Hall | Oak Hall | VA | Virginia | 51001 | Accomack | 37.9308 | -75.5469 | 100 | 35 | polygon | FALSE | FALSE | America/New_York | 3 | 23416 23396 | 1840024739 | [10 empty] | Oak HallVA
Trommald | Trommald | MN | Minnesota | 27035 | Crow Wing | 46.5058 | -94.0154 | 100 | 10 | polygon | FALSE | TRUE | America/Chicago | 3 | 56441 | 1840009972 | [10 empty] | TrommaldMN
Leon | Leon | OK | Oklahoma | 40085 | Love | 33.8773 | -97.4291 | 100 | 144 | polygon | FALSE | TRUE | America/Chicago | 3 | 73441 | 1840021938 | [10 empty] | LeonOK
Ravanna | Ravanna | MO | Missouri | 29129 | Mercer | 40.456 | -93.462 | 100 | 9 | polygon | FALSE | FALSE | America/Chicago | 3 | 64673 | 1840025543 | [10 empty] | RavannaMO
Alfordsville | Alfordsville | IN | Indiana | 18027 | Daviess | 38.5608 | -86.9482 | 100 | 588 | polygon | FALSE | TRUE | America/Indiana/Vincennes | 3 | 47553 | 1840010736 | [10 empty] | AlfordsvilleIN
Fox Lake | Fox Lake | MT | Montana | 30083 | Richland | 47.6858 | -104.6331 | 100 | 9 | polygon | FALSE | FALSE | America/Denver | 3 | 59243 | 1840032830 | [10 empty] | Fox LakeMT
Monomoscoy Island | Monomoscoy Island | MA | Massachusetts | 25001 | Barnstable | 41.5713 | -70.5025 | 100 | 166 | polygon | FALSE | FALSE | America/New_York | 3 | 2649 | 1840031247 | [10 empty] | Monomoscoy IslandMA
Old Ripley | Old Ripley | IL | Illinois | 17005 | Bond | 38.8927 | -89.5721 | 99 | 247 | polygon | FALSE | TRUE | America/Chicago | 3 | 62275 | 1840012782 | [10 empty] | Old RipleyIL
Alberta | Alberta | MN | Minnesota | 27149 | Stevens | 45.5749 | -96.0505 | 99 | 145 | polygon | FALSE | TRUE | America/Chicago | 3 | 56207 | 1840006688 | [10 empty] | AlbertaMN
Lakeview North | Lakeview North | WY | Wyoming | 56031 | Platte | 42.0969 | -104.9586 | 99 | 44 | polygon | FALSE | TRUE | America/Denver | 3 | 82201 | 1840074280 | [10 empty] | Lakeview NorthWY
Cresbard | Cresbard | SD | South Dakota | 46049 | Faulk | 45.1692 | -98.9478 | 99 | 92 | polygon | FALSE | TRUE | America/Chicago | 3 | 57435 | 1840000283 | [10 empty] | CresbardSD
Troy | Troy | SC | South Carolina | 45047 | Greenwood | 33.9881 | -82.2975 | 99 | 47 | polygon | FALSE | TRUE | America/New_York | 3 | 29848 | 1840016673 | [10 empty] | TroySC
Manchester | Manchester | OK | Oklahoma | 40053 | Grant | 36.9944 | -98.0351 | 99 | 155 | polygon | FALSE | TRUE | America/Chicago | 3 | 73758 | 1840022605 | [10 empty] | ManchesterOK
Vivian | Vivian | SD | South Dakota | 46085 | Lyman | 43.9273 | -100.3011 | 99 | 22 | polygon | FALSE | FALSE | America/Chicago | 3 | 57576 | 1840006796 | [10 empty] | VivianSD
Bruno | Bruno | MN | Minnesota | 27115 | Pine | 46.281 | -92.668 | 99 | 38 | polygon | FALSE | TRUE | America/Chicago | 3 | 55712 | 1840006659 | [10 empty] | BrunoMN
Fremont | Fremont | UT | Utah | 49055 | Wayne | 38.4554 | -111.6149 | 99 | 21 | polygon | FALSE | FALSE | America/Denver | 3 | 84747 | 1840026747 | [10 empty] | FremontUT
Sunburg | Sunburg | MN | Minnesota | 27067 | Kandiyohi | 45.3476 | -95.24 | 99 | 80 | polygon | FALSE | TRUE | America/Chicago | 3 | 56289 | 1840008907 | [10 empty] | SunburgMN
Silerton | Silerton | TN | Tennessee | 47069 | Hardeman | 35.3424 | -88.8099 | 99 | 57 | polygon | FALSE | TRUE | America/Chicago | 3 | 38340 | 1840017861 | [10 empty] | SilertonTN
Comptche | Comptche | CA | California | 6045 | Mendocino | 39.2651 | -123.5896 | 99 | 33 | polygon | FALSE | FALSE | America/Los_Angeles | 3 | 95427 | 1840025585 | [10 empty] | ComptcheCA
Etowah | Etowah | OK | Oklahoma | 40027 | Cleveland | 35.1291 | -97.1639 | 99 | 18 | polygon | FALSE | TRUE | America/Chicago | 3 | 73068 | 1840021807 | [10 empty] | EtowahOK
Bryceland | Bryceland | LA | Louisiana | 22013 | Bienville | 32.4485 | -92.9924 | 99 | 16 | polygon | FALSE | TRUE | America/Chicago | 3 | 71008 71028 | 1840018096 | [10 empty] | BrycelandLA
Dodge | Dodge | ND | North Dakota | 38025 | Dunn | 47.3057 | -102.2029 | 99 | 81 | polygon | FALSE | TRUE | America/Denver | 3 | 58625 | 1840000124 | [10 empty] | DodgeND
Dunning | Dunning | NE | Nebraska | 31009 | Blaine | 41.827 | -100.1044 | 99 | 167 | polygon | FALSE | TRUE | America/Chicago | 3 | 68833 | 1840011369 | [10 empty] | DunningNE
Lastrup | Lastrup | MN | Minnesota | 27097 | Morrison | 46.0398 | -94.0621 | 99 | 103 | polygon | FALSE | TRUE | America/Chicago | 3 | 56364 56344 | 1840007759 | [10 empty] | LastrupMN
St. Anthony | St. Anthony | IA | Iowa | 19127 | Marshall | 42.1239 | -93.1978 | 99 | 68 | polygon | FALSE | TRUE | America/Chicago | 3 | 50239 | 1840009160 | [10 empty] | St. AnthonyIA
Batesville | Batesville | OH | Ohio | 39121 | Noble | 39.9156 | -81.2824 | 99 | 168 | polygon | FALSE | TRUE | America/New_York | 3 | 43773 | 1840012463 | [10 empty] | BatesvilleOH
Bath Corner | Bath Corner | SD | South Dakota | 46013 | Brown | 45.4627 | -98.3329 | 99 | 218 | polygon | FALSE | FALSE | America/Chicago | 3 | 57427 | 1840023893 | [10 empty] | Bath CornerSD
Maybeury | Maybeury | WV | West Virginia | 54047 | McDowell | 37.3675 | -81.3572 | 99 | 22 | polygon | FALSE | FALSE | America/New_York | 3 | 24861 | 1840025734 | [10 empty] | MaybeuryWV
Thompson Springs | Thompson Springs | UT | Utah | 49019 | Grand | 38.9636 | -109.7037 | 99 | 11 | polygon | FALSE | FALSE | America/Denver | 3 | 84540 | 1840024467 | [10 empty] | Thompson SpringsUT
Tylersburg | Tylersburg | PA | Pennsylvania | 42031 | Clarion | 41.3838 | -79.3202 | 99 | 64 | polygon | FALSE | FALSE | America/New_York | 3 | 16233 | 1840026329 | [10 empty] | TylersburgPA
Crystal Rock | Crystal Rock | OH | Ohio | 39043 | Erie | 41.448 | -82.8419 | 99 | 359 | polygon | FALSE | FALSE | America/New_York | 3 | 44870 | 1840026308 | [10 empty] | Crystal RockOH
Pine Grove | Pine Grove | OR | Oregon | 41065 | Wasco | 45.1136 | -121.3553 | 99 | 6 | polygon | FALSE | FALSE | America/Los_Angeles | 3 | 97037 | 1840018562 | [10 empty] | Pine GroveOR
Willey | Willey | IA | Iowa | 19027 | Carroll | 41.9787 | -94.8224 | 98 | 152 | polygon | FALSE | TRUE | America/Chicago | 3 | 51401 | 1840010134 | [10 empty] | WilleyIA
California | California | KY | Kentucky | 21037 | Campbell | 38.9184 | -84.2635 | 98 | 172 | polygon | FALSE | TRUE | America/New_York | 3 | 41007 | 1840013165 | [10 empty] | CaliforniaKY
Frank | Frank | WV | West Virginia | 54075 | Pocahontas | 38.5462 | -79.808 | 98 | 99 | polygon | FALSE | FALSE | America/New_York | 3 | 26264 24920 | 1840025652 | [10 empty] | FrankWV
Onward | Onward | IN | Indiana | 18017 | Cass | 40.6947 | -86.1948 | 98 | 365 | polygon | FALSE | TRUE | America/Indiana/Indianapolis | 3 | 46994 46967 | 1840009382 | [10 empty] | OnwardIN
Spiritwood Lake | Spiritwood Lake | ND | North Dakota | 38093 | Stutsman | 47.0743 | -98.5866 | 98 | 33 | polygon | FALSE | TRUE | America/Chicago | 3 | 58401 | 1840001924 | [10 empty] | Spiritwood LakeND
Richville | Richville | MN | Minnesota | 27111 | Otter Tail | 46.5061 | -95.6262 | 98 | 38 | polygon | FALSE | TRUE | America/Chicago | 3 | 56576 | 1840008853 | [10 empty] | RichvilleMN
Eddyville | Eddyville | IL | Illinois | 17151 | Pope | 37.5005 | -88.5847 | 98 | 134 | polygon | FALSE | TRUE | America/Chicago | 3 | 62928 | 1840013001 | [10 empty] | EddyvilleIL
Harrellsville | Harrellsville | NC | North Carolina | 37091 | Hertford | 36.3016 | -76.7919 | 98 | 130 | polygon | FALSE | TRUE | America/New_York | 3 | 27942 | 1840016047 | [10 empty] | HarrellsvilleNC
Rocklake | Rocklake | ND | North Dakota | 38095 | Towner | 48.7901 | -99.2458 | 98 | 180 | polygon | FALSE | TRUE | America/Chicago | 3 | 58365 | 1840059043 | [10 empty] | RocklakeND
Penton | Penton | AL | Alabama | 1017 | Chambers | 33.009 | -85.4722 | 98 | 4 | polygon | FALSE | FALSE | America/Chicago | 3 | 36862 | 1840023014 | [10 empty] | PentonAL
Andover | Andover | IA | Iowa | 19045 | Clinton | 41.9799 | -90.2529 | 98 | 197 | polygon | FALSE | TRUE | America/Chicago | 3 | 52701 | 1840007041 | [10 empty] | AndoverIA
South Lead Hill | South Lead Hill | AR | Arkansas | 5009 | Boone | 36.3948 | -92.9057 | 98 | 302 | polygon | FALSE | TRUE | America/Chicago | 3 | 72644 | 1840017714 | [10 empty] | South Lead HillAR
Graceton | Graceton | PA | Pennsylvania | 42063 | Indiana | 40.5071 | -79.1687 | 98 | 311 | polygon | FALSE | FALSE | America/New_York | 3 | 15748 | 1840026402 | [10 empty] | GracetonPA
Palermo | Palermo | ND | North Dakota | 38061 | Mountrail | 48.338 | -102.2298 | 98 | 16 | polygon | FALSE | TRUE | America/Chicago | 3 | 58769 | 1840000068 | [10 empty] | PalermoND
Conner | Conner | MT | Montana | 30081 | Ravalli | 45.929 | -114.1326 | 98 | 21 | polygon | FALSE | FALSE | America/Denver | 3 | 59827 59829 | 1840023867 | [10 empty] | ConnerMT
Lee Vining | Lee Vining | CA | California | 6051 | Mono | 37.9547 | -119.1221 | 98 | 7 | polygon | FALSE | FALSE | America/Los_Angeles | 3 | 93541 | 1840024630 | [10 empty] | Lee ViningCA
Falkland | Falkland | NC | North Carolina | 37147 | Pitt | 35.6985 | -77.5132 | 98 | 154 | polygon | FALSE | TRUE | America/New_York | 3 | 27829 27827 27834 | 1840016274 | [10 empty] | FalklandNC
Fairburn | Fairburn | SD | South Dakota | 46033 | Custer | 43.6869 | -103.2088 | 98 | 115 | polygon | FALSE | TRUE | America/Denver | 3 | 57738 | 1840002639 | [10 empty] | FairburnSD
Foosland | Foosland | IL | Illinois | 17019 | Champaign | 40.3611 | -88.4291 | 98 | 552 | polygon | FALSE | TRUE | America/Chicago | 3 | 61845 | 1840012225 | [10 empty] | FooslandIL
Causey | Causey | NM | New Mexico | 35041 | Roosevelt | 33.8609 | -103.107 | 98 | 10 | polygon | FALSE | TRUE | America/Denver | 3 | 88132 88113 | 1840022837 | [10 empty] | CauseyNM
Tippecanoe | Tippecanoe | OH | Ohio | 39067 | Harrison | 40.2737 | -81.2812 | 98 | 70 | polygon | FALSE | FALSE | America/New_York | 3 | 44699 | 1840026522 | [10 empty] | TippecanoeOH
Johnsonburg | Johnsonburg | NJ | New Jersey | 34041 | Warren | 40.965 | -74.8782 | 98 | 192 | polygon | FALSE | FALSE | America/New_York | 3 | 07846 07821 07825 | 1840024230 | [10 empty] | JohnsonburgNJ
Pleasant Plain | Pleasant Plain | IA | Iowa | 19101 | Jefferson | 41.1472 | -91.8597 | 98 | 37 | polygon | FALSE | TRUE | America/Chicago | 3 | 52540 | 1840009335 | [10 empty] | Pleasant PlainIA
Plevna | Plevna | KS | Kansas | 20155 | Reno | 37.9717 | -98.3095 | 98 | 167 | polygon | FALSE | TRUE | America/Chicago | 3 | 67568 | 1840009765 | [10 empty] | PlevnaKS
Woodsville | Woodsville | NY | New York | 36051 | Livingston | 42.579 | -77.7338 | 98 | 119 | polygon | FALSE | FALSE | America/New_York | 3 | 14437 | 1840024086 | [10 empty] | WoodsvilleNY
North Hurley | North Hurley | NM | New Mexico | 35017 | Grant | 32.7198 | -108.1285 | 98 | 24 | polygon | FALSE | FALSE | America/Denver | 3 | 88043 | 1840025074 | [10 empty] | North HurleyNM
Dayton | Dayton | MT | Montana | 30047 | Lake | 47.8644 | -114.2765 | 97 | 68 | polygon | FALSE | FALSE | America/Denver | 3 | 59914 | 1840018393 | [10 empty] | DaytonMT
Day | Day | FL | Florida | 12067 | Lafayette | 30.195 | -83.2909 | 97 | 41 | polygon | FALSE | FALSE | America/New_York | 3 | 32066 | 1840026032 | [10 empty] | DayFL
Bairoil | Bairoil | WY | Wyoming | 56037 | Sweetwater | 42.2372 | -107.5611 | 97 | 26 | polygon | FALSE | TRUE | America/Denver | 3 | 82322 | 1840020102 | [10 empty] | BairoilWY
Spofford | Spofford | TX | Texas | 48271 | Kinney | 29.1732 | -100.4112 | 97 | 155 | polygon | FALSE | TRUE | America/Chicago | 3 | 78832 | 1840022232 | [10 empty] | SpoffordTX
Glen Lyn | Glen Lyn | VA | Virginia | 51071 | Giles | 37.3727 | -80.858 | 97 | 61 | polygon | FALSE | TRUE | America/New_York | 3 | 24093 | 1840006431 | [10 empty] | Glen LynVA
Springtown | Springtown | AR | Arkansas | 5007 | Benton | 36.2605 | -94.4241 | 97 | 69 | polygon | FALSE | TRUE | America/Chicago | 3 | 72734 | 1840017711 | [10 empty] | SpringtownAR
Arispe | Arispe | IA | Iowa | 19175 | Union | 40.948 | -94.2192 | 97 | 72 | polygon | FALSE | TRUE | America/Chicago | 3 | 50830 50861 | 1840007160 | [10 empty] | ArispeIA
Esmond | Esmond | ND | North Dakota | 38005 | Benson | 48.0331 | -99.7647 | 97 | 82 | polygon | FALSE | TRUE | America/Chicago | 3 | 58332 | 1840000088 | [10 empty] | EsmondND
Neylandville | Neylandville | TX | Texas | 48231 | Hunt | 33.2003 | -96.0059 | 97 | 118 | polygon | FALSE | TRUE | America/Chicago | 3 | 75401 | 1840022995 | [10 empty] | NeylandvilleTX
Kinsman | Kinsman | IL | Illinois | 17063 | Grundy | 41.1902 | -88.57 | 97 | 552 | polygon | FALSE | TRUE | America/Chicago | 3 | 60437 | 1840011612 | [10 empty] | KinsmanIL
Keomah Village | Keomah Village | IA | Iowa | 19123 | Mahaska | 41.2868 | -92.5369 | 97 | 552 | polygon | FALSE | TRUE | America/Chicago | 3 | 52577 | 1840008225 | [10 empty] | Keomah VillageIA
Chillicothe | Chillicothe | IA | Iowa | 19179 | Wapello | 41.086 | -92.5303 | 97 | 164 | polygon | FALSE | TRUE | America/Chicago | 3 | 52548 | 1840007148 | [10 empty] | ChillicotheIA
Cullison | Cullison | KS | Kansas | 20151 | Pratt | 37.6303 | -98.9054 | 97 | 216 | polygon | FALSE | TRUE | America/Chicago | 3 | 67124 | 1840007582 | [10 empty] | CullisonKS
McCaskill | McCaskill | AR | Arkansas | 5057 | Hempstead | 33.9187 | -93.6416 | 97 | 50 | polygon | FALSE | TRUE | America/Chicago | 3 | 71847 | 1840016759 | [10 empty] | McCaskillAR
Sanford | Sanford | VA | Virginia | 51001 | Accomack | 37.9299 | -75.662 | 97 | 13 | polygon | FALSE | FALSE | America/New_York | 3 | 23426 23442 | 1840024743 | [10 empty] | SanfordVA
Hyattville | Hyattville | WY | Wyoming | 56003 | Big Horn | 44.2498 | -107.6148 | 97 | 9 | polygon | FALSE | FALSE | America/Denver | 3 | 82428 | 1840017426 | [10 empty] | HyattvilleWY
Bloomington | Bloomington | NE | Nebraska | 31061 | Franklin | 40.0938 | -99.0384 | 97 | 47 | polygon | FALSE | TRUE | America/Chicago | 3 | 68929 68939 | 1840012264 | [10 empty] | BloomingtonNE
Sumner | Sumner | MO | Missouri | 29041 | Chariton | 39.6561 | -93.2435 | 97 | 165 | polygon | FALSE | TRUE | America/Chicago | 3 | 64681 | 1840010610 | [10 empty] | SumnerMO
Wright | Wright | KS | Kansas | 20057 | Ford | 37.7753 | -99.8905 | 97 | 18 | polygon | FALSE | FALSE | America/Chicago | 3 | 67882 | 1840026808 | [10 empty] | WrightKS
Millston | Millston | WI | Wisconsin | 55053 | Jackson | 44.1885 | -90.6446 | 97 | 35 | polygon | FALSE | FALSE | America/Chicago | 3 | 54643 54615 | 1840025363 | [10 empty] | MillstonWI
Nolic | Nolic | AZ | Arizona | 4019 | Pima | 32.0341 | -111.955 | 97 | 71 | polygon | FALSE | FALSE | America/Phoenix | 3 | 85634 | 1840023074 | [10 empty] | NolicAZ
Perryville | Perryville | AK | Alaska | 2164 | Lake and Peninsula | 55.9315 | -159.1559 | 97 | 3 | polygon | FALSE | FALSE | America/Anchorage | 3 | 99648 | 1840023290 | [10 empty] | PerryvilleAK
Beedeville | Beedeville | AR | Arkansas | 5067 | Jackson | 35.4292 | -91.1107 | 97 | 32 | polygon | FALSE | TRUE | America/Chicago | 3 | 72014 72101 | 1840015376 | [10 empty] | BeedevilleAR
Midland | Midland | VA | Virginia | 51061 | Fauquier | 38.5984 | -77.7213 | 97 | 9 | polygon | FALSE | FALSE | America/New_York | 3 | 22728 | 1840024593 | [10 empty] | MidlandVA
Geneva | Geneva | GA | Georgia | 13263 | Talbot | 32.5789 | -84.5516 | 96 | 47 | polygon | FALSE | TRUE | America/New_York | 3 | 31810 | 1840016957 | [10 empty] | GenevaGA
Manchester | Manchester | KS | Kansas | 20041 | Dickinson | 39.0933 | -97.3201 | 96 | 231 | polygon | FALSE | TRUE | America/Chicago | 3 | 67410 | 1840009703 | [10 empty] | ManchesterKS
Baldwin Park | Baldwin Park | MO | Missouri | 29037 | Cass | 38.7939 | -94.2467 | 96 | 488 | polygon | FALSE | TRUE | America/Chicago | 3 | 64080 | 1840012840 | [10 empty] | Baldwin ParkMO
Valmont | Valmont | CO | Colorado | 8013 | Boulder | 40.0341 | -105.2058 | 96 | 137 | polygon | FALSE | FALSE | America/Denver | 3 | 80301 | 1840024350 | [10 empty] | ValmontCO
Herrings | Herrings | NY | New York | 36045 | Jefferson | 44.0223 | -75.6529 | 96 | 240 | polygon | FALSE | FALSE | America/New_York | 3 | 13619 | 1840004113 | [10 empty] | HerringsNY
Williston | Williston | MD | Maryland | 24011 | Caroline | 38.8309 | -75.8511 | 96 | 141 | polygon | FALSE | FALSE | America/New_York | 3 | 21629 | 1840024536 | [10 empty] | WillistonMD
Columbus | Columbus | IL | Illinois | 17001 | Adams | 39.9882 | -91.1456 | 96 | 169 | polygon | FALSE | TRUE | America/Chicago | 3 | 62320 | 1840012367 | [10 empty] | ColumbusIL
Roe | Roe | AR | Arkansas | 5095 | Monroe | 34.6311 | -91.386 | 96 | 207 | polygon | FALSE | TRUE | America/Chicago | 3 | 72134 | 1840017893 | [10 empty] | RoeAR
Hayward | Hayward | MO | Missouri | 29155 | Pemiscot | 36.3959 | -89.6669 | 96 | 146 | polygon | FALSE | FALSE | America/Chicago | 3 | 63873 | 1840025773 | [10 empty] | HaywardMO
Mainville | Mainville | PA | Pennsylvania | 42037 | Columbia | 40.9798 | -76.3705 | 96 | 53 | polygon | FALSE | FALSE | America/New_York | 3 | 17815 | 1840005004 | [10 empty] | MainvillePA
Haddam | Haddam | KS | Kansas | 20201 | Washington | 39.8554 | -97.3044 | 96 | 108 | polygon | FALSE | TRUE | America/Chicago | 3 | 66944 | 1840007286 | [10 empty] | HaddamKS
Tselakai Dezza | Tselakai Dezza | UT | Utah | 49037 | San Juan | 37.21 | -109.609 | 96 | 1 | polygon | FALSE | FALSE | America/Denver | 3 | 84512 | 1840037251 | [10 empty] | Tselakai DezzaUT
Fulton | Fulton | SD | South Dakota | 46061 | Hanson | 43.7288 | -97.8226 | 96 | 43 | polygon | FALSE | TRUE | America/Chicago | 3 | 57340 | 1840002646 | [10 empty] | FultonSD
Lake Valley | Lake Valley | NM | New Mexico | 35045 | San Juan | 36.0901 | -108.1642 | 96 | 4 | polygon | FALSE | FALSE | America/Denver | 3 | 87499 87313 | 1840024849 | [10 empty] | Lake ValleyNM
Amenia | Amenia | ND | North Dakota | 38017 | Cass | 47.0065 | -97.2241 | 96 | 24 | polygon | FALSE | TRUE | America/Chicago | 3 | 58004 | 1840000170 | [10 empty] | AmeniaND
Mono City | Mono City | CA | California | 6051 | Mono | 38.0412 | -119.1467 | 96 | 6 | polygon | FALSE | FALSE | America/Los_Angeles | 3 | 93541 | 1840028305 | [10 empty] | Mono CityCA
Bagnell | Bagnell | MO | Missouri | 29131 | Miller | 38.2294 | -92.6053 | 95 | 78 | polygon | FALSE | TRUE | America/Chicago | 3 | 65026 | 1840009814 | [10 empty] | BagnellMO
Richards | Richards | MO | Missouri | 29217 | Vernon | 37.9105 | -94.557 | 95 | 136 | polygon | FALSE | TRUE | America/Chicago | 3 | 64778 | 1840010841 | [10 empty] | RichardsMO
Unionville | Unionville | IA | Iowa | 19007 | Appanoose | 40.8182 | -92.6958 | 95 | 49 | polygon | FALSE | TRUE | America/Chicago | 3 | 52594 | 1840010370 | [10 empty] | UnionvilleIA
Danbury | Danbury | NE | Nebraska | 31145 | Red Willow | 40.0377 | -100.4051 | 95 | 113 | polygon | FALSE | TRUE | America/Chicago | 3 | 69026 | 1840012294 | [10 empty] | DanburyNE
Kincaid | Kincaid | WV | West Virginia | 54019 | Fayette | 38.0381 | -81.2759 | 95 | 42 | polygon | FALSE | FALSE | America/New_York | 3 | 25119 | 1840025681 | [10 empty] | KincaidWV
Poole | Poole | KY | Kentucky | 21233 | Webster | 37.6392 | -87.6446 | 95 | 37 | polygon | FALSE | FALSE | America/Chicago | 3 | 42409 42406 42455 42444 | 1840030558 | [10 empty] | PooleKY
Solway | Solway | MN | Minnesota | 27007 | Beltrami | 47.521 | -95.1303 | 95 | 35 | polygon | FALSE | TRUE | America/Chicago | 3 | 56678 | 1840008822 | [10 empty] | SolwayMN
Eagle Harbor | Eagle Harbor | MI | Michigan | 26083 | Keweenaw | 47.4542 | -88.1569 | 95 | 20 | polygon | FALSE | FALSE | America/Detroit | 3 | 49950 | 1840026077 | [10 empty] | Eagle HarborMI
Whipholt | Whipholt | MN | Minnesota | 27021 | Cass | 47.0436 | -94.386 | 95 | 11 | polygon | FALSE | FALSE | America/Chicago | 3 | 56484 | 1840026098 | [10 empty] | WhipholtMN
Rome | Rome | OH | Ohio | 39001 | Adams | 38.6657 | -83.3793 | 95 | 159 | polygon | FALSE | TRUE | America/New_York | 3 | 45684 | 1840073813 | [10 empty] | RomeOH
Shell | Shell | WY | Wyoming | 56003 | Big Horn | 44.5346 | -107.7843 | 95 | 32 | polygon | FALSE | FALSE | America/Denver | 3 | 82441 | 1840026119 | [10 empty] | ShellWY
White Bird | White Bird | ID | Idaho | 16049 | Idaho | 45.7622 | -116.3007 | 95 | 566 | polygon | FALSE | TRUE | America/Los_Angeles | 3 | 83554 | 1840021171 | [10 empty] | White BirdID
Mobeetie | Mobeetie | TX | Texas | 48483 | Wheeler | 35.5292 | -100.4393 | 95 | 60 | polygon | FALSE | TRUE | America/Chicago | 3 | 79061 | 1840020432 | [10 empty] | MobeetieTX
Hitchcock | Hitchcock | SD | South Dakota | 46005 | Beadle | 44.6294 | -98.4082 | 95 | 134 | polygon | FALSE | TRUE | America/Chicago | 3 | 57348 | 1840002372 | [10 empty] | HitchcockSD
Westdale | Westdale | TX | Texas | 48249 | Jim Wells | 27.9657 | -97.9938 | 95 | 9 | polygon | FALSE | FALSE | America/Chicago | 3 | 78372 | 1840037086 | [10 empty] | WestdaleTX
Beaver | Beaver | AR | Arkansas | 5015 | Carroll | 36.4752 | -93.7727 | 95 | 116 | polygon | FALSE | TRUE | America/Chicago | 3 | 72631 | 1840015293 | [10 empty] | BeaverAR
Plush | Plush | OR | Oregon | 41037 | Lake | 42.4051 | -119.8993 | 95 | 22 | polygon | FALSE | FALSE | America/Los_Angeles | 3 | 97637 97620 | 1840025437 | [10 empty] | PlushOR
Brumley | Brumley | MO | Missouri | 29131 | Miller | 38.088 | -92.4845 | 94 | 65 | polygon | FALSE | TRUE | America/Chicago | 3 | 65017 | 1840009815 | [10 empty] | BrumleyMO
Daniel | Daniel | WY | Wyoming | 56035 | Sublette | 42.8658 | -110.0767 | 94 | 7 | polygon | FALSE | FALSE | America/Denver | 3 | 83115 | 1840018659 | [10 empty] | DanielWY
Elk Creek | Elk Creek | NE | Nebraska | 31097 | Johnson | 40.2883 | -96.1269 | 94 | 279 | polygon | FALSE | TRUE | America/Chicago | 3 | 68348 | 1840012169 | [10 empty] | Elk CreekNE
Eddyville | Eddyville | NE | Nebraska | 31047 | Dawson | 41.0124 | -99.6241 | 94 | 131 | polygon | FALSE | TRUE | America/Chicago | 3 | 68834 | 1840011827 | [10 empty] | EddyvilleNE
Tuttle | Tuttle | CA | California | 6047 | Merced | 37.2965 | -120.3789 | 94 | 20 | polygon | FALSE | FALSE | America/Los_Angeles | 3 | 95340 95341 | 1840024775 | [10 empty] | TuttleCA
Dorchester | Dorchester | TX | Texas | 48181 | Grayson | 33.5331 | -96.696 | 94 | 27 | polygon | FALSE | TRUE | America/Chicago | 3 | 75092 75459 | 1840021958 | [10 empty] | DorchesterTX
Mason | Mason | WI | Wisconsin | 55007 | Bayfield | 46.4355 | -91.0601 | 94 | 51 | polygon | FALSE | TRUE | America/Chicago | 3 | 54856 | 1840003915 | [10 empty] | MasonWI
Townsend | Townsend | WI | Wisconsin | 55083 | Oconto | 45.324 | -88.5903 | 94 | 73 | polygon | FALSE | FALSE | America/Chicago | 3 | 54175 | 1840025315 | [10 empty] | TownsendWI
Shoal Creek Estates | Shoal Creek Estates | MO | Missouri | 29145 | Newton | 37.0173 | -94.4933 | 94 | 317 | polygon | FALSE | TRUE | America/Chicago | 3 | 64804 | 1840010893 | [10 empty] | Shoal Creek EstatesMO
Sleetmute | Sleetmute | AK | Alaska | 2050 | Bethel | 61.6516 | -157.1251 | 94 | 0 | polygon | FALSE | FALSE | America/Anchorage | 3 | 99668 | 1840023346 | [10 empty] | SleetmuteAK
Parcoal | Parcoal | WV | West Virginia | 54101 | Webster | 38.4604 | -80.3731 | 94 | 210 | polygon | FALSE | FALSE | America/New_York | 3 | 26288 | 1840038286 | [10 empty] | ParcoalWV
Dixon | Dixon | WY | Wyoming | 56007 | Carbon | 41.0344 | -107.5355 | 94 | 276 | polygon | FALSE | TRUE | America/Denver | 3 | 82323 | 1840021310 | [10 empty] | DixonWY
Glenfield | Glenfield | ND | North Dakota | 38031 | Foster | 47.4551 | -98.5663 | 94 | 265 | polygon | FALSE | TRUE | America/Chicago | 3 | 58443 | 1840000139 | [10 empty] | GlenfieldND
Quintana | Quintana | TX | Texas | 48039 | Brazoria | 28.9279 | -95.317 | 94 | 52 | polygon | FALSE | TRUE | America/Chicago | 3 | 77541 | 1840022238 | [10 empty] | QuintanaTX
Tamarack | Tamarack | MN | Minnesota | 27001 | Aitkin | 46.6529 | -93.125 | 94 | 10 | polygon | FALSE | TRUE | America/Chicago | 3 | 55787 | 1840008841 | [10 empty] | TamarackMN
Blairstown | Blairstown | MO | Missouri | 29083 | Henry | 38.558 | -93.9578 | 94 | 145 | polygon | FALSE | TRUE | America/Chicago | 3 | 64726 | 1840007493 | [10 empty] | BlairstownMO
Bunker Hill | Bunker Hill | KS | Kansas | 20167 | Russell | 38.8753 | -98.6989 | 94 | 26 | polygon | FALSE | TRUE | America/Chicago | 3 | 67626 | 1840007412 | [10 empty] | Bunker HillKS
Kildare | Kildare | OK | Oklahoma | 40071 | Kay | 36.8083 | -97.0499 | 94 | 255 | polygon | FALSE | TRUE | America/Chicago | 3 | 74604 | 1840021615 | [10 empty] | KildareOK
Oscarville | Oscarville | AK | Alaska | 2050 | Bethel | 60.7288 | -161.7728 | 94 | 13 | polygon | FALSE | FALSE | America/Anchorage | 3 | 99559 | 1840023344 | [10 empty] | OscarvilleAK
Rogers | Rogers | NE | Nebraska | 31037 | Colfax | 41.4643 | -96.9159 | 94 | 214 | polygon | FALSE | TRUE | America/Chicago | 3 | 68659 | 1840011449 | [10 empty] | RogersNE
Kingston | Kingston | NV | Nevada | 32015 | Lander | 39.2101 | -117.0679 | 94 | 8 | polygon | FALSE | FALSE | America/Los_Angeles | 3 | 89310 | 1840024246 | [10 empty] | KingstonNV
Media | Media | IL | Illinois | 17071 | Henderson | 40.7694 | -90.8326 | 94 | 21 | polygon | FALSE | TRUE | America/Chicago | 3 | 61460 | 1840011795 | [10 empty] | MediaIL
Slater | Slater | WY | Wyoming | 56031 | Platte | 41.8776 | -104.7887 | 94 | 0 | polygon | FALSE | FALSE | America/Denver | 3 | 82201 | 1840018686 | [10 empty] | SlaterWY
Pembine | Pembine | WI | Wisconsin | 55075 | Marinette | 45.6367 | -87.9918 | 94 | 60 | polygon | FALSE | FALSE | America/Chicago | 3 | 54156 | 1840026082 | [10 empty] | PembineWI
Dixonville | Dixonville | FL | Florida | 12113 | Santa Rosa | 30.9865 | -87.0416 | 94 | 7 | polygon | FALSE | FALSE | America/Chicago | 3 | 32565 | 1840029113 | [10 empty] | DixonvilleFL
Liebenthal | Liebenthal | KS | Kansas | 20165 | Rush | 38.6545 | -99.32 | 94 | 323 | polygon | FALSE | TRUE | America/Chicago | 3 | 67553 | 1840009654 | [10 empty] | LiebenthalKS
Strawn | Strawn | IL | Illinois | 17105 | Livingston | 40.6537 | -88.3999 | 93 | 70 | polygon | FALSE | TRUE | America/Chicago | 3 | 61775 | 1840011789 | [10 empty] | StrawnIL
Putnam | Putnam | TX | Texas | 48059 | Callahan | 32.3702 | -99.1955 | 93 | 35 | polygon | FALSE | TRUE | America/Chicago | 3 | 76437 76469 | 1840022099 | [10 empty] | PutnamTX
Zurich | Zurich | KS | Kansas | 20163 | Rooks | 39.2322 | -99.4347 | 93 | 199 | polygon | FALSE | TRUE | America/Chicago | 3 | 67663 | 1840010629 | [10 empty] | ZurichKS
Hunter | Hunter | AR | Arkansas | 5147 | Woodruff | 35.0546 | -91.1227 | 93 | 58 | polygon | FALSE | TRUE | America/Chicago | 3 | 72074 | 1840016379 | [10 empty] | HunterAR
Sailor Springs | Sailor Springs | IL | Illinois | 17025 | Clay | 38.7645 | -88.3602 | 93 | 138 | polygon | FALSE | TRUE | America/Chicago | 3 | 62824 62879 | 1840012811 | [10 empty] | Sailor SpringsIL
Wilburton Number Two | Wilburton Number Two | PA | Pennsylvania | 42037 | Columbia | 40.8187 | -76.3782 | 93 | 47 | polygon | FALSE | FALSE | America/New_York | 3 | 17888 | 1840035417 | [10 empty] | Wilburton Number TwoPA
Franklin | Franklin | MO | Missouri | 29089 | Howard | 39.0112 | -92.755 | 93 | 155 | polygon | FALSE | TRUE | America/Chicago | 3 | 65250 65274 | 1840008518 | [10 empty] | FranklinMO
Datto | Datto | AR | Arkansas | 5021 | Clay | 36.3925 | -90.7285 | 93 | 57 | polygon | FALSE | TRUE | America/Chicago | 3 | 72424 | 1840016087 | [10 empty] | DattoAR
Apache Creek | Apache Creek | NM | New Mexico | 35003 | Catron | 33.8486 | -108.6141 | 93 | 4 | polygon | FALSE | FALSE | America/Denver | 3 | 87820 87830 | 1840025020 | [10 empty] | Apache CreekNM
Elk Falls | Elk Falls | KS | Kansas | 20049 | Elk | 37.3733 | -96.1934 | 93 | 49 | polygon | FALSE | TRUE | America/Chicago | 3 | 67345 | 1840008732 | [10 empty] | Elk FallsKS
Hickory Valley | Hickory Valley | TN | Tennessee | 47069 | Hardeman | 35.155 | -89.126 | 93 | 113 | polygon | FALSE | TRUE | America/Chicago | 3 | 38042 | 1840015449 | [10 empty] | Hickory ValleyTN
Casselman | Casselman | PA | Pennsylvania | 42111 | Somerset | 39.8857 | -79.2111 | 93 | 178 | polygon | FALSE | TRUE | America/New_York | 3 | 15557 | 1840003733 | [10 empty] | CasselmanPA
La Minita | La Minita | TX | Texas | 48427 | Starr | 26.5022 | -99.0734 | 93 | 68 | polygon | FALSE | TRUE | America/Chicago | 3 | 78584 | 1840040951 | [10 empty] | La MinitaTX
Ward | Ward | SC | South Carolina | 45081 | Saluda | 33.8573 | -81.7313 | 93 | 46 | polygon | FALSE | TRUE | America/New_York | 3 | 29166 | 1840016737 | [10 empty] | WardSC
New Bavaria | New Bavaria | OH | Ohio | 39069 | Henry | 41.2038 | -84.1673 | 93 | 513 | polygon | FALSE | TRUE | America/New_York | 3 | 43548 | 1840011610 | [10 empty] | New BavariaOH
Cogswell | Cogswell | ND | North Dakota | 38081 | Sargent | 46.107 | -97.7842 | 93 | 108 | polygon | FALSE | TRUE | America/Chicago | 3 | 58017 | 1840001984 | [10 empty] | CogswellND
Luzerne | Luzerne | IA | Iowa | 19011 | Benton | 41.9054 | -92.1804 | 93 | 272 | polygon | FALSE | TRUE | America/Chicago | 3 | 52257 | 1840009143 | [10 empty] | LuzerneIA
Tuskahoma | Tuskahoma | OK | Oklahoma | 40127 | Pushmataha | 34.6272 | -95.2779 | 93 | 15 | polygon | FALSE | FALSE | America/Chicago | 3 | 74574 | 1840026971 | [10 empty] | TuskahomaOK
Luray | Luray | MO | Missouri | 29045 | Clark | 40.4524 | -91.8841 | 93 | 177 | polygon | FALSE | TRUE | America/Chicago | 3 | 63453 | 1840012115 | [10 empty] | LurayMO
Coy | Coy | AR | Arkansas | 5085 | Lonoke | 34.5405 | -91.8713 | 93 | 53 | polygon | FALSE | TRUE | America/Chicago | 3 | 72037 72046 | 1840016497 | [10 empty] | CoyAR
Dazey | Dazey | ND | North Dakota | 38003 | Barnes | 47.1883 | -98.2007 | 93 | 94 | polygon | FALSE | TRUE | America/Chicago | 3 | 58429 | 1840000161 | [10 empty] | DazeyND
Crescent Mills | Crescent Mills | CA | California | 6063 | Plumas | 40.1008 | -120.9217 | 93 | 8 | polygon | FALSE | FALSE | America/Los_Angeles | 3 | 95934 | 1840017508 | [10 empty] | Crescent MillsCA
Aragon | Aragon | NM | New Mexico | 35003 | Catron | 33.8899 | -108.5201 | 93 | 4 | polygon | FALSE | FALSE | America/Denver | 3 | 87820 | 1840025021 | [10 empty] | AragonNM
Pascola | Pascola | MO | Missouri | 29155 | Pemiscot | 36.2673 | -89.8258 | 93 | 224 | polygon | FALSE | TRUE | America/Chicago | 3 | 63827 | 1840013066 | [10 empty] | PascolaMO
Centrahoma | Centrahoma | OK | Oklahoma | 40029 | Coal | 34.6104 | -96.3437 | 93 | 148 | polygon | FALSE | TRUE | America/Chicago | 3 | 74534 74538 | 1840019247 | [10 empty] | CentrahomaOK
Lowndesboro | Lowndesboro | AL | Alabama | 1085 | Lowndes | 32.2764 | -86.6108 | 93 | 45 | polygon | FALSE | TRUE | America/Chicago | 3 | 36752 | 1840017005 | [10 empty] | LowndesboroAL
Brian Head | Brian Head | UT | Utah | 49021 | Iron | 37.6977 | -112.8416 | 93 | 9 | polygon | FALSE | TRUE | America/Denver | 3 | 84719 | 1840021526 | [10 empty] | Brian HeadUT
Windmill | Windmill | NM | New Mexico | 35023 | Hidalgo | 31.9769 | -108.6315 | 93 | 24 | polygon | FALSE | FALSE | America/Denver | 3 | 88020 | 1840025104 | [10 empty] | WindmillNM
Leopolis | Leopolis | WI | Wisconsin | 55115 | Shawano | 44.7654 | -88.8447 | 93 | 88 | polygon | FALSE | FALSE | America/Chicago | 3 | 54948 | 1840023921 | [10 empty] | LeopolisWI
Prince | Prince | WV | West Virginia | 54019 | Fayette | 37.8593 | -81.0722 | 93 | 19 | polygon | FALSE | FALSE | America/New_York | 3 | 25907 | 1840025684 | [10 empty] | PrinceWV
Fish Camp | Fish Camp | CA | California | 6043 | Mariposa | 37.4797 | -119.6373 | 93 | 39 | polygon | FALSE | FALSE | America/Los_Angeles | 3 | 93623 | 1840024753 | [10 empty] | Fish CampCA
Defiance | Defiance | MO | Missouri | 29183 | St. Charles | 38.6327 | -90.7846 | 93 | 35 | polygon | FALSE | FALSE | America/Chicago | 3 | 63341 | 1840024597 | [10 empty] | DefianceMO
Portland | Portland | CO | Colorado | 8091 | Ouray | 38.0892 | -107.6952 | 93 | 11 | polygon | FALSE | FALSE | America/Denver | 3 | 81432 | 1840024696 | [10 empty] | PortlandCO
Zalma | Zalma | MO | Missouri | 29017 | Bollinger | 37.1423 | -90.0825 | 93 | 173 | polygon | FALSE | FALSE | America/Chicago | 3 | 63787 | 1840013010 | [10 empty] | ZalmaMO
Munden | Munden | KS | Kansas | 20157 | Republic | 39.9126 | -97.5385 | 93 | 193 | polygon | FALSE | TRUE | America/Chicago | 3 | 66959 | 1840008413 | [10 empty] | MundenKS
Angelica | Angelica | WI | Wisconsin | 55115 | Shawano | 44.675 | -88.3215 | 93 | 22 | polygon | FALSE | FALSE | America/Chicago | 3 | 54162 | 1840023918 | [10 empty] | AngelicaWI
New Church | New Church | VA | Virginia | 51001 | Accomack | 37.9826 | -75.5291 | 93 | 18 | polygon | FALSE | FALSE | America/New_York | 3 | 23395 23415 | 1840024738 | [10 empty] | New ChurchVA
Costilla | Costilla | NM | New Mexico | 35055 | Taos | 36.9786 | -105.5353 | 92 | 11 | polygon | FALSE | FALSE | America/Denver | 3 | 87524 | 1840026910 | [10 empty] | CostillaNM
Zwingle | Zwingle | IA | Iowa | 19061 | Dubuque | 42.2972 | -90.6874 | 92 | 217 | polygon | FALSE | TRUE | America/Chicago | 3 | 52079 | 1840010095 | [10 empty] | ZwingleIA
Maytown | Maytown | KY | Kentucky | 21071 | Floyd | 37.5327 | -82.7991 | 92 | 62 | polygon | FALSE | TRUE | America/New_York | 3 | 41645 | 1840043109 | [10 empty] | MaytownKY
Bluffton | Bluffton | GA | Georgia | 13061 | Clay | 31.5198 | -84.8691 | 92 | 22 | polygon | FALSE | TRUE | America/New_York | 3 | 39824 | 1840015859 | [10 empty] | BlufftonGA
Tryon | Tryon | NE | Nebraska | 31117 | McPherson | 41.5584 | -100.9536 | 92 | 29 | polygon | FALSE | FALSE | America/Chicago | 3 | 69167 | 1840024136 | [10 empty] | TryonNE
Rothville | Rothville | MO | Missouri | 29041 | Chariton | 39.6539 | -93.0636 | 92 | 179 | polygon | FALSE | TRUE | America/Chicago | 3 | 64676 | 1840012576 | [10 empty] | RothvilleMO
Uncertain | Uncertain | TX | Texas | 48203 | Harrison | 32.7064 | -94.1269 | 92 | 66 | polygon | FALSE | TRUE | America/Chicago | 3 | 75661 | 1840022072 | [10 empty] | UncertainTX
Black Springs | Black Springs | AR | Arkansas | 5097 | Montgomery | 34.4607 | -93.7123 | 92 | 79 | polygon | FALSE | TRUE | America/Chicago | 3 | 71960 | 1840015546 | [10 empty] | Black SpringsAR
Koyukuk | Koyukuk | AK | Alaska | 2290 | Yukon-Koyukuk | 64.9008 | -157.6946 | 92 | 6 | polygon | FALSE | TRUE | America/Anchorage | 3 | 99754 | 1840023453 | [10 empty] | KoyukukAK
Faunsdale | Faunsdale | AL | Alabama | 1091 | Marengo | 32.4576 | -87.5938 | 92 | 128 | polygon | FALSE | TRUE | America/Chicago | 3 | 36738 | 1840002081 | [10 empty] | FaunsdaleAL
Jeddo | Jeddo | PA | Pennsylvania | 42079 | Luzerne | 40.9903 | -75.8961 | 92 | 125 | polygon | FALSE | TRUE | America/New_York | 3 | 18224 | 1840000755 | [10 empty] | JeddoPA
Bruno | Bruno | NE | Nebraska | 31023 | Butler | 41.2831 | -96.961 | 92 | 129 | polygon | FALSE | TRUE | America/Chicago | 3 | 68014 | 1840010270 | [10 empty] | BrunoNE
Craig | Craig | IA | Iowa | 19149 | Plymouth | 42.8956 | -96.3097 | 92 | 391 | polygon | FALSE | TRUE | America/Chicago | 3 | 51031 | 1840006895 | [10 empty] | CraigIA
Horntown | Horntown | OK | Oklahoma | 40063 | Hughes | 35.0869 | -96.2476 | 92 | 8 | polygon | FALSE | TRUE | America/Chicago | 3 | 74848 | 1840021819 | [10 empty] | HorntownOK
Conrath | Conrath | WI | Wisconsin | 55107 | Rusk | 45.3842 | -91.0357 | 92 | 67 | polygon | FALSE | TRUE | America/Chicago | 3 | 54731 | 1840024171 | [10 empty] | ConrathWI
Jennings | Jennings | KS | Kansas | 20039 | Decatur | 39.6806 | -100.2933 | 92 | 132 | polygon | FALSE | TRUE | America/Chicago | 3 | 67643 | 1840008419 | [10 empty] | JenningsKS
Esbon | Esbon | KS | Kansas | 20089 | Jewell | 39.8218 | -98.4337 | 92 | 126 | polygon | FALSE | TRUE | America/Chicago | 3 | 66941 | 1840008407 | [10 empty] | EsbonKS
CaÃ±ones | Canones | NM | New Mexico | 35039 | Rio Arriba | 36.1769 | -106.4244 | 92 | 8 | polygon | FALSE | FALSE | America/Denver | 3 | 87516 | 1840024822 | [10 empty] | CaÃ±onesNM
Cantu Addition | Cantu Addition | TX | Texas | 48047 | Brooks | 27.202 | -98.1555 | 92 | 118 | polygon | FALSE | FALSE | America/Chicago | 3 | 78355 | 1840037035 | [10 empty] | Cantu AdditionTX
South Gorin | South Gorin | MO | Missouri | 29199 | Scotland | 40.3596 | -92.0246 | 92 | 175 | polygon | FALSE | TRUE | America/Chicago | 3 | 63543 | 1840035406 | [10 empty] | South GorinMO
Ellisville | Ellisville | IL | Illinois | 17057 | Fulton | 40.6273 | -90.306 | 92 | 130 | polygon | FALSE | TRUE | America/Chicago | 3 | 61431 | 1840012013 | [10 empty] | EllisvilleIL
Carrick | Carrick | CA | California | 6093 | Siskiyou | 41.4467 | -122.3635 | 92 | 604 | polygon | FALSE | FALSE | America/Los_Angeles | 3 | 96094 | 1840028338 | [10 empty] | CarrickCA
Vale Summit | Vale Summit | MD | Maryland | 24001 | Allegany | 39.6152 | -78.9084 | 92 | 35 | polygon | FALSE | FALSE | America/New_York | 3 | 21532 | 1840024437 | [10 empty] | Vale SummitMD
Monticello | Monticello | MO | Missouri | 29111 | Lewis | 40.1191 | -91.713 | 92 | 136 | polygon | FALSE | TRUE | America/Chicago | 3 | 63457 | 1840012352 | [10 empty] | MonticelloMO
Amanda Park | Amanda Park | WA | Washington | 53027 | Grays Harbor | 47.4532 | -123.9194 | 92 | 4 | polygon | FALSE | FALSE | America/Los_Angeles | 3 | 98526 | 1840023816 | [10 empty] | Amanda ParkWA
Stonyford | Stonyford | CA | California | 6011 | Colusa | 39.3703 | -122.5445 | 92 | 12 | polygon | FALSE | FALSE | America/Los_Angeles | 3 | 95979 | 1840024472 | [10 empty] | StonyfordCA
Lake Aluma | Lake Aluma | OK | Oklahoma | 40109 | Oklahoma | 35.5334 | -97.4484 | 91 | 135 | polygon | FALSE | TRUE | America/Chicago | 3 | 73121 | 1840021747 | [10 empty] | Lake AlumaOK
Valmy | Valmy | NV | Nevada | 32013 | Humboldt | 40.7714 | -117.1312 | 91 | 9 | polygon | FALSE | FALSE | America/Los_Angeles | 3 | 89438 | 1840024114 | [10 empty] | ValmyNV
Waco | Waco | MO | Missouri | 29097 | Jasper | 37.247 | -94.6003 | 91 | 136 | polygon | FALSE | TRUE | America/Chicago | 3 | 64832 | 1840010877 | [10 empty] | WacoMO
Gorman | Gorman | MD | Maryland | 24023 | Garrett | 39.2923 | -79.3527 | 91 | 28 | polygon | FALSE | FALSE | America/New_York | 3 | 21550 | 1840024443 | [10 empty] | GormanMD
Saulsbury | Saulsbury | TN | Tennessee | 47069 | Hardeman | 35.0489 | -89.0883 | 91 | 58 | polygon | FALSE | TRUE | America/Chicago | 3 | 38067 | 1840017860 | [10 empty] | SaulsburyTN
Saltillo | Saltillo | IN | Indiana | 18175 | Washington | 38.6662 | -86.2975 | 91 | 30 | polygon | FALSE | TRUE | America/Indiana/Indianapolis | 3 | 47108 | 1840010761 | [10 empty] | SaltilloIN
Halibut Cove | Halibut Cove | AK | Alaska | 2122 | Kenai Peninsula | 59.5744 | -151.2296 | 91 | 4 | polygon | FALSE | FALSE | America/Anchorage | 3 | 99603 | 1840023645 | [10 empty] | Halibut CoveAK
Goodrich | Goodrich | ND | North Dakota | 38083 | Sheridan | 47.476 | -100.1248 | 91 | 120 | polygon | FALSE | TRUE | America/Chicago | 3 | 58444 | 1840000121 | [10 empty] | GoodrichND
Coyanosa | Coyanosa | TX | Texas | 48371 | Pecos | 31.2409 | -103.065 | 91 | 163 | polygon | FALSE | FALSE | America/Chicago | 3 | 79730 | 1840018182 | [10 empty] | CoyanosaTX
Alton | Alton | KS | Kansas | 20141 | Osborne | 39.4678 | -98.9486 | 91 | 113 | polygon | FALSE | TRUE | America/Chicago | 3 | 67623 | 1840007347 | [10 empty] | AltonKS
Spring Hill | Spring Hill | MN | Minnesota | 27145 | Stearns | 45.5232 | -94.8317 | 91 | 48 | polygon | FALSE | TRUE | America/Chicago | 3 | 56352 | 1840008874 | [10 empty] | Spring HillMN
Lone Oak | Lone Oak | GA | Georgia | 13199 | Meriwether | 33.1724 | -84.8173 | 91 | 56 | polygon | FALSE | TRUE | America/New_York | 3 | 30220 30230 | 1840016898 | [10 empty] | Lone OakGA
St. Leo | St. Leo | MN | Minnesota | 27173 | Yellow Medicine | 44.7173 | -96.0526 | 91 | 138 | polygon | FALSE | TRUE | America/Chicago | 3 | 56264 | 1840008946 | [10 empty] | St. LeoMN
St. Helena | St. Helena | NE | Nebraska | 31027 | Cedar | 42.8106 | -97.2489 | 91 | 79 | polygon | FALSE | TRUE | America/Chicago | 3 | 68774 | 1840011072 | [10 empty] | St. HelenaNE
Chautauqua | Chautauqua | KS | Kansas | 20019 | Chautauqua | 37.0241 | -96.1776 | 91 | 82 | polygon | FALSE | TRUE | America/Chicago | 3 | 67334 | 1840007635 | [10 empty] | ChautauquaKS
Salvo | Salvo | NC | North Carolina | 37055 | Dare | 35.549 | -75.4689 | 91 | 36 | polygon | FALSE | FALSE | America/New_York | 3 | 27972 | 1840025786 | [10 empty] | SalvoNC
Portis | Portis | KS | Kansas | 20141 | Osborne | 39.5638 | -98.6916 | 91 | 134 | polygon | FALSE | TRUE | America/Chicago | 3 | 67474 | 1840009578 | [10 empty] | PortisKS
Morrison | Morrison | IA | Iowa | 19075 | Grundy | 42.343 | -92.6733 | 91 | 369 | polygon | FALSE | TRUE | America/Chicago | 3 | 50669 | 1840008080 | [10 empty] | MorrisonIA
Bejou | Bejou | MN | Minnesota | 27087 | Mahnomen | 47.4429 | -95.9727 | 91 | 122 | polygon | FALSE | TRUE | America/Chicago | 3 | 56516 | 1840006616 | [10 empty] | BejouMN
Fort Indiantown Gap | Fort Indiantown Gap | PA | Pennsylvania | 42075 | Lebanon | 40.4421 | -76.5971 | 91 | 1 | polygon | FALSE | FALSE | America/New_York | 3 | 17038 17003 | 1840035411 | [10 empty] | Fort Indiantown GapPA
Swanton | Swanton | NE | Nebraska | 31151 | Saline | 40.3797 | -97.0799 | 91 | 175 | polygon | FALSE | TRUE | America/Chicago | 3 | 68445 | 1840012057 | [10 empty] | SwantonNE
McFall | McFall | MO | Missouri | 29075 | Gentry | 40.1116 | -94.2223 | 91 | 114 | polygon | FALSE | TRUE | America/Chicago | 3 | 64657 | 1840008362 | [10 empty] | McFallMO
White Earth | White Earth | ND | North Dakota | 38061 | Mountrail | 48.3799 | -102.7718 | 91 | 23 | polygon | FALSE | TRUE | America/Chicago | 3 | 58794 | 1840001877 | [10 empty] | White EarthND
Elgin | Elgin | AZ | Arizona | 4023 | Santa Cruz | 31.668 | -110.5347 | 91 | 5 | polygon | FALSE | FALSE | America/Phoenix | 3 | 85611 | 1840018173 | [10 empty] | ElginAZ
Symerton | Symerton | IL | Illinois | 17197 | Will | 41.3255 | -88.0532 | 91 | 231 | polygon | FALSE | TRUE | America/Chicago | 3 | 60481 | 1840011498 | [10 empty] | SymertonIL
Wisdom | Wisdom | MT | Montana | 30001 | Beaverhead | 45.6114 | -113.4469 | 91 | 34 | polygon | FALSE | FALSE | America/Denver | 3 | 59761 | 1840018538 | [10 empty] | WisdomMT
Oakville | Oakville | CA | California | 6055 | Napa | 38.4384 | -122.4067 | 91 | 25 | polygon | FALSE | FALSE | America/Los_Angeles | 3 | 94558 | 1840024612 | [10 empty] | OakvilleCA
Dodge | Dodge | OK | Oklahoma | 40041 | Delaware | 36.5789 | -94.6385 | 91 | 5 | polygon | FALSE | FALSE | America/Chicago | 3 | 74344 | 1840034536 | [10 empty] | DodgeOK
Allisonia | Allisonia | VA | Virginia | 51155 | Pulaski | 36.9342 | -80.7255 | 91 | 10 | polygon | FALSE | FALSE | America/New_York | 3 | 24347 | 1840024799 | [10 empty] | AllisoniaVA
Blakeslee | Blakeslee | OH | Ohio | 39171 | Williams | 41.5242 | -84.7308 | 91 | 372 | polygon | FALSE | TRUE | America/New_York | 3 | 43505 | 1840011518 | [10 empty] | BlakesleeOH
Oceola | Oceola | OH | Ohio | 39033 | Crawford | 40.8442 | -83.0947 | 91 | 70 | polygon | FALSE | FALSE | America/New_York | 3 | 44820 44849 | 1840026386 | [10 empty] | OceolaOH
Olowalu | Olowalu | HI | Hawaii | 15009 | Maui | 20.8222 | -156.6169 | 91 | 11 | polygon | FALSE | FALSE | Pacific/Honolulu | 3 | 96761 | 1840025209 | [10 empty] | OlowaluHI
Round Top | Round Top | TX | Texas | 48149 | Fayette | 30.064 | -96.6959 | 90 | 36 | polygon | FALSE | TRUE | America/Chicago | 3 | 78954 | 1840022207 | [10 empty] | Round TopTX
Cedar Springs | Cedar Springs | GA | Georgia | 13099 | Early | 31.1873 | -85.0324 | 90 | 11 | polygon | FALSE | FALSE | America/New_York | 3 | 39861 39823 39832 | 1840025967 | [10 empty] | Cedar SpringsGA
Willard | Willard | KS | Kansas | 20177 | Shawnee | 39.094 | -95.9427 | 90 | 318 | polygon | FALSE | TRUE | America/Chicago | 3 | 66615 | 1840010692 | [10 empty] | WillardKS
Henlawson | Henlawson | WV | West Virginia | 54045 | Logan | 37.9 | -81.982 | 90 | 43 | polygon | FALSE | FALSE | America/New_York | 3 | 25624 | 1840025702 | [10 empty] | HenlawsonWV
Hayfield | Hayfield | IA | Iowa | 19081 | Hancock | 43.1781 | -93.6926 | 90 | 42 | polygon | FALSE | FALSE | America/Chicago | 3 | 50438 | 1840024054 | [10 empty] | HayfieldIA
Sharon | Sharon | ND | North Dakota | 38091 | Steele | 47.5974 | -97.8994 | 90 | 23 | polygon | FALSE | TRUE | America/Chicago | 3 | 58277 | 1840001903 | [10 empty] | SharonND
Ericson | Ericson | NE | Nebraska | 31183 | Wheeler | 41.7803 | -98.6785 | 90 | 92 | polygon | FALSE | TRUE | America/Chicago | 3 | 68637 | 1840011368 | [10 empty] | EricsonNE
Klingerstown | Klingerstown | PA | Pennsylvania | 42107 | Schuylkill | 40.6588 | -76.6931 | 90 | 70 | polygon | FALSE | FALSE | America/New_York | 3 | 17941 | 1840005217 | [10 empty] | KlingerstownPA
Burns City | Burns City | IN | Indiana | 18101 | Martin | 38.8203 | -86.8927 | 90 | 47 | polygon | FALSE | FALSE | America/Indiana/Vincennes | 3 | 47553 | 1840024608 | [10 empty] | Burns CityIN
Tilleda | Tilleda | WI | Wisconsin | 55115 | Shawano | 44.8156 | -88.9125 | 90 | 123 | polygon | FALSE | FALSE | America/Chicago | 3 | 54416 54128 | 1840023926 | [10 empty] | TilledaWI
Woodbury | Woodbury | KY | Kentucky | 21031 | Butler | 37.1835 | -86.6353 | 90 | 243 | polygon | FALSE | TRUE | America/Chicago | 3 | 42261 42288 | 1840015254 | [10 empty] | WoodburyKY
Severance | Severance | KS | Kansas | 20043 | Doniphan | 39.7668 | -95.2492 | 90 | 247 | polygon | FALSE | TRUE | America/Chicago | 3 | 66087 | 1840009516 | [10 empty] | SeveranceKS
Glade | Glade | KS | Kansas | 20147 | Phillips | 39.6837 | -99.3116 | 90 | 129 | polygon | FALSE | TRUE | America/Chicago | 3 | 67639 | 1840008422 | [10 empty] | GladeKS
Weldon Spring Heights | Weldon Spring Heights | MO | Missouri | 29183 | St. Charles | 38.7042 | -90.6855 | 90 | 361 | polygon | FALSE | TRUE | America/Chicago | 3 | 63304 | 1840010720 | [10 empty] | Weldon Spring HeightsMO
Zemple | Zemple | MN | Minnesota | 27061 | Itasca | 47.3207 | -93.7859 | 90 | 52 | polygon | FALSE | TRUE | America/Chicago | 3 | 56636 | 1840009964 | [10 empty] | ZempleMN
Amagon | Amagon | AR | Arkansas | 5067 | Jackson | 35.5632 | -91.1094 | 90 | 312 | polygon | FALSE | TRUE | America/Chicago | 3 | 72005 | 1840015375 | [10 empty] | AmagonAR
Coolidge | Coolidge | KS | Kansas | 20075 | Hamilton | 38.0415 | -102.0079 | 90 | 75 | polygon | FALSE | TRUE | America/Denver | 3 | 67836 | 1840007524 | [10 empty] | CoolidgeKS
Mooresville | Mooresville | MO | Missouri | 29117 | Livingston | 39.7468 | -93.721 | 90 | 193 | polygon | FALSE | TRUE | America/Chicago | 3 | 64664 | 1840012459 | [10 empty] | MooresvilleMO
Lankin | Lankin | ND | North Dakota | 38099 | Walsh | 48.3147 | -97.9203 | 90 | 121 | polygon | FALSE | TRUE | America/Chicago | 3 | 58250 | 1840000083 | [10 empty] | LankinND
Danvers | Danvers | MN | Minnesota | 27151 | Swift | 45.2814 | -95.7559 | 90 | 50 | polygon | FALSE | TRUE | America/Chicago | 3 | 56231 | 1840006725 | [10 empty] | DanversMN
Hansell | Hansell | IA | Iowa | 19069 | Franklin | 42.7578 | -93.1041 | 90 | 155 | polygon | FALSE | TRUE | America/Chicago | 3 | 50441 | 1840006911 | [10 empty] | HansellIA
Maramec | Maramec | OK | Oklahoma | 40117 | Pawnee | 36.242 | -96.6805 | 90 | 142 | polygon | FALSE | TRUE | America/Chicago | 3 | 74045 | 1840022661 | [10 empty] | MaramecOK
Ravalli | Ravalli | MT | Montana | 30047 | Lake | 47.2798 | -114.1658 | 90 | 13 | polygon | FALSE | FALSE | America/Denver | 3 | 59863 | 1840018395 | [10 empty] | RavalliMT
Ratamosa | Ratamosa | TX | Texas | 48061 | Cameron | 26.2005 | -97.8445 | 90 | 17 | polygon | FALSE | FALSE | America/Chicago | 3 | 78559 78593 | 1840037075 | [10 empty] | RatamosaTX
Newark | Newark | MO | Missouri | 29103 | Knox | 39.9946 | -91.9733 | 90 | 107 | polygon | FALSE | TRUE | America/Chicago | 3 | 63458 | 1840012312 | [10 empty] | NewarkMO
Grand View | Grand View | WI | Wisconsin | 55007 | Bayfield | 46.368 | -91.1034 | 90 | 46 | polygon | FALSE | FALSE | America/Chicago | 3 | 54839 | 1840026069 | [10 empty] | Grand ViewWI
Watson | Watson | MO | Missouri | 29005 | Atchison | 40.4799 | -95.6232 | 90 | 320 | polygon | FALSE | TRUE | America/Chicago | 3 | 64496 | 1840012136 | [10 empty] | WatsonMO
Theba | Theba | AZ | Arizona | 4013 | Maricopa | 32.9182 | -112.8899 | 90 | 55 | polygon | FALSE | FALSE | America/Phoenix | 3 | 85337 | 1840022925 | [10 empty] | ThebaAZ
Cornland | Cornland | IL | Illinois | 17107 | Logan | 39.9375 | -89.4019 | 90 | 366 | polygon | FALSE | FALSE | America/Chicago | 3 | 62519 | 1840025556 | [10 empty] | CornlandIL
Cayce | Cayce | KY | Kentucky | 21075 | Fulton | 36.5577 | -89.0349 | 90 | 21 | polygon | FALSE | FALSE | America/Chicago | 3 | 42041 42050 | 1840026925 | [10 empty] | CayceKY
Brutus | Brutus | MI | Michigan | 26047 | Emmet | 45.4942 | -84.7818 | 89 | 12 | polygon | FALSE | FALSE | America/Detroit | 3 | 49706 49716 | 1840025182 | [10 empty] | BrutusMI
Numa | Numa | IA | Iowa | 19007 | Appanoose | 40.6854 | -92.98 | 89 | 77 | polygon | FALSE | TRUE | America/Chicago | 3 | 52544 | 1840008317 | [10 empty] | NumaIA
Orin | Orin | WY | Wyoming | 56009 | Converse | 42.6506 | -105.1827 | 89 | 33 | polygon | FALSE | FALSE | America/Denver | 3 | 82633 | 1840026161 | [10 empty] | OrinWY
Domino | Domino | TX | Texas | 48067 | Cass | 33.2495 | -94.1163 | 89 | 75 | polygon | FALSE | TRUE | America/Chicago | 3 | 75572 | 1840022033 | [10 empty] | DominoTX
Elmer | Elmer | OK | Oklahoma | 40065 | Jackson | 34.4808 | -99.3519 | 89 | 79 | polygon | FALSE | TRUE | America/Chicago | 3 | 73539 | 1840021848 | [10 empty] | ElmerOK
Bethany | Bethany | IN | Indiana | 18109 | Morgan | 39.5337 | -86.3778 | 89 | 363 | polygon | FALSE | TRUE | America/Indiana/Indianapolis | 3 | 46151 | 1840009571 | [10 empty] | BethanyIN
Fort Hill | Fort Hill | OR | Oregon | 41053 | Polk | 45.067 | -123.5605 | 89 | 23 | polygon | FALSE | FALSE | America/Los_Angeles | 3 | 97396 97347 | 1840026116 | [10 empty] | Fort HillOR
Beryl Junction | Beryl Junction | UT | Utah | 49021 | Iron | 37.7009 | -113.6535 | 89 | 18 | polygon | FALSE | FALSE | America/Denver | 3 | 84714 | 1840026787 | [10 empty] | Beryl JunctionUT
Salesville | Salesville | OH | Ohio | 39059 | Guernsey | 39.9742 | -81.3365 | 89 | 176 | polygon | FALSE | FALSE | America/New_York | 3 | 43778 | 1840012357 | [10 empty] | SalesvilleOH
Shade Gap | Shade Gap | PA | Pennsylvania | 42061 | Huntingdon | 40.1803 | -77.8662 | 89 | 1087 | polygon | FALSE | TRUE | America/New_York | 3 | 17255 | 1840001077 | [10 empty] | Shade GapPA
Franklin | Franklin | AZ | Arizona | 4011 | Greenlee | 32.677 | -109.072 | 89 | 34 | polygon | FALSE | FALSE | America/Phoenix | 3 | 85534 | 1840022950 | [10 empty] | FranklinAZ
Strang | Strang | OK | Oklahoma | 40097 | Mayes | 36.4122 | -95.1345 | 89 | 128 | polygon | FALSE | TRUE | America/Chicago | 3 | 74367 | 1840022671 | [10 empty] | StrangOK
Round Mountain | Round Mountain | CA | California | 6089 | Shasta | 40.8005 | -121.9376 | 89 | 20 | polygon | FALSE | FALSE | America/Los_Angeles | 3 | 96084 | 1840018732 | [10 empty] | Round MountainCA
Rio en Medio | Rio en Medio | NM | New Mexico | 35049 | Santa Fe | 35.8221 | -105.901 | 89 | 51 | polygon | FALSE | FALSE | America/Denver | 3 | 87574 | 1840033714 | [10 empty] | Rio en MedioNM
Greenfield | Greenfield | OK | Oklahoma | 40011 | Blaine | 35.7289 | -98.3776 | 89 | 259 | polygon | FALSE | TRUE | America/Chicago | 3 | 73043 | 1840021685 | [10 empty] | GreenfieldOK
Weingarten | Weingarten | MO | Missouri | 29186 | Ste. Genevieve | 37.8894 | -90.2172 | 89 | 32 | polygon | FALSE | FALSE | America/Chicago | 3 | 63670 | 1840025694 | [10 empty] | WeingartenMO
Chignik | Chignik | AK | Alaska | 2164 | Lake and Peninsula | 56.3003 | -158.4132 | 89 | 3 | polygon | FALSE | TRUE | America/Anchorage | 3 | 99564 | 1840023293 | [10 empty] | ChignikAK
Ocotillo | Ocotillo | CA | California | 6025 | Imperial | 32.7431 | -116.002 | 89 | 3 | polygon | FALSE | FALSE | America/Los_Angeles | 3 | 92259 | 1840019372 | [10 empty] | OcotilloCA
Indian Creek | Indian Creek | FL | Florida | 12086 | Miami-Dade | 25.8783 | -80.137 | 89 | 80 | polygon | FALSE | TRUE | America/New_York | 3 | 33154 | 1840073889 | [10 empty] | Indian CreekFL
Springfield | Springfield | WI | Wisconsin | 55127 | Walworth | 42.6407 | -88.4135 | 89 | 51 | polygon | FALSE | FALSE | America/Chicago | 3 | 53147 53121 53176 | 1840025478 | [10 empty] | SpringfieldWI
Cearfoss | Cearfoss | MD | Maryland | 24043 | Washington | 39.6989 | -77.7766 | 89 | 170 | polygon | FALSE | FALSE | America/New_York | 3 | 21740 | 1840024393 | [10 empty] | CearfossMD
Foundryville | Foundryville | PA | Pennsylvania | 42037 | Columbia | 41.0775 | -76.2355 | 89 | 63 | polygon | FALSE | FALSE | America/New_York | 3 | 18603 | 1840034974 | [10 empty] | FoundryvillePA
Basco | Basco | IL | Illinois | 17067 | Hancock | 40.3278 | -91.1995 | 89 | 154 | polygon | FALSE | TRUE | America/Chicago | 3 | 62313 | 1840012101 | [10 empty] | BascoIL
Mercersville | Mercersville | MD | Maryland | 24043 | Washington | 39.4968 | -77.7672 | 89 | 106 | polygon | FALSE | FALSE | America/New_York | 3 | 21782 | 1840024405 | [10 empty] | MercersvilleMD
Lumber Bridge | Lumber Bridge | NC | North Carolina | 37155 | Robeson | 34.8898 | -79.0724 | 88 | 50 | polygon | FALSE | TRUE | America/New_York | 3 | 28357 | 1840016534 | [10 empty] | Lumber BridgeNC
Auburn | Auburn | WV | West Virginia | 54085 | Ritchie | 39.0961 | -80.8562 | 88 | 101 | polygon | FALSE | TRUE | America/New_York | 3 | 26325 | 1840005793 | [10 empty] | AuburnWV
Riddleville | Riddleville | GA | Georgia | 13303 | Washington | 32.9069 | -82.6661 | 88 | 44 | polygon | FALSE | TRUE | America/New_York | 3 | 31035 | 1840018046 | [10 empty] | RiddlevilleGA
Doddsville | Doddsville | MS | Mississippi | 28133 | Sunflower | 33.6599 | -90.5214 | 88 | 44 | polygon | FALSE | TRUE | America/Chicago | 3 | 38736 | 1840016776 | [10 empty] | DoddsvilleMS
Dumont | Dumont | MN | Minnesota | 27155 | Traverse | 45.7174 | -96.4231 | 88 | 78 | polygon | FALSE | TRUE | America/Chicago | 3 | 56236 | 1840007775 | [10 empty] | DumontMN
Kerrtown | Kerrtown | PA | Pennsylvania | 42039 | Crawford | 41.6266 | -80.1695 | 88 | 40 | polygon | FALSE | FALSE | America/New_York | 3 | 16335 | 1840026256 | [10 empty] | KerrtownPA
Martinsburg | Martinsburg | NE | Nebraska | 31051 | Dixon | 42.5084 | -96.8314 | 88 | 325 | polygon | FALSE | TRUE | America/Chicago | 3 | 68770 68710 | 1840011097 | [10 empty] | MartinsburgNE
Davis | Davis | SD | South Dakota | 46125 | Turner | 43.2595 | -96.9945 | 88 | 79 | polygon | FALSE | TRUE | America/Chicago | 3 | 57021 | 1840000356 | [10 empty] | DavisSD
Comstock | Comstock | NE | Nebraska | 31041 | Custer | 41.5572 | -99.243 | 88 | 97 | polygon | FALSE | TRUE | America/Chicago | 3 | 68828 | 1840011469 | [10 empty] | ComstockNE
Chelan Falls | Chelan Falls | WA | Washington | 53007 | Chelan | 47.7994 | -119.9884 | 88 | 121 | polygon | FALSE | FALSE | America/Los_Angeles | 3 | 98817 | 1840025245 | [10 empty] | Chelan FallsWA
New Pine Creek | New Pine Creek | CA | California | 6049 | Modoc | 41.9872 | -120.3009 | 88 | 14 | polygon | FALSE | FALSE | America/Los_Angeles | 3 | 97635 | 1840137757 | [10 empty] | New Pine CreekCA
Revere | Revere | MN | Minnesota | 27127 | Redwood | 44.2215 | -95.3611 | 88 | 59 | polygon | FALSE | TRUE | America/Chicago | 3 | 56166 | 1840008962 | [10 empty] | RevereMN
Harrisburg | Harrisburg | NE | Nebraska | 31007 | Banner | 41.5505 | -103.7266 | 88 | 5 | polygon | FALSE | FALSE | America/Denver | 3 | 69345 | 1840004835 | [10 empty] | HarrisburgNE
Brazos | Brazos | NM | New Mexico | 35039 | Rio Arriba | 36.7528 | -106.5598 | 88 | 156 | polygon | FALSE | FALSE | America/Denver | 3 | 87551 | 1840024820 | [10 empty] | BrazosNM
Learned | Learned | MS | Mississippi | 28049 | Hinds | 32.1972 | -90.5486 | 88 | 101 | polygon | FALSE | TRUE | America/Chicago | 3 | 39154 | 1840016990 | [10 empty] | LearnedMS
Keene | Keene | KY | Kentucky | 21113 | Jessamine | 37.9431 | -84.6411 | 88 | 276 | polygon | FALSE | TRUE | America/New_York | 3 | 40339 | 1840030482 | [10 empty] | KeeneKY
Gattman | Gattman | MS | Mississippi | 28095 | Monroe | 33.8849 | -88.2367 | 88 | 60 | polygon | FALSE | TRUE | America/Chicago | 3 | 38844 39740 | 1840017980 | [10 empty] | GattmanMS
Rutherford | Rutherford | CA | California | 6055 | Napa | 38.4568 | -122.4231 | 88 | 20 | polygon | FALSE | FALSE | America/Los_Angeles | 3 | 94558 94573 94574 | 1840024613 | [10 empty] | RutherfordCA
Georgetown | Georgetown | MD | Maryland | 24029 | Kent | 39.2194 | -76.1971 | 88 | 23 | polygon | FALSE | FALSE | America/New_York | 3 | 21620 | 1840024476 | [10 empty] | GeorgetownMD
Headrick | Headrick | OK | Oklahoma | 40065 | Jackson | 34.6268 | -99.1373 | 88 | 164 | polygon | FALSE | TRUE | America/Chicago | 3 | 73549 | 1840021850 | [10 empty] | HeadrickOK
Big Pool | Big Pool | MD | Maryland | 24043 | Washington | 39.6251 | -78.0161 | 88 | 315 | polygon | FALSE | FALSE | America/New_York | 3 | 21711 | 1840024389 | [10 empty] | Big PoolMD
Arrow Point | Arrow Point | MO | Missouri | 29009 | Barry | 36.544 | -93.6223 | 87 | 175 | polygon | FALSE | TRUE | America/Chicago | 3 | 65658 | 1840013054 | [10 empty] | Arrow PointMO
Wallace | Wallace | SD | South Dakota | 46029 | Codington | 45.0845 | -97.4781 | 87 | 252 | polygon | FALSE | TRUE | America/Chicago | 3 | 57272 | 1840002155 | [10 empty] | WallaceSD
Gate | Gate | OK | Oklahoma | 40007 | Beaver | 36.8517 | -100.0553 | 87 | 133 | polygon | FALSE | TRUE | America/Chicago | 3 | 73844 | 1840021628 | [10 empty] | GateOK
Carleton | Carleton | NE | Nebraska | 31169 | Thayer | 40.3033 | -97.6816 | 87 | 36 | polygon | FALSE | TRUE | America/Chicago | 3 | 68326 | 1840010473 | [10 empty] | CarletonNE
Blue Springs | Blue Springs | AL | Alabama | 1005 | Barbour | 31.6635 | -85.5035 | 87 | 11 | polygon | FALSE | TRUE | America/Chicago | 3 | 36374 36017 | 1840015839 | [10 empty] | Blue SpringsAL
Orrum | Orrum | NC | North Carolina | 37155 | Robeson | 34.4667 | -79.0089 | 87 | 70 | polygon | FALSE | TRUE | America/New_York | 3 | 28369 | 1840016539 | [10 empty] | OrrumNC
Pelican | Pelican | AK | Alaska | 2105 | Hoonah-Angoon | 57.9577 | -136.2177 | 87 | 61 | polygon | FALSE | TRUE | America/Juneau | 3 | 99832 | 1840023315 | [10 empty] | PelicanAK
Ionia | Ionia | MO | Missouri | 29015 | Benton | 38.5037 | -93.3236 | 87 | 226 | polygon | FALSE | TRUE | America/Chicago | 3 | 65335 | 1840010794 | [10 empty] | IoniaMO
Blandville | Blandville | KY | Kentucky | 21007 | Ballard | 36.9441 | -88.9646 | 87 | 160 | polygon | FALSE | TRUE | America/Chicago | 3 | 42087 | 1840013261 | [10 empty] | BlandvilleKY
Milo | Milo | MO | Missouri | 29217 | Vernon | 37.7554 | -94.3051 | 87 | 440 | polygon | FALSE | TRUE | America/Chicago | 3 | 64767 | 1840012961 | [10 empty] | MiloMO
Holt | Holt | MN | Minnesota | 27089 | Marshall | 48.2929 | -96.1945 | 87 | 33 | polygon | FALSE | TRUE | America/Chicago | 3 | 56738 | 1840006599 | [10 empty] | HoltMN
Lengby | Lengby | MN | Minnesota | 27119 | Polk | 47.5155 | -95.6346 | 87 | 136 | polygon | FALSE | TRUE | America/Chicago | 3 | 56651 | 1840007708 | [10 empty] | LengbyMN
New Middletown | New Middletown | IN | Indiana | 18061 | Harrison | 38.1644 | -86.0508 | 87 | 962 | polygon | FALSE | TRUE | America/Kentucky/Louisville | 3 | 47160 | 1840009826 | [10 empty] | New MiddletownIN
Rock House | Rock House | AZ | Arizona | 4007 | Gila | 33.6318 | -110.9456 | 87 | 55 | polygon | FALSE | TRUE | America/Phoenix | 3 | 85501 | 1840038092 | [10 empty] | Rock HouseAZ
Manville | Manville | WY | Wyoming | 56027 | Niobrara | 42.7794 | -104.6175 | 87 | 123 | polygon | FALSE | TRUE | America/Denver | 3 | 82227 | 1840022356 | [10 empty] | ManvilleWY
Matlock | Matlock | IA | Iowa | 19167 | Sioux | 43.2443 | -95.9343 | 87 | 89 | polygon | FALSE | TRUE | America/Chicago | 3 | 51201 51244 | 1840007982 | [10 empty] | MatlockIA
Center | Center | NE | Nebraska | 31107 | Knox | 42.609 | -97.8761 | 87 | 321 | polygon | FALSE | TRUE | America/Chicago | 3 | 68724 68789 | 1840010090 | [10 empty] | CenterNE
Corwin Springs | Corwin Springs | MT | Montana | 30067 | Park | 45.1277 | -110.7997 | 87 | 23 | polygon | FALSE | FALSE | America/Denver | 3 | 59030 | 1840023884 | [10 empty] | Corwin SpringsMT
Port Mansfield | Port Mansfield | TX | Texas | 48489 | Willacy | 26.5623 | -97.4365 | 87 | 6 | polygon | FALSE | FALSE | America/Chicago | 3 | 78598 | 1840019735 | [10 empty] | Port MansfieldTX
Newport | Newport | NE | Nebraska | 31149 | Rock | 42.6002 | -99.3283 | 87 | 105 | polygon | FALSE | TRUE | America/Chicago | 3 | 68759 | 1840011077 | [10 empty] | NewportNE
Carter | Carter | MT | Montana | 30015 | Chouteau | 47.7812 | -110.9399 | 87 | 11 | polygon | FALSE | FALSE | America/Denver | 3 | 59420 | 1840017320 | [10 empty] | CarterMT
Esterbrook | Esterbrook | WY | Wyoming | 56009 | Converse | 42.4062 | -105.3858 | 87 | 9 | polygon | FALSE | FALSE | America/Denver | 3 | 82633 | 1840017444 | [10 empty] | EsterbrookWY
Wilsonville | Wilsonville | NE | Nebraska | 31065 | Furnas | 40.112 | -100.1068 | 87 | 125 | polygon | FALSE | TRUE | America/Chicago | 3 | 69046 | 1840012279 | [10 empty] | WilsonvilleNE
Lebam | Lebam | WA | Washington | 53049 | Pacific | 46.5641 | -123.551 | 87 | 22 | polygon | FALSE | FALSE | America/Los_Angeles | 3 | 98577 98554 | 1840017376 | [10 empty] | LebamWA
Solen | Solen | ND | North Dakota | 38085 | Sioux | 46.3873 | -100.7958 | 86 | 99 | polygon | FALSE | TRUE | America/Chicago | 3 | 58570 | 1840001968 | [10 empty] | SolenND
De Borgia | De Borgia | MT | Montana | 30061 | Mineral | 47.3778 | -115.3189 | 86 | 5 | polygon | FALSE | FALSE | America/Denver | 3 | 59830 | 1840018449 | [10 empty] | De BorgiaMT
Hazelton | Hazelton | KS | Kansas | 20007 | Barber | 37.0894 | -98.4015 | 86 | 56 | polygon | FALSE | TRUE | America/Chicago | 3 | 67061 | 1840007614 | [10 empty] | HazeltonKS
Yorktown | Yorktown | IA | Iowa | 19145 | Page | 40.7354 | -95.1544 | 86 | 122 | polygon | FALSE | TRUE | America/Chicago | 3 | 51656 51632 | 1840010365 | [10 empty] | YorktownIA
Movico | Movico | AL | Alabama | 1097 | Mobile | 31.0628 | -88.0266 | 86 | 42 | polygon | FALSE | FALSE | America/Chicago | 3 | 36560 | 1840025983 | [10 empty] | MovicoAL
Russellville | Russellville | IL | Illinois | 17101 | Lawrence | 38.8188 | -87.53 | 86 | 83 | polygon | FALSE | TRUE | America/Chicago | 3 | 62439 | 1840012832 | [10 empty] | RussellvilleIL
La Esperanza | La Esperanza | TX | Texas | 48427 | Starr | 26.4313 | -98.8923 | 86 | 1171 | polygon | FALSE | TRUE | America/Chicago | 3 | 78582 | 1840040932 | [10 empty] | La EsperanzaTX
Dante | Dante | SD | South Dakota | 46023 | Charles Mix | 43.0399 | -98.1856 | 86 | 66 | polygon | FALSE | TRUE | America/Chicago | 3 | 57329 | 1840000353 | [10 empty] | DanteSD
Nikolai | Nikolai | AK | Alaska | 2290 | Yukon-Koyukuk | 63.0095 | -154.3763 | 86 | 7 | polygon | FALSE | TRUE | America/Anchorage | 3 | 99691 | 1840023456 | [10 empty] | NikolaiAK
Sattley | Sattley | CA | California | 6091 | Sierra | 39.6265 | -120.4357 | 86 | 16 | polygon | FALSE | FALSE | America/Los_Angeles | 3 | 96124 | 1840024379 | [10 empty] | SattleyCA
Vandervoort | Vandervoort | AR | Arkansas | 5113 | Polk | 34.38 | -94.3641 | 86 | 115 | polygon | FALSE | TRUE | America/Chicago | 3 | 71937 71972 | 1840016608 | [10 empty] | VandervoortAR
Couderay | Couderay | WI | Wisconsin | 55113 | Sawyer | 45.7976 | -91.3005 | 86 | 34 | polygon | FALSE | TRUE | America/Chicago | 3 | 54828 | 1840001999 | [10 empty] | CouderayWI
Glen Flora | Glen Flora | WI | Wisconsin | 55107 | Rusk | 45.497 | -90.8935 | 86 | 58 | polygon | FALSE | TRUE | America/Chicago | 3 | 54526 54563 | 1840024189 | [10 empty] | Glen FloraWI
San Pierre | San Pierre | IN | Indiana | 18149 | Starke | 41.1989 | -86.8921 | 86 | 228 | polygon | FALSE | FALSE | America/Indiana/Knox | 3 | 46374 | 1840004909 | [10 empty] | San PierreIN
Hollowayville | Hollowayville | IL | Illinois | 17011 | Bureau | 41.3649 | -89.2947 | 86 | 699 | polygon | FALSE | TRUE | America/Chicago | 3 | 61356 | 1840011570 | [10 empty] | HollowayvilleIL
Narka | Narka | KS | Kansas | 20157 | Republic | 39.9598 | -97.4266 | 86 | 207 | polygon | FALSE | TRUE | America/Chicago | 3 | 66960 | 1840008414 | [10 empty] | NarkaKS
Fingal | Fingal | ND | North Dakota | 38003 | Barnes | 46.7625 | -97.7932 | 86 | 79 | polygon | FALSE | TRUE | America/Chicago | 3 | 58031 | 1840000162 | [10 empty] | FingalND
Sacramento | Sacramento | NM | New Mexico | 35035 | Otero | 32.7917 | -105.5723 | 86 | 5 | polygon | FALSE | FALSE | America/Denver | 3 | 88347 88339 | 1840025063 | [10 empty] | SacramentoNM
Los Nopalitos | Los Nopalitos | TX | Texas | 48479 | Webb | 27.6195 | -99.2056 | 86 | 224 | polygon | FALSE | TRUE | America/Chicago | 3 | 78043 | 1840041134 | [10 empty] | Los NopalitosTX
Cottage Grove | Cottage Grove | TN | Tennessee | 47079 | Henry | 36.3781 | -88.4789 | 86 | 194 | polygon | FALSE | TRUE | America/Chicago | 3 | 38224 | 1840016073 | [10 empty] | Cottage GroveTN
Mount Carbon | Mount Carbon | PA | Pennsylvania | 42107 | Schuylkill | 40.6735 | -76.1885 | 86 | 481 | polygon | FALSE | TRUE | America/New_York | 3 | 17901 | 1840002767 | [10 empty] | Mount CarbonPA
Verona | Verona | ND | North Dakota | 38045 | LaMoure | 46.3626 | -98.0771 | 86 | 57 | polygon | FALSE | TRUE | America/Chicago | 3 | 58490 | 1840000214 | [10 empty] | VeronaND
Formoso | Formoso | KS | Kansas | 20089 | Jewell | 39.7784 | -97.9927 | 86 | 134 | polygon | FALSE | TRUE | America/Chicago | 3 | 66942 | 1840008408 | [10 empty] | FormosoKS
Hazel | Hazel | SD | South Dakota | 46057 | Hamlin | 44.7583 | -97.381 | 86 | 137 | polygon | FALSE | TRUE | America/Chicago | 3 | 57242 | 1840002301 | [10 empty] | HazelSD
Iron Junction | Iron Junction | MN | Minnesota | 27137 | St. Louis | 47.4189 | -92.6087 | 86 | 41 | polygon | FALSE | TRUE | America/Chicago | 3 | 55751 | 1840007693 | [10 empty] | Iron JunctionMN
Vera Cruz | Vera Cruz | IN | Indiana | 18179 | Wells | 40.7016 | -85.0795 | 86 | 327 | polygon | FALSE | TRUE | America/Indiana/Indianapolis | 3 | 46714 | 1840010358 | [10 empty] | Vera CruzIN
Stockton | Stockton | MD | Maryland | 24047 | Worcester | 38.0659 | -75.4134 | 86 | 19 | polygon | FALSE | FALSE | America/New_York | 3 | 21864 | 1840006254 | [10 empty] | StocktonMD
Rathbun | Rathbun | IA | Iowa | 19007 | Appanoose | 40.8017 | -92.8871 | 86 | 153 | polygon | FALSE | TRUE | America/Chicago | 3 | 52544 | 1840009398 | [10 empty] | RathbunIA
Nelson Lagoon | Nelson Lagoon | AK | Alaska | 2013 | Aleutians East | 55.8451 | -161.6103 | 86 | 0 | polygon | FALSE | FALSE | America/Anchorage | 3 | 99571 | 1840023624 | [10 empty] | Nelson LagoonAK
Karlsruhe | Karlsruhe | ND | North Dakota | 38049 | McHenry | 48.091 | -100.6162 | 86 | 44 | polygon | FALSE | TRUE | America/Chicago | 3 | 58744 | 1840000065 | [10 empty] | KarlsruheND
Yznaga | Yznaga | TX | Texas | 48061 | Cameron | 26.3188 | -97.8153 | 86 | 6 | polygon | FALSE | FALSE | America/Chicago | 3 | 78569 78593 | 1840037088 | [10 empty] | YznagaTX
Loma | Loma | MT | Montana | 30015 | Chouteau | 47.9512 | -110.4887 | 86 | 9 | polygon | FALSE | FALSE | America/Denver | 3 | 59460 | 1840017321 | [10 empty] | LomaMT
Mosquero | Mosquero | NM | New Mexico | 35021 | Harding | 35.7743 | -103.9544 | 85 | 32 | polygon | FALSE | TRUE | America/Denver | 3 | 87733 87746 | 1840022685 | [10 empty] | MosqueroNM
Helvetia | Helvetia | WV | West Virginia | 54083 | Randolph | 38.7058 | -80.1992 | 85 | 18 | polygon | FALSE | FALSE | America/New_York | 3 | 26224 | 1840025633 | [10 empty] | HelvetiaWV
Tarrytown | Tarrytown | GA | Georgia | 13209 | Montgomery | 32.3187 | -82.5596 | 85 | 38 | polygon | FALSE | TRUE | America/New_York | 3 | 30470 | 1840017011 | [10 empty] | TarrytownGA
Whelen Springs | Whelen Springs | AR | Arkansas | 5019 | Clark | 33.8331 | -93.1259 | 85 | 140 | polygon | FALSE | TRUE | America/Chicago | 3 | 71772 71743 | 1840016693 | [10 empty] | Whelen SpringsAR
Mauckport | Mauckport | IN | Indiana | 18061 | Harrison | 38.026 | -86.1997 | 85 | 163 | polygon | FALSE | TRUE | America/New_York | 3 | 47142 | 1840009824 | [10 empty] | MauckportIN
Hendrix | Hendrix | OK | Oklahoma | 40013 | Bryan | 33.7753 | -96.4071 | 85 | 273 | polygon | FALSE | TRUE | America/Chicago | 3 | 74741 | 1840021928 | [10 empty] | HendrixOK
Whites City | Whites City | NM | New Mexico | 35015 | Eddy | 32.1767 | -104.3739 | 85 | 74 | polygon | FALSE | FALSE | America/Denver | 3 | 88220 88268 | 1840025097 | [10 empty] | Whites CityNM
Needham | Needham | AL | Alabama | 1023 | Choctaw | 31.987 | -88.3366 | 85 | 57 | polygon | FALSE | TRUE | America/Chicago | 3 | 36915 36921 | 1840017018 | [10 empty] | NeedhamAL
Rock Point | Rock Point | MD | Maryland | 24017 | Charles | 38.2754 | -76.8428 | 85 | 52 | polygon | FALSE | FALSE | America/New_York | 3 | 20664 | 1840024648 | [10 empty] | Rock PointMD
Sierraville | Sierraville | CA | California | 6091 | Sierra | 39.575 | -120.3637 | 85 | 6 | polygon | FALSE | FALSE | America/Los_Angeles | 3 | 96126 | 1840024381 | [10 empty] | SierravilleCA
Holloway | Holloway | MN | Minnesota | 27151 | Swift | 45.2441 | -95.9112 | 85 | 23 | polygon | FALSE | TRUE | America/Chicago | 3 | 56208 56249 | 1840006728 | [10 empty] | HollowayMN
Garber | Garber | IA | Iowa | 19043 | Clayton | 42.7445 | -91.2617 | 85 | 142 | polygon | FALSE | TRUE | America/Chicago | 3 | 52048 | 1840008012 | [10 empty] | GarberIA
Gem | Gem | KS | Kansas | 20193 | Thomas | 39.426 | -100.8973 | 85 | 98 | polygon | FALSE | TRUE | America/Chicago | 3 | 67734 | 1840008469 | [10 empty] | GemKS
Sharpsburg | Sharpsburg | IA | Iowa | 19173 | Taylor | 40.8029 | -94.6405 | 85 | 90 | polygon | FALSE | TRUE | America/Chicago | 3 | 50862 | 1840009388 | [10 empty] | SharpsburgIA
Copper Harbor | Copper Harbor | MI | Michigan | 26083 | Keweenaw | 47.47 | -87.8766 | 85 | 21 | polygon | FALSE | FALSE | America/Detroit | 3 | 49918 | 1840026076 | [10 empty] | Copper HarborMI
Altoona | Altoona | FL | Florida | 12069 | Lake | 28.9681 | -81.6482 | 85 | 72 | polygon | FALSE | FALSE | America/New_York | 3 | 32702 | 1840014045 | [10 empty] | AltoonaFL
Abbyville | Abbyville | KS | Kansas | 20155 | Reno | 37.9704 | -98.2028 | 85 | 122 | polygon | FALSE | TRUE | America/Chicago | 3 | 67510 | 1840007538 | [10 empty] | AbbyvilleKS
New Alluwe | New Alluwe | OK | Oklahoma | 40105 | Nowata | 36.6099 | -95.4888 | 85 | 286 | polygon | FALSE | TRUE | America/Chicago | 3 | 74016 | 1840074958 | [10 empty] | New AlluweOK
Willowbrook | Willowbrook | KS | Kansas | 20155 | Reno | 38.1011 | -97.992 | 85 | 109 | polygon | FALSE | TRUE | America/Chicago | 3 | 67502 | 1840010832 | [10 empty] | WillowbrookKS
Upper Elochoman | Upper Elochoman | WA | Washington | 53069 | Wahkiakum | 46.2403 | -123.3247 | 85 | 22 | polygon | FALSE | TRUE | America/Los_Angeles | 3 | 98612 | 1840042136 | [10 empty] | Upper ElochomanWA
Turner | Turner | MT | Montana | 30005 | Blaine | 48.8469 | -108.4006 | 85 | 73 | polygon | FALSE | FALSE | America/Denver | 3 | 59542 | 1840023754 | [10 empty] | TurnerMT
Millard | Millard | MO | Missouri | 29001 | Adair | 40.1075 | -92.546 | 85 | 272 | polygon | FALSE | TRUE | America/Chicago | 3 | 63501 | 1840012305 | [10 empty] | MillardMO
Manassas | Manassas | GA | Georgia | 13267 | Tattnall | 32.1603 | -82.02 | 85 | 42 | polygon | FALSE | TRUE | America/New_York | 3 | 30421 30417 30438 | 1840015822 | [10 empty] | ManassasGA
Yale | Yale | IL | Illinois | 17079 | Jasper | 39.1203 | -88.0246 | 85 | 57 | polygon | FALSE | TRUE | America/Chicago | 3 | 62481 | 1840012762 | [10 empty] | YaleIL
La Salle | La Salle | MN | Minnesota | 27165 | Watonwan | 44.0711 | -94.5713 | 85 | 379 | polygon | FALSE | TRUE | America/Chicago | 3 | 56056 | 1840007923 | [10 empty] | La SalleMN
Red Dog Mine | Red Dog Mine | AK | Alaska | 2188 | Northwest Arctic | 68.0645 | -162.8667 | 85 | 0 | polygon | FALSE | FALSE | America/Nome | 3 | 99752 | 1840023487 | [10 empty] | Red Dog MineAK
Mount Leonard | Mount Leonard | MO | Missouri | 29195 | Saline | 39.1254 | -93.3945 | 85 | 316 | polygon | FALSE | TRUE | America/Chicago | 3 | 65339 | 1840009616 | [10 empty] | Mount LeonardMO
South Greenfield | South Greenfield | MO | Missouri | 29057 | Dade | 37.3752 | -93.8437 | 85 | 201 | polygon | FALSE | TRUE | America/Chicago | 3 | 65752 | 1840013014 | [10 empty] | South GreenfieldMO
Carrier | Carrier | OK | Oklahoma | 40047 | Garfield | 36.4786 | -98.0172 | 84 | 26 | polygon | FALSE | TRUE | America/Chicago | 3 | 73727 | 1840022658 | [10 empty] | CarrierOK
Babcock | Babcock | WI | Wisconsin | 55141 | Wood | 44.3044 | -90.1076 | 84 | 10 | polygon | FALSE | FALSE | America/Chicago | 3 | 54495 54413 | 1840025356 | [10 empty] | BabcockWI
Kirby | Kirby | WY | Wyoming | 56017 | Hot Springs | 43.8033 | -108.1808 | 84 | 212 | polygon | FALSE | TRUE | America/Denver | 3 | 82443 82430 | 1840021268 | [10 empty] | KirbyWY
Bruceton Mills | Bruceton Mills | WV | West Virginia | 54077 | Preston | 39.6594 | -79.6406 | 84 | 584 | polygon | FALSE | TRUE | America/New_York | 3 | 26525 | 1840005654 | [10 empty] | Bruceton MillsWV
Max | Max | NE | Nebraska | 31057 | Dundy | 40.1144 | -101.4044 | 84 | 146 | polygon | FALSE | FALSE | America/Denver | 3 | 69037 | 1840024326 | [10 empty] | MaxNE
Riverview Estates | Riverview Estates | MO | Missouri | 29037 | Cass | 38.7489 | -94.5246 | 84 | 135 | polygon | FALSE | TRUE | America/Chicago | 3 | 64012 | 1840022489 | [10 empty] | Riverview EstatesMO
Vowinckel | Vowinckel | PA | Pennsylvania | 42031 | Clarion | 41.4108 | -79.2286 | 84 | 13 | polygon | FALSE | FALSE | America/New_York | 3 | 16260 | 1840026330 | [10 empty] | VowinckelPA
Tampico | Tampico | WA | Washington | 53077 | Yakima | 46.5325 | -120.8727 | 84 | 8 | polygon | FALSE | FALSE | America/Los_Angeles | 3 | 98903 | 1840023857 | [10 empty] | TampicoWA
Riverton | Riverton | NE | Nebraska | 31061 | Franklin | 40.0897 | -98.7597 | 84 | 82 | polygon | FALSE | TRUE | America/Chicago | 3 | 68972 | 1840012266 | [10 empty] | RivertonNE
Hungerford | Hungerford | TX | Texas | 48481 | Wharton | 29.404 | -96.0837 | 84 | 17 | polygon | FALSE | FALSE | America/Chicago | 3 | 77448 | 1840018271 | [10 empty] | HungerfordTX
Montpelier | Montpelier | ND | North Dakota | 38093 | Stutsman | 46.6988 | -98.5884 | 84 | 212 | polygon | FALSE | TRUE | America/Chicago | 3 | 58472 | 1840000156 | [10 empty] | MontpelierND
Gulkana | Gulkana | AK | Alaska | 2261 | Valdez-Cordova | 62.2152 | -145.4449 | 84 | 0 | polygon | FALSE | FALSE | America/Anchorage | 3 | 99586 99588 | 1840023388 | [10 empty] | GulkanaAK
Evan | Evan | MN | Minnesota | 27015 | Brown | 44.3549 | -94.8361 | 84 | 31 | polygon | FALSE | TRUE | America/Chicago | 3 | 56266 56085 | 1840007893 | [10 empty] | EvanMN
Ebro | Ebro | MN | Minnesota | 27029 | Clearwater | 47.4942 | -95.5411 | 84 | 37 | polygon | FALSE | FALSE | America/Chicago | 3 | 56621 | 1840023787 | [10 empty] | EbroMN
Big Creek | Big Creek | WV | West Virginia | 54045 | Logan | 38.0054 | -82.0361 | 84 | 55 | polygon | FALSE | FALSE | America/New_York | 3 | 25505 | 1840025701 | [10 empty] | Big CreekWV
Falun | Falun | KS | Kansas | 20169 | Saline | 38.6747 | -97.751 | 84 | 29 | polygon | FALSE | FALSE | America/Chicago | 3 | 67442 | 1840024598 | [10 empty] | FalunKS
Crellin | Crellin | MD | Maryland | 24023 | Garrett | 39.3887 | -79.4686 | 84 | 46 | polygon | FALSE | FALSE | America/New_York | 3 | 21550 | 1840024441 | [10 empty] | CrellinMD
Mount Erie | Mount Erie | IL | Illinois | 17191 | Wayne | 38.5146 | -88.2325 | 83 | 83 | polygon | FALSE | TRUE | America/Chicago | 3 | 62446 | 1840012886 | [10 empty] | Mount ErieIL
Sombrillo | Sombrillo | NM | New Mexico | 35049 | Santa Fe | 35.9802 | -106.0353 | 83 | 33 | polygon | FALSE | FALSE | America/Denver | 3 | 87532 | 1840019100 | [10 empty] | SombrilloNM
Larsen Bay | Larsen Bay | AK | Alaska | 2150 | Kodiak Island | 57.5404 | -154.0056 | 83 | 7 | polygon | FALSE | TRUE | America/Anchorage | 3 | 99624 99615 | 1840023302 | [10 empty] | Larsen BayAK
Greycliff | Greycliff | MT | Montana | 30097 | Sweet Grass | 45.7584 | -109.7795 | 83 | 63 | polygon | FALSE | FALSE | America/Denver | 3 | 59033 | 1840017392 | [10 empty] | GreycliffMT
Eagle | Eagle | AK | Alaska | 2240 | Southeast Fairbanks | 64.7813 | -141.1979 | 83 | 36 | polygon | FALSE | TRUE | America/Anchorage | 3 | 99738 | 1840023475 | [10 empty] | EagleAK
Sheridan Lake | Sheridan Lake | CO | Colorado | 8061 | Kiowa | 38.4667 | -102.2944 | 83 | 103 | polygon | FALSE | TRUE | America/Denver | 3 | 81071 | 1840022507 | [10 empty] | Sheridan LakeCO
Bradgate | Bradgate | IA | Iowa | 19091 | Humboldt | 42.8029 | -94.4196 | 83 | 92 | polygon | FALSE | TRUE | America/Chicago | 3 | 50520 | 1840006907 | [10 empty] | BradgateIA
Hitchita | Hitchita | OK | Oklahoma | 40091 | McIntosh | 35.5198 | -95.7518 | 83 | 276 | polygon | FALSE | TRUE | America/Chicago | 3 | 74438 | 1840021762 | [10 empty] | HitchitaOK
Guion | Guion | AR | Arkansas | 5065 | Izard | 35.9269 | -91.939 | 83 | 57 | polygon | FALSE | TRUE | America/Chicago | 3 | 72540 72556 | 1840016128 | [10 empty] | GuionAR
Waumandee | Waumandee | WI | Wisconsin | 55011 | Buffalo | 44.3023 | -91.7053 | 83 | 184 | polygon | FALSE | FALSE | America/Chicago | 3 | 54622 | 1840025360 | [10 empty] | WaumandeeWI
McCarr | McCarr | KY | Kentucky | 21195 | Pike | 37.6178 | -82.1706 | 83 | 130 | polygon | FALSE | FALSE | America/New_York | 3 | 41544 | 1840030691 | [10 empty] | McCarrKY
Ocean Beach | Ocean Beach | NY | New York | 36103 | Suffolk | 40.6463 | -73.1565 | 83 | 226 | polygon | FALSE | TRUE | America/New_York | 3 | 11770 | 1840005127 | [10 empty] | Ocean BeachNY
Luis Lopez | Luis Lopez | NM | New Mexico | 35053 | Socorro | 33.9904 | -106.8878 | 83 | 59 | polygon | FALSE | FALSE | America/Denver | 3 | 87801 | 1840025014 | [10 empty] | Luis LopezNM
Pulcifer | Pulcifer | WI | Wisconsin | 55115 | Shawano | 44.8476 | -88.3592 | 83 | 31 | polygon | FALSE | FALSE | America/Chicago | 3 | 54111 54124 | 1840023924 | [10 empty] | PulciferWI
Loyal | Loyal | OK | Oklahoma | 40073 | Kingfisher | 35.9728 | -98.1185 | 83 | 389 | polygon | FALSE | TRUE | America/Chicago | 3 | 73756 | 1840021681 | [10 empty] | LoyalOK
Opheim | Opheim | MT | Montana | 30105 | Valley | 48.8571 | -106.4084 | 83 | 153 | polygon | FALSE | TRUE | America/Denver | 3 | 59250 | 1840022267 | [10 empty] | OpheimMT
Hughes | Hughes | AK | Alaska | 2290 | Yukon-Koyukuk | 66.0452 | -154.2376 | 83 | 10 | polygon | FALSE | TRUE | America/Anchorage | 3 | 99745 | 1840023450 | [10 empty] | HughesAK
Como | Como | NC | North Carolina | 37091 | Hertford | 36.5011 | -77.0073 | 83 | 10 | polygon | FALSE | TRUE | America/New_York | 3 | 27818 | 1840016046 | [10 empty] | ComoNC
Barrelville | Barrelville | MD | Maryland | 24001 | Allegany | 39.7026 | -78.8425 | 83 | 729 | polygon | FALSE | FALSE | America/New_York | 3 | 21545 | 1840024414 | [10 empty] | BarrelvilleMD
Grant | Grant | IA | Iowa | 19137 | Montgomery | 41.1427 | -94.985 | 83 | 43 | polygon | FALSE | TRUE | America/Chicago | 3 | 50847 51532 50864 | 1840008275 | [10 empty] | GrantIA
Carlos | Carlos | MD | Maryland | 24001 | Allegany | 39.6237 | -78.9567 | 83 | 111 | polygon | FALSE | FALSE | America/New_York | 3 | 21532 | 1840024417 | [10 empty] | CarlosMD
Sun Valley | Sun Valley | TX | Texas | 48277 | Lamar | 33.6704 | -95.4286 | 83 | 199 | polygon | FALSE | TRUE | America/Chicago | 3 | 75462 | 1840037020 | [10 empty] | Sun ValleyTX
Leggett | Leggett | CA | California | 6045 | Mendocino | 39.8635 | -123.7253 | 83 | 11 | polygon | FALSE | FALSE | America/Los_Angeles | 3 | 95585 | 1840026597 | [10 empty] | LeggettCA
Duffield | Duffield | VA | Virginia | 51169 | Scott | 36.7197 | -82.7962 | 83 | 52 | polygon | FALSE | TRUE | America/New_York | 3 | 24244 | 1840006542 | [10 empty] | DuffieldVA
Perley | Perley | MN | Minnesota | 27107 | Norman | 47.1761 | -96.8015 | 83 | 129 | polygon | FALSE | TRUE | America/Chicago | 3 | 56574 | 1840008834 | [10 empty] | PerleyMN
Sweetwater | Sweetwater | OK | Oklahoma | 40009 | Beckham | 35.4222 | -99.9116 | 83 | 2 | polygon | FALSE | TRUE | America/Chicago | 3 | 73666 73645 | 1840022756 | [10 empty] | SweetwaterOK
Old Appleton | Old Appleton | MO | Missouri | 29031 | Cape Girardeau | 37.5938 | -89.7108 | 83 | 265 | polygon | FALSE | TRUE | America/Chicago | 3 | 63770 63769 | 1840009891 | [10 empty] | Old AppletonMO
Joes | Joes | CO | Colorado | 8125 | Yuma | 39.6559 | -102.6785 | 83 | 15 | polygon | FALSE | FALSE | America/Denver | 3 | 80822 | 1840024319 | [10 empty] | JoesCO
Gruver | Gruver | IA | Iowa | 19063 | Emmet | 43.3931 | -94.7036 | 83 | 246 | polygon | FALSE | TRUE | America/Chicago | 3 | 51334 | 1840006851 | [10 empty] | GruverIA
Parshall | Parshall | CO | Colorado | 8049 | Grand | 40.0555 | -106.1758 | 83 | 107 | polygon | FALSE | FALSE | America/Denver | 3 | 80468 | 1840024305 | [10 empty] | ParshallCO
Rochester | Rochester | IA | Iowa | 19031 | Cedar | 41.6747 | -91.1509 | 83 | 33 | polygon | FALSE | FALSE | America/Chicago | 3 | 52772 | 1840026245 | [10 empty] | RochesterIA
Ripley | Ripley | IL | Illinois | 17009 | Brown | 40.0252 | -90.6379 | 82 | 83 | polygon | FALSE | TRUE | America/Chicago | 3 | 62353 | 1840012421 | [10 empty] | RipleyIL
Wasta | Wasta | SD | South Dakota | 46103 | Pennington | 44.0695 | -102.4463 | 82 | 165 | polygon | FALSE | TRUE | America/Denver | 3 | 57791 | 1840002182 | [10 empty] | WastaSD
Orient | Orient | WA | Washington | 53019 | Ferry | 48.8637 | -118.2059 | 82 | 73 | polygon | FALSE | FALSE | America/Los_Angeles | 3 | 99160 | 1840025243 | [10 empty] | OrientWA
Levasy | Levasy | MO | Missouri | 29095 | Jackson | 39.1363 | -94.1307 | 82 | 52 | polygon | FALSE | TRUE | America/Chicago | 3 | 64088 64066 | 1840008539 | [10 empty] | LevasyMO
Linwood | Linwood | NE | Nebraska | 31023 | Butler | 41.4122 | -96.9323 | 82 | 85 | polygon | FALSE | TRUE | America/Chicago | 3 | 68036 | 1840011623 | [10 empty] | LinwoodNE
Seaforth | Seaforth | MN | Minnesota | 27127 | Redwood | 44.4761 | -95.331 | 82 | 31 | polygon | FALSE | TRUE | America/Chicago | 3 | 56287 56293 | 1840008964 | [10 empty] | SeaforthMN
Bearcreek | Bearcreek | MT | Montana | 30009 | Carbon | 45.1605 | -109.1571 | 82 | 276 | polygon | FALSE | TRUE | America/Denver | 3 | 59007 | 1840019947 | [10 empty] | BearcreekMT
Nielsville | Nielsville | MN | Minnesota | 27119 | Polk | 47.5288 | -96.8161 | 82 | 102 | polygon | FALSE | TRUE | America/Chicago | 3 | 56568 | 1840007707 | [10 empty] | NielsvilleMN
Coleharbor | Coleharbor | ND | North Dakota | 38055 | McLean | 47.5425 | -101.2214 | 82 | 173 | polygon | FALSE | TRUE | America/Chicago | 3 | 58531 | 1840001895 | [10 empty] | ColeharborND
Andover | Andover | SD | South Dakota | 46037 | Day | 45.4102 | -97.9037 | 82 | 117 | polygon | FALSE | TRUE | America/Chicago | 3 | 57422 | 1840001558 | [10 empty] | AndoverSD
Cambridge | Cambridge | KS | Kansas | 20035 | Cowley | 37.3178 | -96.6676 | 82 | 180 | polygon | FALSE | TRUE | America/Chicago | 3 | 67023 | 1840007605 | [10 empty] | CambridgeKS
Jamestown | Jamestown | SC | South Carolina | 45015 | Berkeley | 33.2859 | -79.6945 | 82 | 52 | polygon | FALSE | TRUE | America/New_York | 3 | 29453 | 1840016862 | [10 empty] | JamestownSC
Mountain | Mountain | ND | North Dakota | 38067 | Pembina | 48.6843 | -97.8648 | 82 | 258 | polygon | FALSE | TRUE | America/Chicago | 3 | 58262 | 1840000015 | [10 empty] | MountainND
Belpre | Belpre | KS | Kansas | 20047 | Edwards | 37.9507 | -99.0998 | 82 | 77 | polygon | FALSE | TRUE | America/Chicago | 3 | 67519 | 1840007549 | [10 empty] | BelpreKS
Otway | Otway | OH | Ohio | 39145 | Scioto | 38.865 | -83.1886 | 82 | 155 | polygon | FALSE | TRUE | America/New_York | 3 | 45657 | 1840012787 | [10 empty] | OtwayOH
Cylinder | Cylinder | IA | Iowa | 19147 | Palo Alto | 43.0897 | -94.5512 | 82 | 398 | polygon | FALSE | TRUE | America/Chicago | 3 | 50528 | 1840006881 | [10 empty] | CylinderIA
Wallace | Wallace | IN | Indiana | 18045 | Fountain | 39.987 | -87.1473 | 82 | 221 | polygon | FALSE | TRUE | America/Indiana/Indianapolis | 3 | 47949 47952 47988 | 1840010467 | [10 empty] | WallaceIN
Anvik | Anvik | AK | Alaska | 2290 | Yukon-Koyukuk | 62.6541 | -160.214 | 82 | 3 | polygon | FALSE | TRUE | America/Anchorage | 3 | 99558 | 1840023444 | [10 empty] | AnvikAK
Worthington | Worthington | MO | Missouri | 29171 | Putnam | 40.4091 | -92.6892 | 82 | 292 | polygon | FALSE | TRUE | America/Chicago | 3 | 63567 | 1840012135 | [10 empty] | WorthingtonMO
Palo Blanco | Palo Blanco | TX | Texas | 48427 | Starr | 26.3875 | -98.9024 | 82 | 520 | polygon | FALSE | TRUE | America/Chicago | 3 | 78582 | 1840041378 | [10 empty] | Palo BlancoTX
Carrizo | Carrizo | AZ | Arizona | 4007 | Gila | 33.9867 | -110.3314 | 82 | 3 | polygon | FALSE | FALSE | America/Phoenix | 3 | 85941 | 1840022860 | [10 empty] | CarrizoAZ
Lower Salem | Lower Salem | OH | Ohio | 39167 | Washington | 39.5635 | -81.3942 | 82 | 539 | polygon | FALSE | TRUE | America/New_York | 3 | 45745 | 1840012596 | [10 empty] | Lower SalemOH
Dawson | Dawson | MD | Maryland | 24001 | Allegany | 39.4789 | -78.9462 | 82 | 61 | polygon | FALSE | FALSE | America/New_York | 3 | 21557 | 1840024421 | [10 empty] | DawsonMD
New Pine Creek | New Pine Creek | OR | Oregon | 41037 | Lake | 42.0014 | -120.3043 | 82 | 12 | polygon | FALSE | FALSE | America/Los_Angeles | 3 | 97635 | 1840140052 | [10 empty] | New Pine CreekOR
Bluewater Village | Bluewater Village | NM | New Mexico | 35006 | Cibola | 35.2379 | -107.981 | 82 | 3 | polygon | FALSE | TRUE | America/Denver | 3 | 87005 | 1840039992 | [10 empty] | Bluewater VillageNM
Glen Allen | Glen Allen | MO | Missouri | 29017 | Bollinger | 37.3171 | -90.0282 | 82 | 546 | polygon | FALSE | TRUE | America/Chicago | 3 | 63751 | 1840032057 | [10 empty] | Glen AllenMO
Wet Camp Village | Wet Camp Village | AZ | Arizona | 4021 | Pinal | 33.1413 | -111.9004 | 82 | 7 | polygon | FALSE | TRUE | America/Phoenix | 3 | 85121 | 1840042806 | [10 empty] | Wet Camp VillageAZ
High Amana | High Amana | IA | Iowa | 19095 | Iowa | 41.8011 | -91.9419 | 81 | 81 | polygon | FALSE | FALSE | America/Chicago | 3 | 52203 | 1840026249 | [10 empty] | High AmanaIA
Hebgen Lake Estates | Hebgen Lake Estates | MT | Montana | 30031 | Gallatin | 44.7692 | -111.1905 | 81 | 169 | polygon | FALSE | TRUE | America/Denver | 3 | 59758 | 1840039679 | [10 empty] | Hebgen Lake EstatesMT
Graf | Graf | IA | Iowa | 19061 | Dubuque | 42.4939 | -90.8735 | 81 | 236 | polygon | FALSE | TRUE | America/Chicago | 3 | 52039 | 1840008047 | [10 empty] | GrafIA
Ozan | Ozan | AR | Arkansas | 5057 | Hempstead | 33.848 | -93.7203 | 81 | 95 | polygon | FALSE | TRUE | America/Chicago | 3 | 71855 | 1840016763 | [10 empty] | OzanAR
Halsey | Halsey | NE | Nebraska | 31171 | Thomas | 41.9033 | -100.2699 | 81 | 161 | polygon | FALSE | TRUE | America/Chicago | 3 | 69142 68833 | 1840011364 | [10 empty] | HalseyNE
Detroit | Detroit | IL | Illinois | 17149 | Pike | 39.6201 | -90.6759 | 81 | 124 | polygon | FALSE | TRUE | America/Chicago | 3 | 62363 | 1840012532 | [10 empty] | DetroitIL
Whiteside | Whiteside | MO | Missouri | 29113 | Lincoln | 39.1839 | -91.0166 | 81 | 334 | polygon | FALSE | TRUE | America/Chicago | 3 | 63387 | 1840012732 | [10 empty] | WhitesideMO
East Burke | East Burke | VT | Vermont | 50005 | Caledonia | 44.5875 | -71.9403 | 81 | 59 | polygon | FALSE | FALSE | America/New_York | 3 | 5832 | 1840025347 | [10 empty] | East BurkeVT
Piqua | Piqua | KS | Kansas | 20207 | Woodson | 37.922 | -95.5375 | 81 | 7 | polygon | FALSE | FALSE | America/Chicago | 3 | 66761 | 1840026794 | [10 empty] | PiquaKS
Gay | Gay | GA | Georgia | 13199 | Meriwether | 33.0937 | -84.5755 | 81 | 36 | polygon | FALSE | TRUE | America/New_York | 3 | 30218 | 1840016899 | [10 empty] | GayGA
Odessa | Odessa | NE | Nebraska | 31019 | Buffalo | 40.6991 | -99.2544 | 81 | 17 | polygon | FALSE | FALSE | America/Chicago | 3 | 68845 68861 68836 | 1840025537 | [10 empty] | OdessaNE
Nemaha | Nemaha | IA | Iowa | 19161 | Sac | 42.515 | -95.0889 | 81 | 425 | polygon | FALSE | TRUE | America/Chicago | 3 | 50567 | 1840008068 | [10 empty] | NemahaIA
Mapleton | Mapleton | KS | Kansas | 20011 | Bourbon | 38.0155 | -94.8834 | 81 | 63 | polygon | FALSE | TRUE | America/Chicago | 3 | 66754 | 1840009863 | [10 empty] | MapletonKS
Tibbie | Tibbie | AL | Alabama | 1129 | Washington | 31.3628 | -88.2471 | 81 | 17 | polygon | FALSE | FALSE | America/Chicago | 3 | 36583 | 1840025963 | [10 empty] | TibbieAL
Atka | Atka | AK | Alaska | 2016 | Aleutians West | 52.2301 | -174.2133 | 81 | 3 | polygon | FALSE | TRUE | America/Adak | 3 | 99547 | 1840023262 | [10 empty] | AtkaAK
Dixon | Dixon | NE | Nebraska | 31051 | Dixon | 42.4153 | -96.9948 | 81 | 206 | polygon | FALSE | TRUE | America/Chicago | 3 | 68732 | 1840011095 | [10 empty] | DixonNE
Sidney | Sidney | IN | Indiana | 18085 | Kosciusko | 41.1049 | -85.7425 | 81 | 250 | polygon | FALSE | TRUE | America/Indiana/Indianapolis | 3 | 46510 46562 | 1840010278 | [10 empty] | SidneyIN
Chatsworth | Chatsworth | IA | Iowa | 19167 | Sioux | 42.9163 | -96.5144 | 81 | 63 | polygon | FALSE | TRUE | America/Chicago | 3 | 51011 | 1840006868 | [10 empty] | ChatsworthIA
Reserve | Reserve | KS | Kansas | 20013 | Brown | 39.977 | -95.5654 | 81 | 271 | polygon | FALSE | TRUE | America/Chicago | 3 | 66434 | 1840009513 | [10 empty] | ReserveKS
Rose Hill | Rose Hill | IL | Illinois | 17079 | Jasper | 39.1043 | -88.1499 | 81 | 49 | polygon | FALSE | TRUE | America/Chicago | 3 | 62432 | 1840012759 | [10 empty] | Rose HillIL
Edgewater Estates | Edgewater Estates | TX | Texas | 48409 | San Patricio | 28.0969 | -97.865 | 81 | 619 | polygon | FALSE | FALSE | America/Chicago | 3 | 78368 | 1840037141 | [10 empty] | Edgewater EstatesTX
Douds | Douds | IA | Iowa | 19177 | Van Buren | 40.8438 | -92.0764 | 81 | 14 | polygon | FALSE | FALSE | America/Chicago | 3 | 52551 | 1840005358 | [10 empty] | DoudsIA
Isabel | Isabel | KS | Kansas | 20007 | Barber | 37.4672 | -98.5515 | 81 | 124 | polygon | FALSE | TRUE | America/Chicago | 3 | 67065 | 1840008755 | [10 empty] | IsabelKS
Tuttle | Tuttle | ND | North Dakota | 38043 | Kidder | 47.1445 | -99.9934 | 81 | 125 | polygon | FALSE | TRUE | America/Chicago | 3 | 58488 | 1840001920 | [10 empty] | TuttleND
Menoken | Menoken | ND | North Dakota | 38015 | Burleigh | 46.8148 | -100.5341 | 81 | 14 | polygon | FALSE | FALSE | America/Chicago | 3 | 58558 | 1840025257 | [10 empty] | MenokenND
Princeton | Princeton | SC | South Carolina | 45059 | Laurens | 34.4912 | -82.2957 | 81 | 41 | polygon | FALSE | FALSE | America/New_York | 3 | 29654 | 1840013586 | [10 empty] | PrincetonSC
Siasconset | Siasconset | MA | Massachusetts | 25019 | Nantucket | 41.2636 | -69.9718 | 81 | 14 | polygon | FALSE | FALSE | America/New_York | 3 | 2564 | 1840024166 | [10 empty] | SiasconsetMA
Fairview | Fairview | OH | Ohio | 39059 | Guernsey | 40.0573 | -81.235 | 81 | 77 | polygon | FALSE | TRUE | America/New_York | 3 | 43773 43736 | 1840012355 | [10 empty] | FairviewOH
Aldrich | Aldrich | MO | Missouri | 29167 | Polk | 37.5489 | -93.5512 | 81 | 192 | polygon | FALSE | TRUE | America/Chicago | 3 | 65601 | 1840010854 | [10 empty] | AldrichMO
Danville | Danville | WA | Washington | 53019 | Ferry | 48.9938 | -118.5068 | 81 | 177 | polygon | FALSE | FALSE | America/Los_Angeles | 3 | 99121 | 1840037761 | [10 empty] | DanvilleWA
Chistochina | Chistochina | AK | Alaska | 2261 | Valdez-Cordova | 62.5921 | -144.8135 | 80 | 0 | polygon | FALSE | FALSE | America/Anchorage | 3 | 99586 | 1840023393 | [10 empty] | ChistochinaAK
Brentford | Brentford | SD | South Dakota | 46115 | Spink | 45.1591 | -98.3223 | 80 | 189 | polygon | FALSE | TRUE | America/Chicago | 3 | 57429 | 1840002123 | [10 empty] | BrentfordSD
Hill View Heights | Hill View Heights | WY | Wyoming | 56045 | Weston | 43.8159 | -104.1517 | 80 | 14 | polygon | FALSE | FALSE | America/Denver | 3 | 82701 | 1840038430 | [10 empty] | Hill View HeightsWY
Ritchey | Ritchey | MO | Missouri | 29145 | Newton | 36.944 | -94.1858 | 80 | 630 | polygon | FALSE | TRUE | America/Chicago | 3 | 64844 | 1840010889 | [10 empty] | RitcheyMO
Williford | Williford | AR | Arkansas | 5135 | Sharp | 36.2517 | -91.3604 | 80 | 88 | polygon | FALSE | TRUE | America/Chicago | 3 | 72482 | 1840016078 | [10 empty] | WillifordAR
Turtle River | Turtle River | MN | Minnesota | 27007 | Beltrami | 47.5882 | -94.7581 | 80 | 28 | polygon | FALSE | TRUE | America/Chicago | 3 | 56601 | 1840009958 | [10 empty] | Turtle RiverMN
Westside | Westside | CA | California | 6019 | Fresno | 36.4042 | -120.1341 | 80 | 13 | polygon | FALSE | FALSE | America/Los_Angeles | 3 | 93624 | 1840028052 | [10 empty] | WestsideCA
Nescatunga | Nescatunga | OK | Oklahoma | 40003 | Alfalfa | 36.7543 | -98.156 | 80 | 136 | polygon | FALSE | FALSE | America/Chicago | 3 | 73749 | 1840034659 | [10 empty] | NescatungaOK
Paradise Hill | Paradise Hill | OK | Oklahoma | 40135 | Sequoyah | 35.6134 | -95.0704 | 80 | 56 | polygon | FALSE | TRUE | America/Chicago | 3 | 74435 | 1840022739 | [10 empty] | Paradise HillOK
Cape Meares | Cape Meares | OR | Oregon | 41057 | Tillamook | 45.5153 | -123.9536 | 80 | 12 | polygon | FALSE | FALSE | America/Los_Angeles | 3 | 97141 | 1840034758 | [10 empty] | Cape MearesOR
Kirkwood | Kirkwood | CA | California | 6003 | Alpine | 38.693 | -120.064 | 80 | 7 | polygon | FALSE | FALSE | America/Los_Angeles | 3 | 95646 | 1840017584 | [10 empty] | KirkwoodCA
Sereno del Mar | Sereno del Mar | CA | California | 6097 | Sonoma | 38.3836 | -123.0732 | 80 | 41 | polygon | FALSE | TRUE | America/Los_Angeles | 3 | 94923 | 1840076217 | [10 empty] | Sereno del MarCA
Adeline | Adeline | IL | Illinois | 17141 | Ogle | 42.1405 | -89.4918 | 80 | 116 | polygon | FALSE | TRUE | America/Chicago | 3 | 61047 | 1840010138 | [10 empty] | AdelineIL
Gutierrez | Gutierrez | TX | Texas | 48427 | Starr | 26.3401 | -98.6315 | 80 | 599 | polygon | FALSE | TRUE | America/Chicago | 3 | 78582 | 1840040842 | [10 empty] | GutierrezTX
Fargo | Fargo | AR | Arkansas | 5095 | Monroe | 34.9537 | -91.1764 | 80 | 67 | polygon | FALSE | TRUE | America/Chicago | 3 | 72021 | 1840016506 | [10 empty] | FargoAR
Berwyn | Berwyn | NE | Nebraska | 31041 | Custer | 41.3508 | -99.5006 | 80 | 120 | polygon | FALSE | TRUE | America/Chicago | 3 | 68814 | 1840011468 | [10 empty] | BerwynNE
Struble | Struble | IA | Iowa | 19149 | Plymouth | 42.8945 | -96.1946 | 80 | 198 | polygon | FALSE | TRUE | America/Chicago | 3 | 51031 | 1840009070 | [10 empty] | StrubleIA
Bingham | Bingham | IL | Illinois | 17051 | Fayette | 39.1122 | -89.2137 | 80 | 112 | polygon | FALSE | TRUE | America/Chicago | 3 | 62011 | 1840012733 | [10 empty] | BinghamIL
Hartwick | Hartwick | IA | Iowa | 19157 | Poweshiek | 41.7861 | -92.3453 | 80 | 230 | polygon | FALSE | TRUE | America/Chicago | 3 | 52232 | 1840007061 | [10 empty] | HartwickIA
Keenes | Keenes | IL | Illinois | 17191 | Wayne | 38.3386 | -88.6419 | 80 | 238 | polygon | FALSE | TRUE | America/Chicago | 3 | 62851 | 1840012885 | [10 empty] | KeenesIL
Byron | Byron | NE | Nebraska | 31169 | Thayer | 40.0048 | -97.7686 | 80 | 201 | polygon | FALSE | TRUE | America/Chicago | 3 | 68325 | 1840010472 | [10 empty] | ByronNE
Mount Moriah | Mount Moriah | MO | Missouri | 29081 | Harrison | 40.3292 | -93.7971 | 80 | 30 | polygon | FALSE | TRUE | America/Chicago | 3 | 64481 | 1840009421 | [10 empty] | Mount MoriahMO
Kirk | Kirk | CO | Colorado | 8125 | Yuma | 39.6127 | -102.592 | 80 | 7 | polygon | FALSE | FALSE | America/Denver | 3 | 80824 | 1840024320 | [10 empty] | KirkCO
Agar | Agar | SD | South Dakota | 46119 | Sully | 44.8398 | -100.0734 | 80 | 150 | polygon | FALSE | TRUE | America/Chicago | 3 | 57520 | 1840002277 | [10 empty] | AgarSD
Oak Springs | Oak Springs | AZ | Arizona | 4001 | Apache | 35.476 | -109.1318 | 80 | 166 | polygon | FALSE | FALSE | America/Denver | 3 | 86511 | 1840027932 | [10 empty] | Oak SpringsAZ
Wanda | Wanda | MN | Minnesota | 27127 | Redwood | 44.3148 | -95.2131 | 80 | 119 | polygon | FALSE | TRUE | America/Chicago | 3 | 56294 | 1840010018 | [10 empty] | WandaMN
Randlett | Randlett | UT | Utah | 49047 | Uintah | 40.2267 | -109.8308 | 80 | 5 | polygon | FALSE | FALSE | America/Denver | 3 | 84026 | 1840018748 | [10 empty] | RandlettUT
Garrison | Garrison | MT | Montana | 30077 | Powell | 46.5259 | -112.8205 | 80 | 3 | polygon | FALSE | FALSE | America/Denver | 3 | 59731 | 1840017353 | [10 empty] | GarrisonMT
Worton | Worton | MD | Maryland | 24029 | Kent | 39.2717 | -76.0934 | 79 | 33 | polygon | FALSE | FALSE | America/New_York | 3 | 21678 | 1840024478 | [10 empty] | WortonMD
Trosky | Trosky | MN | Minnesota | 27117 | Pipestone | 43.8884 | -96.2509 | 79 | 21 | polygon | FALSE | TRUE | America/Chicago | 3 | 56177 56128 56164 56144 | 1840010026 | [10 empty] | TroskyMN
Elgin | Elgin | KS | Kansas | 20019 | Chautauqua | 37.0019 | -96.2806 | 79 | 156 | polygon | FALSE | TRUE | America/Chicago | 3 | 67361 | 1840008777 | [10 empty] | ElginKS
Simpson | Simpson | KS | Kansas | 20123 | Mitchell | 39.386 | -97.934 | 79 | 118 | polygon | FALSE | TRUE | America/Chicago | 3 | 67478 | 1840009581 | [10 empty] | SimpsonKS
Anegam | Anegam | AZ | Arizona | 4019 | Pima | 32.3742 | -112.035 | 79 | 13 | polygon | FALSE | FALSE | America/Phoenix | 3 | 85634 | 1840023063 | [10 empty] | AnegamAZ
Pollock | Pollock | MO | Missouri | 29211 | Sullivan | 40.3583 | -93.0835 | 79 | 183 | polygon | FALSE | TRUE | America/Chicago | 3 | 63560 | 1840012241 | [10 empty] | PollockMO
Lucerne | Lucerne | MO | Missouri | 29171 | Putnam | 40.4639 | -93.2911 | 79 | 122 | polygon | FALSE | TRUE | America/Chicago | 3 | 64655 | 1840012134 | [10 empty] | LucerneMO
Hartwell | Hartwell | MO | Missouri | 29083 | Henry | 38.4331 | -93.9342 | 79 | 64 | polygon | FALSE | FALSE | America/Chicago | 3 | 64788 | 1840025664 | [10 empty] | HartwellMO
Clyde | Clyde | MO | Missouri | 29147 | Nodaway | 40.2662 | -94.6696 | 79 | 181 | polygon | FALSE | TRUE | America/Chicago | 3 | 64434 64432 | 1840012137 | [10 empty] | ClydeMO
Eva | Eva | TN | Tennessee | 47005 | Benton | 36.0687 | -88.0082 | 79 | 15 | polygon | FALSE | FALSE | America/Chicago | 3 | 38333 | 1840025776 | [10 empty] | EvaTN
Antioch | Antioch | OH | Ohio | 39111 | Monroe | 39.6608 | -81.0668 | 79 | 296 | polygon | FALSE | TRUE | America/New_York | 3 | 43793 | 1840010593 | [10 empty] | AntiochOH
Murphy | Murphy | OK | Oklahoma | 40097 | Mayes | 36.1336 | -95.2409 | 79 | 7 | polygon | FALSE | FALSE | America/Chicago | 3 | 74352 | 1840034568 | [10 empty] | MurphyOK
Brooksburg | Brooksburg | IN | Indiana | 18077 | Jefferson | 38.735 | -85.2445 | 79 | 300 | polygon | FALSE | TRUE | America/New_York | 3 | 47250 | 1840009729 | [10 empty] | BrooksburgIN
Kilgore | Kilgore | NE | Nebraska | 31031 | Cherry | 42.9392 | -100.9571 | 79 | 68 | polygon | FALSE | TRUE | America/Denver | 3 | 69216 | 1840011038 | [10 empty] | KilgoreNE
Union Grove | Union Grove | AL | Alabama | 1095 | Marshall | 34.4025 | -86.4483 | 79 | 54 | polygon | FALSE | TRUE | America/Chicago | 3 | 35175 | 1840016621 | [10 empty] | Union GroveAL
Maxbass | Maxbass | ND | North Dakota | 38009 | Bottineau | 48.7225 | -101.1426 | 79 | 186 | polygon | FALSE | TRUE | America/Chicago | 3 | 58760 | 1840000008 | [10 empty] | MaxbassND
King Lake | King Lake | NE | Nebraska | 31055 | Douglas | 41.3135 | -96.3017 | 79 | 31 | polygon | FALSE | FALSE | America/Chicago | 3 | 68064 | 1840024169 | [10 empty] | King LakeNE
Camden | Camden | IL | Illinois | 17169 | Schuyler | 40.1529 | -90.7733 | 78 | 39 | polygon | FALSE | TRUE | America/Chicago | 3 | 62319 | 1840010483 | [10 empty] | CamdenIL
Vining | Vining | MN | Minnesota | 27111 | Otter Tail | 46.2619 | -95.535 | 78 | 26 | polygon | FALSE | TRUE | America/Chicago | 3 | 56588 | 1840009978 | [10 empty] | ViningMN
Lowes | Lowes | KY | Kentucky | 21083 | Graves | 36.8828 | -88.7706 | 78 | 43 | polygon | FALSE | FALSE | America/Chicago | 3 | 42069 42061 42051 | 1840026919 | [10 empty] | LowesKY
Zenda | Zenda | KS | Kansas | 20095 | Kingman | 37.4441 | -98.282 | 78 | 134 | polygon | FALSE | TRUE | America/Chicago | 3 | 67159 67142 | 1840010857 | [10 empty] | ZendaKS
Bradley | Bradley | SD | South Dakota | 46025 | Clark | 45.0904 | -97.642 | 78 | 122 | polygon | FALSE | TRUE | America/Chicago | 3 | 57217 | 1840002152 | [10 empty] | BradleySD
Spivey | Spivey | KS | Kansas | 20095 | Kingman | 37.4484 | -98.1658 | 78 | 57 | polygon | FALSE | TRUE | America/Chicago | 3 | 67142 | 1840009883 | [10 empty] | SpiveyKS
Gapland | Gapland | MD | Maryland | 24043 | Washington | 39.402 | -77.6583 | 78 | 134 | polygon | FALSE | FALSE | America/New_York | 3 | 21779 | 1840024400 | [10 empty] | GaplandMD
Melmore | Melmore | OH | Ohio | 39147 | Seneca | 41.0262 | -83.1049 | 78 | 50 | polygon | FALSE | FALSE | America/New_York | 3 | 44883 | 1840026352 | [10 empty] | MelmoreOH
Alamo | Alamo | ND | North Dakota | 38105 | Williams | 48.5825 | -103.4677 | 78 | 54 | polygon | FALSE | TRUE | America/Chicago | 3 | 58830 | 1840000054 | [10 empty] | AlamoND
Spade | Spade | TX | Texas | 48279 | Lamb | 33.926 | -102.1542 | 78 | 16 | polygon | FALSE | FALSE | America/Chicago | 3 | 79369 | 1840019273 | [10 empty] | SpadeTX
Redding | Redding | IA | Iowa | 19159 | Ringgold | 40.6068 | -94.3863 | 78 | 30 | polygon | FALSE | TRUE | America/Chicago | 3 | 50860 | 1840009392 | [10 empty] | ReddingIA
Dwight | Dwight | ND | North Dakota | 38077 | Richland | 46.3038 | -96.7399 | 78 | 147 | polygon | FALSE | TRUE | America/Chicago | 3 | 58075 | 1840000229 | [10 empty] | DwightND
Milan | Milan | KS | Kansas | 20191 | Sumner | 37.2576 | -97.6741 | 78 | 227 | polygon | FALSE | TRUE | America/Chicago | 3 | 67105 67004 | 1840008749 | [10 empty] | MilanKS
Smith Village | Smith Village | OK | Oklahoma | 40109 | Oklahoma | 35.4508 | -97.457 | 78 | 1068 | polygon | FALSE | TRUE | America/Chicago | 3 | 73115 | 1840022733 | [10 empty] | Smith VillageOK
Morrison Bluff | Morrison Bluff | AR | Arkansas | 5083 | Logan | 35.3828 | -93.5228 | 78 | 22 | polygon | FALSE | TRUE | America/Chicago | 3 | 72863 | 1840016391 | [10 empty] | Morrison BluffAR
Shageluk | Shageluk | AK | Alaska | 2290 | Yukon-Koyukuk | 62.6684 | -159.563 | 78 | 2 | polygon | FALSE | TRUE | America/Anchorage | 3 | 99665 | 1840023459 | [10 empty] | ShagelukAK
Wellfleet | Wellfleet | NE | Nebraska | 31111 | Lincoln | 40.7539 | -100.7318 | 78 | 111 | polygon | FALSE | TRUE | America/Chicago | 3 | 69170 | 1840011653 | [10 empty] | WellfleetNE
Encino | Encino | NM | New Mexico | 35057 | Torrance | 34.6518 | -105.4586 | 78 | 15 | polygon | FALSE | TRUE | America/Denver | 3 | 88321 | 1840022807 | [10 empty] | EncinoNM
Deerfield | Deerfield | MO | Missouri | 29217 | Vernon | 37.8386 | -94.5078 | 78 | 295 | polygon | FALSE | TRUE | America/Chicago | 3 | 64741 | 1840012960 | [10 empty] | DeerfieldMO
Country Club Heights | Country Club Heights | IN | Indiana | 18095 | Madison | 40.1242 | -85.6877 | 78 | 106 | polygon | FALSE | TRUE | America/Indiana/Indianapolis | 3 | 46011 | 1840009438 | [10 empty] | Country Club HeightsIN
Ashley | Ashley | MO | Missouri | 29163 | Pike | 39.2538 | -91.2239 | 78 | 22 | polygon | FALSE | FALSE | America/Chicago | 3 | 63334 | 1840025602 | [10 empty] | AshleyMO
Ryder | Ryder | ND | North Dakota | 38101 | Ward | 47.9211 | -101.6694 | 78 | 57 | polygon | FALSE | TRUE | America/Chicago | 3 | 58779 | 1840001867 | [10 empty] | RyderND
Ardoch | Ardoch | ND | North Dakota | 38099 | Walsh | 48.2054 | -97.338 | 78 | 79 | polygon | FALSE | TRUE | America/Chicago | 3 | 58261 | 1840000076 | [10 empty] | ArdochND
Paynes Creek | Paynes Creek | CA | California | 6103 | Tehama | 40.3409 | -121.9174 | 78 | 8 | polygon | FALSE | FALSE | America/Los_Angeles | 3 | 96080 96075 | 1840026515 | [10 empty] | Paynes CreekCA
Alleghany | Alleghany | CA | California | 6091 | Sierra | 39.4666 | -120.841 | 78 | 86 | polygon | FALSE | FALSE | America/Los_Angeles | 3 | 95910 | 1840022445 | [10 empty] | AlleghanyCA
Sylvanite | Sylvanite | MT | Montana | 30053 | Lincoln | 48.7062 | -115.874 | 78 | 5 | polygon | FALSE | FALSE | America/Denver | 3 | 59935 | 1840023748 | [10 empty] | SylvaniteMT
Hutchinson | Hutchinson | NJ | New Jersey | 34041 | Warren | 40.7818 | -75.1252 | 78 | 217 | polygon | FALSE | FALSE | America/New_York | 3 | 8865 | 1840033304 | [10 empty] | HutchinsonNJ
Watkins | Watkins | IA | Iowa | 19011 | Benton | 41.8932 | -91.9849 | 78 | 72 | polygon | FALSE | FALSE | America/Chicago | 3 | 52354 | 1840026212 | [10 empty] | WatkinsIA
Hublersburg | Hublersburg | PA | Pennsylvania | 42027 | Centre | 40.9623 | -77.6069 | 78 | 186 | polygon | FALSE | FALSE | America/New_York | 3 | 16841 16823 | 1840024190 | [10 empty] | HublersburgPA
Lebanon | Lebanon | NE | Nebraska | 31145 | Red Willow | 40.0487 | -100.2761 | 77 | 184 | polygon | FALSE | TRUE | America/Chicago | 3 | 69036 | 1840012293 | [10 empty] | LebanonNE
Gratz | Gratz | KY | Kentucky | 21187 | Owen | 38.4718 | -84.947 | 77 | 85 | polygon | FALSE | TRUE | America/New_York | 3 | 40359 | 1840013186 | [10 empty] | GratzKY
Knoxville | Knoxville | GA | Georgia | 13079 | Crawford | 32.7232 | -83.996 | 77 | 93 | polygon | FALSE | FALSE | America/New_York | 3 | 31066 31050 31078 | 1840026999 | [10 empty] | KnoxvilleGA
Spragueville | Spragueville | IA | Iowa | 19097 | Jackson | 42.0715 | -90.4328 | 77 | 39 | polygon | FALSE | TRUE | America/Chicago | 3 | 52069 52074 | 1840009138 | [10 empty] | SpraguevilleIA
Johnsonville | Johnsonville | IL | Illinois | 17191 | Wayne | 38.5208 | -88.5382 | 77 | 139 | polygon | FALSE | TRUE | America/Chicago | 3 | 62850 | 1840012884 | [10 empty] | JohnsonvilleIL
Elmer | Elmer | MO | Missouri | 29121 | Macon | 39.9571 | -92.65 | 77 | 117 | polygon | FALSE | TRUE | America/Chicago | 3 | 63538 | 1840008398 | [10 empty] | ElmerMO
Sun Valley | Sun Valley | AZ | Arizona | 4017 | Navajo | 34.9835 | -110.0374 | 77 | 0 | polygon | FALSE | FALSE | America/Phoenix | 3 | 86029 | 1840022584 | [10 empty] | Sun ValleyAZ
Sherman | Sherman | SD | South Dakota | 46099 | Minnehaha | 43.7577 | -96.4762 | 77 | 115 | polygon | FALSE | TRUE | America/Chicago | 3 | 57030 | 1840002647 | [10 empty] | ShermanSD
Truesdale | Truesdale | IA | Iowa | 19021 | Buena Vista | 42.7292 | -95.1835 | 77 | 203 | polygon | FALSE | TRUE | America/Chicago | 3 | 50588 50592 | 1840010083 | [10 empty] | TruesdaleIA
Sedan | Sedan | MT | Montana | 30031 | Gallatin | 45.9653 | -110.8888 | 77 | 0 | polygon | FALSE | FALSE | America/Denver | 3 | 59086 59715 | 1840023882 | [10 empty] | SedanMT
Antietam | Antietam | MD | Maryland | 24043 | Washington | 39.4151 | -77.7364 | 77 | 193 | polygon | FALSE | FALSE | America/New_York | 3 | 21782 | 1840024385 | [10 empty] | AntietamMD
Cobbtown | Cobbtown | FL | Florida | 12113 | Santa Rosa | 30.8823 | -87.1212 | 77 | 11 | polygon | FALSE | FALSE | America/Chicago | 3 | 32565 | 1840027007 | [10 empty] | CobbtownFL
Mendes | Mendes | GA | Georgia | 13267 | Tattnall | 31.9953 | -81.9709 | 77 | 49 | polygon | FALSE | FALSE | America/New_York | 3 | 30427 | 1840025918 | [10 empty] | MendesGA
Bow Valley | Bow Valley | NE | Nebraska | 31027 | Cedar | 42.7154 | -97.2522 | 77 | 208 | polygon | FALSE | FALSE | America/Chicago | 3 | 68739 | 1840024091 | [10 empty] | Bow ValleyNE
New Witten | New Witten | SD | South Dakota | 46123 | Tripp | 43.4407 | -100.0819 | 77 | 107 | polygon | FALSE | TRUE | America/Chicago | 3 | 57584 | 1840066313 | [10 empty] | New WittenSD
Crystal Downs Country Club | Crystal Downs Country Club | MI | Michigan | 26019 | Benzie | 44.7014 | -86.2311 | 77 | 23 | polygon | FALSE | TRUE | America/Detroit | 3 | 49635 | 1840039582 | [10 empty] | Crystal Downs Country ClubMI
Climbing Hill | Climbing Hill | IA | Iowa | 19193 | Woodbury | 42.3394 | -96.081 | 76 | 22 | polygon | FALSE | FALSE | America/Chicago | 3 | 51026 | 1840026201 | [10 empty] | Climbing HillIA
Woodlawn Heights | Woodlawn Heights | IN | Indiana | 18095 | Madison | 40.1184 | -85.6969 | 76 | 258 | polygon | FALSE | TRUE | America/Indiana/Indianapolis | 3 | 46011 | 1840030044 | [10 empty] | Woodlawn HeightsIN
Tindall | Tindall | MO | Missouri | 29079 | Grundy | 40.1609 | -93.6096 | 76 | 222 | polygon | FALSE | TRUE | America/Chicago | 3 | 64683 | 1840010492 | [10 empty] | TindallMO
Coats | Coats | KS | Kansas | 20151 | Pratt | 37.5108 | -98.8253 | 76 | 129 | polygon | FALSE | TRUE | America/Chicago | 3 | 67028 | 1840007581 | [10 empty] | CoatsKS
Hassell | Hassell | NC | North Carolina | 37117 | Martin | 35.9083 | -77.2763 | 76 | 106 | polygon | FALSE | TRUE | America/New_York | 3 | 27841 | 1840016205 | [10 empty] | HassellNC
Benedict | Benedict | ND | North Dakota | 38055 | McLean | 47.8301 | -101.0843 | 76 | 117 | polygon | FALSE | TRUE | America/Chicago | 3 | 58716 | 1840001893 | [10 empty] | BenedictND
Naper | Naper | NE | Nebraska | 31015 | Boyd | 42.9641 | -99.097 | 76 | 216 | polygon | FALSE | TRUE | America/Chicago | 3 | 68755 | 1840011035 | [10 empty] | NaperNE
Paderborn | Paderborn | IL | Illinois | 17163 | St. Clair | 38.3595 | -90.0465 | 76 | 195 | polygon | FALSE | FALSE | America/Chicago | 3 | 62298 | 1840024657 | [10 empty] | PaderbornIL
Cleveland | Cleveland | ND | North Dakota | 38093 | Stutsman | 46.891 | -99.1196 | 76 | 138 | polygon | FALSE | TRUE | America/Chicago | 3 | 58424 | 1840001922 | [10 empty] | ClevelandND
Hurdsfield | Hurdsfield | ND | North Dakota | 38103 | Wells | 47.4468 | -99.931 | 76 | 101 | polygon | FALSE | TRUE | America/Chicago | 3 | 58451 | 1840000120 | [10 empty] | HurdsfieldND
Toco | Toco | TX | Texas | 48277 | Lamar | 33.6539 | -95.6492 | 76 | 172 | polygon | FALSE | TRUE | America/Chicago | 3 | 75421 | 1840021971 | [10 empty] | TocoTX
New Morgan | New Morgan | PA | Pennsylvania | 42011 | Berks | 40.1833 | -75.8896 | 76 | 5 | polygon | FALSE | TRUE | America/New_York | 3 | 19543 | 1840003630 | [10 empty] | New MorganPA
Snowville | Snowville | VA | Virginia | 51155 | Pulaski | 37.026 | -80.5739 | 76 | 13 | polygon | FALSE | FALSE | America/New_York | 3 | 24347 | 1840024805 | [10 empty] | SnowvilleVA
Raymond | Raymond | KS | Kansas | 20159 | Rice | 38.2779 | -98.414 | 76 | 94 | polygon | FALSE | TRUE | America/Chicago | 3 | 67573 | 1840009808 | [10 empty] | RaymondKS
Butte | Butte | ND | North Dakota | 38055 | McLean | 47.837 | -100.6658 | 76 | 119 | polygon | FALSE | TRUE | America/Chicago | 3 | 58723 | 1840000110 | [10 empty] | ButteND
Chamizal | Chamizal | NM | New Mexico | 35053 | Socorro | 34.2183 | -106.9151 | 76 | 66 | polygon | FALSE | FALSE | America/Denver | 3 | 87828 | 1840025009 | [10 empty] | ChamizalNM
Mahaska | Mahaska | KS | Kansas | 20201 | Washington | 39.9874 | -97.3538 | 76 | 131 | polygon | FALSE | TRUE | America/Chicago | 3 | 66955 | 1840009505 | [10 empty] | MahaskaKS
Whispering Pines | Whispering Pines | AZ | Arizona | 4007 | Gila | 34.3728 | -111.2813 | 76 | 68 | polygon | FALSE | FALSE | America/Phoenix | 3 | 85541 | 1840027969 | [10 empty] | Whispering PinesAZ
Blackgum | Blackgum | OK | Oklahoma | 40135 | Sequoyah | 35.6112 | -94.99 | 76 | 134 | polygon | FALSE | FALSE | America/Chicago | 3 | 74962 | 1840024946 | [10 empty] | BlackgumOK
Hartly | Hartly | DE | Delaware | 10001 | Kent | 39.1684 | -75.7127 | 76 | 518 | polygon | FALSE | TRUE | America/New_York | 3 | 19953 | 1840005808 | [10 empty] | HartlyDE
Keddie | Keddie | CA | California | 6063 | Plumas | 40.0059 | -120.9525 | 76 | 44 | polygon | FALSE | FALSE | America/Los_Angeles | 3 | 95971 | 1840017523 | [10 empty] | KeddieCA
El Dara | El Dara | IL | Illinois | 17149 | Pike | 39.6227 | -90.9917 | 76 | 29 | polygon | FALSE | TRUE | America/Chicago | 3 | 62312 62356 | 1840012533 | [10 empty] | El DaraIL
Saddle Ridge | Saddle Ridge | CO | Colorado | 8087 | Morgan | 40.3134 | -103.8023 | 76 | 168 | polygon | FALSE | TRUE | America/Denver | 3 | 80701 | 1840038781 | [10 empty] | Saddle RidgeCO
Box Canyon | Box Canyon | TX | Texas | 48465 | Val Verde | 29.5335 | -101.1586 | 76 | 20 | polygon | FALSE | TRUE | America/Matamoros | 3 | 78840 | 1840040654 | [10 empty] | Box CanyonTX
Coney Island | Coney Island | MO | Missouri | 29209 | Stone | 36.593 | -93.3972 | 75 | 452 | polygon | FALSE | TRUE | America/Chicago | 3 | 65737 | 1840013052 | [10 empty] | Coney IslandMO
St. Clairsville | St. Clairsville | PA | Pennsylvania | 42009 | Bedford | 40.1561 | -78.5108 | 75 | 958 | polygon | FALSE | TRUE | America/New_York | 3 | 16667 | 1840001405 | [10 empty] | St. ClairsvillePA
Dundarrach | Dundarrach | NC | North Carolina | 37093 | Hoke | 34.9246 | -79.1574 | 75 | 21 | polygon | FALSE | FALSE | America/New_York | 3 | 28357 28386 | 1840013079 | [10 empty] | DundarrachNC
Revere | Revere | MO | Missouri | 29045 | Clark | 40.4943 | -91.6763 | 75 | 155 | polygon | FALSE | TRUE | America/Chicago | 3 | 63465 | 1840010401 | [10 empty] | RevereMO
Thornton | Thornton | WI | Wisconsin | 55115 | Shawano | 44.7985 | -88.6911 | 75 | 112 | polygon | FALSE | FALSE | America/Chicago | 3 | 54166 | 1840023925 | [10 empty] | ThorntonWI
Fort Ransom | Fort Ransom | ND | North Dakota | 38073 | Ransom | 46.5244 | -97.9311 | 75 | 94 | polygon | FALSE | TRUE | America/Chicago | 3 | 58033 | 1840000226 | [10 empty] | Fort RansomND
Speed | Speed | NC | North Carolina | 37065 | Edgecombe | 35.9684 | -77.4444 | 75 | 102 | polygon | FALSE | TRUE | America/New_York | 3 | 27886 27881 | 1840017753 | [10 empty] | SpeedNC
Rocky Mound | Rocky Mound | TX | Texas | 48063 | Camp | 33.0287 | -95.0291 | 75 | 71 | polygon | FALSE | TRUE | America/Chicago | 3 | 75686 | 1840022036 | [10 empty] | Rocky MoundTX
Pierpont | Pierpont | MO | Missouri | 29019 | Boone | 38.8633 | -92.3132 | 75 | 116 | polygon | FALSE | TRUE | America/Chicago | 3 | 65201 | 1840012725 | [10 empty] | PierpontMO
Popejoy | Popejoy | IA | Iowa | 19069 | Franklin | 42.5938 | -93.4278 | 75 | 38 | polygon | FALSE | TRUE | America/Chicago | 3 | 50227 50006 | 1840009086 | [10 empty] | PopejoyIA
Claire City | Claire City | SD | South Dakota | 46109 | Roberts | 45.8566 | -97.1035 | 75 | 158 | polygon | FALSE | TRUE | America/Chicago | 3 | 57224 | 1840000263 | [10 empty] | Claire CitySD
Zeeland | Zeeland | ND | North Dakota | 38051 | McIntosh | 45.9729 | -99.8325 | 75 | 97 | polygon | FALSE | TRUE | America/Chicago | 3 | 58581 | 1840001988 | [10 empty] | ZeelandND
Yankee Lake | Yankee Lake | OH | Ohio | 39155 | Trumbull | 41.2682 | -80.568 | 75 | 51 | polygon | FALSE | TRUE | America/New_York | 3 | 44403 | 1840011597 | [10 empty] | Yankee LakeOH
Deersville | Deersville | OH | Ohio | 39067 | Harrison | 40.3083 | -81.188 | 75 | 84 | polygon | FALSE | TRUE | America/New_York | 3 | 44693 | 1840012216 | [10 empty] | DeersvilleOH
Paynesville | Paynesville | MO | Missouri | 29163 | Pike | 39.2627 | -90.9003 | 75 | 110 | polygon | FALSE | TRUE | America/Chicago | 3 | 63344 63336 63330 | 1840012603 | [10 empty] | PaynesvilleMO
Crooked Creek | Crooked Creek | AK | Alaska | 2050 | Bethel | 61.8439 | -158.1082 | 75 | 0 | polygon | FALSE | FALSE | America/Anchorage | 3 | 99575 | 1840023341 | [10 empty] | Crooked CreekAK
Swan | Swan | IA | Iowa | 19125 | Marion | 41.4675 | -93.3096 | 75 | 45 | polygon | FALSE | TRUE | America/Chicago | 3 | 50252 | 1840009292 | [10 empty] | SwanIA
Stafford | Stafford | OH | Ohio | 39111 | Monroe | 39.7124 | -81.2765 | 75 | 85 | polygon | FALSE | TRUE | America/New_York | 3 | 43786 43754 | 1840012524 | [10 empty] | StaffordOH
Bark Ranch | Bark Ranch | CO | Colorado | 8013 | Boulder | 40.1156 | -105.4416 | 75 | 33 | polygon | FALSE | FALSE | America/Denver | 3 | 80481 | 1840028524 | [10 empty] | Bark RanchCO
Hartman | Hartman | CO | Colorado | 8099 | Prowers | 38.121 | -102.2215 | 75 | 105 | polygon | FALSE | TRUE | America/Denver | 3 | 81043 81047 | 1840021520 | [10 empty] | HartmanCO
Crows Nest | Crows Nest | IN | Indiana | 18097 | Marion | 39.8565 | -86.1691 | 75 | 67 | polygon | FALSE | TRUE | America/Indiana/Indianapolis | 3 | 46228 | 1840009531 | [10 empty] | Crows NestIN
Zapata Ranch | Zapata Ranch | TX | Texas | 48489 | Willacy | 26.357 | -97.8243 | 75 | 20 | polygon | FALSE | FALSE | America/Chicago | 3 | 78569 | 1840037089 | [10 empty] | Zapata RanchTX
Port Colden | Port Colden | NJ | New Jersey | 34041 | Warren | 40.7684 | -74.954 | 75 | 141 | polygon | FALSE | FALSE | America/New_York | 3 | 7882 | 1840033388 | [10 empty] | Port ColdenNJ
Kent | Kent | MN | Minnesota | 27167 | Wilkin | 46.4376 | -96.6834 | 74 | 148 | polygon | FALSE | TRUE | America/Chicago | 3 | 56553 | 1840007751 | [10 empty] | KentMN
Montezuma | Montezuma | CO | Colorado | 8117 | Summit | 39.5815 | -105.8676 | 74 | 356 | polygon | FALSE | TRUE | America/Denver | 3 | 80435 | 1840022435 | [10 empty] | MontezumaCO
Lamont | Lamont | WA | Washington | 53075 | Whitman | 47.2007 | -117.9049 | 74 | 98 | polygon | FALSE | TRUE | America/Los_Angeles | 3 | 99017 | 1840021142 | [10 empty] | LamontWA
Stratford | Stratford | SD | South Dakota | 46013 | Brown | 45.3174 | -98.3043 | 74 | 114 | polygon | FALSE | TRUE | America/Chicago | 3 | 57474 | 1840002028 | [10 empty] | StratfordSD
Plum Branch | Plum Branch | SC | South Carolina | 45065 | McCormick | 33.8481 | -82.2587 | 74 | 78 | polygon | FALSE | TRUE | America/New_York | 3 | 29845 | 1840016753 | [10 empty] | Plum BranchSC
Sour John | Sour John | OK | Oklahoma | 40101 | Muskogee | 35.6206 | -95.1433 | 74 | 5 | polygon | FALSE | TRUE | America/Chicago | 3 | 74435 | 1840074410 | [10 empty] | Sour JohnOK
Old Agency | Old Agency | MT | Montana | 30089 | Sanders | 47.3227 | -114.2987 | 74 | 49 | polygon | FALSE | FALSE | America/Denver | 3 | 59831 | 1840018384 | [10 empty] | Old AgencyMT
Fairview | Fairview | SD | South Dakota | 46083 | Lincoln | 43.2222 | -96.4878 | 74 | 334 | polygon | FALSE | TRUE | America/Chicago | 3 | 57027 | 1840002844 | [10 empty] | FairviewSD
Gardner | Gardner | ND | North Dakota | 38017 | Cass | 47.1445 | -96.9686 | 74 | 57 | polygon | FALSE | TRUE | America/Chicago | 3 | 58036 | 1840000179 | [10 empty] | GardnerND
Irwin | Irwin | IL | Illinois | 17091 | Kankakee | 41.0523 | -87.9838 | 74 | 638 | polygon | FALSE | TRUE | America/Chicago | 3 | 60901 | 1840011695 | [10 empty] | IrwinIL
Golconda | Golconda | NV | Nevada | 32013 | Humboldt | 40.9614 | -117.5077 | 74 | 3 | polygon | FALSE | FALSE | America/Los_Angeles | 3 | 89414 | 1840024111 | [10 empty] | GolcondaNV
Burchard | Burchard | NE | Nebraska | 31133 | Pawnee | 40.1492 | -96.3488 | 74 | 175 | polygon | FALSE | TRUE | America/Chicago | 3 | 68323 | 1840010493 | [10 empty] | BurchardNE
Clio | Clio | IA | Iowa | 19185 | Wayne | 40.636 | -93.4514 | 74 | 38 | polygon | FALSE | TRUE | America/Chicago | 3 | 50052 | 1840007199 | [10 empty] | ClioIA
McGrath | McGrath | MN | Minnesota | 27001 | Aitkin | 46.2421 | -93.2751 | 74 | 77 | polygon | FALSE | TRUE | America/Chicago | 3 | 56350 | 1840007732 | [10 empty] | McGrathMN
Beurys Lake | Beurys Lake | PA | Pennsylvania | 42107 | Schuylkill | 40.7194 | -76.3797 | 74 | 73 | polygon | FALSE | FALSE | America/New_York | 3 | 17921 | 1840035410 | [10 empty] | Beurys LakePA
Parker | Parker | WA | Washington | 53077 | Yakima | 46.5022 | -120.4668 | 74 | 240 | polygon | FALSE | FALSE | America/Los_Angeles | 3 | 98939 98951 | 1840023856 | [10 empty] | ParkerWA
Haysville | Haysville | PA | Pennsylvania | 42003 | Allegheny | 40.5268 | -80.1561 | 74 | 165 | polygon | FALSE | TRUE | America/New_York | 3 | 15143 | 1840001236 | [10 empty] | HaysvillePA
Baskerville | Baskerville | VA | Virginia | 51117 | Mecklenburg | 36.6844 | -78.2732 | 74 | 13 | polygon | FALSE | FALSE | America/New_York | 3 | 23915 23970 | 1840024858 | [10 empty] | BaskervilleVA
Wamic | Wamic | OR | Oregon | 41065 | Wasco | 45.2256 | -121.2927 | 74 | 23 | polygon | FALSE | FALSE | America/Los_Angeles | 3 | 97063 | 1840018565 | [10 empty] | WamicOR
Kerr | Kerr | MT | Montana | 30047 | Lake | 47.6771 | -114.1874 | 73 | 30 | polygon | FALSE | FALSE | America/Denver | 3 | 59860 | 1840032833 | [10 empty] | KerrMT
Naomi | Naomi | PA | Pennsylvania | 42051 | Fayette | 40.1111 | -79.8464 | 73 | 172 | polygon | FALSE | FALSE | America/New_York | 3 | 15438 | 1840035118 | [10 empty] | NaomiPA
Guilford | Guilford | MO | Missouri | 29147 | Nodaway | 40.1686 | -94.736 | 73 | 393 | polygon | FALSE | TRUE | America/Chicago | 3 | 64457 | 1840010417 | [10 empty] | GuilfordMO
Sherrill | Sherrill | AR | Arkansas | 5069 | Jefferson | 34.385 | -91.9517 | 73 | 214 | polygon | FALSE | TRUE | America/Chicago | 3 | 72152 | 1840017949 | [10 empty] | SherrillAR
Nile | Nile | WA | Washington | 53077 | Yakima | 46.8368 | -120.9455 | 73 | 36 | polygon | FALSE | FALSE | America/Los_Angeles | 3 | 98937 | 1840023854 | [10 empty] | NileWA
Unity Village | Unity Village | MO | Missouri | 29095 | Jackson | 38.9525 | -94.3996 | 73 | 19 | polygon | FALSE | TRUE | America/Chicago | 3 | 64086 64065 | 1840012728 | [10 empty] | Unity VillageMO
Ralston | Ralston | IA | Iowa | 19027 | Carroll | 42.0418 | -94.6293 | 73 | 14 | polygon | FALSE | TRUE | America/Chicago | 3 | 51459 51462 51443 | 1840009163 | [10 empty] | RalstonIA
Liberty | Liberty | NE | Nebraska | 31067 | Gage | 40.0854 | -96.4829 | 73 | 114 | polygon | FALSE | TRUE | America/Chicago | 3 | 68381 | 1840012161 | [10 empty] | LibertyNE
Veguita | Veguita | NM | New Mexico | 35053 | Socorro | 34.5147 | -106.7679 | 73 | 33 | polygon | FALSE | FALSE | America/Denver | 3 | 87062 | 1840025019 | [10 empty] | VeguitaNM
Ethelsville | Ethelsville | AL | Alabama | 1107 | Pickens | 33.4141 | -88.2161 | 73 | 49 | polygon | FALSE | TRUE | America/Chicago | 3 | 35461 | 1840001617 | [10 empty] | EthelsvilleAL
Crown Point | Crown Point | AK | Alaska | 2122 | Kenai Peninsula | 60.4267 | -149.3529 | 73 | 7 | polygon | FALSE | FALSE | America/Anchorage | 3 | 99664 99631 | 1840023617 | [10 empty] | Crown PointAK
Ingram | Ingram | WI | Wisconsin | 55107 | Rusk | 45.5056 | -90.8137 | 73 | 28 | polygon | FALSE | TRUE | America/Chicago | 3 | 54526 | 1840024196 | [10 empty] | IngramWI
Niotaze | Niotaze | KS | Kansas | 20019 | Chautauqua | 37.0678 | -96.0147 | 73 | 76 | polygon | FALSE | TRUE | America/Chicago | 3 | 67355 | 1840008778 | [10 empty] | NiotazeKS
Camas | Camas | MT | Montana | 30089 | Sanders | 47.6179 | -114.656 | 73 | 51 | polygon | FALSE | FALSE | America/Denver | 3 | 59845 | 1840023776 | [10 empty] | CamasMT
Merrifield | Merrifield | MN | Minnesota | 27035 | Crow Wing | 46.4673 | -94.1746 | 73 | 51 | polygon | FALSE | FALSE | America/Chicago | 3 | 56468 56465 | 1840025261 | [10 empty] | MerrifieldMN
Huron | Huron | KS | Kansas | 20005 | Atchison | 39.6383 | -95.3513 | 73 | 392 | polygon | FALSE | TRUE | America/Chicago | 3 | 66041 | 1840007331 | [10 empty] | HuronKS
Ulmer | Ulmer | SC | South Carolina | 45005 | Allendale | 33.0987 | -81.208 | 73 | 10 | polygon | FALSE | TRUE | America/New_York | 3 | 29849 | 1840016906 | [10 empty] | UlmerSC
Country Life Acres | Country Life Acres | MO | Missouri | 29189 | St. Louis | 38.6222 | -90.4554 | 73 | 227 | polygon | FALSE | TRUE | America/Chicago | 3 | 63131 | 1840012819 | [10 empty] | Country Life AcresMO
Fort Ritchie | Fort Ritchie | MD | Maryland | 24043 | Washington | 39.7022 | -77.5021 | 73 | 28 | polygon | TRUE | TRUE | America/New_York | 3 | 21719 | 1840073582 | [10 empty] | Fort RitchieMD
Hickory | Hickory | OK | Oklahoma | 40099 | Murray | 34.557 | -96.858 | 73 | 51 | polygon | FALSE | TRUE | America/Chicago | 3 | 74865 | 1840021893 | [10 empty] | HickoryOK
Toston | Toston | MT | Montana | 30007 | Broadwater | 46.1658 | -111.446 | 73 | 10 | polygon | FALSE | FALSE | America/Denver | 3 | 59643 | 1840018474 | [10 empty] | TostonMT
Silver Springs | Silver Springs | AK | Alaska | 2261 | Valdez-Cordova | 62.0193 | -145.3584 | 73 | 11 | polygon | FALSE | TRUE | America/Anchorage | 3 | 99573 | 1840075105 | [10 empty] | Silver SpringsAK
Bartlett | Bartlett | KS | Kansas | 20099 | Labette | 37.055 | -95.2112 | 73 | 212 | polygon | FALSE | TRUE | America/Chicago | 3 | 67332 | 1840007626 | [10 empty] | BartlettKS
Tatitlek | Tatitlek | AK | Alaska | 2261 | Valdez-Cordova | 60.8921 | -146.6727 | 73 | 3 | polygon | FALSE | FALSE | America/Anchorage | 3 | 99677 | 1840023400 | [10 empty] | TatitlekAK
Forestburg | Forestburg | SD | South Dakota | 46111 | Sanborn | 44.0212 | -98.1032 | 72 | 52 | polygon | FALSE | FALSE | America/Chicago | 3 | 57314 | 1840023997 | [10 empty] | ForestburgSD
Hutton | Hutton | MD | Maryland | 24023 | Garrett | 39.4145 | -79.4801 | 72 | 169 | polygon | FALSE | FALSE | America/New_York | 3 | 21550 | 1840024444 | [10 empty] | HuttonMD
Longford | Longford | KS | Kansas | 20027 | Clay | 39.1722 | -97.3288 | 72 | 180 | polygon | FALSE | TRUE | America/Chicago | 3 | 67458 | 1840009580 | [10 empty] | LongfordKS
Graysville | Graysville | OH | Ohio | 39111 | Monroe | 39.6633 | -81.1746 | 72 | 27 | polygon | FALSE | TRUE | America/New_York | 3 | 45734 | 1840012518 | [10 empty] | GraysvilleOH
Babb | Babb | MT | Montana | 30035 | Glacier | 48.8777 | -113.4408 | 72 | 2 | polygon | FALSE | FALSE | America/Denver | 3 | 59411 | 1840023752 | [10 empty] | BabbMT
Branson | Branson | CO | Colorado | 8071 | Las Animas | 37.0156 | -103.8839 | 72 | 113 | polygon | FALSE | TRUE | America/Denver | 3 | 81027 | 1840021544 | [10 empty] | BransonCO
Yeager | Yeager | OK | Oklahoma | 40063 | Hughes | 35.1567 | -96.34 | 72 | 150 | polygon | FALSE | TRUE | America/Chicago | 3 | 74848 | 1840022793 | [10 empty] | YeagerOK
Winston | Winston | NM | New Mexico | 35051 | Sierra | 33.3461 | -107.6488 | 72 | 66 | polygon | FALSE | FALSE | America/Denver | 3 | 87943 | 1840025052 | [10 empty] | WinstonNM
Valley Park | Valley Park | OK | Oklahoma | 40131 | Rogers | 36.2818 | -95.733 | 72 | 11 | polygon | FALSE | TRUE | America/Chicago | 3 | 74055 74019 | 1840034621 | [10 empty] | Valley ParkOK
Richland | Richland | NE | Nebraska | 31037 | Colfax | 41.4367 | -97.2154 | 72 | 129 | polygon | FALSE | TRUE | America/Chicago | 3 | 68601 | 1840011448 | [10 empty] | RichlandNE
Kinross | Kinross | IA | Iowa | 19107 | Keokuk | 41.4589 | -91.9873 | 72 | 140 | polygon | FALSE | TRUE | America/Chicago | 3 | 52335 52248 | 1840008220 | [10 empty] | KinrossIA
San Acacia | San Acacia | NM | New Mexico | 35053 | Socorro | 34.255 | -106.9023 | 72 | 39 | polygon | FALSE | FALSE | America/Denver | 3 | 87831 | 1840025016 | [10 empty] | San AcaciaNM
Prosser | Prosser | NE | Nebraska | 31001 | Adams | 40.6875 | -98.5777 | 72 | 104 | polygon | FALSE | TRUE | America/Chicago | 3 | 68883 | 1840012040 | [10 empty] | ProsserNE
Coyote | Coyote | NM | New Mexico | 35039 | Rio Arriba | 36.1616 | -106.6067 | 72 | 6 | polygon | FALSE | FALSE | America/Denver | 3 | 87064 87012 | 1840138493 | [10 empty] | CoyoteNM
Powhattan | Powhattan | KS | Kansas | 20013 | Brown | 39.7618 | -95.6341 | 72 | 203 | polygon | FALSE | TRUE | America/Chicago | 3 | 66527 | 1840009512 | [10 empty] | PowhattanKS
Escudilla Bonita | Escudilla Bonita | NM | New Mexico | 35003 | Catron | 34.1122 | -109.0231 | 72 | 2 | polygon | FALSE | TRUE | America/Denver | 3 | 87829 | 1840040018 | [10 empty] | Escudilla BonitaNM
Rosebud | Rosebud | MT | Montana | 30087 | Rosebud | 46.2712 | -106.447 | 72 | 36 | polygon | FALSE | FALSE | America/Denver | 3 | 59347 | 1840023860 | [10 empty] | RosebudMT
Whitney | Whitney | NE | Nebraska | 31045 | Dawes | 42.7837 | -103.2569 | 72 | 176 | polygon | FALSE | TRUE | America/Denver | 3 | 69367 | 1840011031 | [10 empty] | WhitneyNE
Oneida | Oneida | KS | Kansas | 20131 | Nemaha | 39.8668 | -95.9398 | 72 | 120 | polygon | FALSE | TRUE | America/Chicago | 3 | 66538 66522 | 1840009515 | [10 empty] | OneidaKS
Takotna | Takotna | AK | Alaska | 2290 | Yukon-Koyukuk | 62.9823 | -156.0841 | 72 | 1 | polygon | FALSE | FALSE | America/Anchorage | 3 | 99627 99675 | 1840023440 | [10 empty] | TakotnaAK
Klukwan | Klukwan | AK | Alaska | 2105 | Hoonah-Angoon | 59.3987 | -135.8886 | 72 | 20 | polygon | FALSE | FALSE | America/Juneau | 3 | 99827 | 1840023677 | [10 empty] | KlukwanAK
Mount Hebron | Mount Hebron | CA | California | 6093 | Siskiyou | 41.7855 | -122.0083 | 72 | 38 | polygon | FALSE | FALSE | America/Los_Angeles | 3 | 96058 | 1840018694 | [10 empty] | Mount HebronCA
Valentine | Valentine | AZ | Arizona | 4015 | Mohave | 35.3886 | -113.6591 | 71 | 17 | polygon | FALSE | FALSE | America/Phoenix | 3 | 86437 | 1840023187 | [10 empty] | ValentineAZ
Canaan | Canaan | IN | Indiana | 18077 | Jefferson | 38.8661 | -85.2996 | 71 | 88 | polygon | FALSE | FALSE | America/Indiana/Indianapolis | 3 | 47250 | 1840025647 | [10 empty] | CanaanIN
La Coma | La Coma | TX | Texas | 48479 | Webb | 27.5029 | -99.3014 | 71 | 22 | polygon | FALSE | TRUE | America/Chicago | 3 | 78043 | 1840040904 | [10 empty] | La ComaTX
Briarwood | Briarwood | ND | North Dakota | 38017 | Cass | 46.787 | -96.7949 | 71 | 192 | polygon | FALSE | TRUE | America/Chicago | 3 | 58104 | 1840000173 | [10 empty] | BriarwoodND
Rosedale | Rosedale | OK | Oklahoma | 40087 | McClain | 34.9188 | -97.1855 | 71 | 467 | polygon | FALSE | TRUE | America/Chicago | 3 | 74831 | 1840021809 | [10 empty] | RosedaleOK
Gracey | Gracey | KY | Kentucky | 21047 | Christian | 36.8792 | -87.6638 | 71 | 114 | polygon | FALSE | FALSE | America/Chicago | 3 | 42232 | 1840026884 | [10 empty] | GraceyKY
Maskell | Maskell | NE | Nebraska | 31051 | Dixon | 42.6901 | -96.9807 | 71 | 174 | polygon | FALSE | TRUE | America/Chicago | 3 | 68751 | 1840011098 | [10 empty] | MaskellNE
Igiugig | Igiugig | AK | Alaska | 2164 | Lake and Peninsula | 59.3056 | -155.8738 | 71 | 1 | polygon | FALSE | FALSE | America/Anchorage | 3 | 99613 | 1840023283 | [10 empty] | IgiugigAK
Havana | Havana | ND | North Dakota | 38081 | Sargent | 45.9517 | -97.6185 | 71 | 72 | polygon | FALSE | TRUE | America/Chicago | 3 | 58043 | 1840000247 | [10 empty] | HavanaND
Marie | Marie | AR | Arkansas | 5093 | Mississippi | 35.613 | -90.0829 | 71 | 186 | polygon | FALSE | TRUE | America/Chicago | 3 | 72395 72370 | 1840016225 | [10 empty] | MarieAR
Livonia | Livonia | MO | Missouri | 29171 | Putnam | 40.492 | -92.7005 | 71 | 103 | polygon | FALSE | TRUE | America/Chicago | 3 | 63551 | 1840012132 | [10 empty] | LivoniaMO
St. Rosa | St. Rosa | MN | Minnesota | 27145 | Stearns | 45.7286 | -94.7162 | 71 | 74 | polygon | FALSE | TRUE | America/Chicago | 3 | 56352 56331 | 1840008884 | [10 empty] | St. RosaMN
Orchard | Orchard | IA | Iowa | 19131 | Mitchell | 43.2273 | -92.7751 | 71 | 310 | polygon | FALSE | TRUE | America/Chicago | 3 | 50460 | 1840009031 | [10 empty] | OrchardIA
Rodeo | Rodeo | NM | New Mexico | 35023 | Hidalgo | 31.8396 | -109.0265 | 71 | 3 | polygon | FALSE | FALSE | America/Denver | 3 | 88056 | 1840025103 | [10 empty] | RodeoNM
Olivet | Olivet | SD | South Dakota | 46067 | Hutchinson | 43.2432 | -97.6749 | 71 | 135 | polygon | FALSE | TRUE | America/Chicago | 3 | 57052 | 1840000360 | [10 empty] | OlivetSD
LaGrange | LaGrange | AR | Arkansas | 5077 | Lee | 34.6554 | -90.735 | 71 | 180 | polygon | FALSE | TRUE | America/Chicago | 3 | 72355 72360 | 1840027850 | [10 empty] | LaGrangeAR
Raynham | Raynham | NC | North Carolina | 37155 | Robeson | 34.5759 | -79.1911 | 71 | 225 | polygon | FALSE | TRUE | America/New_York | 3 | 28383 | 1840017906 | [10 empty] | RaynhamNC
Talking Rock | Talking Rock | GA | Georgia | 13227 | Pickens | 34.5277 | -84.4941 | 71 | 18 | polygon | FALSE | TRUE | America/New_York | 3 | 30175 | 1840016628 | [10 empty] | Talking RockGA
Webster | Webster | IA | Iowa | 19107 | Keokuk | 41.4379 | -92.1715 | 71 | 84 | polygon | FALSE | TRUE | America/Chicago | 3 | 52355 | 1840010259 | [10 empty] | WebsterIA
Nicasio | Nicasio | CA | California | 6041 | Marin | 38.0605 | -122.7008 | 71 | 21 | polygon | FALSE | FALSE | America/Los_Angeles | 3 | 94946 | 1840026766 | [10 empty] | NicasioCA
Taos Ski Valley | Taos Ski Valley | NM | New Mexico | 35055 | Taos | 36.5902 | -105.437 | 71 | 9 | polygon | FALSE | TRUE | America/Denver | 3 | 87525 | 1840033551 | [10 empty] | Taos Ski ValleyNM
Kingvale | Kingvale | CA | California | 6057 | Nevada | 39.3203 | -120.4387 | 71 | 28 | polygon | FALSE | FALSE | America/Los_Angeles | 3 | 96161 | 1840026653 | [10 empty] | KingvaleCA
Westphalia | Westphalia | IN | Indiana | 18083 | Knox | 38.8665 | -87.2277 | 71 | 13 | polygon | FALSE | FALSE | America/Indiana/Vincennes | 3 | 47596 | 1840024607 | [10 empty] | WestphaliaIN
Freeport | Freeport | CA | California | 6067 | Sacramento | 38.4636 | -121.5022 | 70 | 532 | polygon | FALSE | FALSE | America/Los_Angeles | 3 | 95832 95831 | 1840024625 | [10 empty] | FreeportCA
Unity | Unity | OR | Oregon | 41001 | Baker | 44.449 | -118.188 | 70 | 42 | polygon | FALSE | TRUE | America/Los_Angeles | 3 | 97884 | 1840021232 | [10 empty] | UnityOR
Steinauer | Steinauer | NE | Nebraska | 31133 | Pawnee | 40.2073 | -96.2329 | 70 | 200 | polygon | FALSE | TRUE | America/Chicago | 3 | 68441 | 1840012340 | [10 empty] | SteinauerNE
Dennis Acres | Dennis Acres | MO | Missouri | 29145 | Newton | 37.0465 | -94.5044 | 70 | 636 | polygon | FALSE | TRUE | America/Chicago | 3 | 64804 | 1840013045 | [10 empty] | Dennis AcresMO
Hatton | Hatton | AL | Alabama | 1079 | Lawrence | 34.561 | -87.4136 | 70 | 20 | polygon | FALSE | FALSE | America/Chicago | 3 | 35672 | 1840025845 | [10 empty] | HattonAL
Strandburg | Strandburg | SD | South Dakota | 46051 | Grant | 45.0441 | -96.7604 | 70 | 362 | polygon | FALSE | TRUE | America/Chicago | 3 | 57265 | 1840001586 | [10 empty] | StrandburgSD
Gove City | Gove City | KS | Kansas | 20063 | Gove | 38.9595 | -100.4871 | 70 | 111 | polygon | FALSE | TRUE | America/Chicago | 3 | 67736 | 1840073792 | [10 empty] | Gove CityKS
Twin Brooks | Twin Brooks | SD | South Dakota | 46051 | Grant | 45.209 | -96.7855 | 70 | 66 | polygon | FALSE | TRUE | America/Chicago | 3 | 57269 | 1840001587 | [10 empty] | Twin BrooksSD
Grand Lake Towne | Grand Lake Towne | OK | Oklahoma | 40097 | Mayes | 36.5048 | -95.0256 | 70 | 189 | polygon | FALSE | TRUE | America/Chicago | 3 | 74301 | 1840021661 | [10 empty] | Grand Lake TowneOK
Kim | Kim | CO | Colorado | 8071 | Las Animas | 37.2472 | -103.3532 | 70 | 71 | polygon | FALSE | TRUE | America/Denver | 3 | 81049 | 1840021547 | [10 empty] | KimCO
Beaver | Beaver | AK | Alaska | 2290 | Yukon-Koyukuk | 66.383 | -147.3219 | 70 | 1 | polygon | FALSE | FALSE | America/Anchorage | 3 | 99724 | 1840023432 | [10 empty] | BeaverAK
Hope | Hope | AK | Alaska | 2122 | Kenai Peninsula | 60.8925 | -149.6352 | 70 | 0 | polygon | FALSE | FALSE | America/Anchorage | 3 | 99605 | 1840023405 | [10 empty] | HopeAK
Gentry | Gentry | MO | Missouri | 29075 | Gentry | 40.3326 | -94.4233 | 70 | 117 | polygon | FALSE | TRUE | America/Chicago | 3 | 64453 | 1840012244 | [10 empty] | GentryMO
Mount Lebanon | Mount Lebanon | LA | Louisiana | 22013 | Bienville | 32.5053 | -93.0499 | 70 | 6 | polygon | FALSE | TRUE | America/Chicago | 3 | 71028 | 1840016984 | [10 empty] | Mount LebanonLA
Colwell | Colwell | IA | Iowa | 19067 | Floyd | 43.1577 | -92.5911 | 70 | 147 | polygon | FALSE | TRUE | America/Chicago | 3 | 50620 50616 | 1840006886 | [10 empty] | ColwellIA
Whitewater | Whitewater | IN | Indiana | 18177 | Wayne | 39.9449 | -84.8309 | 70 | 343 | polygon | FALSE | TRUE | America/Indiana/Indianapolis | 3 | 47374 | 1840010548 | [10 empty] | WhitewaterIN
New Bedford | New Bedford | IL | Illinois | 17011 | Bureau | 41.5112 | -89.7182 | 70 | 157 | polygon | FALSE | TRUE | America/Chicago | 3 | 61346 | 1840011578 | [10 empty] | New BedfordIL
Martin | Martin | ND | North Dakota | 38083 | Sheridan | 47.827 | -100.115 | 70 | 303 | polygon | FALSE | TRUE | America/Chicago | 3 | 58758 | 1840000123 | [10 empty] | MartinND
Jud | Jud | ND | North Dakota | 38045 | LaMoure | 46.5258 | -98.8976 | 70 | 111 | polygon | FALSE | TRUE | America/Chicago | 3 | 58454 | 1840000217 | [10 empty] | JudND
Cope | Cope | SC | South Carolina | 45075 | Orangeburg | 33.3777 | -81.0079 | 70 | 108 | polygon | FALSE | TRUE | America/New_York | 3 | 29038 | 1840016820 | [10 empty] | CopeSC
Manning | Manning | ND | North Dakota | 38025 | Dunn | 47.231 | -102.7702 | 70 | 47 | polygon | FALSE | FALSE | America/Denver | 3 | 58642 | 1840025250 | [10 empty] | ManningND
Lehr | Lehr | ND | North Dakota | 38051 | McIntosh | 46.2826 | -99.3528 | 70 | 140 | polygon | FALSE | TRUE | America/Chicago | 3 | 58460 | 1840000250 | [10 empty] | LehrND
Rockingham | Rockingham | GA | Georgia | 13005 | Bacon | 31.5441 | -82.4145 | 70 | 23 | polygon | FALSE | FALSE | America/New_York | 3 | 31510 | 1840025953 | [10 empty] | RockinghamGA
Topeka | Topeka | IL | Illinois | 17125 | Mason | 40.3304 | -89.9306 | 70 | 197 | polygon | FALSE | TRUE | America/Chicago | 3 | 61567 | 1840012211 | [10 empty] | TopekaIL
Norcross | Norcross | MN | Minnesota | 27051 | Grant | 45.8687 | -96.1964 | 70 | 17 | polygon | FALSE | TRUE | America/Chicago | 3 | 56274 | 1840007767 | [10 empty] | NorcrossMN
Imogene | Imogene | IA | Iowa | 19071 | Fremont | 40.879 | -95.4275 | 70 | 135 | polygon | FALSE | TRUE | America/Chicago | 3 | 51645 | 1840007179 | [10 empty] | ImogeneIA
Phillipsville | Phillipsville | CA | California | 6023 | Humboldt | 40.2117 | -123.7844 | 70 | 37 | polygon | FALSE | FALSE | America/Los_Angeles | 3 | 95559 | 1840026324 | [10 empty] | PhillipsvilleCA
Rachel | Rachel | NV | Nevada | 32017 | Lincoln | 37.6509 | -115.7341 | 70 | 3 | polygon | FALSE | FALSE | America/Los_Angeles | 3 | 89001 | 1840024653 | [10 empty] | RachelNV
Kickapoo Site 2 | Kickapoo Site 2 | KS | Kansas | 20013 | Brown | 39.7029 | -95.6495 | 70 | 31 | polygon | FALSE | TRUE | America/Chicago | 3 | 66439 | 1840039297 | [10 empty] | Kickapoo Site 2KS
Bowmore | Bowmore | NC | North Carolina | 37093 | Hoke | 34.9358 | -79.2999 | 70 | 8 | polygon | FALSE | FALSE | America/New_York | 3 | 28376 | 1840013505 | [10 empty] | BowmoreNC
Bevington | Bevington | IA | Iowa | 19121 | Madison | 41.3596 | -93.7904 | 69 | 59 | polygon | FALSE | TRUE | America/Chicago | 3 | 50229 50033 50240 | 1840007111 | [10 empty] | BevingtonIA
Pinehill | Pinehill | NM | New Mexico | 35006 | Cibola | 35.0031 | -108.408 | 69 | 7 | polygon | FALSE | FALSE | America/Denver | 3 | 87321 87357 | 1840019173 | [10 empty] | PinehillNM
Cale | Cale | AR | Arkansas | 5099 | Nevada | 33.6279 | -93.2348 | 69 | 27 | polygon | FALSE | TRUE | America/Chicago | 3 | 71858 | 1840015652 | [10 empty] | CaleAR
Duchess Landing | Duchess Landing | OK | Oklahoma | 40091 | McIntosh | 35.3985 | -95.4165 | 69 | 4 | polygon | FALSE | FALSE | America/Chicago | 3 | 74426 | 1840034634 | [10 empty] | Duchess LandingOK
Pitkin | Pitkin | CO | Colorado | 8051 | Gunnison | 38.6088 | -106.5149 | 69 | 103 | polygon | FALSE | TRUE | America/Denver | 3 | 81241 | 1840022470 | [10 empty] | PitkinCO
Shannon City | Shannon City | IA | Iowa | 19175 | Union | 40.8992 | -94.2639 | 69 | 64 | polygon | FALSE | TRUE | America/Chicago | 3 | 50861 | 1840009349 | [10 empty] | Shannon CityIA
Lee Mont | Lee Mont | VA | Virginia | 51001 | Accomack | 37.7799 | -75.6802 | 69 | 35 | polygon | FALSE | FALSE | America/New_York | 3 | 23421 | 1840024731 | [10 empty] | Lee MontVA
Henriette | Henriette | MN | Minnesota | 27115 | Pine | 45.8711 | -93.12 | 69 | 94 | polygon | FALSE | TRUE | America/Chicago | 3 | 55036 | 1840006661 | [10 empty] | HenrietteMN
Tatum | Tatum | SC | South Carolina | 45069 | Marlboro | 34.6438 | -79.5867 | 69 | 29 | polygon | FALSE | TRUE | America/New_York | 3 | 29594 | 1840016588 | [10 empty] | TatumSC
Padroni | Padroni | CO | Colorado | 8075 | Logan | 40.7818 | -103.1733 | 69 | 32 | polygon | FALSE | FALSE | America/Denver | 3 | 80745 | 1840018742 | [10 empty] | PadroniCO
Stanley | Stanley | ID | Idaho | 16037 | Custer | 44.215 | -114.9364 | 69 | 49 | polygon | FALSE | TRUE | America/Boise | 3 | 83278 | 1840021249 | [10 empty] | StanleyID
Clarita | Clarita | OK | Oklahoma | 40029 | Coal | 34.4826 | -96.4367 | 69 | 3 | polygon | FALSE | FALSE | America/Chicago | 3 | 74535 74538 | 1840034428 | [10 empty] | ClaritaOK
Yuba | Yuba | WI | Wisconsin | 55103 | Richland | 43.5364 | -90.4267 | 69 | 87 | polygon | FALSE | TRUE | America/Chicago | 3 | 54634 | 1840002816 | [10 empty] | YubaWI
Atwood | Atwood | OK | Oklahoma | 40063 | Hughes | 34.9549 | -96.3367 | 69 | 97 | polygon | FALSE | TRUE | America/Chicago | 3 | 74827 | 1840020461 | [10 empty] | AtwoodOK
El Castillo | El Castillo | TX | Texas | 48427 | Starr | 26.3349 | -98.6384 | 69 | 957 | polygon | FALSE | TRUE | America/Chicago | 3 | 78582 | 1840040710 | [10 empty] | El CastilloTX
Vandiver | Vandiver | MO | Missouri | 29007 | Audrain | 39.1621 | -91.847 | 69 | 85 | polygon | FALSE | TRUE | America/Chicago | 3 | 65265 | 1840012700 | [10 empty] | VandiverMO
Englewood | Englewood | KS | Kansas | 20025 | Clark | 37.0405 | -99.9876 | 69 | 23 | polygon | FALSE | TRUE | America/Chicago | 3 | 67840 | 1840008752 | [10 empty] | EnglewoodKS
Crookston | Crookston | NE | Nebraska | 31031 | Cherry | 42.9263 | -100.7534 | 69 | 61 | polygon | FALSE | TRUE | America/Chicago | 3 | 69212 | 1840011040 | [10 empty] | CrookstonNE
Smithville | Smithville | AR | Arkansas | 5075 | Lawrence | 36.0799 | -91.3027 | 69 | 39 | polygon | FALSE | TRUE | America/Chicago | 3 | 72466 | 1840017734 | [10 empty] | SmithvilleAR
Regina | Regina | NM | New Mexico | 35043 | Sandoval | 36.1947 | -106.9453 | 69 | 3 | polygon | FALSE | FALSE | America/Denver | 3 | 87046 | 1840019066 | [10 empty] | ReginaNM
Eagle Harbor | Eagle Harbor | MD | Maryland | 24033 | Prince George's | 38.5664 | -76.6872 | 69 | 218 | polygon | FALSE | TRUE | America/New_York | 3 | 20608 | 1840005963 | [10 empty] | Eagle HarborMD
Big Falls | Big Falls | WI | Wisconsin | 55135 | Waupaca | 44.6175 | -89.0166 | 69 | 56 | polygon | FALSE | TRUE | America/Chicago | 3 | 54950 54486 54926 | 1840002357 | [10 empty] | Big FallsWI
Aredale | Aredale | IA | Iowa | 19023 | Butler | 42.8332 | -93.0054 | 69 | 26 | polygon | FALSE | TRUE | America/Chicago | 3 | 50605 | 1840006915 | [10 empty] | AredaleIA
Balltown | Balltown | IA | Iowa | 19061 | Dubuque | 42.6371 | -90.87 | 69 | 372 | polygon | FALSE | TRUE | America/Chicago | 3 | 52073 | 1840006929 | [10 empty] | BalltownIA
Marysville | Marysville | IA | Iowa | 19125 | Marion | 41.1827 | -92.9537 | 69 | 72 | polygon | FALSE | TRUE | America/Chicago | 3 | 50116 | 1840008227 | [10 empty] | MarysvilleIA
Heartwell | Heartwell | NE | Nebraska | 31099 | Kearney | 40.5699 | -98.7891 | 69 | 367 | polygon | FALSE | TRUE | America/Chicago | 3 | 68945 | 1840012066 | [10 empty] | HeartwellNE
Arco | Arco | MN | Minnesota | 27081 | Lincoln | 44.3814 | -96.1812 | 69 | 41 | polygon | FALSE | TRUE | America/Chicago | 3 | 56113 | 1840006784 | [10 empty] | ArcoMN
Homewood Canyon | Homewood Canyon | CA | California | 6027 | Inyo | 35.89 | -117.3863 | 69 | 2 | polygon | FALSE | TRUE | America/Los_Angeles | 3 | 93592 | 1840075917 | [10 empty] | Homewood CanyonCA
Twin Lakes | Twin Lakes | WA | Washington | 53019 | Ferry | 48.2622 | -118.3591 | 69 | 6 | polygon | FALSE | TRUE | America/Los_Angeles | 3 | 99138 | 1840042118 | [10 empty] | Twin LakesWA
Englevale | Englevale | ND | North Dakota | 38073 | Ransom | 46.3912 | -97.9038 | 69 | 17 | polygon | FALSE | FALSE | America/Chicago | 3 | 58033 | 1840023870 | [10 empty] | EnglevaleND
Plover | Plover | IA | Iowa | 19151 | Pocahontas | 42.8767 | -94.6222 | 69 | 49 | polygon | FALSE | TRUE | America/Chicago | 3 | 50573 50581 | 1840009078 | [10 empty] | PloverIA
Ramireno | Ramireno | TX | Texas | 48505 | Zapata | 27.0144 | -99.3822 | 69 | 18 | polygon | FALSE | FALSE | America/Chicago | 3 | 78067 | 1840025172 | [10 empty] | RamirenoTX
Chignik Lagoon | Chignik Lagoon | AK | Alaska | 2164 | Lake and Peninsula | 56.3041 | -158.5004 | 69 | 2 | polygon | FALSE | FALSE | America/Anchorage | 3 | 99565 | 1840023288 | [10 empty] | Chignik LagoonAK
Akhiok | Akhiok | AK | Alaska | 2150 | Kodiak Island | 56.945 | -154.2151 | 68 | 3 | polygon | FALSE | TRUE | America/Anchorage | 3 | 99615 | 1840023300 | [10 empty] | AkhiokAK
Strandquist | Strandquist | MN | Minnesota | 27089 | Marshall | 48.4894 | -96.4479 | 68 | 100 | polygon | FALSE | TRUE | America/Chicago | 3 | 56758 | 1840008820 | [10 empty] | StrandquistMN
Dana | Dana | IA | Iowa | 19073 | Greene | 42.1071 | -94.2383 | 68 | 93 | polygon | FALSE | TRUE | America/Chicago | 3 | 50064 | 1840007015 | [10 empty] | DanaIA
La Bolt | La Bolt | SD | South Dakota | 46051 | Grant | 45.049 | -96.6752 | 68 | 110 | polygon | FALSE | TRUE | America/Chicago | 3 | 57246 | 1840066312 | [10 empty] | La BoltSD
Rossie | Rossie | IA | Iowa | 19041 | Clay | 43.0137 | -95.1886 | 68 | 181 | polygon | FALSE | TRUE | America/Chicago | 3 | 51357 | 1840009059 | [10 empty] | RossieIA
Butte City | Butte City | ID | Idaho | 16023 | Butte | 43.607 | -113.2408 | 68 | 155 | polygon | FALSE | TRUE | America/Boise | 3 | 83213 | 1840018628 | [10 empty] | Butte CityID
Chenega | Chenega | AK | Alaska | 2261 | Valdez-Cordova | 60.0757 | -148.0194 | 68 | 0 | polygon | FALSE | FALSE | America/Anchorage | 3 | 99574 | 1840137228 | [10 empty] | ChenegaAK
Golva | Golva | ND | North Dakota | 38033 | Golden Valley | 46.7347 | -103.9829 | 68 | 82 | polygon | FALSE | TRUE | America/Denver | 3 | 58632 | 1840000148 | [10 empty] | GolvaND
Marblemount | Marblemount | WA | Washington | 53057 | Skagit | 48.5379 | -121.4346 | 68 | 12 | polygon | FALSE | FALSE | America/Los_Angeles | 3 | 98267 | 1840017315 | [10 empty] | MarblemountWA
Stanchfield | Stanchfield | MN | Minnesota | 27059 | Isanti | 45.6649 | -93.1815 | 68 | 49 | polygon | FALSE | FALSE | America/Chicago | 3 | 55080 | 1840025298 | [10 empty] | StanchfieldMN
Mount Carmel | Mount Carmel | IN | Indiana | 18047 | Franklin | 39.4076 | -84.8755 | 68 | 599 | polygon | FALSE | TRUE | America/Indiana/Indianapolis | 3 | 47012 47016 | 1840009597 | [10 empty] | Mount CarmelIN
Kent | Kent | IN | Indiana | 18077 | Jefferson | 38.7369 | -85.5387 | 68 | 253 | polygon | FALSE | FALSE | America/Indiana/Indianapolis | 3 | 47250 | 1840025649 | [10 empty] | KentIN
Rangerville | Rangerville | TX | Texas | 48061 | Cameron | 26.105 | -97.7373 | 68 | 7 | polygon | FALSE | TRUE | America/Chicago | 3 | 78586 | 1840023169 | [10 empty] | RangervilleTX
Haswell | Haswell | CO | Colorado | 8061 | Kiowa | 38.4525 | -103.165 | 68 | 32 | polygon | FALSE | TRUE | America/Denver | 3 | 81045 | 1840021496 | [10 empty] | HaswellCO
Teterboro | Teterboro | NJ | New Jersey | 34003 | Bergen | 40.8579 | -74.0594 | 68 | 23 | polygon | FALSE | TRUE | America/New_York | 3 | 07608 07699 | 1840000919 | [10 empty] | TeterboroNJ
Greenville | Greenville | IA | Iowa | 19041 | Clay | 43.017 | -95.1461 | 68 | 158 | polygon | FALSE | TRUE | America/Chicago | 3 | 51343 | 1840007995 | [10 empty] | GreenvilleIA
Conkling Park | Conkling Park | ID | Idaho | 16055 | Kootenai | 47.3997 | -116.7703 | 68 | 25 | polygon | FALSE | FALSE | America/Los_Angeles | 3 | 83876 | 1840023788 | [10 empty] | Conkling ParkID
Cedar Highlands | Cedar Highlands | UT | Utah | 49021 | Iron | 37.6295 | -113.0667 | 68 | 2 | polygon | FALSE | TRUE | America/Denver | 3 | 84720 | 1840033695 | [10 empty] | Cedar HighlandsUT
Happys Inn | Happys Inn | MT | Montana | 30053 | Lincoln | 48.0638 | -115.1351 | 68 | 2 | polygon | FALSE | FALSE | America/Denver | 3 | 59923 | 1840023745 | [10 empty] | Happys InnMT
Pettibone | Pettibone | ND | North Dakota | 38043 | Kidder | 47.1171 | -99.5209 | 68 | 144 | polygon | FALSE | TRUE | America/Chicago | 3 | 58475 | 1840000150 | [10 empty] | PettiboneND
Morristown | Morristown | SD | South Dakota | 46031 | Corson | 45.9386 | -101.7188 | 68 | 74 | polygon | FALSE | TRUE | America/Denver | 3 | 57645 | 1840002017 | [10 empty] | MorristownSD
Weldon | Weldon | AR | Arkansas | 5067 | Jackson | 35.4481 | -91.2315 | 68 | 107 | polygon | FALSE | TRUE | America/Chicago | 3 | 72112 | 1840016257 | [10 empty] | WeldonAR
Antelope | Antelope | MT | Montana | 30091 | Sheridan | 48.6897 | -104.454 | 68 | 129 | polygon | FALSE | FALSE | America/Denver | 3 | 59211 | 1840017309 | [10 empty] | AntelopeMT
Kickapoo Site 1 | Kickapoo Site 1 | KS | Kansas | 20013 | Brown | 39.7145 | -95.6484 | 68 | 52 | polygon | FALSE | TRUE | America/Chicago | 3 | 66439 | 1840039292 | [10 empty] | Kickapoo Site 1KS
Fruitdale | Fruitdale | SD | South Dakota | 46019 | Butte | 44.6692 | -103.6955 | 68 | 95 | polygon | FALSE | TRUE | America/Denver | 3 | 57717 | 1840002128 | [10 empty] | FruitdaleSD
Sunny Slopes | Sunny Slopes | CA | California | 6051 | Mono | 37.5694 | -118.6759 | 67 | 13 | polygon | FALSE | TRUE | America/Los_Angeles | 3 | 93546 | 1840076293 | [10 empty] | Sunny SlopesCA
Corinth | Corinth | AR | Arkansas | 5149 | Yell | 35.0693 | -93.4235 | 67 | 8 | polygon | FALSE | TRUE | America/Chicago | 3 | 72824 | 1840016436 | [10 empty] | CorinthAR
Scarville | Scarville | IA | Iowa | 19189 | Winnebago | 43.471 | -93.6166 | 67 | 313 | polygon | FALSE | TRUE | America/Chicago | 3 | 50473 | 1840009019 | [10 empty] | ScarvilleIA
Stark | Stark | KS | Kansas | 20133 | Neosho | 37.6897 | -95.144 | 67 | 157 | polygon | FALSE | TRUE | America/Chicago | 3 | 66775 | 1840009885 | [10 empty] | StarkKS
Platinum | Platinum | AK | Alaska | 2050 | Bethel | 58.978 | -161.7185 | 67 | 0 | polygon | FALSE | TRUE | America/Anchorage | 3 | 99651 | 1840000307 | [10 empty] | PlatinumAK
Plano | Plano | IA | Iowa | 19007 | Appanoose | 40.7554 | -93.0469 | 67 | 45 | polygon | FALSE | TRUE | America/Chicago | 3 | 52581 | 1840009397 | [10 empty] | PlanoIA
Roseland | Roseland | KS | Kansas | 20021 | Cherokee | 37.2805 | -94.8438 | 67 | 35 | polygon | FALSE | TRUE | America/Chicago | 3 | 66773 | 1840009915 | [10 empty] | RoselandKS
Waterbury | Waterbury | NE | Nebraska | 31051 | Dixon | 42.4571 | -96.7353 | 67 | 186 | polygon | FALSE | TRUE | America/Chicago | 3 | 68785 | 1840011100 | [10 empty] | WaterburyNE
Genola | Genola | MN | Minnesota | 27097 | Morrison | 45.9653 | -94.1129 | 67 | 84 | polygon | FALSE | TRUE | America/Chicago | 3 | 56364 | 1840007757 | [10 empty] | GenolaMN
Chilo | Chilo | OH | Ohio | 39025 | Clermont | 38.7934 | -84.1373 | 67 | 127 | polygon | FALSE | TRUE | America/New_York | 3 | 45112 45120 | 1840010680 | [10 empty] | ChiloOH
Walters | Walters | MN | Minnesota | 27043 | Faribault | 43.6049 | -93.6743 | 67 | 129 | polygon | FALSE | TRUE | America/Chicago | 3 | 56097 | 1840010042 | [10 empty] | WaltersMN
Dundee | Dundee | MN | Minnesota | 27105 | Nobles | 43.844 | -95.4666 | 67 | 84 | polygon | FALSE | TRUE | America/Chicago | 3 | 56131 | 1840007926 | [10 empty] | DundeeMN
Fort Ripley | Fort Ripley | MN | Minnesota | 27035 | Crow Wing | 46.169 | -94.363 | 67 | 20 | polygon | FALSE | TRUE | America/Chicago | 3 | 56449 | 1840007738 | [10 empty] | Fort RipleyMN
Twin Hills | Twin Hills | AK | Alaska | 2070 | Dillingham | 59.0815 | -160.2826 | 67 | 1 | polygon | FALSE | FALSE | America/Anchorage | 3 | 99678 | 1840023616 | [10 empty] | Twin HillsAK
Draper | Draper | SD | South Dakota | 46075 | Jones | 43.9261 | -100.5372 | 67 | 39 | polygon | FALSE | TRUE | America/Chicago | 3 | 57531 | 1840000330 | [10 empty] | DraperSD
Levelock | Levelock | AK | Alaska | 2164 | Lake and Peninsula | 59.0683 | -156.901 | 67 | 1 | polygon | FALSE | FALSE | America/Anchorage | 3 | 99625 | 1840023287 | [10 empty] | LevelockAK
Nassau | Nassau | MN | Minnesota | 27073 | Lac qui Parle | 45.0677 | -96.4417 | 67 | 162 | polygon | FALSE | TRUE | America/Chicago | 3 | 56257 | 1840007820 | [10 empty] | NassauMN
Flaxville | Flaxville | MT | Montana | 30019 | Daniels | 48.8045 | -105.1736 | 67 | 330 | polygon | FALSE | TRUE | America/Denver | 3 | 59222 | 1840021056 | [10 empty] | FlaxvilleMT
Olivet | Olivet | KS | Kansas | 20139 | Osage | 38.4813 | -95.7519 | 67 | 102 | polygon | FALSE | TRUE | America/Chicago | 3 | 66856 | 1840009777 | [10 empty] | OlivetKS
Lost Springs | Lost Springs | KS | Kansas | 20115 | Marion | 38.5665 | -96.9658 | 67 | 116 | polygon | FALSE | TRUE | America/Chicago | 3 | 66859 | 1840009660 | [10 empty] | Lost SpringsKS
Longoria | Longoria | TX | Texas | 48427 | Starr | 26.3024 | -98.6425 | 67 | 1543 | polygon | FALSE | TRUE | America/Chicago | 3 | 78582 | 1840041098 | [10 empty] | LongoriaTX
Elsmore | Elsmore | KS | Kansas | 20001 | Allen | 37.7941 | -95.15 | 67 | 169 | polygon | FALSE | TRUE | America/Chicago | 3 | 66732 | 1840008692 | [10 empty] | ElsmoreKS
Divide | Divide | CO | Colorado | 8119 | Teller | 38.945 | -105.1619 | 67 | 77 | polygon | FALSE | FALSE | America/Denver | 3 | 80814 | 1840024550 | [10 empty] | DivideCO
Utica | Utica | SD | South Dakota | 46135 | Yankton | 42.9811 | -97.4967 | 67 | 98 | polygon | FALSE | TRUE | America/Chicago | 3 | 57067 | 1840003056 | [10 empty] | UticaSD
Atlantic | Atlantic | PA | Pennsylvania | 42039 | Crawford | 41.5077 | -80.3393 | 67 | 174 | polygon | FALSE | FALSE | America/New_York | 3 | 16111 | 1840004803 | [10 empty] | AtlanticPA
Buena Vista | Buena Vista | TX | Texas | 48427 | Starr | 26.2941 | -98.6109 | 67 | 792 | polygon | FALSE | FALSE | America/Chicago | 3 | 78582 | 1840037129 | [10 empty] | Buena VistaTX
Oasis | Oasis | NM | New Mexico | 35051 | Sierra | 32.9277 | -107.3164 | 67 | 12 | polygon | FALSE | FALSE | America/Denver | 3 | 87931 | 1840025051 | [10 empty] | OasisNM
McNab | McNab | AR | Arkansas | 5057 | Hempstead | 33.6609 | -93.8323 | 66 | 74 | polygon | FALSE | TRUE | America/Chicago | 3 | 71838 | 1840016760 | [10 empty] | McNabAR
Warwick | Warwick | ND | North Dakota | 38005 | Benson | 47.8547 | -98.7056 | 66 | 39 | polygon | FALSE | TRUE | America/Chicago | 3 | 58381 | 1840001889 | [10 empty] | WarwickND
Manhattan Beach | Manhattan Beach | MN | Minnesota | 27035 | Crow Wing | 46.737 | -94.1396 | 66 | 16 | polygon | FALSE | TRUE | America/Chicago | 3 | 56442 | 1840008844 | [10 empty] | Manhattan BeachMN
Camp Crook | Camp Crook | SD | South Dakota | 46063 | Harding | 45.55 | -103.975 | 66 | 182 | polygon | FALSE | TRUE | America/Denver | 3 | 57724 | 1840002019 | [10 empty] | Camp CrookSD
Kenneth | Kenneth | MN | Minnesota | 27133 | Rock | 43.7543 | -96.0725 | 66 | 23 | polygon | FALSE | TRUE | America/Chicago | 3 | 56147 | 1840007925 | [10 empty] | KennethMN
Horace | Horace | KS | Kansas | 20071 | Greeley | 38.4768 | -101.7904 | 66 | 104 | polygon | FALSE | TRUE | America/Denver | 3 | 67879 | 1840007478 | [10 empty] | HoraceKS
Reynolds | Reynolds | NE | Nebraska | 31095 | Jefferson | 40.0598 | -97.3359 | 66 | 101 | polygon | FALSE | TRUE | America/Chicago | 3 | 68352 | 1840012290 | [10 empty] | ReynoldsNE
Gully | Gully | MN | Minnesota | 27119 | Polk | 47.7684 | -95.6229 | 66 | 103 | polygon | FALSE | TRUE | America/Chicago | 3 | 56646 | 1840006606 | [10 empty] | GullyMN
Labette | Labette | KS | Kansas | 20099 | Labette | 37.23 | -95.1835 | 66 | 113 | polygon | FALSE | TRUE | America/Chicago | 3 | 67356 | 1840008767 | [10 empty] | LabetteKS
Kremlin | Kremlin | MT | Montana | 30041 | Hill | 48.5707 | -110.0862 | 66 | 57 | polygon | FALSE | FALSE | America/Denver | 3 | 59532 | 1840017304 | [10 empty] | KremlinMT
Linwood | Linwood | NY | New York | 36051 | Livingston | 42.8967 | -77.9476 | 66 | 27 | polygon | FALSE | FALSE | America/New_York | 3 | 14525 14486 | 1840024077 | [10 empty] | LinwoodNY
Hazard | Hazard | NE | Nebraska | 31163 | Sherman | 41.0914 | -99.0772 | 66 | 99 | polygon | FALSE | TRUE | America/Chicago | 3 | 68844 | 1840011667 | [10 empty] | HazardNE
Bradford | Bradford | IA | Iowa | 19069 | Franklin | 42.637 | -93.2485 | 66 | 46 | polygon | FALSE | FALSE | America/Chicago | 3 | 50041 50126 | 1840024087 | [10 empty] | BradfordIA
Benedict | Benedict | KS | Kansas | 20205 | Wilson | 37.6269 | -95.7436 | 66 | 174 | polygon | FALSE | TRUE | America/Chicago | 3 | 66714 | 1840007589 | [10 empty] | BenedictKS
Hornitos | Hornitos | CA | California | 6043 | Mariposa | 37.5034 | -120.242 | 66 | 21 | polygon | FALSE | FALSE | America/Los_Angeles | 3 | 95338 95325 | 1840026811 | [10 empty] | HornitosCA
Bear Grass | Bear Grass | NC | North Carolina | 37117 | Martin | 35.766 | -77.1291 | 66 | 95 | polygon | FALSE | TRUE | America/New_York | 3 | 27892 | 1840015356 | [10 empty] | Bear GrassNC
Oakwood | Oakwood | OK | Oklahoma | 40043 | Dewey | 35.9315 | -98.7029 | 66 | 111 | polygon | FALSE | TRUE | America/Chicago | 3 | 73658 | 1840022695 | [10 empty] | OakwoodOK
Driscoll | Driscoll | ND | North Dakota | 38015 | Burleigh | 46.8427 | -100.1439 | 66 | 44 | polygon | FALSE | FALSE | America/Chicago | 3 | 58532 | 1840025256 | [10 empty] | DriscollND
Whalan | Whalan | MN | Minnesota | 27045 | Fillmore | 43.7341 | -91.9238 | 66 | 59 | polygon | FALSE | TRUE | America/Chicago | 3 | 55949 | 1840010039 | [10 empty] | WhalanMN
Bentley | Bentley | IA | Iowa | 19155 | Pottawattamie | 41.3756 | -95.6225 | 66 | 24 | polygon | FALSE | FALSE | America/Chicago | 3 | 51559 51576 | 1840024146 | [10 empty] | BentleyIA
Agenda | Agenda | KS | Kansas | 20157 | Republic | 39.7066 | -97.4322 | 66 | 147 | polygon | FALSE | TRUE | America/Chicago | 3 | 66930 | 1840007283 | [10 empty] | AgendaKS
Ihlen | Ihlen | MN | Minnesota | 27117 | Pipestone | 43.9122 | -96.3709 | 66 | 67 | polygon | FALSE | TRUE | America/Chicago | 3 | 56140 56144 | 1840006799 | [10 empty] | IhlenMN
Katherine | Katherine | AZ | Arizona | 4015 | Mohave | 35.2206 | -114.5615 | 66 | 6 | polygon | FALSE | FALSE | America/Phoenix | 3 | 86429 | 1840023179 | [10 empty] | KatherineAZ
Winnetoon | Winnetoon | NE | Nebraska | 31107 | Knox | 42.5135 | -97.9601 | 66 | 87 | polygon | FALSE | TRUE | America/Chicago | 3 | 68789 | 1840011065 | [10 empty] | WinnetoonNE
Mound City | Mound City | SD | South Dakota | 46021 | Campbell | 45.7262 | -100.0688 | 66 | 200 | polygon | FALSE | TRUE | America/Chicago | 3 | 57646 | 1840000260 | [10 empty] | Mound CitySD
Commerce | Commerce | MO | Missouri | 29201 | Scott | 37.1583 | -89.4467 | 66 | 73 | polygon | FALSE | TRUE | America/Chicago | 3 | 63780 63742 | 1840013036 | [10 empty] | CommerceMO
Saddle Butte | Saddle Butte | MT | Montana | 30041 | Hill | 48.5235 | -109.6448 | 65 | 10 | polygon | FALSE | FALSE | America/Denver | 3 | 59501 | 1840032839 | [10 empty] | Saddle ButteMT
Deweese | Deweese | NE | Nebraska | 31035 | Clay | 40.3548 | -98.1392 | 65 | 199 | polygon | FALSE | TRUE | America/Chicago | 3 | 68934 | 1840012060 | [10 empty] | DeweeseNE
Worthville | Worthville | PA | Pennsylvania | 42065 | Jefferson | 41.0251 | -79.1405 | 65 | 74 | polygon | FALSE | TRUE | America/New_York | 3 | 15784 | 1840003476 | [10 empty] | WorthvillePA
Kimbolton | Kimbolton | OH | Ohio | 39059 | Guernsey | 40.1508 | -81.5758 | 65 | 50 | polygon | FALSE | FALSE | America/New_York | 3 | 43749 | 1840026544 | [10 empty] | KimboltonOH
Peaceful Village | Peaceful Village | MO | Missouri | 29099 | Jefferson | 38.4669 | -90.5426 | 65 | 128 | polygon | FALSE | TRUE | America/Chicago | 3 | 63049 | 1840042195 | [10 empty] | Peaceful VillageMO
Timken | Timken | KS | Kansas | 20165 | Rush | 38.4731 | -99.1781 | 65 | 194 | polygon | FALSE | TRUE | America/Chicago | 3 | 67575 | 1840010777 | [10 empty] | TimkenKS
Dawson | Dawson | ND | North Dakota | 38043 | Kidder | 46.8679 | -99.7536 | 65 | 73 | polygon | FALSE | TRUE | America/Chicago | 3 | 58428 | 1840000149 | [10 empty] | DawsonND
Palo Verde | Palo Verde | CA | California | 6025 | Imperial | 33.4279 | -114.7273 | 65 | 42 | polygon | FALSE | FALSE | America/Los_Angeles | 3 | 92266 | 1840019373 | [10 empty] | Palo VerdeCA
Mappsburg | Mappsburg | VA | Virginia | 51001 | Accomack | 37.576 | -75.7593 | 65 | 11 | polygon | FALSE | FALSE | America/New_York | 3 | 23420 23423 | 1840024733 | [10 empty] | MappsburgVA
Climax | Climax | KS | Kansas | 20073 | Greenwood | 37.7191 | -96.224 | 65 | 209 | polygon | FALSE | TRUE | America/Chicago | 3 | 67137 | 1840007535 | [10 empty] | ClimaxKS
Jacksonburg | Jacksonburg | OH | Ohio | 39017 | Butler | 39.5383 | -84.5035 | 65 | 1258 | polygon | FALSE | TRUE | America/New_York | 3 | 45042 45067 | 1840012605 | [10 empty] | JacksonburgOH
Jordan Hill | Jordan Hill | LA | Louisiana | 22127 | Winn | 31.8591 | -92.5156 | 65 | 3 | polygon | FALSE | FALSE | America/Chicago | 3 | 71483 | 1840025925 | [10 empty] | Jordan HillLA
Abie | Abie | NE | Nebraska | 31023 | Butler | 41.3339 | -96.9495 | 65 | 235 | polygon | FALSE | TRUE | America/Chicago | 3 | 68001 | 1840010271 | [10 empty] | AbieNE
Varina | Varina | IA | Iowa | 19151 | Pocahontas | 42.6582 | -94.8977 | 65 | 92 | polygon | FALSE | TRUE | America/Chicago | 3 | 50540 50593 | 1840010085 | [10 empty] | VarinaIA
Golden Gate | Golden Gate | IL | Illinois | 17191 | Wayne | 38.3588 | -88.2045 | 65 | 316 | polygon | FALSE | TRUE | America/Chicago | 3 | 62843 | 1840012882 | [10 empty] | Golden GateIL
Spring Hill | Spring Hill | IA | Iowa | 19181 | Warren | 41.4122 | -93.65 | 65 | 197 | polygon | FALSE | TRUE | America/Chicago | 3 | 50125 | 1840009281 | [10 empty] | Spring HillIA
Weeksville | Weeksville | MT | Montana | 30089 | Sanders | 47.5309 | -115.0082 | 65 | 8 | polygon | FALSE | FALSE | America/Denver | 3 | 59859 | 1840023777 | [10 empty] | WeeksvilleMT
Mount Eagle | Mount Eagle | PA | Pennsylvania | 42027 | Centre | 40.9799 | -77.7058 | 65 | 97 | polygon | FALSE | FALSE | America/New_York | 3 | 16841 | 1840035111 | [10 empty] | Mount EaglePA
Bushnell | Bushnell | SD | South Dakota | 46011 | Brookings | 44.3274 | -96.6424 | 65 | 35 | polygon | FALSE | TRUE | America/Chicago | 3 | 57276 | 1840002508 | [10 empty] | BushnellSD
Mantador | Mantador | ND | North Dakota | 38077 | Richland | 46.1656 | -96.9783 | 65 | 183 | polygon | FALSE | TRUE | America/Chicago | 3 | 58058 58041 | 1840000234 | [10 empty] | MantadorND
Hindsville | Hindsville | AR | Arkansas | 5087 | Madison | 36.1458 | -93.8627 | 65 | 67 | polygon | FALSE | TRUE | America/Chicago | 3 | 72738 | 1840016107 | [10 empty] | HindsvilleAR
Pilot Point | Pilot Point | AK | Alaska | 2164 | Lake and Peninsula | 57.5585 | -157.6798 | 65 | 1 | polygon | FALSE | TRUE | America/Anchorage | 3 | 99649 | 1840000190 | [10 empty] | Pilot PointAK
Yucca | Yucca | AZ | Arizona | 4015 | Mohave | 34.863 | -114.1461 | 65 | 11 | polygon | FALSE | FALSE | America/Phoenix | 3 | 86438 | 1840023190 | [10 empty] | YuccaAZ
Pekin | Pekin | ND | North Dakota | 38063 | Nelson | 47.7919 | -98.3278 | 65 | 99 | polygon | FALSE | TRUE | America/Chicago | 3 | 58361 | 1840000097 | [10 empty] | PekinND
Hubbell | Hubbell | NE | Nebraska | 31169 | Thayer | 40.0088 | -97.4966 | 65 | 73 | polygon | FALSE | TRUE | America/Chicago | 3 | 68375 | 1840012281 | [10 empty] | HubbellNE
Inavale | Inavale | NE | Nebraska | 31181 | Webster | 40.0923 | -98.6484 | 65 | 75 | polygon | FALSE | FALSE | America/Chicago | 3 | 68952 | 1840024325 | [10 empty] | InavaleNE
Taopi | Taopi | MN | Minnesota | 27099 | Mower | 43.5575 | -92.6404 | 65 | 64 | polygon | FALSE | TRUE | America/Chicago | 3 | 55977 | 1840009004 | [10 empty] | TaopiMN
Pancoastburg | Pancoastburg | OH | Ohio | 39047 | Fayette | 39.6239 | -83.2642 | 65 | 73 | polygon | FALSE | FALSE | America/New_York | 3 | 43160 | 1840026629 | [10 empty] | PancoastburgOH
Circle | Circle | AK | Alaska | 2290 | Yukon-Koyukuk | 65.7936 | -144.1813 | 64 | 0 | polygon | FALSE | FALSE | America/Anchorage | 3 | 99733 | 1840023435 | [10 empty] | CircleAK
Whitehaven | Whitehaven | MD | Maryland | 24045 | Wicomico | 38.2707 | -75.7935 | 64 | 67 | polygon | FALSE | FALSE | America/New_York | 3 | 21865 21856 | 1840024674 | [10 empty] | WhitehavenMD
Jacksonburg | Jacksonburg | WV | West Virginia | 54103 | Wetzel | 39.5304 | -80.6404 | 64 | 16 | polygon | FALSE | FALSE | America/New_York | 3 | 26377 | 1840025591 | [10 empty] | JacksonburgWV
Delhi | Delhi | MN | Minnesota | 27127 | Redwood | 44.5979 | -95.2134 | 64 | 32 | polygon | FALSE | TRUE | America/Chicago | 3 | 56283 | 1840006783 | [10 empty] | DelhiMN
Reubens | Reubens | ID | Idaho | 16061 | Lewis | 46.3229 | -116.5429 | 64 | 146 | polygon | FALSE | TRUE | America/Los_Angeles | 3 | 83548 | 1840019901 | [10 empty] | ReubensID
Mill Creek | Mill Creek | IL | Illinois | 17181 | Union | 37.341 | -89.2535 | 64 | 65 | polygon | FALSE | TRUE | America/Chicago | 3 | 62926 62961 | 1840013009 | [10 empty] | Mill CreekIL
Nimrod | Nimrod | MN | Minnesota | 27159 | Wadena | 46.6375 | -94.8805 | 64 | 26 | polygon | FALSE | TRUE | America/Chicago | 3 | 56477 | 1840007735 | [10 empty] | NimrodMN
Ravinia | Ravinia | SD | South Dakota | 46023 | Charles Mix | 43.1365 | -98.4268 | 64 | 99 | polygon | FALSE | TRUE | America/Chicago | 3 | 57356 | 1840002849 | [10 empty] | RaviniaSD
Nimmons | Nimmons | AR | Arkansas | 5021 | Clay | 36.3062 | -90.0951 | 64 | 99 | polygon | FALSE | TRUE | America/Chicago | 3 | 72461 | 1840016089 | [10 empty] | NimmonsAR
Grand Pass | Grand Pass | MO | Missouri | 29195 | Saline | 39.205 | -93.4427 | 64 | 227 | polygon | FALSE | TRUE | America/Chicago | 3 | 65339 | 1840012681 | [10 empty] | Grand PassMO
Stockholm | Stockholm | WI | Wisconsin | 55091 | Pepin | 44.4852 | -92.2633 | 64 | 26 | polygon | FALSE | TRUE | America/Chicago | 3 | 54769 | 1840002350 | [10 empty] | StockholmWI
Whitestone | Whitestone | AK | Alaska | 2240 | Southeast Fairbanks | 64.1528 | -145.9061 | 64 | 3 | polygon | FALSE | TRUE | America/Anchorage | 3 | 99737 | 1840075218 | [10 empty] | WhitestoneAK
Nashua | Nashua | MN | Minnesota | 27167 | Wilkin | 46.0377 | -96.3059 | 64 | 7 | polygon | FALSE | TRUE | America/Chicago | 3 | 56565 | 1840007750 | [10 empty] | NashuaMN
North Escobares | North Escobares | TX | Texas | 48427 | Starr | 26.4325 | -98.9719 | 64 | 34 | polygon | FALSE | FALSE | America/Chicago | 3 | 78584 | 1840037066 | [10 empty] | North EscobaresTX
Flaxton | Flaxton | ND | North Dakota | 38013 | Burke | 48.8974 | -102.3933 | 64 | 87 | polygon | FALSE | TRUE | America/Chicago | 3 | 58737 | 1840000038 | [10 empty] | FlaxtonND
Alamo | Alamo | IN | Indiana | 18107 | Montgomery | 39.9834 | -87.0552 | 64 | 390 | polygon | FALSE | TRUE | America/Indiana/Indianapolis | 3 | 47916 | 1840010501 | [10 empty] | AlamoIN
Hunnewell | Hunnewell | KS | Kansas | 20191 | Sumner | 37.0041 | -97.4077 | 64 | 44 | polygon | FALSE | TRUE | America/Chicago | 3 | 67140 | 1840007611 | [10 empty] | HunnewellKS
Ovando | Ovando | MT | Montana | 30077 | Powell | 47.0207 | -113.1717 | 64 | 2 | polygon | FALSE | FALSE | America/Denver | 3 | 59854 | 1840018436 | [10 empty] | OvandoMT
Arkoe | Arkoe | MO | Missouri | 29147 | Nodaway | 40.2594 | -94.8279 | 64 | 194 | polygon | FALSE | TRUE | America/Chicago | 3 | 64468 | 1840010418 | [10 empty] | ArkoeMO
Rockbridge | Rockbridge | OH | Ohio | 39073 | Hocking | 39.5862 | -82.5262 | 64 | 65 | polygon | FALSE | FALSE | America/New_York | 3 | 43149 | 1840026634 | [10 empty] | RockbridgeOH
Clinchport | Clinchport | VA | Virginia | 51169 | Scott | 36.6781 | -82.7451 | 64 | 37 | polygon | FALSE | TRUE | America/New_York | 3 | 24244 | 1840006545 | [10 empty] | ClinchportVA
Sunol | Sunol | NE | Nebraska | 31033 | Cheyenne | 41.1539 | -102.763 | 64 | 11 | polygon | FALSE | FALSE | America/Denver | 3 | 69149 69162 | 1840024157 | [10 empty] | SunolNE
Ortley | Ortley | SD | South Dakota | 46109 | Roberts | 45.3349 | -97.205 | 64 | 11 | polygon | FALSE | TRUE | America/Chicago | 3 | 57273 57256 57266 | 1840000266 | [10 empty] | OrtleySD
Albany | Albany | OK | Oklahoma | 40013 | Bryan | 33.8769 | -96.16 | 64 | 6 | polygon | FALSE | FALSE | America/Chicago | 3 | 74726 74721 | 1840026979 | [10 empty] | AlbanyOK
Orovada | Orovada | NV | Nevada | 32013 | Humboldt | 41.561 | -117.7762 | 64 | 0 | polygon | FALSE | FALSE | America/Los_Angeles | 3 | 89445 89425 | 1840024112 | [10 empty] | OrovadaNV
Virgil | Virgil | KS | Kansas | 20073 | Greenwood | 37.9807 | -96.0116 | 63 | 43 | polygon | FALSE | TRUE | America/Chicago | 3 | 66870 | 1840010830 | [10 empty] | VirgilKS
Douglas | Douglas | ND | North Dakota | 38101 | Ward | 47.8579 | -101.5018 | 63 | 85 | polygon | FALSE | TRUE | America/Chicago | 3 | 58735 | 1840000050 | [10 empty] | DouglasND
Wood Lake | Wood Lake | NE | Nebraska | 31031 | Cherry | 42.6386 | -100.2376 | 63 | 76 | polygon | FALSE | TRUE | America/Chicago | 3 | 69221 | 1840011043 | [10 empty] | Wood LakeNE
Barnard | Barnard | KS | Kansas | 20105 | Lincoln | 39.1892 | -98.0443 | 63 | 109 | polygon | FALSE | TRUE | America/Chicago | 3 | 67418 | 1840007399 | [10 empty] | BarnardKS
Bassett | Bassett | IA | Iowa | 19037 | Chickasaw | 43.0615 | -92.5153 | 63 | 62 | polygon | FALSE | TRUE | America/Chicago | 3 | 50645 | 1840006885 | [10 empty] | BassettIA
Hague | Hague | ND | North Dakota | 38029 | Emmons | 46.0289 | -99.9991 | 63 | 92 | polygon | FALSE | TRUE | America/Chicago | 3 | 58542 | 1840000206 | [10 empty] | HagueND
Lewiston | Lewiston | NE | Nebraska | 31133 | Pawnee | 40.2428 | -96.4073 | 63 | 234 | polygon | FALSE | TRUE | America/Chicago | 3 | 68380 | 1840012338 | [10 empty] | LewistonNE
Muddy | Muddy | IL | Illinois | 17165 | Saline | 37.7655 | -88.5138 | 63 | 80 | polygon | FALSE | TRUE | America/Chicago | 3 | 62946 62965 | 1840012976 | [10 empty] | MuddyIL
Sentinel Butte | Sentinel Butte | ND | North Dakota | 38033 | Golden Valley | 46.9195 | -103.84 | 63 | 23 | polygon | FALSE | TRUE | America/Denver | 3 | 58654 | 1840001917 | [10 empty] | Sentinel ButteND
Fourche | Fourche | AR | Arkansas | 5105 | Perry | 34.9933 | -92.6189 | 63 | 122 | polygon | FALSE | TRUE | America/Chicago | 3 | 72016 | 1840016490 | [10 empty] | FourcheAR
Los Arcos | Los Arcos | TX | Texas | 48479 | Webb | 27.6144 | -99.2105 | 63 | 117 | polygon | FALSE | TRUE | America/Chicago | 3 | 78043 | 1840041099 | [10 empty] | Los ArcosTX
Oketo | Oketo | KS | Kansas | 20117 | Marshall | 39.9632 | -96.5988 | 63 | 236 | polygon | FALSE | TRUE | America/Chicago | 3 | 66518 | 1840008425 | [10 empty] | OketoKS
Dwight Mission | Dwight Mission | OK | Oklahoma | 40135 | Sequoyah | 35.5466 | -94.8594 | 63 | 13 | polygon | FALSE | FALSE | America/Chicago | 3 | 74962 | 1840034635 | [10 empty] | Dwight MissionOK
Powhatan | Powhatan | AR | Arkansas | 5075 | Lawrence | 36.0841 | -91.1202 | 63 | 111 | polygon | FALSE | TRUE | America/Chicago | 3 | 72458 | 1840017731 | [10 empty] | PowhatanAR
Turin | Turin | IA | Iowa | 19133 | Monona | 42.0208 | -95.966 | 63 | 273 | polygon | FALSE | TRUE | America/Chicago | 3 | 51040 | 1840010131 | [10 empty] | TurinIA
Ashland | Ashland | OK | Oklahoma | 40121 | Pittsburg | 34.7668 | -96.0706 | 63 | 122 | polygon | FALSE | TRUE | America/Chicago | 3 | 74570 | 1840020459 | [10 empty] | AshlandOK
Prescott | Prescott | OR | Oregon | 41009 | Columbia | 46.0487 | -122.8879 | 63 | 351 | polygon | FALSE | TRUE | America/Los_Angeles | 3 | 97048 | 1840019907 | [10 empty] | PrescottOR
Peak | Peak | SC | South Carolina | 45071 | Newberry | 34.2363 | -81.3288 | 63 | 70 | polygon | FALSE | TRUE | America/New_York | 3 | 29075 29122 | 1840016634 | [10 empty] | PeakSC
Saxon | Saxon | WI | Wisconsin | 55051 | Iron | 46.4941 | -90.4099 | 63 | 20 | polygon | FALSE | FALSE | America/Chicago | 3 | 54559 | 1840025273 | [10 empty] | SaxonWI
Rest Haven | Rest Haven | GA | Georgia | 13135 | Gwinnett | 34.1354 | -83.9763 | 63 | 124 | polygon | FALSE | TRUE | America/New_York | 3 | 30518 | 1840017972 | [10 empty] | Rest HavenGA
Kerrick | Kerrick | MN | Minnesota | 27115 | Pine | 46.3386 | -92.5843 | 63 | 24 | polygon | FALSE | TRUE | America/Chicago | 3 | 55712 55756 | 1840007753 | [10 empty] | KerrickMN
Hat Island | Hat Island | WA | Washington | 53061 | Snohomish | 48.013 | -122.3201 | 63 | 35 | polygon | FALSE | TRUE | America/Los_Angeles | 3 | 98201 | 1840041926 | [10 empty] | Hat IslandWA
Big Spring | Big Spring | MD | Maryland | 24043 | Washington | 39.6258 | -77.9396 | 63 | 174 | polygon | FALSE | FALSE | America/New_York | 3 | 21722 | 1840024390 | [10 empty] | Big SpringMD
Cooke City | Cooke City | MT | Montana | 30067 | Park | 45.0187 | -109.9119 | 63 | 2 | polygon | FALSE | FALSE | America/Denver | 3 | 59020 | 1840023883 | [10 empty] | Cooke CityMT
Wood | Wood | SD | South Dakota | 46095 | Mellette | 43.4971 | -100.4802 | 63 | 98 | polygon | FALSE | TRUE | America/Chicago | 3 | 57585 | 1840002631 | [10 empty] | WoodSD
Murphy | Murphy | ID | Idaho | 16073 | Owyhee | 43.2121 | -116.5485 | 63 | 6 | polygon | FALSE | FALSE | America/Boise | 3 | 83650 | 1840024021 | [10 empty] | MurphyID
Macedonia | Macedonia | IL | Illinois | 17055 | Franklin | 38.0525 | -88.7054 | 63 | 91 | polygon | FALSE | TRUE | America/Chicago | 3 | 62860 | 1840012930 | [10 empty] | MacedoniaIL
Redstone | Redstone | CO | Colorado | 8097 | Pitkin | 39.1838 | -107.2408 | 63 | 55 | polygon | FALSE | FALSE | America/Denver | 3 | 81623 | 1840024485 | [10 empty] | RedstoneCO
Randall | Randall | KS | Kansas | 20089 | Jewell | 39.6418 | -98.0457 | 62 | 137 | polygon | FALSE | TRUE | America/Chicago | 3 | 66963 | 1840009500 | [10 empty] | RandallKS
Cherry Valley | Cherry Valley | PA | Pennsylvania | 42019 | Butler | 41.1594 | -79.8012 | 62 | 8 | polygon | FALSE | TRUE | America/New_York | 3 | 16373 16049 | 1840000859 | [10 empty] | Cherry ValleyPA
Walshville | Walshville | IL | Illinois | 17135 | Montgomery | 39.069 | -89.6189 | 62 | 93 | polygon | FALSE | TRUE | America/Chicago | 3 | 62091 | 1840012647 | [10 empty] | WalshvilleIL
Keystone | Keystone | NE | Nebraska | 31101 | Keith | 41.2187 | -101.5841 | 62 | 119 | polygon | FALSE | FALSE | America/Denver | 3 | 69144 | 1840024160 | [10 empty] | KeystoneNE
St. Vincent | St. Vincent | MN | Minnesota | 27069 | Kittson | 48.9693 | -97.2264 | 62 | 23 | polygon | FALSE | TRUE | America/Chicago | 3 | 56728 56755 | 1840008811 | [10 empty] | St. VincentMN
House | House | NM | New Mexico | 35037 | Quay | 34.6489 | -103.904 | 62 | 26 | polygon | FALSE | TRUE | America/Denver | 3 | 88121 | 1840022728 | [10 empty] | HouseNM
Thornburg | Thornburg | IA | Iowa | 19107 | Keokuk | 41.4554 | -92.3328 | 62 | 121 | polygon | FALSE | TRUE | America/Chicago | 3 | 50255 50136 | 1840010258 | [10 empty] | ThornburgIA
Clark's Point | Clark's Point | AK | Alaska | 2070 | Dillingham | 58.8329 | -158.5276 | 62 | 7 | polygon | FALSE | TRUE | America/Anchorage | 3 | 99569 | 1840023537 | [10 empty] | Clark's PointAK
Seward | Seward | KS | Kansas | 20185 | Stafford | 38.1778 | -98.7943 | 62 | 93 | polygon | FALSE | TRUE | America/Chicago | 3 | 67576 | 1840009833 | [10 empty] | SewardKS
Puerto de Luna | Puerto de Luna | NM | New Mexico | 35019 | Guadalupe | 34.8297 | -104.6222 | 62 | 1 | polygon | FALSE | FALSE | America/Denver | 3 | 88435 | 1840033662 | [10 empty] | Puerto de LunaNM
Sekiu | Sekiu | WA | Washington | 53009 | Clallam | 48.2637 | -124.3012 | 62 | 187 | polygon | FALSE | FALSE | America/Los_Angeles | 3 | 98381 | 1840025248 | [10 empty] | SekiuWA
Bent | Bent | NM | New Mexico | 35035 | Otero | 33.1473 | -105.859 | 62 | 3 | polygon | FALSE | FALSE | America/Denver | 3 | 88314 | 1840025058 | [10 empty] | BentNM
Vivian | Vivian | WV | West Virginia | 54047 | McDowell | 37.4172 | -81.4923 | 62 | 66 | polygon | FALSE | FALSE | America/New_York | 3 | 24853 | 1840038297 | [10 empty] | VivianWV
Flowing Springs | Flowing Springs | AZ | Arizona | 4007 | Gila | 34.3131 | -111.3379 | 62 | 14 | polygon | FALSE | FALSE | America/Phoenix | 3 | 85541 | 1840027970 | [10 empty] | Flowing SpringsAZ
Maryhill | Maryhill | WA | Washington | 53039 | Klickitat | 45.6928 | -120.8071 | 62 | 8 | polygon | FALSE | FALSE | America/Los_Angeles | 3 | 98620 | 1840017403 | [10 empty] | MaryhillWA
New Blaine | New Blaine | AR | Arkansas | 5083 | Logan | 35.2929 | -93.4202 | 62 | 14 | polygon | FALSE | FALSE | America/Chicago | 3 | 72851 72835 | 1840025827 | [10 empty] | New BlaineAR
Hiko | Hiko | NV | Nevada | 32017 | Lincoln | 37.6063 | -115.2018 | 62 | 1 | polygon | FALSE | FALSE | America/Los_Angeles | 3 | 89017 | 1840024650 | [10 empty] | HikoNV
Tennant | Tennant | IA | Iowa | 19165 | Shelby | 41.5941 | -95.4449 | 62 | 33 | polygon | FALSE | TRUE | America/Chicago | 3 | 51537 51570 | 1840009214 | [10 empty] | TennantIA
Falconaire | Falconaire | TX | Texas | 48427 | Starr | 26.5511 | -99.1169 | 62 | 122 | polygon | FALSE | TRUE | America/Chicago | 3 | 78545 | 1840040781 | [10 empty] | FalconaireTX
Cross Village | Cross Village | MI | Michigan | 26047 | Emmet | 45.6439 | -85.0312 | 62 | 31 | polygon | FALSE | FALSE | America/Detroit | 3 | 49740 | 1840025185 | [10 empty] | Cross VillageMI
Tierra Bonita | Tierra Bonita | TX | Texas | 48061 | Cameron | 26.2727 | -97.8276 | 61 | 25 | polygon | FALSE | FALSE | America/Chicago | 3 | 78593 | 1840019741 | [10 empty] | Tierra BonitaTX
Hainesburg | Hainesburg | NJ | New Jersey | 34041 | Warren | 40.9542 | -75.0632 | 61 | 151 | polygon | FALSE | FALSE | America/New_York | 3 | 7832 | 1840024227 | [10 empty] | HainesburgNJ
Chitina | Chitina | AK | Alaska | 2261 | Valdez-Cordova | 61.5276 | -144.2991 | 61 | 0 | polygon | FALSE | FALSE | America/Anchorage | 3 | 99566 | 1840023394 | [10 empty] | ChitinaAK
Concepcion | Concepcion | TX | Texas | 48131 | Duval | 27.3951 | -98.3558 | 61 | 295 | polygon | FALSE | FALSE | America/Chicago | 3 | 78349 | 1840018296 | [10 empty] | ConcepcionTX
Pingree | Pingree | ND | North Dakota | 38093 | Stutsman | 47.1638 | -98.9086 | 61 | 122 | polygon | FALSE | TRUE | America/Chicago | 3 | 58476 | 1840000157 | [10 empty] | PingreeND
Quinn | Quinn | SD | South Dakota | 46103 | Pennington | 43.9866 | -102.1264 | 61 | 19 | polygon | FALSE | TRUE | America/Denver | 3 | 57775 57790 | 1840002519 | [10 empty] | QuinnSD
Westport | Westport | MN | Minnesota | 27121 | Pope | 45.7146 | -95.168 | 61 | 89 | polygon | FALSE | TRUE | America/Chicago | 3 | 56385 | 1840009991 | [10 empty] | WestportMN
Johnstown | Johnstown | NE | Nebraska | 31017 | Brown | 42.5721 | -100.0563 | 61 | 44 | polygon | FALSE | TRUE | America/Chicago | 3 | 69214 | 1840011076 | [10 empty] | JohnstownNE
Ali Molina | Ali Molina | AZ | Arizona | 4019 | Pima | 31.9025 | -111.7805 | 61 | 30 | polygon | FALSE | FALSE | America/Phoenix | 3 | 85634 | 1840023062 | [10 empty] | Ali MolinaAZ
Penermon | Penermon | MO | Missouri | 29207 | Stoddard | 36.7909 | -89.8301 | 61 | 111 | polygon | FALSE | TRUE | America/Chicago | 3 | 63846 | 1840013040 | [10 empty] | PenermonMO
Mutual | Mutual | OK | Oklahoma | 40153 | Woodward | 36.2304 | -99.1679 | 61 | 89 | polygon | FALSE | TRUE | America/Chicago | 3 | 73853 | 1840022646 | [10 empty] | MutualOK
Parkerville | Parkerville | KS | Kansas | 20127 | Morris | 38.7638 | -96.6614 | 61 | 183 | polygon | FALSE | TRUE | America/Chicago | 3 | 66846 66872 | 1840009774 | [10 empty] | ParkervilleKS
Webb City | Webb City | OK | Oklahoma | 40113 | Osage | 36.8074 | -96.7119 | 61 | 93 | polygon | FALSE | TRUE | America/Chicago | 3 | 74652 | 1840022598 | [10 empty] | Webb CityOK
Antreville | Antreville | SC | South Carolina | 45001 | Abbeville | 34.2971 | -82.5541 | 61 | 6 | polygon | FALSE | FALSE | America/New_York | 3 | 29620 29655 | 1840013617 | [10 empty] | AntrevilleSC
Boyd | Boyd | MT | Montana | 30009 | Carbon | 45.4556 | -109.0667 | 61 | 105 | polygon | FALSE | FALSE | America/Denver | 3 | 59013 59070 | 1840023902 | [10 empty] | BoydMT
Brimson | Brimson | MO | Missouri | 29079 | Grundy | 40.145 | -93.7386 | 61 | 270 | polygon | FALSE | TRUE | America/Chicago | 3 | 64642 | 1840010491 | [10 empty] | BrimsonMO
Lynn | Lynn | CO | Colorado | 8071 | Las Animas | 37.4219 | -104.643 | 61 | 32 | polygon | FALSE | FALSE | America/Denver | 3 | 81020 | 1840024762 | [10 empty] | LynnCO
Mooresville | Mooresville | AL | Alabama | 1083 | Limestone | 34.627 | -86.8799 | 61 | 198 | polygon | FALSE | TRUE | America/Chicago | 3 | 35649 | 1840016510 | [10 empty] | MooresvilleAL
Kirkman | Kirkman | IA | Iowa | 19165 | Shelby | 41.7281 | -95.2673 | 61 | 83 | polygon | FALSE | TRUE | America/Chicago | 3 | 51447 | 1840008163 | [10 empty] | KirkmanIA
Oak | Oak | NE | Nebraska | 31129 | Nuckolls | 40.2384 | -97.9037 | 61 | 155 | polygon | FALSE | TRUE | America/Chicago | 3 | 68964 | 1840012273 | [10 empty] | OakNE
Welda | Welda | KS | Kansas | 20003 | Anderson | 38.1746 | -95.2914 | 61 | 25 | polygon | FALSE | FALSE | America/Chicago | 3 | 66091 | 1840026764 | [10 empty] | WeldaKS
Orient | Orient | SD | South Dakota | 46049 | Faulk | 44.9017 | -99.0888 | 61 | 80 | polygon | FALSE | TRUE | America/Chicago | 3 | 57467 | 1840000285 | [10 empty] | OrientSD
Badger Lee | Badger Lee | OK | Oklahoma | 40135 | Sequoyah | 35.4726 | -94.8151 | 61 | 34 | polygon | FALSE | TRUE | America/Chicago | 3 | 74955 | 1840040352 | [10 empty] | Badger LeeOK
Chestnut | Chestnut | IL | Illinois | 17107 | Logan | 40.0538 | -89.1866 | 61 | 214 | polygon | FALSE | FALSE | America/Chicago | 3 | 62518 | 1840025555 | [10 empty] | ChestnutIL
Halma | Halma | MN | Minnesota | 27069 | Kittson | 48.66 | -96.5972 | 61 | 25 | polygon | FALSE | TRUE | America/Chicago | 3 | 56729 | 1840006582 | [10 empty] | HalmaMN
Radersburg | Radersburg | MT | Montana | 30007 | Broadwater | 46.1965 | -111.6316 | 61 | 93 | polygon | FALSE | FALSE | America/Denver | 3 | 59643 59641 | 1840018473 | [10 empty] | RadersburgMT
Savage Town | Savage Town | VA | Virginia | 51001 | Accomack | 37.55 | -75.7983 | 61 | 79 | polygon | FALSE | FALSE | America/New_York | 3 | 23420 | 1840024744 | [10 empty] | Savage TownVA
Baileyville | Baileyville | PA | Pennsylvania | 42027 | Centre | 40.711 | -77.9924 | 61 | 18 | polygon | FALSE | FALSE | America/New_York | 3 | 16865 | 1840025531 | [10 empty] | BaileyvillePA
Santa Cruz | Santa Cruz | AZ | Arizona | 4021 | Pinal | 33.2326 | -112.1593 | 61 | 14 | polygon | FALSE | FALSE | America/Phoenix | 3 | 85339 | 1840025878 | [10 empty] | Santa CruzAZ
Ross Corner | Ross Corner | NJ | New Jersey | 34037 | Sussex | 41.1276 | -74.7134 | 60 | 47 | polygon | FALSE | FALSE | America/New_York | 3 | 7822 | 1840024181 | [10 empty] | Ross CornerNJ
Sargeant | Sargeant | MN | Minnesota | 27099 | Mower | 43.8057 | -92.8006 | 60 | 27 | polygon | FALSE | TRUE | America/Chicago | 3 | 55973 | 1840009007 | [10 empty] | SargeantMN
Wallace | Wallace | KS | Kansas | 20199 | Wallace | 38.9127 | -101.593 | 60 | 57 | polygon | FALSE | TRUE | America/Denver | 3 | 67761 | 1840010701 | [10 empty] | WallaceKS
Patmos | Patmos | AR | Arkansas | 5057 | Hempstead | 33.5112 | -93.5679 | 60 | 208 | polygon | FALSE | TRUE | America/Chicago | 3 | 71801 | 1840016764 | [10 empty] | PatmosAR
Butterfield | Butterfield | TX | Texas | 48141 | El Paso | 31.8426 | -106.0822 | 60 | 7 | polygon | FALSE | FALSE | America/Denver | 3 | 79938 | 1840037034 | [10 empty] | ButterfieldTX
Exeter | Exeter | IL | Illinois | 17171 | Scott | 39.7191 | -90.4961 | 60 | 33 | polygon | FALSE | TRUE | America/Chicago | 3 | 62621 | 1840012565 | [10 empty] | ExeterIL
Ethel | Ethel | MO | Missouri | 29121 | Macon | 39.8933 | -92.741 | 60 | 100 | polygon | FALSE | TRUE | America/Chicago | 3 | 63539 | 1840010537 | [10 empty] | EthelMO
Simpson | Simpson | IL | Illinois | 17087 | Johnson | 37.4673 | -88.7556 | 60 | 44 | polygon | FALSE | TRUE | America/Chicago | 3 | 62985 | 1840013006 | [10 empty] | SimpsonIL
Charles City | Charles City | VA | Virginia | 51036 | Charles City | 37.3441 | -77.0687 | 60 | 8 | polygon | FALSE | FALSE | America/New_York | 3 | 23030 | 1840026851 | [10 empty] | Charles CityVA
Catron | Catron | MO | Missouri | 29143 | New Madrid | 36.6111 | -89.7061 | 60 | 62 | polygon | FALSE | TRUE | America/Chicago | 3 | 63833 | 1840009944 | [10 empty] | CatronMO
Gibson | Gibson | IA | Iowa | 19107 | Keokuk | 41.4803 | -92.3922 | 60 | 349 | polygon | FALSE | TRUE | America/Chicago | 3 | 50104 | 1840008216 | [10 empty] | GibsonIA
Brooksville | Brooksville | OK | Oklahoma | 40125 | Pottawatomie | 35.2103 | -96.9609 | 60 | 7 | polygon | FALSE | TRUE | America/Chicago | 3 | 74873 | 1840021784 | [10 empty] | BrooksvilleOK
Coulterville | Coulterville | CA | California | 6043 | Mariposa | 37.7105 | -120.1992 | 60 | 5 | polygon | FALSE | FALSE | America/Los_Angeles | 3 | 95311 | 1840028088 | [10 empty] | CoultervilleCA
Brant Lake | Brant Lake | SD | South Dakota | 46079 | Lake | 43.9308 | -96.9435 | 60 | 149 | polygon | FALSE | TRUE | America/Chicago | 3 | 57016 | 1840035985 | [10 empty] | Brant LakeSD
Blyn | Blyn | WA | Washington | 53009 | Clallam | 48.013 | -122.9897 | 60 | 4 | polygon | FALSE | FALSE | America/Los_Angeles | 3 | 98382 | 1840017318 | [10 empty] | BlynWA
Encino | Encino | TX | Texas | 48047 | Brooks | 26.9363 | -98.1153 | 60 | 3 | polygon | FALSE | FALSE | America/Chicago | 3 | 78353 | 1840018302 | [10 empty] | EncinoTX
Waverly | Waverly | SD | South Dakota | 46029 | Codington | 44.9987 | -96.9742 | 60 | 22 | polygon | FALSE | FALSE | America/Chicago | 3 | 57201 | 1840026115 | [10 empty] | WaverlySD
Luke | Luke | MD | Maryland | 24001 | Allegany | 39.4766 | -79.0593 | 60 | 86 | polygon | FALSE | TRUE | America/New_York | 3 | 21540 | 1840005625 | [10 empty] | LukeMD
Lane | Lane | SD | South Dakota | 46073 | Jerauld | 44.0697 | -98.4246 | 60 | 49 | polygon | FALSE | TRUE | America/Chicago | 3 | 57358 57382 | 1840002530 | [10 empty] | LaneSD
Hartville | Hartville | WY | Wyoming | 56031 | Platte | 42.3277 | -104.7245 | 60 | 89 | polygon | FALSE | TRUE | America/Denver | 3 | 82215 | 1840021308 | [10 empty] | HartvilleWY
Guernsey | Guernsey | IA | Iowa | 19157 | Poweshiek | 41.6492 | -92.343 | 60 | 125 | polygon | FALSE | TRUE | America/Chicago | 3 | 52221 | 1840007060 | [10 empty] | GuernseyIA
Tightwad | Tightwad | MO | Missouri | 29083 | Henry | 38.3096 | -93.5466 | 60 | 23 | polygon | FALSE | TRUE | America/Chicago | 3 | 64735 | 1840012894 | [10 empty] | TightwadMO
Apple Grove | Apple Grove | WV | West Virginia | 54053 | Mason | 38.6663 | -82.1706 | 60 | 10 | polygon | FALSE | FALSE | America/New_York | 3 | 25502 | 1840025640 | [10 empty] | Apple GroveWV
Menlo | Menlo | KS | Kansas | 20193 | Thomas | 39.3561 | -100.7242 | 59 | 195 | polygon | FALSE | TRUE | America/Chicago | 3 | 67753 | 1840008470 | [10 empty] | MenloKS
Valeria | Valeria | IA | Iowa | 19099 | Jasper | 41.7298 | -93.3256 | 59 | 456 | polygon | FALSE | TRUE | America/Chicago | 3 | 50054 | 1840010187 | [10 empty] | ValeriaIA
Taft | Taft | LA | Louisiana | 22089 | St. Charles | 29.9854 | -90.4533 | 59 | 4 | polygon | FALSE | FALSE | America/Chicago | 3 | 70057 | 1840013978 | [10 empty] | TaftLA
Bluff City | Bluff City | KS | Kansas | 20077 | Harper | 37.0761 | -97.8747 | 59 | 45 | polygon | FALSE | TRUE | America/Chicago | 3 | 67018 | 1840007623 | [10 empty] | Bluff CityKS
Oakhaven | Oakhaven | AR | Arkansas | 5057 | Hempstead | 33.7294 | -93.6209 | 59 | 495 | polygon | FALSE | TRUE | America/Chicago | 3 | 71801 | 1840016762 | [10 empty] | OakhavenAR
Dolliver | Dolliver | IA | Iowa | 19063 | Emmet | 43.4638 | -94.6143 | 59 | 62 | polygon | FALSE | TRUE | America/Chicago | 3 | 50531 | 1840006852 | [10 empty] | DolliverIA
Tonopah | Tonopah | AZ | Arizona | 4013 | Maricopa | 33.488 | -112.9308 | 59 | 16 | polygon | FALSE | FALSE | America/Phoenix | 3 | 85354 | 1840022926 | [10 empty] | TonopahAZ
Bondurant | Bondurant | WY | Wyoming | 56035 | Sublette | 43.1948 | -110.4026 | 59 | 0 | polygon | FALSE | FALSE | America/Denver | 3 | 82922 | 1840017448 | [10 empty] | BondurantWY
Balta | Balta | ND | North Dakota | 38069 | Pierce | 48.1666 | -100.0369 | 59 | 100 | polygon | FALSE | TRUE | America/Chicago | 3 | 58368 58313 | 1840001880 | [10 empty] | BaltaND
Ong | Ong | NE | Nebraska | 31035 | Clay | 40.3983 | -97.8392 | 59 | 79 | polygon | FALSE | TRUE | America/Chicago | 3 | 68452 | 1840012063 | [10 empty] | OngNE
Burr | Burr | NE | Nebraska | 31131 | Otoe | 40.536 | -96.2997 | 59 | 265 | polygon | FALSE | TRUE | America/Chicago | 3 | 68324 | 1840010374 | [10 empty] | BurrNE
Alexander | Alexander | KS | Kansas | 20165 | Rush | 38.4694 | -99.5529 | 59 | 87 | polygon | FALSE | TRUE | America/Chicago | 3 | 67513 | 1840007483 | [10 empty] | AlexanderKS
Martinez Lake | Martinez Lake | AZ | Arizona | 4027 | Yuma | 32.9843 | -114.4722 | 59 | 14 | polygon | FALSE | TRUE | America/Phoenix | 3 | 85365 | 1840075410 | [10 empty] | Martinez LakeAZ
Worth | Worth | MO | Missouri | 29227 | Worth | 40.4045 | -94.4465 | 59 | 90 | polygon | FALSE | TRUE | America/Chicago | 3 | 64499 | 1840012145 | [10 empty] | WorthMO
Buckingham Courthouse | Buckingham Courthouse | VA | Virginia | 51029 | Buckingham | 37.5541 | -78.5514 | 59 | 20 | polygon | FALSE | TRUE | America/New_York | 3 | 23921 | 1840041682 | [10 empty] | Buckingham CourthouseVA
Rives | Rives | MO | Missouri | 29069 | Dunklin | 36.0945 | -90.0115 | 59 | 62 | polygon | FALSE | TRUE | America/Chicago | 3 | 63855 63875 | 1840010902 | [10 empty] | RivesMO
Bristow | Bristow | NE | Nebraska | 31015 | Boyd | 42.8409 | -98.5837 | 59 | 140 | polygon | FALSE | TRUE | America/Chicago | 3 | 68719 | 1840010077 | [10 empty] | BristowNE
Montello | Montello | NV | Nevada | 32007 | Elko | 41.2673 | -114.197 | 59 | 57 | polygon | FALSE | FALSE | America/Los_Angeles | 3 | 89830 | 1840024117 | [10 empty] | MontelloNV
El Rancho | El Rancho | CA | California | 6107 | Tulare | 36.2207 | -119.069 | 59 | 316 | polygon | FALSE | TRUE | America/Los_Angeles | 3 | 93247 | 1840042236 | [10 empty] | El RanchoCA
Rye | Rye | AZ | Arizona | 4007 | Gila | 34.0978 | -111.3543 | 59 | 44 | polygon | FALSE | FALSE | America/Phoenix | 3 | 85541 | 1840022867 | [10 empty] | RyeAZ
Clio | Clio | CA | California | 6063 | Plumas | 39.7487 | -120.5725 | 59 | 38 | polygon | FALSE | FALSE | America/Los_Angeles | 3 | 96106 | 1840017507 | [10 empty] | ClioCA
Steele City | Steele City | NE | Nebraska | 31095 | Jefferson | 40.0368 | -97.0229 | 58 | 96 | polygon | FALSE | TRUE | America/Chicago | 3 | 68440 | 1840012291 | [10 empty] | Steele CityNE
Moquino | Moquino | NM | New Mexico | 35006 | Cibola | 35.1801 | -107.3701 | 58 | 9 | polygon | FALSE | FALSE | America/Denver | 3 | 87014 | 1840024965 | [10 empty] | MoquinoNM
Glasgow | Glasgow | PA | Pennsylvania | 42007 | Beaver | 40.6444 | -80.508 | 58 | 374 | polygon | FALSE | TRUE | America/New_York | 3 | 15059 | 1840001024 | [10 empty] | GlasgowPA
Octa | Octa | OH | Ohio | 39047 | Fayette | 39.6133 | -83.6107 | 58 | 77 | polygon | FALSE | TRUE | America/New_York | 3 | 43160 43128 | 1840012575 | [10 empty] | OctaOH
Thayer | Thayer | NE | Nebraska | 31185 | York | 40.9703 | -97.4967 | 58 | 76 | polygon | FALSE | TRUE | America/Chicago | 3 | 68460 | 1840011824 | [10 empty] | ThayerNE
Grace City | Grace City | ND | North Dakota | 38031 | Foster | 47.5513 | -98.8039 | 58 | 91 | polygon | FALSE | TRUE | America/Chicago | 3 | 58445 | 1840000140 | [10 empty] | Grace CityND
West Hampton Dunes | West Hampton Dunes | NY | New York | 36103 | Suffolk | 40.7776 | -72.7137 | 58 | 67 | polygon | FALSE | TRUE | America/New_York | 3 | 11978 | 1840034029 | [10 empty] | West Hampton DunesNY
Ree Heights | Ree Heights | SD | South Dakota | 46059 | Hand | 44.5158 | -99.2005 | 58 | 75 | polygon | FALSE | TRUE | America/Chicago | 3 | 57371 | 1840002279 | [10 empty] | Ree HeightsSD
McKittrick | McKittrick | MO | Missouri | 29139 | Montgomery | 38.7357 | -91.4449 | 58 | 254 | polygon | FALSE | TRUE | America/Chicago | 3 | 65041 | 1840009696 | [10 empty] | McKittrickMO
Royal | Royal | NE | Nebraska | 31003 | Antelope | 42.3331 | -98.125 | 58 | 158 | polygon | FALSE | TRUE | America/Chicago | 3 | 68773 | 1840011189 | [10 empty] | RoyalNE
Kysorville | Kysorville | NY | New York | 36051 | Livingston | 42.6528 | -77.7948 | 58 | 27 | polygon | FALSE | FALSE | America/New_York | 3 | 14437 | 1840024075 | [10 empty] | KysorvilleNY
Wooldridge | Wooldridge | MO | Missouri | 29053 | Cooper | 38.9066 | -92.5215 | 58 | 372 | polygon | FALSE | TRUE | America/Chicago | 3 | 65287 | 1840012767 | [10 empty] | WooldridgeMO
Knierim | Knierim | IA | Iowa | 19025 | Calhoun | 42.4561 | -94.4559 | 58 | 22 | polygon | FALSE | TRUE | America/Chicago | 3 | 50563 50586 50552 | 1840008074 | [10 empty] | KnierimIA
Brookview | Brookview | MD | Maryland | 24019 | Dorchester | 38.5738 | -75.7926 | 58 | 516 | polygon | FALSE | TRUE | America/New_York | 3 | 21659 | 1840006166 | [10 empty] | BrookviewMD
Waldenburg | Waldenburg | AR | Arkansas | 5111 | Poinsett | 35.5653 | -90.9346 | 58 | 164 | polygon | FALSE | TRUE | America/Chicago | 3 | 72479 72475 | 1840016308 | [10 empty] | WaldenburgAR
New Freeport | New Freeport | PA | Pennsylvania | 42059 | Greene | 39.7594 | -80.4279 | 58 | 33 | polygon | FALSE | FALSE | America/New_York | 3 | 15352 | 1840026590 | [10 empty] | New FreeportPA
Garden City | Garden City | SD | South Dakota | 46025 | Clark | 44.9592 | -97.5806 | 58 | 56 | polygon | FALSE | TRUE | America/Chicago | 3 | 57236 | 1840002153 | [10 empty] | Garden CitySD
West Kootenai | West Kootenai | MT | Montana | 30053 | Lincoln | 48.9652 | -115.2212 | 58 | 1 | polygon | FALSE | TRUE | America/Denver | 3 | 59930 | 1840039748 | [10 empty] | West KootenaiMT
Milton | Milton | ND | North Dakota | 38019 | Cavalier | 48.626 | -98.0459 | 58 | 47 | polygon | FALSE | TRUE | America/Chicago | 3 | 58260 | 1840000029 | [10 empty] | MiltonND
Bathgate | Bathgate | ND | North Dakota | 38067 | Pembina | 48.8805 | -97.4738 | 58 | 80 | polygon | FALSE | TRUE | America/Chicago | 3 | 58216 | 1840001856 | [10 empty] | BathgateND
Driftwood | Driftwood | PA | Pennsylvania | 42023 | Cameron | 41.3448 | -78.134 | 58 | 8 | polygon | FALSE | TRUE | America/New_York | 3 | 15832 | 1840000625 | [10 empty] | DriftwoodPA
Bayport | Bayport | FL | Florida | 12053 | Hernando | 28.5468 | -82.6456 | 58 | 38 | polygon | FALSE | FALSE | America/New_York | 3 | 34607 | 1840014104 | [10 empty] | BayportFL
Primrose | Primrose | NE | Nebraska | 31011 | Boone | 41.6238 | -98.2375 | 58 | 80 | polygon | FALSE | TRUE | America/Chicago | 3 | 68655 | 1840011424 | [10 empty] | PrimroseNE
Sweet Grass | Sweet Grass | MT | Montana | 30101 | Toole | 48.9929 | -111.9668 | 58 | 45 | polygon | FALSE | FALSE | America/Denver | 3 | 59484 | 1840023759 | [10 empty] | Sweet GrassMT
Baker | Baker | NV | Nevada | 32033 | White Pine | 39.015 | -114.1233 | 58 | 24 | polygon | FALSE | FALSE | America/Los_Angeles | 3 | 89311 | 1840026573 | [10 empty] | BakerNV
Caberfae | Caberfae | MI | Michigan | 26165 | Wexford | 44.2491 | -85.7256 | 57 | 49 | polygon | FALSE | TRUE | America/Detroit | 3 | 49601 | 1840039574 | [10 empty] | CaberfaeMI
Eldorado | Eldorado | MD | Maryland | 24019 | Dorchester | 38.5842 | -75.7893 | 57 | 303 | polygon | FALSE | TRUE | America/New_York | 3 | 21659 | 1840006162 | [10 empty] | EldoradoMD
Folsom | Folsom | NM | New Mexico | 35059 | Union | 36.8478 | -103.9176 | 57 | 33 | polygon | FALSE | TRUE | America/Denver | 3 | 88419 | 1840022633 | [10 empty] | FolsomNM
Wilder | Wilder | MN | Minnesota | 27063 | Jackson | 43.828 | -95.2058 | 57 | 27 | polygon | FALSE | TRUE | America/Chicago | 3 | 56101 | 1840010041 | [10 empty] | WilderMN
Union Hill | Union Hill | IL | Illinois | 17091 | Kankakee | 41.1084 | -88.1461 | 57 | 476 | polygon | FALSE | TRUE | America/Chicago | 3 | 60969 | 1840011704 | [10 empty] | Union HillIL
Rodney | Rodney | IA | Iowa | 19133 | Monona | 42.2048 | -95.9508 | 57 | 135 | polygon | FALSE | TRUE | America/Chicago | 3 | 51051 | 1840009156 | [10 empty] | RodneyIA
Belvidere | Belvidere | SD | South Dakota | 46071 | Jackson | 43.8321 | -101.2711 | 57 | 28 | polygon | FALSE | TRUE | America/Denver | 3 | 57521 | 1840002585 | [10 empty] | BelvidereSD
Merwin | Merwin | MO | Missouri | 29013 | Bates | 38.4041 | -94.5908 | 57 | 149 | polygon | FALSE | TRUE | America/Chicago | 3 | 64723 | 1840012917 | [10 empty] | MerwinMO
Hazel Green | Hazel Green | KY | Kentucky | 21237 | Wolfe | 37.7999 | -83.4173 | 57 | 20 | polygon | FALSE | FALSE | America/New_York | 3 | 41332 | 1840026812 | [10 empty] | Hazel GreenKY
Hoberg | Hoberg | MO | Missouri | 29109 | Lawrence | 37.0682 | -93.8493 | 57 | 407 | polygon | FALSE | TRUE | America/Chicago | 3 | 65712 | 1840013030 | [10 empty] | HobergMO
Placerville | Placerville | ID | Idaho | 16015 | Boise | 43.9427 | -115.946 | 57 | 22 | polygon | FALSE | TRUE | America/Boise | 3 | 83631 83666 | 1840020006 | [10 empty] | PlacervilleID
Flor del Rio | Flor del Rio | TX | Texas | 48427 | Starr | 26.4013 | -98.9015 | 57 | 1435 | polygon | FALSE | TRUE | America/Chicago | 3 | 78582 | 1840040786 | [10 empty] | Flor del RioTX
Virginia | Virginia | NE | Nebraska | 31067 | Gage | 40.2459 | -96.4988 | 57 | 222 | polygon | FALSE | TRUE | America/Chicago | 3 | 68458 | 1840012166 | [10 empty] | VirginiaNE
Nashville | Nashville | KS | Kansas | 20095 | Kingman | 37.4384 | -98.4228 | 57 | 107 | polygon | FALSE | TRUE | America/Chicago | 3 | 67112 | 1840008718 | [10 empty] | NashvilleKS
Dougherty | Dougherty | IA | Iowa | 19033 | Cerro Gordo | 42.922 | -93.0359 | 57 | 40 | polygon | FALSE | TRUE | America/Chicago | 3 | 50433 | 1840006877 | [10 empty] | DoughertyIA
Leonard | Leonard | MO | Missouri | 29205 | Shelby | 39.8944 | -92.182 | 57 | 68 | polygon | FALSE | TRUE | America/Chicago | 3 | 63451 | 1840012462 | [10 empty] | LeonardMO
Adamsville | Adamsville | PA | Pennsylvania | 42039 | Crawford | 41.5114 | -80.3705 | 57 | 122 | polygon | FALSE | FALSE | America/New_York | 3 | 16110 | 1840004802 | [10 empty] | AdamsvillePA
Spring Gap | Spring Gap | MD | Maryland | 24001 | Allegany | 39.5653 | -78.7054 | 57 | 34 | polygon | FALSE | FALSE | America/New_York | 3 | 21502 | 1840024436 | [10 empty] | Spring GapMD
Ali Chukson | Ali Chukson | AZ | Arizona | 4019 | Pima | 31.9115 | -111.8016 | 57 | 10 | polygon | FALSE | FALSE | America/Phoenix | 3 | 85634 | 1840023061 | [10 empty] | Ali ChuksonAZ
Hadley | Hadley | MN | Minnesota | 27101 | Murray | 43.9987 | -95.8575 | 57 | 77 | polygon | FALSE | TRUE | America/Chicago | 3 | 56151 | 1840006803 | [10 empty] | HadleyMN
Gray | Gray | IA | Iowa | 19009 | Audubon | 41.8418 | -94.9859 | 57 | 22 | polygon | FALSE | TRUE | America/Chicago | 3 | 50025 50110 | 1840008165 | [10 empty] | GrayIA
Regino Ramirez | Regino Ramirez | TX | Texas | 48427 | Starr | 26.488 | -98.9338 | 57 | 977 | polygon | FALSE | TRUE | America/Chicago | 3 | 78584 | 1840041472 | [10 empty] | Regino RamirezTX
Lancaster | Lancaster | VA | Virginia | 51103 | Lancaster | 37.7675 | -76.4549 | 57 | 10 | polygon | FALSE | FALSE | America/New_York | 3 | 22503 | 1840037426 | [10 empty] | LancasterVA
Rampart | Rampart | AK | Alaska | 2290 | Yukon-Koyukuk | 65.4087 | -149.9915 | 57 | 0 | polygon | FALSE | FALSE | America/Anchorage | 3 | 99767 | 1840023438 | [10 empty] | RampartAK
Filer City | Filer City | MI | Michigan | 26101 | Manistee | 44.2149 | -86.2889 | 57 | 84 | polygon | FALSE | FALSE | America/Detroit | 3 | 49634 49660 | 1840023962 | [10 empty] | Filer CityMI
Randalia | Randalia | IA | Iowa | 19065 | Fayette | 42.8636 | -91.8864 | 56 | 99 | polygon | FALSE | TRUE | America/Chicago | 3 | 52164 | 1840009063 | [10 empty] | RandaliaIA
Greenwater | Greenwater | WA | Washington | 53053 | Pierce | 47.1465 | -121.632 | 56 | 14 | polygon | FALSE | FALSE | America/Los_Angeles | 3 | 98022 | 1840017343 | [10 empty] | GreenwaterWA
Lock Springs | Lock Springs | MO | Missouri | 29061 | Daviess | 39.8488 | -93.7762 | 56 | 174 | polygon | FALSE | TRUE | America/Chicago | 3 | 64648 64654 | 1840012411 | [10 empty] | Lock SpringsMO
Hamilton | Hamilton | ND | North Dakota | 38067 | Pembina | 48.808 | -97.4518 | 56 | 75 | polygon | FALSE | TRUE | America/Chicago | 3 | 58238 | 1840000014 | [10 empty] | HamiltonND
Ohiopyle | Ohiopyle | PA | Pennsylvania | 42051 | Fayette | 39.869 | -79.4947 | 56 | 51 | polygon | FALSE | TRUE | America/New_York | 3 | 15470 15464 | 1840000666 | [10 empty] | OhiopylePA
Huson | Huson | MT | Montana | 30063 | Missoula | 47.0326 | -114.3397 | 56 | 29 | polygon | FALSE | FALSE | America/Denver | 3 | 59846 | 1840023813 | [10 empty] | HusonMT
Point of Rocks | Point of Rocks | WY | Wyoming | 56037 | Sweetwater | 41.6831 | -108.7755 | 56 | 9 | polygon | FALSE | FALSE | America/Denver | 3 | 82942 | 1840038381 | [10 empty] | Point of RocksWY
Lake City | Lake City | CA | California | 6049 | Modoc | 41.646 | -120.2255 | 56 | 3 | polygon | FALSE | FALSE | America/Los_Angeles | 3 | 96115 | 1840024122 | [10 empty] | Lake CityCA
Great Bend | Great Bend | ND | North Dakota | 38077 | Richland | 46.1546 | -96.801 | 56 | 38 | polygon | FALSE | TRUE | America/Chicago | 3 | 58075 | 1840000231 | [10 empty] | Great BendND
Hamlet | Hamlet | NE | Nebraska | 31085 | Hayes | 40.3845 | -101.2346 | 56 | 69 | polygon | FALSE | TRUE | America/Chicago | 3 | 69040 69045 | 1840012044 | [10 empty] | HamletNE
Colona | Colona | CO | Colorado | 8091 | Ouray | 38.3274 | -107.7795 | 56 | 357 | polygon | FALSE | FALSE | America/Denver | 3 | 81403 | 1840024695 | [10 empty] | ColonaCO
Mayhill | Mayhill | NM | New Mexico | 35035 | Otero | 32.8962 | -105.496 | 56 | 2 | polygon | FALSE | FALSE | America/Denver | 3 | 88339 | 1840025060 | [10 empty] | MayhillNM
Northboro | Northboro | IA | Iowa | 19145 | Page | 40.608 | -95.2937 | 56 | 84 | polygon | FALSE | TRUE | America/Chicago | 3 | 51647 | 1840008299 | [10 empty] | NorthboroIA
Sciota | Sciota | IL | Illinois | 17109 | McDonough | 40.5626 | -90.748 | 56 | 69 | polygon | FALSE | TRUE | America/Chicago | 3 | 61475 | 1840012113 | [10 empty] | SciotaIL
Pine Bend | Pine Bend | MN | Minnesota | 27087 | Mahnomen | 47.4222 | -95.5979 | 56 | 17 | polygon | FALSE | FALSE | America/Chicago | 3 | 56651 | 1840023821 | [10 empty] | Pine BendMN
Waves | Waves | NC | North Carolina | 37055 | Dare | 35.5672 | -75.467 | 56 | 40 | polygon | FALSE | FALSE | America/New_York | 3 | 27972 27982 27968 | 1840026933 | [10 empty] | WavesNC
Hensley | Hensley | AR | Arkansas | 5119 | Pulaski | 34.5068 | -92.2069 | 56 | 21 | polygon | FALSE | FALSE | America/Chicago | 3 | 72065 | 1840013534 | [10 empty] | HensleyAR
Wolf Lake | Wolf Lake | MN | Minnesota | 27005 | Becker | 46.8066 | -95.3526 | 56 | 69 | polygon | FALSE | TRUE | America/Chicago | 3 | 56544 56593 56464 | 1840009968 | [10 empty] | Wolf LakeMN
Washington | Washington | CA | California | 6057 | Nevada | 39.3591 | -120.7906 | 56 | 11 | polygon | FALSE | FALSE | America/Los_Angeles | 3 | 95959 95986 | 1840026657 | [10 empty] | WashingtonCA
Hazel Run | Hazel Run | MN | Minnesota | 27173 | Yellow Medicine | 44.7484 | -95.7165 | 56 | 28 | polygon | FALSE | TRUE | America/Chicago | 3 | 56241 | 1840006765 | [10 empty] | Hazel RunMN
Winfred | Winfred | SD | South Dakota | 46079 | Lake | 44.0009 | -97.3598 | 56 | 21 | polygon | FALSE | FALSE | America/Chicago | 3 | 57076 | 1840026138 | [10 empty] | WinfredSD
Aurora | Aurora | KS | Kansas | 20029 | Cloud | 39.4519 | -97.5299 | 56 | 213 | polygon | FALSE | TRUE | America/Chicago | 3 | 67417 | 1840007326 | [10 empty] | AuroraKS
Sun River | Sun River | MT | Montana | 30013 | Cascade | 47.5306 | -111.7239 | 56 | 11 | polygon | FALSE | FALSE | America/Denver | 3 | 59483 | 1840018432 | [10 empty] | Sun RiverMT
Osterdock | Osterdock | IA | Iowa | 19043 | Clayton | 42.7313 | -91.1579 | 56 | 47 | polygon | FALSE | TRUE | America/Chicago | 3 | 52052 52035 | 1840009067 | [10 empty] | OsterdockIA
Nome | Nome | ND | North Dakota | 38003 | Barnes | 46.6758 | -97.8162 | 56 | 52 | polygon | FALSE | TRUE | America/Chicago | 3 | 58062 | 1840000166 | [10 empty] | NomeND
Elgin | Elgin | OH | Ohio | 39161 | Van Wert | 40.7428 | -84.4759 | 56 | 96 | polygon | FALSE | TRUE | America/New_York | 3 | 45894 45838 | 1840011902 | [10 empty] | ElginOH
Quesada | Quesada | TX | Texas | 48427 | Starr | 26.2819 | -98.5819 | 56 | 2496 | polygon | FALSE | TRUE | America/Chicago | 2 | 78582 | 1840041441 | [10 empty] | QuesadaTX
Govan | Govan | SC | South Carolina | 45009 | Bamberg | 33.2228 | -81.1749 | 56 | 28 | polygon | FALSE | TRUE | America/New_York | 3 | 29843 | 1840016874 | [10 empty] | GovanSC
Eyers Grove | Eyers Grove | PA | Pennsylvania | 42037 | Columbia | 41.0936 | -76.5189 | 56 | 99 | polygon | FALSE | FALSE | America/New_York | 3 | 17846 | 1840034956 | [10 empty] | Eyers GrovePA
Petrey | Petrey | AL | Alabama | 1041 | Crenshaw | 31.8495 | -86.2057 | 56 | 29 | polygon | FALSE | TRUE | America/Chicago | 3 | 36049 36062 | 1840017045 | [10 empty] | PetreyAL
Harris | Harris | MO | Missouri | 29211 | Sullivan | 40.3062 | -93.3504 | 56 | 140 | polygon | FALSE | TRUE | America/Chicago | 3 | 64645 | 1840010453 | [10 empty] | HarrisMO
Gazelle | Gazelle | CA | California | 6093 | Siskiyou | 41.5137 | -122.5215 | 56 | 36 | polygon | FALSE | FALSE | America/Los_Angeles | 3 | 96034 | 1840017470 | [10 empty] | GazelleCA
Haigler Creek | Haigler Creek | AZ | Arizona | 4007 | Gila | 34.2163 | -110.9719 | 56 | 13 | polygon | FALSE | TRUE | America/Phoenix | 3 | 85554 | 1840075384 | [10 empty] | Haigler CreekAZ
Randolph | Randolph | MO | Missouri | 29047 | Clay | 39.156 | -94.4929 | 55 | 63 | polygon | FALSE | TRUE | America/Chicago | 3 | 64161 | 1840012676 | [10 empty] | RandolphMO
Alpine Northeast | Alpine Northeast | WY | Wyoming | 56023 | Lincoln | 43.1941 | -111.0073 | 55 | 4 | polygon | FALSE | TRUE | America/Denver | 3 | 83128 | 1840073896 | [10 empty] | Alpine NortheastWY
Leggett | Leggett | NC | North Carolina | 37065 | Edgecombe | 35.9896 | -77.58 | 55 | 30 | polygon | FALSE | TRUE | America/New_York | 3 | 27886 | 1840016174 | [10 empty] | LeggettNC
Thayer | Thayer | IA | Iowa | 19175 | Union | 41.029 | -94.0497 | 55 | 229 | polygon | FALSE | TRUE | America/Chicago | 3 | 50254 | 1840009350 | [10 empty] | ThayerIA
Curlew | Curlew | IA | Iowa | 19147 | Palo Alto | 42.9795 | -94.7377 | 55 | 28 | polygon | FALSE | TRUE | America/Chicago | 3 | 50527 | 1840006880 | [10 empty] | CurlewIA
Bibo | Bibo | NM | New Mexico | 35006 | Cibola | 35.1807 | -107.4178 | 55 | 2 | polygon | FALSE | FALSE | America/Denver | 3 | 87014 | 1840024962 | [10 empty] | BiboNM
Julian | Julian | NE | Nebraska | 31127 | Nemaha | 40.5198 | -95.8674 | 55 | 241 | polygon | FALSE | TRUE | America/Chicago | 3 | 68379 | 1840012147 | [10 empty] | JulianNE
Tintah | Tintah | MN | Minnesota | 27155 | Traverse | 46.0109 | -96.3201 | 55 | 28 | polygon | FALSE | TRUE | America/Chicago | 3 | 56583 | 1840009986 | [10 empty] | TintahMN
Manchester | Manchester | MN | Minnesota | 27047 | Freeborn | 43.7256 | -93.451 | 55 | 285 | polygon | FALSE | TRUE | America/Chicago | 3 | 56007 56009 | 1840009001 | [10 empty] | ManchesterMN
Clayton | Clayton | KS | Kansas | 20137 | Norton | 39.7369 | -100.1765 | 55 | 50 | polygon | FALSE | TRUE | America/Chicago | 3 | 67629 | 1840007289 | [10 empty] | ClaytonKS
Cardiff | Cardiff | AL | Alabama | 1073 | Jefferson | 33.6472 | -86.9307 | 55 | 84 | polygon | FALSE | TRUE | America/Chicago | 3 | 35073 | 1840015670 | [10 empty] | CardiffAL
New Washington | New Washington | PA | Pennsylvania | 42033 | Clearfield | 40.8218 | -78.7019 | 55 | 9 | polygon | FALSE | TRUE | America/New_York | 3 | 15757 | 1840003501 | [10 empty] | New WashingtonPA
Iatan | Iatan | MO | Missouri | 29165 | Platte | 39.4774 | -94.9837 | 55 | 176 | polygon | FALSE | TRUE | America/Chicago | 3 | 64484 64098 | 1840012628 | [10 empty] | IatanMO
Iliamna | Iliamna | AK | Alaska | 2164 | Lake and Peninsula | 59.7957 | -154.8698 | 55 | 0 | polygon | FALSE | FALSE | America/Anchorage | 3 | 99606 | 1840023284 | [10 empty] | IliamnaAK
California Junction | California Junction | IA | Iowa | 19085 | Harrison | 41.5601 | -95.9947 | 55 | 46 | polygon | FALSE | FALSE | America/Chicago | 3 | 51555 | 1840024132 | [10 empty] | California JunctionIA
Whaleyville | Whaleyville | MD | Maryland | 24047 | Worcester | 38.3911 | -75.3001 | 55 | 22 | polygon | FALSE | FALSE | America/New_York | 3 | 21872 | 1840006256 | [10 empty] | WhaleyvilleMD
Magnet | Magnet | NE | Nebraska | 31027 | Cedar | 42.4561 | -97.4693 | 54 | 139 | polygon | FALSE | TRUE | America/Chicago | 3 | 68749 | 1840011073 | [10 empty] | MagnetNE
Ginger Blue | Ginger Blue | MO | Missouri | 29119 | McDonald | 36.5899 | -94.4596 | 54 | 79 | polygon | FALSE | TRUE | America/Chicago | 3 | 64854 | 1840013062 | [10 empty] | Ginger BlueMO
Chilili | Chilili | NM | New Mexico | 35001 | Bernalillo | 34.8974 | -106.2332 | 54 | 21 | polygon | FALSE | FALSE | America/Denver | 3 | 87059 | 1840017877 | [10 empty] | ChililiNM
Raymond | Raymond | SD | South Dakota | 46025 | Clark | 44.9105 | -97.9372 | 54 | 79 | polygon | FALSE | TRUE | America/Chicago | 3 | 57258 | 1840002149 | [10 empty] | RaymondSD
Powersville | Powersville | MO | Missouri | 29171 | Putnam | 40.5496 | -93.3003 | 54 | 36 | polygon | FALSE | TRUE | America/Chicago | 3 | 64672 | 1840012133 | [10 empty] | PowersvilleMO
North River | North River | ND | North Dakota | 38017 | Cass | 46.9503 | -96.802 | 54 | 342 | polygon | FALSE | TRUE | America/Chicago | 3 | 58102 | 1840000187 | [10 empty] | North RiverND
Brocket | Brocket | ND | North Dakota | 38071 | Ramsey | 48.2107 | -98.3556 | 54 | 27 | polygon | FALSE | TRUE | America/Chicago | 3 | 58321 | 1840000071 | [10 empty] | BrocketND
Hunter | Hunter | KS | Kansas | 20123 | Mitchell | 39.2349 | -98.396 | 54 | 99 | polygon | FALSE | TRUE | America/Chicago | 3 | 67452 | 1840007350 | [10 empty] | HunterKS
Starkville | Starkville | CO | Colorado | 8071 | Las Animas | 37.1171 | -104.5233 | 54 | 285 | polygon | FALSE | TRUE | America/Denver | 3 | 81082 | 1840022546 | [10 empty] | StarkvilleCO
Macdoel | Macdoel | CA | California | 6093 | Siskiyou | 41.8258 | -122.0058 | 54 | 140 | polygon | FALSE | FALSE | America/Los_Angeles | 3 | 96058 | 1840017468 | [10 empty] | MacdoelCA
Fancy Gap | Fancy Gap | VA | Virginia | 51035 | Carroll | 36.6771 | -80.6997 | 54 | 5 | polygon | FALSE | FALSE | America/New_York | 3 | 24328 | 1840006524 | [10 empty] | Fancy GapVA
Playas | Playas | NM | New Mexico | 35023 | Hidalgo | 31.9126 | -108.5363 | 54 | 11 | polygon | FALSE | FALSE | America/Denver | 3 | 88009 | 1840025102 | [10 empty] | PlayasNM
Goldville | Goldville | AL | Alabama | 1123 | Tallapoosa | 33.0841 | -85.7831 | 54 | 21 | polygon | FALSE | TRUE | America/Chicago | 3 | 36255 36256 | 1840006026 | [10 empty] | GoldvilleAL
Mohawk Vista | Mohawk Vista | CA | California | 6063 | Plumas | 39.8048 | -120.5883 | 54 | 1 | polygon | FALSE | FALSE | America/Los_Angeles | 3 | 96103 | 1840028349 | [10 empty] | Mohawk VistaCA
Alton | Alton | IN | Indiana | 18025 | Crawford | 38.1211 | -86.4195 | 54 | 121 | polygon | FALSE | TRUE | America/Indiana/Marengo | 3 | 47137 | 1840010811 | [10 empty] | AltonIN
Bergoo | Bergoo | WV | West Virginia | 54101 | Webster | 38.4851 | -80.2981 | 54 | 98 | polygon | FALSE | FALSE | America/New_York | 3 | 26298 | 1840025655 | [10 empty] | BergooWV
Weston | Weston | IA | Iowa | 19155 | Pottawattamie | 41.342 | -95.7448 | 54 | 50 | polygon | FALSE | FALSE | America/Chicago | 3 | 51576 | 1840024148 | [10 empty] | WestonIA
Jackson Junction | Jackson Junction | IA | Iowa | 19191 | Winneshiek | 43.1014 | -92.0463 | 54 | 3 | polygon | FALSE | TRUE | America/Chicago | 3 | 52171 | 1840007980 | [10 empty] | Jackson JunctionIA
Glen Haven | Glen Haven | WI | Wisconsin | 55043 | Grant | 42.8313 | -91.0633 | 54 | 9 | polygon | FALSE | FALSE | America/Chicago | 3 | 53810 | 1840025448 | [10 empty] | Glen HavenWI
Moss Landing | Moss Landing | CA | California | 6053 | Monterey | 36.8019 | -121.7872 | 54 | 52 | polygon | FALSE | FALSE | America/Los_Angeles | 3 | 95039 | 1840019018 | [10 empty] | Moss LandingCA
Donnybrook | Donnybrook | ND | North Dakota | 38101 | Ward | 48.5077 | -101.8872 | 53 | 30 | polygon | FALSE | TRUE | America/Chicago | 3 | 58734 | 1840000049 | [10 empty] | DonnybrookND
McHenry | McHenry | ND | North Dakota | 38031 | Foster | 47.5764 | -98.591 | 53 | 83 | polygon | FALSE | TRUE | America/Chicago | 3 | 58464 | 1840000141 | [10 empty] | McHenryND
Smyrna | Smyrna | SC | South Carolina | 45091 | York | 35.042 | -81.4094 | 53 | 28 | polygon | FALSE | TRUE | America/New_York | 3 | 29743 | 1840017885 | [10 empty] | SmyrnaSC
Harrison | Harrison | SD | South Dakota | 46043 | Douglas | 43.4311 | -98.5267 | 53 | 189 | polygon | FALSE | FALSE | America/Chicago | 3 | 57344 | 1840004233 | [10 empty] | HarrisonSD
Smithfield | Smithfield | NE | Nebraska | 31073 | Gosper | 40.5733 | -99.7409 | 53 | 120 | polygon | FALSE | TRUE | America/Chicago | 3 | 68976 | 1840012043 | [10 empty] | SmithfieldNE
Leonidas | Leonidas | MN | Minnesota | 27137 | St. Louis | 47.4681 | -92.5679 | 53 | 15 | polygon | FALSE | TRUE | America/Chicago | 3 | 55734 | 1840007695 | [10 empty] | LeonidasMN
Fullerton | Fullerton | ND | North Dakota | 38021 | Dickey | 46.1632 | -98.4272 | 53 | 52 | polygon | FALSE | TRUE | America/Chicago | 3 | 58441 | 1840000253 | [10 empty] | FullertonND
Klein | Klein | MT | Montana | 30065 | Musselshell | 46.3983 | -108.5525 | 53 | 1 | polygon | FALSE | FALSE | America/Denver | 3 | 59072 | 1840017378 | [10 empty] | KleinMT
Robinson Mill | Robinson Mill | CA | California | 6007 | Butte | 39.4857 | -121.3202 | 53 | 15 | polygon | FALSE | TRUE | America/Los_Angeles | 3 | 95966 | 1840042828 | [10 empty] | Robinson MillCA
Sandyville | Sandyville | IA | Iowa | 19181 | Warren | 41.3709 | -93.3862 | 53 | 41 | polygon | FALSE | TRUE | America/Chicago | 3 | 50001 | 1840009283 | [10 empty] | SandyvilleIA
Colorado Acres | Colorado Acres | TX | Texas | 48479 | Webb | 27.6449 | -99.2143 | 53 | 6 | polygon | FALSE | TRUE | America/Chicago | 3 | 78044 | 1840040694 | [10 empty] | Colorado AcresTX
Bakersville | Bakersville | MD | Maryland | 24043 | Washington | 39.5148 | -77.757 | 53 | 402 | polygon | FALSE | FALSE | America/New_York | 3 | 21782 21713 | 1840024387 | [10 empty] | BakersvilleMD
Indian Falls | Indian Falls | CA | California | 6063 | Plumas | 40.0587 | -120.9803 | 53 | 11 | polygon | FALSE | FALSE | America/Los_Angeles | 3 | 95934 | 1840017521 | [10 empty] | Indian FallsCA
Irwin | Irwin | MO | Missouri | 29011 | Barton | 37.5884 | -94.287 | 53 | 69 | polygon | FALSE | FALSE | America/Chicago | 3 | 64759 | 1840025726 | [10 empty] | IrwinMO
Bay Lake | Bay Lake | FL | Florida | 12095 | Orange | 28.3871 | -81.5751 | 53 | 0 | polygon | FALSE | TRUE | America/New_York | 3 | 32836 32830 | 1840011791 | [10 empty] | Bay LakeFL
Elbe | Elbe | WA | Washington | 53053 | Pierce | 46.7653 | -122.1946 | 53 | 356 | polygon | FALSE | FALSE | America/Los_Angeles | 3 | 98330 | 1840017364 | [10 empty] | ElbeWA
Amity | Amity | MO | Missouri | 29063 | DeKalb | 39.8683 | -94.4354 | 53 | 118 | polygon | FALSE | TRUE | America/Chicago | 3 | 64422 | 1840010539 | [10 empty] | AmityMO
Arcola | Arcola | MO | Missouri | 29057 | Dade | 37.5493 | -93.8761 | 53 | 69 | polygon | FALSE | TRUE | America/Chicago | 3 | 65603 | 1840013012 | [10 empty] | ArcolaMO
Belva | Belva | WV | West Virginia | 54067 | Nicholas | 38.2328 | -81.1894 | 53 | 148 | polygon | FALSE | FALSE | America/New_York | 3 | 26656 | 1840025665 | [10 empty] | BelvaWV
Hard Rock | Hard Rock | AZ | Arizona | 4017 | Navajo | 36.0309 | -110.5048 | 53 | 3 | polygon | FALSE | TRUE | America/Denver | 3 | 86039 | 1840075388 | [10 empty] | Hard RockAZ
Panola | Panola | IL | Illinois | 17203 | Woodford | 40.7829 | -89.0203 | 52 | 46 | polygon | FALSE | TRUE | America/Chicago | 3 | 61760 61738 | 1840011946 | [10 empty] | PanolaIL
Ward | Ward | SD | South Dakota | 46101 | Moody | 44.1548 | -96.4626 | 52 | 69 | polygon | FALSE | TRUE | America/Chicago | 3 | 57026 | 1840002532 | [10 empty] | WardSD
Lake City | Lake City | SD | South Dakota | 46091 | Marshall | 45.7248 | -97.4139 | 52 | 91 | polygon | FALSE | TRUE | America/Chicago | 3 | 57247 | 1840002044 | [10 empty] | Lake CitySD
Port Alexander | Port Alexander | AK | Alaska | 2198 | Prince of Wales-Hyder | 56.2346 | -134.6532 | 52 | 5 | polygon | FALSE | TRUE | America/Sitka | 3 | 99836 | 1840023638 | [10 empty] | Port AlexanderAK
Oxford | Oxford | ID | Idaho | 16041 | Franklin | 42.2598 | -112.0177 | 52 | 76 | polygon | FALSE | TRUE | America/Boise | 3 | 83228 | 1840020098 | [10 empty] | OxfordID
Hatfield | Hatfield | MN | Minnesota | 27117 | Pipestone | 43.9546 | -96.1905 | 52 | 7 | polygon | FALSE | TRUE | America/Chicago | 3 | 56128 56164 | 1840006797 | [10 empty] | HatfieldMN
Los Ojos | Los Ojos | NM | New Mexico | 35039 | Rio Arriba | 36.736 | -106.567 | 52 | 14 | polygon | FALSE | FALSE | America/Denver | 3 | 87551 | 1840024838 | [10 empty] | Los OjosNM
Mizpah | Mizpah | MN | Minnesota | 27071 | Koochiching | 47.9209 | -94.2132 | 52 | 6 | polygon | FALSE | TRUE | America/Chicago | 3 | 56660 56661 | 1840007683 | [10 empty] | MizpahMN
Farwell | Farwell | MN | Minnesota | 27121 | Pope | 45.7524 | -95.6189 | 52 | 78 | polygon | FALSE | TRUE | America/Chicago | 3 | 56327 | 1840007787 | [10 empty] | FarwellMN
Earlton | Earlton | KS | Kansas | 20133 | Neosho | 37.5873 | -95.4696 | 52 | 125 | polygon | FALSE | TRUE | America/Chicago | 3 | 66720 | 1840008721 | [10 empty] | EarltonKS
Elmdale | Elmdale | KS | Kansas | 20017 | Chase | 38.3732 | -96.6457 | 52 | 121 | polygon | FALSE | TRUE | America/Chicago | 3 | 66850 | 1840008647 | [10 empty] | ElmdaleKS
Marienthal | Marienthal | KS | Kansas | 20203 | Wichita | 38.4891 | -101.22 | 52 | 10 | polygon | FALSE | FALSE | America/Chicago | 3 | 67863 | 1840026733 | [10 empty] | MarienthalKS
Urbank | Urbank | MN | Minnesota | 27111 | Otter Tail | 46.1242 | -95.5104 | 52 | 30 | polygon | FALSE | TRUE | America/Chicago | 3 | 56588 56361 | 1840009976 | [10 empty] | UrbankMN
Cucumber | Cucumber | WV | West Virginia | 54047 | McDowell | 37.2785 | -81.6241 | 52 | 44 | polygon | FALSE | FALSE | America/New_York | 3 | 24826 | 1840025733 | [10 empty] | CucumberWV
Souris | Souris | ND | North Dakota | 38009 | Bottineau | 48.91 | -100.6826 | 52 | 205 | polygon | FALSE | TRUE | America/Chicago | 3 | 58783 | 1840001855 | [10 empty] | SourisND
Littlejohn Island | Littlejohn Island | ME | Maine | 23005 | Cumberland | 43.7599 | -70.1284 | 52 | 58 | polygon | FALSE | FALSE | America/New_York | 3 | 4096 | 1840024005 | [10 empty] | Littlejohn IslandME
Lima | Lima | OK | Oklahoma | 40133 | Seminole | 35.1737 | -96.5985 | 52 | 44 | polygon | FALSE | TRUE | America/Chicago | 3 | 74884 | 1840021779 | [10 empty] | LimaOK
Lake Davis | Lake Davis | CA | California | 6063 | Plumas | 39.8564 | -120.463 | 52 | 3 | polygon | FALSE | FALSE | America/Los_Angeles | 3 | 96122 | 1840017525 | [10 empty] | Lake DavisCA
Paisano Park | Paisano Park | TX | Texas | 48409 | San Patricio | 28.0951 | -97.8592 | 52 | 228 | polygon | FALSE | FALSE | America/Chicago | 3 | 78368 | 1840037130 | [10 empty] | Paisano ParkTX
Kansas | Kansas | OH | Ohio | 39147 | Seneca | 41.2452 | -83.2839 | 52 | 45 | polygon | FALSE | FALSE | America/New_York | 3 | 44841 | 1840026351 | [10 empty] | KansasOH
Barney | Barney | ND | North Dakota | 38077 | Richland | 46.2658 | -96.9988 | 52 | 109 | polygon | FALSE | TRUE | America/Chicago | 3 | 58008 | 1840001947 | [10 empty] | BarneyND
Powellville | Powellville | MD | Maryland | 24045 | Wicomico | 38.3296 | -75.3753 | 52 | 13 | polygon | FALSE | FALSE | America/New_York | 3 | 21850 | 1840024670 | [10 empty] | PowellvilleMD
Riverside | Riverside | WY | Wyoming | 56007 | Carbon | 41.2154 | -106.7813 | 52 | 74 | polygon | FALSE | TRUE | America/Denver | 3 | 82325 | 1840021312 | [10 empty] | RiversideWY
Oldtown | Oldtown | MD | Maryland | 24001 | Allegany | 39.5428 | -78.6155 | 52 | 150 | polygon | FALSE | FALSE | America/New_York | 3 | 21555 | 1840024432 | [10 empty] | OldtownMD
Eagleville | Eagleville | CA | California | 6049 | Modoc | 41.3191 | -120.1147 | 52 | 20 | polygon | FALSE | FALSE | America/Los_Angeles | 3 | 96110 | 1840025512 | [10 empty] | EaglevilleCA
Krupp | Krupp | WA | Washington | 53025 | Grant | 47.4105 | -118.9887 | 52 | 34 | polygon | FALSE | TRUE | America/Los_Angeles | 3 | 98832 | 1840074934 | [10 empty] | KruppWA
Arrow Rock | Arrow Rock | MO | Missouri | 29195 | Saline | 39.07 | -92.9473 | 52 | 150 | polygon | FALSE | TRUE | America/Chicago | 3 | 65320 | 1840010663 | [10 empty] | Arrow RockMO
Boy River | Boy River | MN | Minnesota | 27021 | Cass | 47.1669 | -94.1233 | 51 | 46 | polygon | FALSE | TRUE | America/Chicago | 3 | 56672 | 1840006625 | [10 empty] | Boy RiverMN
Brogan | Brogan | OR | Oregon | 41045 | Malheur | 44.2475 | -117.5186 | 51 | 6 | polygon | FALSE | FALSE | America/Boise | 3 | 97903 | 1840025374 | [10 empty] | BroganOR
Allendale | Allendale | MO | Missouri | 29227 | Worth | 40.4853 | -94.2887 | 51 | 34 | polygon | FALSE | TRUE | America/Chicago | 3 | 64420 | 1840010426 | [10 empty] | AllendaleMO
Springbrook | Springbrook | WI | Wisconsin | 55129 | Washburn | 45.9467 | -91.6891 | 51 | 27 | polygon | FALSE | FALSE | America/Chicago | 3 | 54875 | 1840038028 | [10 empty] | SpringbrookWI
New Albany | New Albany | KS | Kansas | 20205 | Wilson | 37.5678 | -95.9363 | 51 | 106 | polygon | FALSE | TRUE | America/Chicago | 3 | 66736 | 1840008720 | [10 empty] | New AlbanyKS
Garrison | Garrison | NE | Nebraska | 31023 | Butler | 41.1754 | -97.1633 | 51 | 172 | polygon | FALSE | TRUE | America/Chicago | 3 | 68632 | 1840011625 | [10 empty] | GarrisonNE
Nunda | Nunda | SD | South Dakota | 46079 | Lake | 44.1599 | -97.0194 | 51 | 19 | polygon | FALSE | TRUE | America/Chicago | 3 | 57050 | 1840000325 | [10 empty] | NundaSD
Laconia | Laconia | IN | Indiana | 18061 | Harrison | 38.0318 | -86.0855 | 51 | 389 | polygon | FALSE | TRUE | America/Kentucky/Louisville | 3 | 47135 | 1840009822 | [10 empty] | LaconiaIN
South Fork | South Fork | MO | Missouri | 29091 | Howell | 36.6311 | -91.9602 | 51 | 5 | polygon | FALSE | FALSE | America/Chicago | 3 | 65775 | 1840025743 | [10 empty] | South ForkMO
Shawmut | Shawmut | MT | Montana | 30107 | Wheatland | 46.3447 | -109.5122 | 51 | 9 | polygon | FALSE | FALSE | America/Denver | 3 | 59078 | 1840023862 | [10 empty] | ShawmutMT
Dovray | Dovray | MN | Minnesota | 27101 | Murray | 44.0545 | -95.5477 | 51 | 79 | polygon | FALSE | TRUE | America/Chicago | 3 | 56125 | 1840006804 | [10 empty] | DovrayMN
Martin | Martin | NE | Nebraska | 31101 | Keith | 41.2581 | -101.7091 | 51 | 54 | polygon | FALSE | FALSE | America/Denver | 3 | 69146 | 1840024162 | [10 empty] | MartinNE
Niagara | Niagara | ND | North Dakota | 38035 | Grand Forks | 47.9983 | -97.8717 | 51 | 20 | polygon | FALSE | TRUE | America/Chicago | 3 | 58266 | 1840000105 | [10 empty] | NiagaraND
McKinnon | McKinnon | WY | Wyoming | 56037 | Sweetwater | 41.0314 | -109.9384 | 51 | 3 | polygon | FALSE | FALSE | America/Denver | 3 | 82938 | 1840017464 | [10 empty] | McKinnonWY
Fellows | Fellows | CA | California | 6029 | Kern | 35.1779 | -119.5472 | 51 | 28 | polygon | FALSE | FALSE | America/Los_Angeles | 3 | 93224 | 1840017816 | [10 empty] | FellowsCA
Grenville | Grenville | SD | South Dakota | 46037 | Day | 45.467 | -97.3902 | 51 | 83 | polygon | FALSE | TRUE | America/Chicago | 3 | 57239 | 1840001559 | [10 empty] | GrenvilleSD
Archer | Archer | NE | Nebraska | 31121 | Merrick | 41.1667 | -98.1389 | 51 | 19 | polygon | FALSE | FALSE | America/Chicago | 3 | 68816 | 1840024167 | [10 empty] | ArcherNE
Elyria | Elyria | NE | Nebraska | 31175 | Valley | 41.6802 | -99.0053 | 51 | 73 | polygon | FALSE | TRUE | America/Chicago | 3 | 68837 | 1840011475 | [10 empty] | ElyriaNE
Foster | Foster | NE | Nebraska | 31139 | Pierce | 42.2747 | -97.6651 | 51 | 88 | polygon | FALSE | TRUE | America/Chicago | 3 | 68765 | 1840011186 | [10 empty] | FosterNE
Paradise Valley | Paradise Valley | NV | Nevada | 32013 | Humboldt | 41.49 | -117.5323 | 51 | 1 | polygon | FALSE | FALSE | America/Los_Angeles | 3 | 89426 | 1840024113 | [10 empty] | Paradise ValleyNV
North San Ysidro | North San Ysidro | NM | New Mexico | 35047 | San Miguel | 35.4747 | -105.5662 | 51 | 8 | polygon | FALSE | FALSE | America/Denver | 3 | 87538 | 1840024921 | [10 empty] | North San YsidroNM
Cow Creek | Cow Creek | SD | South Dakota | 46119 | Sully | 44.5538 | -100.4753 | 50 | 10 | polygon | FALSE | TRUE | America/Chicago | 3 | 57501 | 1840040549 | [10 empty] | Cow CreekSD
Woodford | Woodford | WI | Wisconsin | 55065 | Lafayette | 42.6476 | -89.8597 | 50 | 80 | polygon | FALSE | FALSE | America/Chicago | 3 | 53599 | 1840025481 | [10 empty] | WoodfordWI
Qui-nai-elt Village | Qui-nai-elt Village | WA | Washington | 53027 | Grays Harbor | 47.2502 | -124.1903 | 50 | 26 | polygon | FALSE | TRUE | America/Los_Angeles | 3 | 98587 | 1840042034 | [10 empty] | Qui-nai-elt VillageWA
Skedee | Skedee | OK | Oklahoma | 40117 | Pawnee | 36.3804 | -96.7039 | 50 | 144 | polygon | FALSE | TRUE | America/Chicago | 3 | 74058 | 1840022662 | [10 empty] | SkedeeOK
Belle Prairie City | Belle Prairie City | IL | Illinois | 17065 | Hamilton | 38.2235 | -88.5556 | 50 | 44 | polygon | FALSE | TRUE | America/Chicago | 3 | 62828 | 1840009834 | [10 empty] | Belle Prairie CityIL
Dunbar | Dunbar | WI | Wisconsin | 55075 | Marinette | 45.6471 | -88.1754 | 50 | 18 | polygon | FALSE | FALSE | America/Chicago | 3 | 54119 | 1840026080 | [10 empty] | DunbarWI
Venice | Venice | NE | Nebraska | 31055 | Douglas | 41.239 | -96.3526 | 50 | 40 | polygon | FALSE | FALSE | America/Chicago | 3 | 68069 | 1840024170 | [10 empty] | VeniceNE
Rinard | Rinard | IA | Iowa | 19025 | Calhoun | 42.3396 | -94.485 | 50 | 19 | polygon | FALSE | TRUE | America/Chicago | 3 | 51453 | 1840009119 | [10 empty] | RinardIA
Swink | Swink | OK | Oklahoma | 40023 | Choctaw | 34.0168 | -95.2022 | 50 | 79 | polygon | FALSE | FALSE | America/Chicago | 3 | 74761 | 1840026983 | [10 empty] | SwinkOK
Malo | Malo | WA | Washington | 53019 | Ferry | 48.7997 | -118.6119 | 50 | 164 | polygon | FALSE | FALSE | America/Los_Angeles | 3 | 99150 | 1840026093 | [10 empty] | MaloWA
Beaver | Beaver | IA | Iowa | 19015 | Boone | 42.0383 | -94.14 | 50 | 77 | polygon | FALSE | TRUE | America/Chicago | 3 | 50212 | 1840007010 | [10 empty] | BeaverIA
Doran | Doran | MN | Minnesota | 27167 | Wilkin | 46.1852 | -96.4858 | 50 | 93 | polygon | FALSE | TRUE | America/Chicago | 3 | 56522 | 1840006658 | [10 empty] | DoranMN
Antelope | Antelope | OR | Oregon | 41065 | Wasco | 44.9113 | -120.7236 | 50 | 41 | polygon | FALSE | TRUE | America/Los_Angeles | 3 | 97001 | 1840018566 | [10 empty] | AntelopeOR
Lake Roberts Heights | Lake Roberts Heights | NM | New Mexico | 35017 | Grant | 33.0271 | -108.1382 | 50 | 25 | polygon | FALSE | TRUE | America/Denver | 3 | 88061 | 1840040127 | [10 empty] | Lake Roberts HeightsNM
Leona | Leona | KS | Kansas | 20043 | Doniphan | 39.7861 | -95.3214 | 50 | 306 | polygon | FALSE | TRUE | America/Chicago | 3 | 66532 | 1840008431 | [10 empty] | LeonaKS
Lamont | Lamont | FL | Florida | 12065 | Jefferson | 30.3796 | -83.8135 | 50 | 8 | polygon | FALSE | FALSE | America/New_York | 3 | 32336 | 1840026005 | [10 empty] | LamontFL
Ophir | Ophir | UT | Utah | 49045 | Tooele | 40.3719 | -112.2498 | 50 | 151 | polygon | FALSE | FALSE | America/Denver | 3 | 84071 | 1840022393 | [10 empty] | OphirUT
Tolley | Tolley | ND | North Dakota | 38075 | Renville | 48.7309 | -101.8273 | 50 | 132 | polygon | FALSE | TRUE | America/Chicago | 3 | 58787 | 1840001865 | [10 empty] | TolleyND
Poole | Poole | NE | Nebraska | 31019 | Buffalo | 40.9871 | -98.9655 | 50 | 7 | polygon | FALSE | FALSE | America/Chicago | 3 | 68869 | 1840024237 | [10 empty] | PooleNE
IXL | IXL | OK | Oklahoma | 40107 | Okfuskee | 35.5227 | -96.3881 | 50 | 4 | polygon | FALSE | TRUE | America/Chicago | 3 | 74833 | 1840021754 | [10 empty] | IXLOK
Elmira | Elmira | MO | Missouri | 29177 | Ray | 39.5087 | -94.1546 | 50 | 265 | polygon | FALSE | TRUE | America/Chicago | 3 | 64062 | 1840012633 | [10 empty] | ElmiraMO
Pondsville | Pondsville | MD | Maryland | 24043 | Washington | 39.6234 | -77.5916 | 50 | 62 | polygon | FALSE | FALSE | America/New_York | 3 | 21783 | 1840024408 | [10 empty] | PondsvilleMD
Satartia | Satartia | MS | Mississippi | 28163 | Yazoo | 32.672 | -90.5445 | 50 | 134 | polygon | FALSE | TRUE | America/Chicago | 3 | 39162 | 1840018054 | [10 empty] | SatartiaMS
Dames Quarter | Dames Quarter | MD | Maryland | 24039 | Somerset | 38.1697 | -75.8895 | 50 | 1 | polygon | FALSE | FALSE | America/New_York | 3 | 21821 21853 | 1840006274 | [10 empty] | Dames QuarterMD
Cora | Cora | WY | Wyoming | 56035 | Sublette | 42.9578 | -109.9917 | 49 | 3 | polygon | FALSE | FALSE | America/Denver | 3 | 82941 82925 | 1840017447 | [10 empty] | CoraWY
Whitehawk | Whitehawk | CA | California | 6063 | Plumas | 39.7206 | -120.5536 | 49 | 7 | polygon | FALSE | FALSE | America/Los_Angeles | 3 | 96106 | 1840028355 | [10 empty] | WhitehawkCA
Prairie Rose | Prairie Rose | ND | North Dakota | 38017 | Cass | 46.8171 | -96.8353 | 49 | 464 | polygon | FALSE | TRUE | America/Chicago | 3 | 58104 | 1840000189 | [10 empty] | Prairie RoseND
Umber View Heights | Umber View Heights | MO | Missouri | 29039 | Cedar | 37.6233 | -93.8036 | 49 | 304 | polygon | FALSE | TRUE | America/Chicago | 3 | 65785 | 1840012981 | [10 empty] | Umber View HeightsMO
Nekoma | Nekoma | ND | North Dakota | 38019 | Cavalier | 48.5763 | -98.3755 | 49 | 50 | polygon | FALSE | TRUE | America/Chicago | 3 | 58355 | 1840000031 | [10 empty] | NekomaND
La Victoria | La Victoria | TX | Texas | 48427 | Starr | 26.3478 | -98.6295 | 49 | 62 | polygon | FALSE | FALSE | America/Chicago | 3 | 78582 | 1840037058 | [10 empty] | La VictoriaTX
Neihart | Neihart | MT | Montana | 30013 | Cascade | 46.9352 | -110.7361 | 49 | 9 | polygon | FALSE | TRUE | America/Denver | 3 | 59465 | 1840022301 | [10 empty] | NeihartMT
Crozier | Crozier | AZ | Arizona | 4015 | Mohave | 35.4227 | -113.6486 | 49 | 18 | polygon | FALSE | FALSE | America/Phoenix | 3 | 86437 86434 | 1840023176 | [10 empty] | CrozierAZ
Echo | Echo | UT | Utah | 49043 | Summit | 40.9803 | -111.4393 | 49 | 23 | polygon | FALSE | FALSE | America/Denver | 3 | 84024 | 1840024183 | [10 empty] | EchoUT
Pine Island | Pine Island | FL | Florida | 12053 | Hernando | 28.5727 | -82.6545 | 49 | 296 | polygon | FALSE | FALSE | America/New_York | 3 | 34607 | 1840014110 | [10 empty] | Pine IslandFL
State Line | State Line | ID | Idaho | 16055 | Kootenai | 47.7052 | -117.0366 | 49 | 171 | polygon | FALSE | TRUE | America/Los_Angeles | 3 | 83854 | 1840074878 | [10 empty] | State LineID
Turton | Turton | SD | South Dakota | 46115 | Spink | 45.049 | -98.0974 | 49 | 51 | polygon | FALSE | TRUE | America/Chicago | 3 | 57477 | 1840002122 | [10 empty] | TurtonSD
South End | South End | MN | Minnesota | 27029 | Clearwater | 47.3231 | -95.4788 | 49 | 10 | polygon | FALSE | FALSE | America/Chicago | 3 | 56621 | 1840140386 | [10 empty] | South EndMN
Annapolis | Annapolis | IL | Illinois | 17033 | Crawford | 39.1452 | -87.8154 | 49 | 609 | polygon | FALSE | FALSE | America/Chicago | 3 | 62413 | 1840024530 | [10 empty] | AnnapolisIL
Panorama Heights | Panorama Heights | CA | California | 6107 | Tulare | 35.8068 | -118.627 | 49 | 39 | polygon | FALSE | FALSE | America/Los_Angeles | 3 | 93260 | 1840139203 | [10 empty] | Panorama HeightsCA
Long Lake | Long Lake | WI | Wisconsin | 55037 | Florence | 45.8431 | -88.6673 | 49 | 71 | polygon | FALSE | FALSE | America/Chicago | 3 | 54542 | 1840025289 | [10 empty] | Long LakeWI
Cherokee City | Cherokee City | AR | Arkansas | 5007 | Benton | 36.2947 | -94.5769 | 49 | 40 | polygon | FALSE | FALSE | America/Chicago | 3 | 72734 | 1840022675 | [10 empty] | Cherokee CityAR
Corral City | Corral City | TX | Texas | 48121 | Denton | 33.0985 | -97.2304 | 49 | 123 | polygon | FALSE | TRUE | America/Chicago | 3 | 76226 | 1840022991 | [10 empty] | Corral CityTX
Padre Ranchitos | Padre Ranchitos | AZ | Arizona | 4027 | Yuma | 32.6497 | -114.6416 | 49 | 65 | polygon | FALSE | TRUE | America/Phoenix | 3 | 85365 | 1840075422 | [10 empty] | Padre RanchitosAZ
Hayesville | Hayesville | IA | Iowa | 19107 | Keokuk | 41.2646 | -92.2477 | 49 | 74 | polygon | FALSE | TRUE | America/Chicago | 3 | 52591 | 1840007108 | [10 empty] | HayesvilleIA
Laird | Laird | CO | Colorado | 8125 | Yuma | 40.0819 | -102.102 | 49 | 125 | polygon | FALSE | FALSE | America/Denver | 3 | 80758 | 1840024321 | [10 empty] | LairdCO
Roscoe | Roscoe | MT | Montana | 30009 | Carbon | 45.3517 | -109.4933 | 49 | 83 | polygon | FALSE | FALSE | America/Denver | 3 | 59071 | 1840023905 | [10 empty] | RoscoeMT
Mammoth | Mammoth | WY | Wyoming | 56029 | Park | 44.9733 | -110.6931 | 49 | 24 | polygon | FALSE | FALSE | America/Denver | 3 | 82190 | 1840023927 | [10 empty] | MammothWY
Chignik Lake | Chignik Lake | AK | Alaska | 2164 | Lake and Peninsula | 56.2631 | -158.8049 | 49 | 1 | polygon | FALSE | FALSE | America/Anchorage | 3 | 99548 | 1840023691 | [10 empty] | Chignik LakeAK
Rea | Rea | MO | Missouri | 29003 | Andrew | 40.0616 | -94.7646 | 48 | 154 | polygon | FALSE | TRUE | America/Chicago | 3 | 64480 | 1840009475 | [10 empty] | ReaMO
Crum | Crum | WV | West Virginia | 54099 | Wayne | 37.9095 | -82.447 | 48 | 36 | polygon | FALSE | FALSE | America/New_York | 3 | 25669 | 1840025673 | [10 empty] | CrumWV
Paradise | Paradise | KS | Kansas | 20167 | Russell | 39.1145 | -98.9184 | 48 | 75 | polygon | FALSE | TRUE | America/Chicago | 3 | 67658 | 1840009707 | [10 empty] | ParadiseKS
Piney | Piney | OK | Oklahoma | 40001 | Adair | 35.8875 | -94.5536 | 48 | 4 | polygon | FALSE | FALSE | America/Chicago | 3 | 74960 | 1840034578 | [10 empty] | PineyOK
Naples | Naples | SD | South Dakota | 46025 | Clark | 44.7716 | -97.5131 | 48 | 133 | polygon | FALSE | TRUE | America/Chicago | 3 | 57271 | 1840000293 | [10 empty] | NaplesSD
Canoochee | Canoochee | GA | Georgia | 13107 | Emanuel | 32.6786 | -82.1786 | 48 | 7 | polygon | FALSE | FALSE | America/New_York | 3 | 30471 | 1840025894 | [10 empty] | CanoocheeGA
Wilmore | Wilmore | KS | Kansas | 20033 | Comanche | 37.3352 | -99.2103 | 48 | 104 | polygon | FALSE | TRUE | America/Chicago | 3 | 67155 | 1840010874 | [10 empty] | WilmoreKS
Carrsville | Carrsville | KY | Kentucky | 21139 | Livingston | 37.3981 | -88.3754 | 48 | 284 | polygon | FALSE | TRUE | America/Chicago | 3 | 42081 | 1840014377 | [10 empty] | CarrsvilleKY
Emelle | Emelle | AL | Alabama | 1119 | Sumter | 32.7287 | -88.3165 | 48 | 87 | polygon | FALSE | TRUE | America/Chicago | 3 | 35459 | 1840016948 | [10 empty] | EmelleAL
Biddle | Biddle | MT | Montana | 30075 | Powder River | 45.1051 | -105.3116 | 48 | 1 | polygon | FALSE | FALSE | America/Denver | 3 | 59314 | 1840023900 | [10 empty] | BiddleMT
Kasaan | Kasaan | AK | Alaska | 2198 | Prince of Wales-Hyder | 55.5573 | -132.4137 | 48 | 3 | polygon | FALSE | TRUE | America/Sitka | 3 | 99919 | 1840023522 | [10 empty] | KasaanAK
Veteran | Veteran | WY | Wyoming | 56015 | Goshen | 41.9627 | -104.3863 | 48 | 13 | polygon | FALSE | FALSE | America/Denver | 3 | 82243 | 1840018685 | [10 empty] | VeteranWY
Sundown | Sundown | MO | Missouri | 29153 | Ozark | 36.566 | -92.638 | 48 | 17 | polygon | FALSE | FALSE | America/Chicago | 3 | 65761 | 1840025752 | [10 empty] | SundownMO
Twilight | Twilight | WV | West Virginia | 54005 | Boone | 37.9252 | -81.6177 | 48 | 36 | polygon | FALSE | FALSE | America/New_York | 3 | 25204 | 1840038182 | [10 empty] | TwilightWV
Selz | Selz | ND | North Dakota | 38069 | Pierce | 47.8594 | -99.8934 | 48 | 135 | polygon | FALSE | FALSE | America/Chicago | 3 | 58341 | 1840023767 | [10 empty] | SelzND
River Sioux | River Sioux | IA | Iowa | 19085 | Harrison | 41.8024 | -96.0479 | 48 | 48 | polygon | FALSE | FALSE | America/Chicago | 3 | 51545 | 1840024133 | [10 empty] | River SiouxIA
Burnt Prairie | Burnt Prairie | IL | Illinois | 17193 | White | 38.2508 | -88.2585 | 48 | 244 | polygon | FALSE | TRUE | America/Chicago | 3 | 62820 | 1840010818 | [10 empty] | Burnt PrairieIL
Crystal Mountain | Crystal Mountain | MI | Michigan | 26019 | Benzie | 44.522 | -86.0022 | 48 | 11 | polygon | FALSE | TRUE | America/Detroit | 3 | 49683 | 1840039583 | [10 empty] | Crystal MountainMI
Evergreen | Evergreen | TX | Texas | 48427 | Starr | 26.4247 | -99.024 | 48 | 1740 | polygon | FALSE | FALSE | America/Chicago | 3 | 78584 | 1840037127 | [10 empty] | EvergreenTX
Nina | Nina | TX | Texas | 48427 | Starr | 26.2811 | -98.581 | 48 | 445 | polygon | FALSE | TRUE | America/Chicago | 3 | 78582 | 1840036731 | [10 empty] | NinaTX
Sun City | Sun City | KS | Kansas | 20007 | Barber | 37.3785 | -98.9165 | 48 | 131 | polygon | FALSE | TRUE | America/Chicago | 3 | 67028 67143 | 1840009903 | [10 empty] | Sun CityKS
Eagle Village | Eagle Village | AK | Alaska | 2240 | Southeast Fairbanks | 64.7434 | -141.1138 | 48 | 1 | polygon | FALSE | FALSE | America/Anchorage | 3 | 99738 | 1840023467 | [10 empty] | Eagle VillageAK
Kathryn | Kathryn | ND | North Dakota | 38003 | Barnes | 46.6812 | -97.9704 | 48 | 31 | polygon | FALSE | TRUE | America/Chicago | 3 | 58049 | 1840000163 | [10 empty] | KathrynND
Clearview | Clearview | OK | Oklahoma | 40107 | Okfuskee | 35.3971 | -96.1908 | 48 | 107 | polygon | FALSE | TRUE | America/Chicago | 3 | 74880 | 1840022743 | [10 empty] | ClearviewOK
Fishers Landing | Fishers Landing | NY | New York | 36045 | Jefferson | 44.2743 | -76.0069 | 48 | 86 | polygon | FALSE | FALSE | America/New_York | 3 | 13641 | 1840023980 | [10 empty] | Fishers LandingNY
South Gifford | South Gifford | MO | Missouri | 29121 | Macon | 40.0258 | -92.6831 | 48 | 90 | polygon | FALSE | TRUE | America/Chicago | 3 | 63549 | 1840073821 | [10 empty] | South GiffordMO
SalineÃ±o North | Salineno North | TX | Texas | 48427 | Starr | 26.5255 | -99.0901 | 48 | 94 | polygon | FALSE | TRUE | America/Chicago | 3 | 78585 78584 | 1840041486 | [10 empty] | SalineÃ±o NorthTX
Altoona | Altoona | WA | Washington | 53069 | Wahkiakum | 46.2699 | -123.6144 | 48 | 3 | polygon | FALSE | FALSE | America/Los_Angeles | 3 | 98643 | 1840023875 | [10 empty] | AltoonaWA
Vining | Vining | IA | Iowa | 19171 | Tama | 41.991 | -92.3876 | 48 | 32 | polygon | FALSE | TRUE | America/Chicago | 3 | 52348 | 1840010129 | [10 empty] | ViningIA
Outlook | Outlook | WA | Washington | 53077 | Yakima | 46.3311 | -120.0927 | 48 | 143 | polygon | FALSE | FALSE | America/Los_Angeles | 3 | 98938 | 1840023855 | [10 empty] | OutlookWA
Coppock | Coppock | IA | Iowa | 19087 | Henry | 41.1635 | -91.7151 | 48 | 78 | polygon | FALSE | TRUE | America/Chicago | 3 | 52654 | 1840007146 | [10 empty] | CoppockIA
Sedan | Sedan | MN | Minnesota | 27121 | Pope | 45.5782 | -95.2451 | 47 | 37 | polygon | FALSE | TRUE | America/Chicago | 3 | 56334 | 1840008891 | [10 empty] | SedanMN
Gulf Port | Gulf Port | IL | Illinois | 17071 | Henderson | 40.8086 | -91.0846 | 47 | 12 | polygon | FALSE | TRUE | America/Chicago | 3 | 61425 | 1840029744 | [10 empty] | Gulf PortIL
Trail | Trail | MN | Minnesota | 27119 | Polk | 47.7833 | -95.6981 | 47 | 18 | polygon | FALSE | TRUE | America/Chicago | 3 | 56684 | 1840009961 | [10 empty] | TrailMN
Holiday City | Holiday City | OH | Ohio | 39171 | Williams | 41.6182 | -84.5385 | 47 | 7 | polygon | FALSE | TRUE | America/New_York | 3 | 43554 43543 | 1840011519 | [10 empty] | Holiday CityOH
Deputy | Deputy | IN | Indiana | 18077 | Jefferson | 38.7952 | -85.6528 | 47 | 246 | polygon | FALSE | FALSE | America/Indiana/Indianapolis | 3 | 47230 | 1840025648 | [10 empty] | DeputyIN
North Crows Nest | North Crows Nest | IN | Indiana | 18097 | Marion | 39.8661 | -86.1623 | 47 | 280 | polygon | FALSE | TRUE | America/Indiana/Indianapolis | 3 | 46228 | 1840009534 | [10 empty] | North Crows NestIN
Outlook | Outlook | MT | Montana | 30091 | Sheridan | 48.8888 | -104.7849 | 47 | 14 | polygon | FALSE | TRUE | America/Denver | 3 | 59252 59254 | 1840022281 | [10 empty] | OutlookMT
Cedar Mills | Cedar Mills | MN | Minnesota | 27093 | Meeker | 44.9431 | -94.5196 | 47 | 56 | polygon | FALSE | TRUE | America/Chicago | 3 | 55350 | 1840006734 | [10 empty] | Cedar MillsMN
Metz | Metz | MO | Missouri | 29217 | Vernon | 37.9965 | -94.443 | 47 | 143 | polygon | FALSE | TRUE | America/Chicago | 3 | 64765 64779 | 1840009860 | [10 empty] | MetzMO
Jessie | Jessie | ND | North Dakota | 38039 | Griggs | 47.5402 | -98.2291 | 47 | 38 | polygon | FALSE | FALSE | America/Chicago | 3 | 58452 | 1840023807 | [10 empty] | JessieND
McClenney Tract | McClenney Tract | CA | California | 6107 | Tulare | 35.822 | -118.6478 | 47 | 29 | polygon | FALSE | TRUE | America/Los_Angeles | 3 | 93260 | 1840042264 | [10 empty] | McClenney TractCA
Inkster | Inkster | ND | North Dakota | 38035 | Grand Forks | 48.1513 | -97.6442 | 47 | 18 | polygon | FALSE | TRUE | America/Chicago | 3 | 58244 | 1840000102 | [10 empty] | InksterND
Gillett Grove | Gillett Grove | IA | Iowa | 19041 | Clay | 43.0166 | -95.0365 | 47 | 81 | polygon | FALSE | TRUE | America/Chicago | 3 | 51341 51333 | 1840007994 | [10 empty] | Gillett GroveIA
Westervelt | Westervelt | IL | Illinois | 17173 | Shelby | 39.4791 | -88.8613 | 47 | 212 | polygon | FALSE | FALSE | America/Chicago | 3 | 62565 | 1840025595 | [10 empty] | WesterveltIL
Box Elder | Box Elder | MT | Montana | 30041 | Hill | 48.323 | -110.0176 | 47 | 23 | polygon | FALSE | FALSE | America/Denver | 3 | 59521 | 1840032795 | [10 empty] | Box ElderMT
Hetland | Hetland | SD | South Dakota | 46077 | Kingsbury | 44.3772 | -97.2347 | 47 | 158 | polygon | FALSE | TRUE | America/Chicago | 3 | 57212 | 1840002500 | [10 empty] | HetlandSD
Lake Mary Ronan | Lake Mary Ronan | MT | Montana | 30047 | Lake | 47.9292 | -114.389 | 47 | 17 | polygon | FALSE | FALSE | America/Denver | 3 | 59929 | 1840032735 | [10 empty] | Lake Mary RonanMT
Woodworth | Woodworth | ND | North Dakota | 38093 | Stutsman | 47.1421 | -99.3045 | 47 | 85 | polygon | FALSE | TRUE | America/Chicago | 3 | 58496 | 1840001921 | [10 empty] | WoodworthND
Los Veteranos I | Los Veteranos I | TX | Texas | 48479 | Webb | 27.6333 | -99.2186 | 47 | 46 | polygon | FALSE | TRUE | America/Chicago | 3 | 78044 | 1840041135 | [10 empty] | Los Veteranos ITX
Sarah Ann | Sarah Ann | WV | West Virginia | 54045 | Logan | 37.7086 | -81.9881 | 47 | 9 | polygon | FALSE | FALSE | America/New_York | 3 | 25644 25638 | 1840025705 | [10 empty] | Sarah AnnWV
California Hot Springs | California Hot Springs | CA | California | 6107 | Tulare | 35.8863 | -118.6561 | 47 | 24 | polygon | FALSE | FALSE | America/Los_Angeles | 3 | 93207 | 1840024865 | [10 empty] | California Hot SpringsCA
Edie | Edie | PA | Pennsylvania | 42111 | Somerset | 40.0863 | -79.128 | 47 | 32 | polygon | FALSE | FALSE | America/New_York | 3 | 15501 | 1840026536 | [10 empty] | EdiePA
Cotesfield | Cotesfield | NE | Nebraska | 31093 | Howard | 41.3575 | -98.6335 | 47 | 34 | polygon | FALSE | TRUE | America/Chicago | 3 | 68835 | 1840011660 | [10 empty] | CotesfieldNE
Akaska | Akaska | SD | South Dakota | 46129 | Walworth | 45.3309 | -100.1207 | 47 | 29 | polygon | FALSE | TRUE | America/Chicago | 3 | 57420 | 1840002086 | [10 empty] | AkaskaSD
Moclips | Moclips | WA | Washington | 53027 | Grays Harbor | 47.2348 | -124.2025 | 47 | 10 | polygon | FALSE | FALSE | America/Los_Angeles | 3 | 98571 98562 | 1840018442 | [10 empty] | MoclipsWA
Riceville | Riceville | PA | Pennsylvania | 42039 | Crawford | 41.7792 | -79.8045 | 47 | 42 | polygon | FALSE | FALSE | America/New_York | 3 | 16404 16432 | 1840004805 | [10 empty] | RicevillePA
Cotter | Cotter | IA | Iowa | 19115 | Louisa | 41.294 | -91.4658 | 46 | 72 | polygon | FALSE | TRUE | America/Chicago | 3 | 52738 | 1840007136 | [10 empty] | CotterIA
Belvidere | Belvidere | NE | Nebraska | 31169 | Thayer | 40.2546 | -97.5577 | 46 | 37 | polygon | FALSE | TRUE | America/Chicago | 3 | 68315 | 1840012280 | [10 empty] | BelvidereNE
Blaine | Blaine | KY | Kentucky | 21127 | Lawrence | 38.0272 | -82.8413 | 46 | 62 | polygon | FALSE | TRUE | America/New_York | 3 | 41124 | 1840013211 | [10 empty] | BlaineKY
Courtenay | Courtenay | ND | North Dakota | 38093 | Stutsman | 47.2241 | -98.5685 | 46 | 42 | polygon | FALSE | TRUE | America/Chicago | 3 | 58426 | 1840001923 | [10 empty] | CourtenayND
Albany | Albany | WY | Wyoming | 56001 | Albany | 41.1868 | -106.1255 | 46 | 1 | polygon | FALSE | FALSE | America/Denver | 3 | 82070 | 1840017461 | [10 empty] | AlbanyWY
Clarksburg | Clarksburg | IN | Indiana | 18031 | Decatur | 39.4354 | -85.3471 | 46 | 37 | polygon | FALSE | FALSE | America/Indiana/Indianapolis | 3 | 46173 | 1840025617 | [10 empty] | ClarksburgIN
South Naknek | South Naknek | AK | Alaska | 2060 | Bristol Bay | 58.6638 | -156.9908 | 46 | 0 | polygon | FALSE | FALSE | America/Anchorage | 3 | 99670 | 1840023274 | [10 empty] | South NaknekAK
Westland | Westland | PA | Pennsylvania | 42125 | Washington | 40.2789 | -80.2731 | 46 | 106 | polygon | FALSE | FALSE | America/New_York | 3 | 15340 15378 | 1840024317 | [10 empty] | WestlandPA
Robinson | Robinson | ND | North Dakota | 38043 | Kidder | 47.142 | -99.7813 | 46 | 103 | polygon | FALSE | TRUE | America/Chicago | 3 | 58478 | 1840000151 | [10 empty] | RobinsonND
Bennett Springs | Bennett Springs | NV | Nevada | 32017 | Lincoln | 37.7104 | -114.4685 | 46 | 4 | polygon | FALSE | TRUE | America/Los_Angeles | 3 | 89008 | 1840039790 | [10 empty] | Bennett SpringsNV
Strong City | Strong City | OK | Oklahoma | 40129 | Roger Mills | 35.6699 | -99.6003 | 46 | 34 | polygon | FALSE | TRUE | America/Chicago | 3 | 73628 | 1840022710 | [10 empty] | Strong CityOK
Edmond | Edmond | KS | Kansas | 20137 | Norton | 39.6271 | -99.8197 | 46 | 107 | polygon | FALSE | TRUE | America/Chicago | 3 | 67645 | 1840008420 | [10 empty] | EdmondKS
Wiederkehr Village | Wiederkehr Village | AR | Arkansas | 5047 | Franklin | 35.4813 | -93.7578 | 46 | 4 | polygon | FALSE | TRUE | America/Chicago | 3 | 72821 72949 | 1840015396 | [10 empty] | Wiederkehr VillageAR
Pendleton | Pendleton | MO | Missouri | 29219 | Warren | 38.8263 | -91.2322 | 46 | 195 | polygon | FALSE | TRUE | America/Chicago | 3 | 63383 | 1840012807 | [10 empty] | PendletonMO
Hollister | Hollister | OK | Oklahoma | 40141 | Tillman | 34.3413 | -98.8706 | 46 | 72 | polygon | FALSE | TRUE | America/Chicago | 3 | 73551 | 1840021895 | [10 empty] | HollisterOK
Tarnov | Tarnov | NE | Nebraska | 31141 | Platte | 41.6148 | -97.5025 | 46 | 559 | polygon | FALSE | TRUE | America/Chicago | 3 | 68642 | 1840011456 | [10 empty] | TarnovNE
Soda Springs | Soda Springs | CA | California | 6057 | Nevada | 39.3248 | -120.3784 | 46 | 52 | polygon | FALSE | FALSE | America/Los_Angeles | 3 | 95728 | 1840026656 | [10 empty] | Soda SpringsCA
City of the Sun | City of the Sun | NM | New Mexico | 35029 | Luna | 31.8466 | -107.6504 | 46 | 70 | polygon | FALSE | TRUE | America/Denver | 3 | 88029 | 1840039998 | [10 empty] | City of the SunNM
Harbine | Harbine | NE | Nebraska | 31095 | Jefferson | 40.1916 | -96.9742 | 46 | 169 | polygon | FALSE | TRUE | America/Chicago | 3 | 68377 | 1840012284 | [10 empty] | HarbineNE
Dayton | Dayton | AL | Alabama | 1091 | Marengo | 32.3509 | -87.6416 | 46 | 17 | polygon | FALSE | TRUE | America/Chicago | 3 | 36738 36748 | 1840016995 | [10 empty] | DaytonAL
Emmet | Emmet | NE | Nebraska | 31089 | Holt | 42.4757 | -98.8093 | 46 | 68 | polygon | FALSE | TRUE | America/Chicago | 3 | 68734 | 1840011045 | [10 empty] | EmmetNE
Vista | Vista | MO | Missouri | 29185 | St. Clair | 37.9891 | -93.6637 | 46 | 135 | polygon | FALSE | TRUE | America/Chicago | 3 | 64776 | 1840012944 | [10 empty] | VistaMO
Faywood | Faywood | NM | New Mexico | 35017 | Grant | 32.6248 | -107.8723 | 46 | 33 | polygon | FALSE | TRUE | America/Denver | 3 | 88034 | 1840040031 | [10 empty] | FaywoodNM
Voltaire | Voltaire | ND | North Dakota | 38049 | McHenry | 48.0187 | -100.844 | 45 | 35 | polygon | FALSE | TRUE | America/Chicago | 3 | 58792 | 1840000061 | [10 empty] | VoltaireND
Hampden | Hampden | ND | North Dakota | 38071 | Ramsey | 48.5396 | -98.6544 | 45 | 101 | polygon | FALSE | TRUE | America/Chicago | 3 | 58338 | 1840000074 | [10 empty] | HampdenND
Saronville | Saronville | NE | Nebraska | 31035 | Clay | 40.6029 | -97.9386 | 45 | 116 | polygon | FALSE | TRUE | America/Chicago | 3 | 68975 | 1840012062 | [10 empty] | SaronvilleNE
Stockham | Stockham | NE | Nebraska | 31081 | Hamilton | 40.7163 | -97.9433 | 45 | 102 | polygon | FALSE | TRUE | America/Chicago | 3 | 68818 | 1840011737 | [10 empty] | StockhamNE
Robertson | Robertson | WY | Wyoming | 56041 | Uinta | 41.1816 | -110.4274 | 45 | 5 | polygon | FALSE | FALSE | America/Denver | 3 | 82944 | 1840018714 | [10 empty] | RobertsonWY
Graham | Graham | AL | Alabama | 1111 | Randolph | 33.4552 | -85.3231 | 45 | 2 | polygon | FALSE | FALSE | America/Chicago | 3 | 36263 | 1840022971 | [10 empty] | GrahamAL
Putnam | Putnam | AL | Alabama | 1091 | Marengo | 32.0181 | -88.0331 | 45 | 1 | polygon | FALSE | FALSE | America/Chicago | 3 | 36784 | 1840025911 | [10 empty] | PutnamAL
Deer Grove | Deer Grove | IL | Illinois | 17195 | Whiteside | 41.6096 | -89.6866 | 45 | 42 | polygon | FALSE | TRUE | America/Chicago | 3 | 61243 | 1840011420 | [10 empty] | Deer GroveIL
Ponshewaing | Ponshewaing | MI | Michigan | 26047 | Emmet | 45.4208 | -84.806 | 45 | 197 | polygon | FALSE | FALSE | America/Detroit | 3 | 49706 | 1840025188 | [10 empty] | PonshewaingMI
Cayuse | Cayuse | OR | Oregon | 41059 | Umatilla | 45.6765 | -118.5735 | 45 | 6 | polygon | FALSE | FALSE | America/Los_Angeles | 3 | 97801 | 1840034715 | [10 empty] | CayuseOR
Myrtle | Myrtle | MN | Minnesota | 27047 | Freeborn | 43.5632 | -93.163 | 45 | 179 | polygon | FALSE | TRUE | America/Chicago | 3 | 56036 | 1840007933 | [10 empty] | MyrtleMN
Harwood | Harwood | MO | Missouri | 29217 | Vernon | 37.9567 | -94.1539 | 45 | 165 | polygon | FALSE | TRUE | America/Chicago | 3 | 64750 | 1840012959 | [10 empty] | HarwoodMO
Fenwick | Fenwick | CT | Connecticut | 9007 | Middlesex | 41.2711 | -72.3546 | 45 | 44 | polygon | FALSE | TRUE | America/New_York | 3 | 6475 | 1840004843 | [10 empty] | FenwickCT
Caballo | Caballo | NM | New Mexico | 35051 | Sierra | 32.9806 | -107.3075 | 45 | 17 | polygon | FALSE | FALSE | America/Denver | 3 | 87931 | 1840025046 | [10 empty] | CaballoNM
Aldrich | Aldrich | MN | Minnesota | 27159 | Wadena | 46.3747 | -94.9394 | 45 | 35 | polygon | FALSE | TRUE | America/Chicago | 3 | 56434 | 1840006639 | [10 empty] | AldrichMN
Port Clarence | Port Clarence | AK | Alaska | 2180 | Nome | 65.1108 | -166.7683 | 45 | 0 | polygon | FALSE | FALSE | America/Nome | 3 | 99778 | 1840023578 | [10 empty] | Port ClarenceAK
La Prairie | La Prairie | IL | Illinois | 17001 | Adams | 40.1473 | -91.0024 | 45 | 90 | polygon | FALSE | TRUE | America/Chicago | 3 | 62346 | 1840012362 | [10 empty] | La PrairieIL
Inverness | Inverness | MT | Montana | 30041 | Hill | 48.5599 | -110.7103 | 45 | 4 | polygon | FALSE | FALSE | America/Denver | 3 | 59530 | 1840017303 | [10 empty] | InvernessMT
Vienna | Vienna | SD | South Dakota | 46025 | Clark | 44.7032 | -97.5 | 45 | 20 | polygon | FALSE | TRUE | America/Chicago | 3 | 57271 | 1840002150 | [10 empty] | ViennaSD
Kicking Horse | Kicking Horse | MT | Montana | 30047 | Lake | 47.4568 | -114.0717 | 45 | 7 | polygon | FALSE | FALSE | America/Denver | 3 | 59824 | 1840032846 | [10 empty] | Kicking HorseMT
Boyds | Boyds | WA | Washington | 53019 | Ferry | 48.7244 | -118.1322 | 45 | 89 | polygon | FALSE | FALSE | America/Los_Angeles | 3 | 99141 | 1840026091 | [10 empty] | BoydsWA
Ramirez-Perez | Ramirez-Perez | TX | Texas | 48427 | Starr | 26.317 | -98.6933 | 45 | 535 | polygon | FALSE | TRUE | America/Chicago | 3 | 78582 | 1840041465 | [10 empty] | Ramirez-PerezTX
Las Lomitas | Las Lomitas | TX | Texas | 48247 | Jim Hogg | 27.3378 | -98.6629 | 45 | 4 | polygon | FALSE | FALSE | America/Chicago | 3 | 78361 | 1840037056 | [10 empty] | Las LomitasTX
Little America | Little America | WY | Wyoming | 56037 | Sweetwater | 41.547 | -109.8642 | 45 | 6 | polygon | FALSE | FALSE | America/Denver | 3 | 82929 | 1840018690 | [10 empty] | Little AmericaWY
Zion | Zion | OK | Oklahoma | 40001 | Adair | 35.7853 | -94.6378 | 45 | 10 | polygon | FALSE | FALSE | America/Chicago | 3 | 74960 | 1840034603 | [10 empty] | ZionOK
Cutter | Cutter | AZ | Arizona | 4007 | Gila | 33.3584 | -110.6593 | 45 | 21 | polygon | FALSE | FALSE | America/Phoenix | 3 | 85550 | 1840022863 | [10 empty] | CutterAZ
Aurora Center | Aurora Center | SD | South Dakota | 46003 | Aurora | 43.5272 | -98.5894 | 45 | 402 | polygon | FALSE | FALSE | America/Chicago | 3 | 57375 | 1840004165 | [10 empty] | Aurora CenterSD
Ernstville | Ernstville | MD | Maryland | 24043 | Washington | 39.6304 | -78.0239 | 45 | 116 | polygon | FALSE | FALSE | America/New_York | 3 | 21711 | 1840024398 | [10 empty] | ErnstvilleMD
North Lilbourn | North Lilbourn | MO | Missouri | 29143 | New Madrid | 36.6018 | -89.6221 | 44 | 98 | polygon | FALSE | TRUE | America/Chicago | 3 | 63862 | 1840013056 | [10 empty] | North LilbournMO
Osgood | Osgood | MO | Missouri | 29211 | Sullivan | 40.1973 | -93.3499 | 44 | 93 | polygon | FALSE | TRUE | America/Chicago | 3 | 64641 | 1840012242 | [10 empty] | OsgoodMO
Islandton | Islandton | SC | South Carolina | 45029 | Colleton | 32.9093 | -80.9359 | 44 | 6 | polygon | FALSE | FALSE | America/New_York | 3 | 29929 | 1840026997 | [10 empty] | IslandtonSC
Norman | Norman | NE | Nebraska | 31099 | Kearney | 40.4791 | -98.7922 | 44 | 183 | polygon | FALSE | TRUE | America/Chicago | 3 | 68959 | 1840012067 | [10 empty] | NormanNE
Youngsville | Youngsville | NM | New Mexico | 35039 | Rio Arriba | 36.1928 | -106.5659 | 44 | 19 | polygon | FALSE | FALSE | America/Denver | 3 | 87064 | 1840024846 | [10 empty] | YoungsvilleNM
Whitmer | Whitmer | WV | West Virginia | 54083 | Randolph | 38.8148 | -79.545 | 44 | 40 | polygon | FALSE | FALSE | America/New_York | 3 | 26296 | 1840025637 | [10 empty] | WhitmerWV
Musselshell | Musselshell | MT | Montana | 30065 | Musselshell | 46.5063 | -108.0862 | 44 | 6 | polygon | FALSE | FALSE | America/Denver | 3 | 59059 | 1840018476 | [10 empty] | MusselshellMT
Forbes | Forbes | ND | North Dakota | 38021 | Dickey | 45.9425 | -98.782 | 44 | 70 | polygon | FALSE | TRUE | America/Chicago | 3 | 58439 | 1840000252 | [10 empty] | ForbesND
Pronghorn | Pronghorn | OR | Oregon | 41017 | Deschutes | 44.1881 | -121.1817 | 44 | 2 | polygon | FALSE | TRUE | America/Los_Angeles | 3 | 97701 | 1840040420 | [10 empty] | PronghornOR
Lookout | Lookout | CA | California | 6049 | Modoc | 41.21 | -121.1545 | 44 | 3 | polygon | FALSE | FALSE | America/Los_Angeles | 3 | 96054 | 1840024124 | [10 empty] | LookoutCA
Louisburg | Louisburg | MN | Minnesota | 27073 | Lac qui Parle | 45.1645 | -96.1711 | 44 | 66 | polygon | FALSE | TRUE | America/Chicago | 3 | 56256 | 1840008919 | [10 empty] | LouisburgMN
Erwin | Erwin | SD | South Dakota | 46077 | Kingsbury | 44.488 | -97.4409 | 44 | 35 | polygon | FALSE | TRUE | America/Chicago | 3 | 57233 | 1840002416 | [10 empty] | ErwinSD
Amistad | Amistad | TX | Texas | 48465 | Val Verde | 29.5245 | -101.153 | 44 | 11 | polygon | FALSE | TRUE | America/Matamoros | 3 | 78840 | 1840036161 | [10 empty] | AmistadTX
Pleasanton | Pleasanton | IA | Iowa | 19053 | Decatur | 40.5825 | -93.743 | 44 | 48 | polygon | FALSE | TRUE | America/Chicago | 3 | 50065 | 1840009393 | [10 empty] | PleasantonIA
Manley Hot Springs | Manley Hot Springs | AK | Alaska | 2290 | Yukon-Koyukuk | 65.0187 | -150.6453 | 44 | 0 | polygon | FALSE | FALSE | America/Anchorage | 3 | 99756 | 1840023428 | [10 empty] | Manley Hot SpringsAK
Tinsman | Tinsman | AR | Arkansas | 5013 | Calhoun | 33.6291 | -92.3533 | 44 | 32 | polygon | FALSE | TRUE | America/Chicago | 3 | 71744 | 1840016811 | [10 empty] | TinsmanAR
Kickapoo Site 5 | Kickapoo Site 5 | KS | Kansas | 20013 | Brown | 39.6735 | -95.6842 | 44 | 22 | polygon | FALSE | TRUE | America/Chicago | 3 | 66439 | 1840039303 | [10 empty] | Kickapoo Site 5KS
Okaton | Okaton | SD | South Dakota | 46075 | Jones | 43.8621 | -100.9049 | 44 | 0 | polygon | FALSE | FALSE | America/Chicago | 3 | 57562 | 1840004145 | [10 empty] | OkatonSD
Websters Crossing | Websters Crossing | NY | New York | 36051 | Livingston | 42.6661 | -77.6373 | 44 | 154 | polygon | FALSE | FALSE | America/New_York | 3 | 14560 | 1840024085 | [10 empty] | Websters CrossingNY
Nara Visa | Nara Visa | NM | New Mexico | 35037 | Quay | 35.6068 | -103.1043 | 44 | 2 | polygon | FALSE | FALSE | America/Denver | 3 | 88430 | 1840024944 | [10 empty] | Nara VisaNM
Tillatoba | Tillatoba | MS | Mississippi | 28161 | Yalobusha | 33.9851 | -89.8961 | 43 | 16 | polygon | FALSE | TRUE | America/Chicago | 3 | 38961 | 1840016733 | [10 empty] | TillatobaMS
Jenkinsville | Jenkinsville | SC | South Carolina | 45039 | Fairfield | 34.3128 | -81.2875 | 43 | 186 | polygon | FALSE | TRUE | America/New_York | 3 | 29065 | 1840022842 | [10 empty] | JenkinsvilleSC
False Pass | False Pass | AK | Alaska | 2013 | Aleutians East | 54.8416 | -163.348 | 43 | 0 | polygon | FALSE | TRUE | America/Nome | 3 | 99583 | 1840000481 | [10 empty] | False PassAK
Clifford | Clifford | ND | North Dakota | 38097 | Traill | 47.3482 | -97.4101 | 43 | 118 | polygon | FALSE | TRUE | America/Chicago | 3 | 58016 | 1840001906 | [10 empty] | CliffordND
Lorton | Lorton | NE | Nebraska | 31131 | Otoe | 40.5972 | -96.0243 | 43 | 389 | polygon | FALSE | TRUE | America/Chicago | 3 | 68382 | 1840011963 | [10 empty] | LortonNE
Regan | Regan | ND | North Dakota | 38015 | Burleigh | 47.1568 | -100.5273 | 43 | 16 | polygon | FALSE | TRUE | America/Chicago | 3 | 58477 | 1840000159 | [10 empty] | ReganND
Tat Momoli | Tat Momoli | AZ | Arizona | 4021 | Pinal | 32.6013 | -111.8862 | 43 | 17 | polygon | FALSE | FALSE | America/Phoenix | 3 | 85193 | 1840022987 | [10 empty] | Tat MomoliAZ
Byersville | Byersville | NY | New York | 36051 | Livingston | 42.5839 | -77.7914 | 43 | 32 | polygon | FALSE | FALSE | America/New_York | 3 | 14517 | 1840024065 | [10 empty] | ByersvilleNY
Smicksburg | Smicksburg | PA | Pennsylvania | 42063 | Indiana | 40.8701 | -79.1712 | 43 | 113 | polygon | FALSE | TRUE | America/New_York | 3 | 16256 | 1840002790 | [10 empty] | SmicksburgPA
Meridian | Meridian | OK | Oklahoma | 40083 | Logan | 35.844 | -97.2456 | 43 | 84 | polygon | FALSE | TRUE | America/Chicago | 3 | 73058 | 1840022690 | [10 empty] | MeridianOK
McCoy | McCoy | CO | Colorado | 8037 | Eagle | 39.9143 | -106.7258 | 43 | 56 | polygon | FALSE | FALSE | America/Denver | 3 | 80463 | 1840024365 | [10 empty] | McCoyCO
Wightmans Grove | Wightmans Grove | OH | Ohio | 39143 | Sandusky | 41.4241 | -83.0466 | 43 | 117 | polygon | FALSE | FALSE | America/New_York | 3 | 43420 | 1840024154 | [10 empty] | Wightmans GroveOH
Matfield Green | Matfield Green | KS | Kansas | 20017 | Chase | 38.1596 | -96.5626 | 43 | 116 | polygon | FALSE | TRUE | America/Chicago | 3 | 66862 | 1840008648 | [10 empty] | Matfield GreenKS
Huntley | Huntley | NE | Nebraska | 31083 | Harlan | 40.2105 | -99.2904 | 43 | 47 | polygon | FALSE | TRUE | America/Chicago | 3 | 68971 | 1840012299 | [10 empty] | HuntleyNE
Udell | Udell | IA | Iowa | 19007 | Appanoose | 40.7801 | -92.7427 | 43 | 52 | polygon | FALSE | TRUE | America/Chicago | 3 | 52593 | 1840010369 | [10 empty] | UdellIA
Lebanon | Lebanon | SD | South Dakota | 46107 | Potter | 45.0688 | -99.7664 | 43 | 31 | polygon | FALSE | TRUE | America/Chicago | 3 | 57455 | 1840002116 | [10 empty] | LebanonSD
Leonard | Leonard | MN | Minnesota | 27029 | Clearwater | 47.6513 | -95.2671 | 43 | 35 | polygon | FALSE | TRUE | America/Chicago | 3 | 56652 | 1840007711 | [10 empty] | LeonardMN
Oatman | Oatman | AZ | Arizona | 4015 | Mohave | 35.0275 | -114.384 | 43 | 86 | polygon | FALSE | FALSE | America/Phoenix | 3 | 86413 86433 | 1840023184 | [10 empty] | OatmanAZ
Stonewall Gap | Stonewall Gap | CO | Colorado | 8071 | Las Animas | 37.1604 | -105.034 | 43 | 8 | polygon | FALSE | FALSE | America/Denver | 3 | 81091 | 1840028481 | [10 empty] | Stonewall GapCO
Tonsina | Tonsina | AK | Alaska | 2261 | Valdez-Cordova | 61.5617 | -145.0656 | 43 | 0 | polygon | FALSE | FALSE | America/Anchorage | 3 | 99573 | 1840023401 | [10 empty] | TonsinaAK
Glenville | Glenville | NC | North Carolina | 37099 | Jackson | 35.1718 | -83.1273 | 43 | 12 | polygon | FALSE | FALSE | America/New_York | 3 | 28736 | 1840025822 | [10 empty] | GlenvilleNC
Marysville | Marysville | MT | Montana | 30049 | Lewis and Clark | 46.7503 | -112.3027 | 43 | 33 | polygon | FALSE | FALSE | America/Denver | 3 | 59633 59640 | 1840023791 | [10 empty] | MarysvilleMT
Kickapoo Site 7 | Kickapoo Site 7 | KS | Kansas | 20013 | Brown | 39.6894 | -95.6713 | 43 | 32 | polygon | FALSE | TRUE | America/Chicago | 3 | 66439 | 1840039348 | [10 empty] | Kickapoo Site 7KS
Anderson | Anderson | IA | Iowa | 19071 | Fremont | 40.7983 | -95.6086 | 43 | 50 | polygon | FALSE | FALSE | America/Chicago | 3 | 51652 | 1840024256 | [10 empty] | AndersonIA
Vining | Vining | KS | Kansas | 20027 | Clay | 39.5674 | -97.2937 | 42 | 75 | polygon | FALSE | TRUE | America/Chicago | 3 | 66937 | 1840010550 | [10 empty] | ViningKS
Strathcona | Strathcona | MN | Minnesota | 27135 | Roseau | 48.5537 | -96.1671 | 42 | 32 | polygon | FALSE | TRUE | America/Chicago | 3 | 56759 | 1840008812 | [10 empty] | StrathconaMN
Owasa | Owasa | IA | Iowa | 19083 | Hardin | 42.4319 | -93.2047 | 42 | 28 | polygon | FALSE | TRUE | America/Chicago | 3 | 50126 | 1840009125 | [10 empty] | OwasaIA
Fredonia | Fredonia | ND | North Dakota | 38047 | Logan | 46.3292 | -99.0957 | 42 | 67 | polygon | FALSE | TRUE | America/Chicago | 3 | 58440 | 1840000209 | [10 empty] | FredoniaND
Sugden | Sugden | OK | Oklahoma | 40067 | Jefferson | 34.0826 | -97.9788 | 42 | 74 | polygon | FALSE | TRUE | America/Chicago | 3 | 73573 | 1840022885 | [10 empty] | SugdenOK
Coyville | Coyville | KS | Kansas | 20205 | Wilson | 37.6873 | -95.8959 | 42 | 60 | polygon | FALSE | TRUE | America/Chicago | 3 | 66736 | 1840007587 | [10 empty] | CoyvilleKS
Rocky Ford | Rocky Ford | OK | Oklahoma | 40041 | Delaware | 36.1749 | -94.9113 | 42 | 6 | polygon | FALSE | FALSE | America/Chicago | 3 | 74364 | 1840034648 | [10 empty] | Rocky FordOK
Millerton | Millerton | IA | Iowa | 19185 | Wayne | 40.8494 | -93.3057 | 42 | 78 | polygon | FALSE | TRUE | America/Chicago | 3 | 50165 | 1840008314 | [10 empty] | MillertonIA
Lake Santeetlah | Lake Santeetlah | NC | North Carolina | 37075 | Graham | 35.3636 | -83.8664 | 42 | 83 | polygon | FALSE | TRUE | America/New_York | 3 | 28771 | 1840001770 | [10 empty] | Lake SanteetlahNC
Guadalupe Guerra | Guadalupe Guerra | TX | Texas | 48427 | Starr | 26.4108 | -99.0819 | 42 | 1103 | polygon | FALSE | TRUE | America/Chicago | 3 | 78584 | 1840040841 | [10 empty] | Guadalupe GuerraTX
West Roy Lake | West Roy Lake | MN | Minnesota | 27087 | Mahnomen | 47.3116 | -95.5954 | 42 | 10 | polygon | FALSE | TRUE | America/Chicago | 3 | 56557 | 1840042945 | [10 empty] | West Roy LakeMN
Arbela | Arbela | MO | Missouri | 29199 | Scotland | 40.4631 | -92.0156 | 42 | 181 | polygon | FALSE | TRUE | America/Chicago | 3 | 63432 | 1840010405 | [10 empty] | ArbelaMO
Champion | Champion | NE | Nebraska | 31029 | Chase | 40.4706 | -101.7469 | 42 | 67 | polygon | FALSE | FALSE | America/Denver | 3 | 69023 | 1840024286 | [10 empty] | ChampionNE
Birdsong | Birdsong | AR | Arkansas | 5093 | Mississippi | 35.4612 | -90.2597 | 42 | 80 | polygon | FALSE | TRUE | America/Chicago | 3 | 72386 | 1840015365 | [10 empty] | BirdsongAR
Hardy | Hardy | IA | Iowa | 19091 | Humboldt | 42.8101 | -94.0512 | 42 | 36 | polygon | FALSE | TRUE | America/Chicago | 3 | 50545 | 1840006908 | [10 empty] | HardyIA
Humboldt | Humboldt | MN | Minnesota | 27069 | Kittson | 48.9215 | -97.0946 | 42 | 145 | polygon | FALSE | TRUE | America/Chicago | 3 | 56731 | 1840006583 | [10 empty] | HumboldtMN
Tolu | Tolu | KY | Kentucky | 21055 | Crittenden | 37.4335 | -88.2453 | 42 | 46 | polygon | FALSE | FALSE | America/Chicago | 3 | 42084 42064 | 1840026847 | [10 empty] | ToluKY
Cass | Cass | WV | West Virginia | 54075 | Pocahontas | 38.3963 | -79.9191 | 42 | 20 | polygon | FALSE | FALSE | America/New_York | 3 | 24927 | 1840025651 | [10 empty] | CassWV
Little Cedar | Little Cedar | IA | Iowa | 19131 | Mitchell | 43.3698 | -92.7236 | 42 | 9 | polygon | FALSE | FALSE | America/Chicago | 3 | 50454 | 1840024037 | [10 empty] | Little CedarIA
Table Rock | Table Rock | PA | Pennsylvania | 42001 | Adams | 39.9122 | -77.2229 | 42 | 214 | polygon | FALSE | FALSE | America/New_York | 3 | 17307 | 1840026582 | [10 empty] | Table RockPA
Ferney | Ferney | SD | South Dakota | 46013 | Brown | 45.3346 | -98.0939 | 41 | 15 | polygon | FALSE | FALSE | America/Chicago | 3 | 57439 | 1840023894 | [10 empty] | FerneySD
Langdon | Langdon | KS | Kansas | 20155 | Reno | 37.8532 | -98.3241 | 41 | 159 | polygon | FALSE | TRUE | America/Chicago | 3 | 67583 | 1840008677 | [10 empty] | LangdonKS
Mier | Mier | IN | Indiana | 18053 | Grant | 40.5748 | -85.8234 | 41 | 66 | polygon | FALSE | FALSE | America/Indiana/Indianapolis | 3 | 46919 | 1840024293 | [10 empty] | MierIN
Phillipstown | Phillipstown | IL | Illinois | 17193 | White | 38.1429 | -88.0181 | 41 | 58 | polygon | FALSE | TRUE | America/Chicago | 3 | 62827 | 1840012927 | [10 empty] | PhillipstownIL
Buck Grove | Buck Grove | IA | Iowa | 19047 | Crawford | 41.9178 | -95.3951 | 41 | 43 | polygon | FALSE | TRUE | America/Chicago | 3 | 51528 | 1840007003 | [10 empty] | Buck GroveIA
Rodman | Rodman | IA | Iowa | 19147 | Palo Alto | 43.0266 | -94.5272 | 41 | 92 | polygon | FALSE | TRUE | America/Chicago | 3 | 50597 | 1840009056 | [10 empty] | RodmanIA
Benton | Benton | IA | Iowa | 19159 | Ringgold | 40.7041 | -94.3612 | 41 | 23 | polygon | FALSE | TRUE | America/Chicago | 3 | 50835 | 1840007194 | [10 empty] | BentonIA
Rogers | Rogers | ND | North Dakota | 38003 | Barnes | 47.074 | -98.2031 | 41 | 16 | polygon | FALSE | TRUE | America/Chicago | 3 | 58479 | 1840001930 | [10 empty] | RogersND
Summerhaven | Summerhaven | AZ | Arizona | 4019 | Pima | 32.4416 | -110.7766 | 41 | 3 | polygon | FALSE | FALSE | America/Phoenix | 3 | 85619 | 1840023078 | [10 empty] | SummerhavenAZ
Benton | Benton | AL | Alabama | 1085 | Lowndes | 32.3078 | -86.818 | 41 | 52 | polygon | FALSE | TRUE | America/Chicago | 3 | 36785 36752 | 1840015812 | [10 empty] | BentonAL
Edna Bay | Edna Bay | AK | Alaska | 2198 | Prince of Wales-Hyder | 55.964 | -133.6662 | 41 | 0 | polygon | FALSE | TRUE | America/Sitka | 3 | 99921 | 1840000514 | [10 empty] | Edna BayAK
Hagarville | Hagarville | AR | Arkansas | 5071 | Johnson | 35.5151 | -93.3335 | 41 | 3 | polygon | FALSE | FALSE | America/Chicago | 3 | 72839 72846 | 1840025805 | [10 empty] | HagarvilleAR
Athol | Athol | KS | Kansas | 20183 | Smith | 39.7661 | -98.9199 | 41 | 85 | polygon | FALSE | TRUE | America/Chicago | 3 | 66932 | 1840007280 | [10 empty] | AtholKS
Rockwood | Rockwood | IL | Illinois | 17157 | Randolph | 37.8405 | -89.6968 | 41 | 74 | polygon | FALSE | TRUE | America/Chicago | 3 | 62280 | 1840012937 | [10 empty] | RockwoodIL
Maybell | Maybell | CO | Colorado | 8081 | Moffat | 40.5191 | -108.0889 | 41 | 30 | polygon | FALSE | FALSE | America/Denver | 3 | 81625 81640 | 1840024241 | [10 empty] | MaybellCO
Saltaire | Saltaire | NY | New York | 36103 | Suffolk | 40.6388 | -73.1949 | 41 | 68 | polygon | FALSE | TRUE | America/New_York | 3 | 11706 | 1840005135 | [10 empty] | SaltaireNY
Bayou Corne | Bayou Corne | LA | Louisiana | 22007 | Assumption | 30.0159 | -91.1528 | 41 | 43 | polygon | FALSE | FALSE | America/Chicago | 3 | 70341 | 1840030903 | [10 empty] | Bayou CorneLA
Butte Meadows | Butte Meadows | CA | California | 6007 | Butte | 40.0871 | -121.537 | 41 | 7 | polygon | FALSE | FALSE | America/Los_Angeles | 3 | 95942 | 1840025564 | [10 empty] | Butte MeadowsCA
May | May | OK | Oklahoma | 40059 | Harper | 36.6174 | -99.7484 | 41 | 63 | polygon | FALSE | TRUE | America/Chicago | 3 | 73851 | 1840022614 | [10 empty] | MayOK
Old Eucha | Old Eucha | OK | Oklahoma | 40041 | Delaware | 36.3551 | -94.9379 | 41 | 5 | polygon | FALSE | FALSE | America/Chicago | 3 | 74342 | 1840034645 | [10 empty] | Old EuchaOK
Surprise | Surprise | NE | Nebraska | 31023 | Butler | 41.1047 | -97.3086 | 41 | 40 | polygon | FALSE | TRUE | America/Chicago | 3 | 68667 | 1840011628 | [10 empty] | SurpriseNE
Orogrande | Orogrande | NM | New Mexico | 35035 | Otero | 32.3875 | -106.1003 | 41 | 2 | polygon | FALSE | FALSE | America/Denver | 3 | 88342 | 1840025061 | [10 empty] | OrograndeNM
Seconsett Island | Seconsett Island | MA | Massachusetts | 25001 | Barnstable | 41.5661 | -70.5123 | 40 | 150 | polygon | FALSE | FALSE | America/New_York | 3 | 2649 | 1840031251 | [10 empty] | Seconsett IslandMA
Rockport | Rockport | WA | Washington | 53057 | Skagit | 48.4854 | -121.6065 | 40 | 42 | polygon | FALSE | FALSE | America/Los_Angeles | 3 | 98283 | 1840018365 | [10 empty] | RockportWA
Volcano | Volcano | CA | California | 6005 | Amador | 38.4456 | -120.6306 | 40 | 10 | polygon | FALSE | FALSE | America/Los_Angeles | 3 | 95665 95689 | 1840024640 | [10 empty] | VolcanoCA
Toeterville | Toeterville | IA | Iowa | 19131 | Mitchell | 43.4401 | -92.8879 | 40 | 17 | polygon | FALSE | FALSE | America/Chicago | 3 | 50472 | 1840024042 | [10 empty] | ToetervilleIA
Central | Central | AK | Alaska | 2290 | Yukon-Koyukuk | 65.5213 | -144.6409 | 40 | 0 | polygon | FALSE | FALSE | America/Anchorage | 3 | 99730 | 1840023433 | [10 empty] | CentralAK
Deep Creek | Deep Creek | VA | Virginia | 51001 | Accomack | 37.763 | -75.7549 | 40 | 25 | polygon | FALSE | FALSE | America/New_York | 3 | 23417 | 1840024725 | [10 empty] | Deep CreekVA
Miltonsburg | Miltonsburg | OH | Ohio | 39111 | Monroe | 39.8313 | -81.1646 | 40 | 212 | polygon | FALSE | TRUE | America/New_York | 3 | 43793 | 1840012521 | [10 empty] | MiltonsburgOH
Stoutsville | Stoutsville | MO | Missouri | 29137 | Monroe | 39.5479 | -91.8572 | 40 | 18 | polygon | FALSE | TRUE | America/Chicago | 3 | 65283 | 1840012583 | [10 empty] | StoutsvilleMO
Onton | Onton | KY | Kentucky | 21233 | Webster | 37.5578 | -87.4371 | 40 | 18 | polygon | FALSE | FALSE | America/Chicago | 3 | 42455 | 1840026833 | [10 empty] | OntonKY
Truxton | Truxton | AZ | Arizona | 4015 | Mohave | 35.487 | -113.5607 | 40 | 4 | polygon | FALSE | FALSE | America/Phoenix | 3 | 86411 86434 | 1840023186 | [10 empty] | TruxtonAZ
Dresden | Dresden | KS | Kansas | 20039 | Decatur | 39.6228 | -100.4191 | 40 | 17 | polygon | FALSE | TRUE | America/Chicago | 3 | 67635 | 1840008417 | [10 empty] | DresdenKS
Two Buttes | Two Buttes | CO | Colorado | 8009 | Baca | 37.5607 | -102.3964 | 40 | 62 | polygon | FALSE | TRUE | America/Denver | 3 | 81084 | 1840022552 | [10 empty] | Two ButtesCO
Alice | Alice | ND | North Dakota | 38017 | Cass | 46.76 | -97.5562 | 40 | 15 | polygon | FALSE | TRUE | America/Chicago | 3 | 58031 58027 | 1840000169 | [10 empty] | AliceND
Carlton | Carlton | KS | Kansas | 20041 | Dickinson | 38.6867 | -97.2931 | 40 | 90 | polygon | FALSE | TRUE | America/Chicago | 3 | 67448 | 1840007409 | [10 empty] | CarltonKS
Cherry Log | Cherry Log | GA | Georgia | 13123 | Gilmer | 34.7864 | -84.3839 | 40 | 13 | polygon | FALSE | FALSE | America/New_York | 3 | 30522 | 1840025844 | [10 empty] | Cherry LogGA
Springbrook | Springbrook | ND | North Dakota | 38105 | Williams | 48.2521 | -103.4618 | 40 | 41 | polygon | FALSE | TRUE | America/Chicago | 3 | 58843 | 1840033094 | [10 empty] | SpringbrookND
Donaldson | Donaldson | MN | Minnesota | 27069 | Kittson | 48.5749 | -96.899 | 40 | 22 | polygon | FALSE | TRUE | America/Chicago | 3 | 56720 | 1840006584 | [10 empty] | DonaldsonMN
Trona | Trona | CA | California | 6027 | Inyo | 35.815 | -117.3449 | 40 | 1 | polygon | FALSE | TRUE | America/Los_Angeles | 3 | 93592 | 1840076398 | [10 empty] | TronaCA
Stony River | Stony River | AK | Alaska | 2050 | Bethel | 61.7936 | -156.586 | 40 | 4 | polygon | FALSE | FALSE | America/Anchorage | 3 | 99557 | 1840023347 | [10 empty] | Stony RiverAK
Dripping Springs | Dripping Springs | OK | Oklahoma | 40041 | Delaware | 36.171 | -94.6852 | 40 | 10 | polygon | FALSE | FALSE | America/Chicago | 3 | 74338 | 1840034632 | [10 empty] | Dripping SpringsOK
Conway | Conway | IA | Iowa | 19173 | Taylor | 40.7492 | -94.62 | 40 | 69 | polygon | FALSE | TRUE | America/Chicago | 3 | 50833 | 1840007187 | [10 empty] | ConwayIA
Casas | Casas | TX | Texas | 48427 | Starr | 26.4753 | -98.9333 | 40 | 1719 | polygon | FALSE | TRUE | America/Chicago | 3 | 78584 | 1840040668 | [10 empty] | CasasTX
St. Cloud | St. Cloud | MO | Missouri | 29055 | Crawford | 38.1732 | -91.2127 | 39 | 12 | polygon | FALSE | TRUE | America/Chicago | 3 | 65441 63080 | 1840012950 | [10 empty] | St. CloudMO
Byram Center | Byram Center | NJ | New Jersey | 34037 | Sussex | 40.9399 | -74.7171 | 39 | 13 | polygon | FALSE | TRUE | America/New_York | 3 | 7874 | 1840039864 | [10 empty] | Byram CenterNJ
Panola | Panola | AL | Alabama | 1119 | Sumter | 32.9478 | -88.2674 | 39 | 20 | polygon | FALSE | FALSE | America/Chicago | 3 | 35477 | 1840025887 | [10 empty] | PanolaAL
Ellston | Ellston | IA | Iowa | 19159 | Ringgold | 40.8405 | -94.1088 | 39 | 67 | polygon | FALSE | TRUE | America/Chicago | 3 | 50074 | 1840008309 | [10 empty] | EllstonIA
Cliff Village | Cliff Village | MO | Missouri | 29145 | Newton | 37.0251 | -94.517 | 39 | 374 | polygon | FALSE | TRUE | America/Chicago | 3 | 64804 | 1840010892 | [10 empty] | Cliff VillageMO
Waller | Waller | PA | Pennsylvania | 42037 | Columbia | 41.2337 | -76.4216 | 39 | 11 | polygon | FALSE | FALSE | America/New_York | 3 | 17814 | 1840005006 | [10 empty] | WallerPA
Boykin | Boykin | GA | Georgia | 13201 | Miller | 31.1017 | -84.6848 | 39 | 6 | polygon | FALSE | FALSE | America/New_York | 3 | 39837 | 1840025978 | [10 empty] | BoykinGA
Sunwest | Sunwest | AZ | Arizona | 4012 | La Paz | 33.651 | -113.4091 | 39 | 0 | polygon | FALSE | TRUE | America/Phoenix | 3 | 85348 | 1840038121 | [10 empty] | SunwestAZ
Clayton | Clayton | IA | Iowa | 19043 | Clayton | 42.9033 | -91.1505 | 39 | 30 | polygon | FALSE | TRUE | America/Chicago | 3 | 52049 | 1840006890 | [10 empty] | ClaytonIA
Sawpit | Sawpit | CO | Colorado | 8113 | San Miguel | 37.9947 | -108.0022 | 39 | 501 | polygon | FALSE | TRUE | America/Denver | 3 | 81430 | 1840022535 | [10 empty] | SawpitCO
Pierpoint | Pierpoint | CA | California | 6107 | Tulare | 36.1405 | -118.6296 | 39 | 36 | polygon | FALSE | TRUE | America/Los_Angeles | 3 | 93208 93265 | 1840042288 | [10 empty] | PierpointCA
Clinton | Clinton | NE | Nebraska | 31161 | Sheridan | 42.7597 | -102.3479 | 39 | 160 | polygon | FALSE | TRUE | America/Denver | 3 | 69343 | 1840011030 | [10 empty] | ClintonNE
Cathay | Cathay | ND | North Dakota | 38103 | Wells | 47.5542 | -99.4108 | 39 | 81 | polygon | FALSE | TRUE | America/Chicago | 3 | 58422 | 1840001901 | [10 empty] | CathayND
Triplett | Triplett | MO | Missouri | 29041 | Chariton | 39.4984 | -93.194 | 39 | 65 | polygon | FALSE | TRUE | America/Chicago | 3 | 65286 | 1840010609 | [10 empty] | TriplettMO
Aspinwall | Aspinwall | IA | Iowa | 19047 | Crawford | 41.9105 | -95.135 | 39 | 84 | polygon | FALSE | TRUE | America/Chicago | 3 | 51455 51432 | 1840007006 | [10 empty] | AspinwallIA
Dickey | Dickey | ND | North Dakota | 38045 | LaMoure | 46.5368 | -98.4681 | 39 | 62 | polygon | FALSE | TRUE | America/Chicago | 3 | 58431 | 1840000215 | [10 empty] | DickeyND
Cloud Creek | Cloud Creek | OK | Oklahoma | 40041 | Delaware | 36.2712 | -94.79 | 39 | 2 | polygon | FALSE | FALSE | America/Chicago | 3 | 74338 | 1840034631 | [10 empty] | Cloud CreekOK
La Grande | La Grande | WA | Washington | 53053 | Pierce | 46.8199 | -122.2962 | 39 | 3 | polygon | FALSE | FALSE | America/Los_Angeles | 3 | 98328 | 1840023834 | [10 empty] | La GrandeWA
Greer | Greer | AZ | Arizona | 4001 | Apache | 34.0054 | -109.4611 | 39 | 28 | polygon | FALSE | FALSE | America/Phoenix | 3 | 85927 | 1840022621 | [10 empty] | GreerAZ
Delway | Delway | NC | North Carolina | 37163 | Sampson | 34.8102 | -78.2169 | 39 | 1 | polygon | FALSE | FALSE | America/New_York | 3 | 28458 28453 | 1840013077 | [10 empty] | DelwayNC
Coburg | Coburg | IA | Iowa | 19137 | Montgomery | 40.9188 | -95.2656 | 39 | 51 | polygon | FALSE | TRUE | America/Chicago | 3 | 51566 | 1840007155 | [10 empty] | CoburgIA
Harrison City | Harrison City | PA | Pennsylvania | 42129 | Westmoreland | 40.3544 | -79.6506 | 38 | 300 | polygon | FALSE | FALSE | America/New_York | 3 | 15636 | 1840005387 | [10 empty] | Harrison CityPA
Gilead | Gilead | NE | Nebraska | 31169 | Thayer | 40.1461 | -97.4151 | 38 | 212 | polygon | FALSE | TRUE | America/Chicago | 3 | 68362 | 1840012283 | [10 empty] | GileadNE
Gramling | Gramling | SC | South Carolina | 45083 | Spartanburg | 35.0782 | -82.1332 | 38 | 14 | polygon | FALSE | FALSE | America/New_York | 3 | 29349 29322 29348 | 1840026963 | [10 empty] | GramlingSC
Hachita | Hachita | NM | New Mexico | 35017 | Grant | 31.9153 | -108.3251 | 38 | 33 | polygon | FALSE | FALSE | America/Denver | 3 | 88040 | 1840025071 | [10 empty] | HachitaNM
Dresser | Dresser | IN | Indiana | 18167 | Vigo | 39.4633 | -87.424 | 38 | 97 | polygon | FALSE | TRUE | America/Indiana/Indianapolis | 3 | 47885 | 1840039282 | [10 empty] | DresserIN
Callimont | Callimont | PA | Pennsylvania | 42111 | Somerset | 39.8011 | -78.9216 | 38 | 3 | polygon | FALSE | TRUE | America/New_York | 3 | 15552 | 1840001416 | [10 empty] | CallimontPA
Jardine | Jardine | MT | Montana | 30067 | Park | 45.0565 | -110.6186 | 38 | 0 | polygon | FALSE | FALSE | America/Denver | 3 | 59030 | 1840026103 | [10 empty] | JardineMT
Dolton | Dolton | SD | South Dakota | 46125 | Turner | 43.4911 | -97.3848 | 38 | 57 | polygon | FALSE | TRUE | America/Chicago | 3 | 57319 | 1840000357 | [10 empty] | DoltonSD
Wide Ruins | Wide Ruins | AZ | Arizona | 4001 | Apache | 35.4175 | -109.4995 | 38 | 37 | polygon | FALSE | FALSE | America/Denver | 3 | 86502 | 1840022630 | [10 empty] | Wide RuinsAZ
Hobucken | Hobucken | NC | North Carolina | 37137 | Pamlico | 35.2544 | -76.5712 | 38 | 2 | polygon | FALSE | FALSE | America/New_York | 3 | 28537 | 1840025831 | [10 empty] | HobuckenNC
Leando | Leando | IA | Iowa | 19177 | Van Buren | 40.8221 | -92.0805 | 38 | 7 | polygon | FALSE | FALSE | America/Chicago | 3 | 52551 | 1840005357 | [10 empty] | LeandoIA
Amorita | Amorita | OK | Oklahoma | 40003 | Alfalfa | 36.924 | -98.2936 | 38 | 57 | polygon | FALSE | TRUE | America/Chicago | 3 | 73719 | 1840021608 | [10 empty] | AmoritaOK
Sequoia Crest | Sequoia Crest | CA | California | 6107 | Tulare | 36.1858 | -118.6256 | 38 | 14 | polygon | FALSE | TRUE | America/Los_Angeles | 3 | 93265 | 1840042311 | [10 empty] | Sequoia CrestCA
Monango | Monango | ND | North Dakota | 38021 | Dickey | 46.1734 | -98.5952 | 38 | 38 | polygon | FALSE | TRUE | America/Chicago | 3 | 58436 | 1840000255 | [10 empty] | MonangoND
Ragan | Ragan | NE | Nebraska | 31083 | Harlan | 40.3108 | -99.2896 | 38 | 57 | polygon | FALSE | TRUE | America/Chicago | 3 | 68969 | 1840012300 | [10 empty] | RaganNE
Willis | Willis | KS | Kansas | 20013 | Brown | 39.7227 | -95.5057 | 38 | 89 | polygon | FALSE | TRUE | America/Chicago | 3 | 66434 | 1840010553 | [10 empty] | WillisKS
Oasis | Oasis | NV | Nevada | 32007 | Elko | 41.0286 | -114.4763 | 38 | 16 | polygon | FALSE | FALSE | America/Los_Angeles | 3 | 89830 | 1840024118 | [10 empty] | OasisNV
Elliott | Elliott | MD | Maryland | 24019 | Dorchester | 38.3095 | -76.0067 | 38 | 41 | polygon | FALSE | FALSE | America/New_York | 3 | 21869 | 1840024641 | [10 empty] | ElliottMD
Florence | Florence | IL | Illinois | 17149 | Pike | 39.6288 | -90.6108 | 37 | 51 | polygon | FALSE | TRUE | America/Chicago | 3 | 62363 | 1840012534 | [10 empty] | FlorenceIL
Woodland | Woodland | MD | Maryland | 24001 | Allegany | 39.6081 | -78.9497 | 37 | 78 | polygon | FALSE | FALSE | America/New_York | 3 | 21532 | 1840024438 | [10 empty] | WoodlandMD
Ottosen | Ottosen | IA | Iowa | 19091 | Humboldt | 42.898 | -94.3756 | 37 | 25 | polygon | FALSE | TRUE | America/Chicago | 3 | 50570 | 1840009082 | [10 empty] | OttosenIA
Seneca | Seneca | SD | South Dakota | 46049 | Faulk | 45.0608 | -99.5092 | 37 | 34 | polygon | FALSE | TRUE | America/Chicago | 3 | 57473 | 1840002118 | [10 empty] | SenecaSD
Jolley | Jolley | IA | Iowa | 19025 | Calhoun | 42.4794 | -94.7182 | 37 | 124 | polygon | FALSE | TRUE | America/Chicago | 3 | 50551 | 1840008073 | [10 empty] | JolleyIA
Ronneby | Ronneby | MN | Minnesota | 27009 | Benton | 45.6853 | -93.8601 | 37 | 14 | polygon | FALSE | FALSE | America/Chicago | 3 | 56329 | 1840025296 | [10 empty] | RonnebyMN
East Fairview | East Fairview | ND | North Dakota | 38053 | McKenzie | 47.8554 | -104.0375 | 37 | 37 | polygon | FALSE | FALSE | America/Denver | 3 | 59221 | 1840023780 | [10 empty] | East FairviewND
Midway | Midway | MN | Minnesota | 27087 | Mahnomen | 47.317 | -95.7838 | 37 | 7 | polygon | FALSE | TRUE | America/Chicago | 3 | 56557 | 1840042944 | [10 empty] | MidwayMN
Idalia | Idalia | CO | Colorado | 8125 | Yuma | 39.7029 | -102.2938 | 37 | 168 | polygon | FALSE | FALSE | America/Denver | 3 | 80735 | 1840024318 | [10 empty] | IdaliaCO
Edgewood | Edgewood | CA | California | 6093 | Siskiyou | 41.462 | -122.426 | 37 | 14 | polygon | FALSE | FALSE | America/Los_Angeles | 3 | 96094 | 1840017467 | [10 empty] | EdgewoodCA
Logan Creek | Logan Creek | NV | Nevada | 32005 | Douglas | 39.0626 | -119.9294 | 37 | 8 | polygon | FALSE | TRUE | America/Los_Angeles | 3 | 89413 | 1840039841 | [10 empty] | Logan CreekNV
Diaperville | Diaperville | WI | Wisconsin | 55003 | Ashland | 46.606 | -90.7101 | 37 | 34 | polygon | FALSE | TRUE | America/Chicago | 3 | 54806 | 1840042155 | [10 empty] | DiapervilleWI
Herron Island | Herron Island | WA | Washington | 53053 | Pierce | 47.2645 | -122.8348 | 37 | 30 | polygon | FALSE | TRUE | America/Los_Angeles | 3 | 98349 | 1840041931 | [10 empty] | Herron IslandWA
Covenant Life | Covenant Life | AK | Alaska | 2100 | Haines | 59.3998 | -136.0948 | 37 | 0 | polygon | FALSE | FALSE | America/Juneau | 3 | 99827 | 1840023668 | [10 empty] | Covenant LifeAK
Hillman | Hillman | MN | Minnesota | 27097 | Morrison | 46.0063 | -93.8887 | 37 | 22 | polygon | FALSE | TRUE | America/Chicago | 3 | 56338 | 1840006672 | [10 empty] | HillmanMN
Shaniko | Shaniko | OR | Oregon | 41065 | Wasco | 45.0037 | -120.7521 | 37 | 28 | polygon | FALSE | TRUE | America/Los_Angeles | 3 | 97057 | 1840021211 | [10 empty] | ShanikoOR
Duran | Duran | NM | New Mexico | 35057 | Torrance | 34.4636 | -105.3807 | 37 | 3 | polygon | FALSE | FALSE | America/Denver | 3 | 88301 | 1840024989 | [10 empty] | DuranNM
South Acomita Village | South Acomita Village | NM | New Mexico | 35006 | Cibola | 35.0534 | -107.561 | 37 | 25 | polygon | FALSE | TRUE | America/Denver | 3 | 87034 87049 | 1840042456 | [10 empty] | South Acomita VillageNM
Baker | Baker | MN | Minnesota | 27027 | Clay | 46.7105 | -96.5579 | 37 | 14 | polygon | FALSE | FALSE | America/Chicago | 3 | 56580 | 1840023848 | [10 empty] | BakerMN
Clear Creek | Clear Creek | UT | Utah | 49007 | Carbon | 39.6429 | -111.1547 | 37 | 69 | polygon | FALSE | FALSE | America/Denver | 3 | 84526 | 1840024370 | [10 empty] | Clear CreekUT
Nash | Nash | ND | North Dakota | 38099 | Walsh | 48.4778 | -97.5245 | 37 | 13 | polygon | FALSE | FALSE | America/Chicago | 3 | 58237 | 1840023769 | [10 empty] | NashND
Granite | Granite | OR | Oregon | 41023 | Grant | 44.81 | -118.4187 | 36 | 37 | polygon | FALSE | TRUE | America/Los_Angeles | 3 | 97877 | 1840019979 | [10 empty] | GraniteOR
Goldfield | Goldfield | CO | Colorado | 8119 | Teller | 38.7177 | -105.1254 | 36 | 98 | polygon | FALSE | FALSE | America/Denver | 3 | 80860 | 1840024552 | [10 empty] | GoldfieldCO
Richfield | Richfield | KS | Kansas | 20129 | Morton | 37.2653 | -101.7828 | 36 | 13 | polygon | FALSE | TRUE | America/Chicago | 3 | 67953 | 1840009907 | [10 empty] | RichfieldKS
Denver | Denver | MO | Missouri | 29227 | Worth | 40.3989 | -94.3233 | 36 | 36 | polygon | FALSE | TRUE | America/Chicago | 3 | 64441 | 1840012144 | [10 empty] | DenverMO
Florence | Florence | MN | Minnesota | 27083 | Lyon | 44.2372 | -96.0517 | 36 | 129 | polygon | FALSE | TRUE | America/Chicago | 3 | 56170 | 1840007876 | [10 empty] | FlorenceMN
Anzac Village | Anzac Village | NM | New Mexico | 35006 | Cibola | 35.0613 | -107.7456 | 36 | 24 | polygon | FALSE | TRUE | America/Denver | 3 | 87034 | 1840042447 | [10 empty] | Anzac VillageNM
La Loma de Falcon | La Loma de Falcon | TX | Texas | 48427 | Starr | 26.537 | -99.0961 | 36 | 162 | polygon | FALSE | TRUE | America/Chicago | 3 | 78584 | 1840040950 | [10 empty] | La Loma de FalconTX
Blue Eye | Blue Eye | AR | Arkansas | 5015 | Carroll | 36.4966 | -93.3977 | 36 | 183 | polygon | FALSE | TRUE | America/Chicago | 3 | 72660 | 1840015294 | [10 empty] | Blue EyeAR
Reid | Reid | MD | Maryland | 24043 | Washington | 39.7126 | -77.6794 | 36 | 111 | polygon | FALSE | FALSE | America/New_York | 3 | 21742 | 1840024409 | [10 empty] | ReidMD
Galatia | Galatia | KS | Kansas | 20009 | Barton | 38.6411 | -98.9578 | 36 | 39 | polygon | FALSE | TRUE | America/Chicago | 3 | 67565 | 1840008626 | [10 empty] | GalatiaKS
Blanchard | Blanchard | IA | Iowa | 19145 | Page | 40.5808 | -95.2215 | 36 | 60 | polygon | FALSE | TRUE | America/Chicago | 3 | 51630 | 1840007183 | [10 empty] | BlanchardIA
Rendville | Rendville | OH | Ohio | 39127 | Perry | 39.6199 | -82.09 | 36 | 44 | polygon | FALSE | TRUE | America/New_York | 3 | 43730 | 1840012482 | [10 empty] | RendvilleOH
El Capitan | El Capitan | AZ | Arizona | 4007 | Gila | 33.2383 | -110.7833 | 36 | 2 | polygon | FALSE | TRUE | America/Phoenix | 3 | 85192 85501 | 1840075340 | [10 empty] | El CapitanAZ
Tolstoy | Tolstoy | SD | South Dakota | 46107 | Potter | 45.2083 | -99.614 | 36 | 76 | polygon | FALSE | TRUE | America/Chicago | 3 | 57475 | 1840002113 | [10 empty] | TolstoySD
Hamlin | Hamlin | KS | Kansas | 20013 | Brown | 39.9155 | -95.6276 | 36 | 158 | polygon | FALSE | TRUE | America/Chicago | 3 | 66434 | 1840007295 | [10 empty] | HamlinKS
Landa | Landa | ND | North Dakota | 38009 | Bottineau | 48.8959 | -100.912 | 36 | 181 | polygon | FALSE | TRUE | America/Chicago | 3 | 58783 | 1840000006 | [10 empty] | LandaND
Dot Lake Village | Dot Lake Village | AK | Alaska | 2240 | Southeast Fairbanks | 63.6622 | -144.016 | 36 | 3 | polygon | FALSE | FALSE | America/Anchorage | 3 | 99737 | 1840023652 | [10 empty] | Dot Lake VillageAK
Crab Orchard | Crab Orchard | NE | Nebraska | 31097 | Johnson | 40.3347 | -96.4224 | 36 | 87 | polygon | FALSE | TRUE | America/Chicago | 3 | 68332 | 1840012168 | [10 empty] | Crab OrchardNE
McLean | McLean | NE | Nebraska | 31139 | Pierce | 42.3862 | -97.4682 | 36 | 146 | polygon | FALSE | TRUE | America/Chicago | 3 | 68747 | 1840011187 | [10 empty] | McLeanNE
Cornlea | Cornlea | NE | Nebraska | 31141 | Platte | 41.68 | -97.5669 | 36 | 150 | polygon | FALSE | TRUE | America/Chicago | 3 | 68642 | 1840011451 | [10 empty] | CornleaNE
Wheatland | Wheatland | ND | North Dakota | 38017 | Cass | 46.9049 | -97.3455 | 36 | 3 | polygon | FALSE | FALSE | America/Chicago | 3 | 58079 | 1840006628 | [10 empty] | WheatlandND
Elkport | Elkport | IA | Iowa | 19043 | Clayton | 42.7411 | -91.2751 | 36 | 55 | polygon | FALSE | TRUE | America/Chicago | 3 | 52044 52042 52048 | 1840008010 | [10 empty] | ElkportIA
Natural Bridge | Natural Bridge | AL | Alabama | 1133 | Winston | 34.0904 | -87.6014 | 35 | 31 | polygon | FALSE | TRUE | America/Chicago | 3 | 35575 35577 | 1840016711 | [10 empty] | Natural BridgeAL
Texola | Texola | OK | Oklahoma | 40009 | Beckham | 35.2222 | -99.9927 | 35 | 21 | polygon | FALSE | TRUE | America/Chicago | 3 | 73645 | 1840022757 | [10 empty] | TexolaOK
Little Orleans | Little Orleans | MD | Maryland | 24001 | Allegany | 39.6308 | -78.3921 | 35 | 19 | polygon | FALSE | FALSE | America/New_York | 3 | 21766 | 1840024426 | [10 empty] | Little OrleansMD
Regal | Regal | MN | Minnesota | 27067 | Kandiyohi | 45.4054 | -94.8397 | 35 | 26 | polygon | FALSE | TRUE | America/Chicago | 3 | 56312 | 1840008911 | [10 empty] | RegalMN
Byron | Byron | OK | Oklahoma | 40003 | Alfalfa | 36.9014 | -98.2946 | 35 | 56 | polygon | FALSE | TRUE | America/Chicago | 3 | 73722 | 1840022608 | [10 empty] | ByronOK
Wenonah | Wenonah | IL | Illinois | 17135 | Montgomery | 39.32 | -89.288 | 35 | 8 | polygon | FALSE | TRUE | America/Chicago | 3 | 62075 | 1840012648 | [10 empty] | WenonahIL
Reserve | Reserve | MT | Montana | 30091 | Sheridan | 48.6024 | -104.4677 | 35 | 10 | polygon | FALSE | FALSE | America/Denver | 3 | 59258 | 1840018362 | [10 empty] | ReserveMT
Berlin | Berlin | ND | North Dakota | 38045 | LaMoure | 46.3784 | -98.4885 | 35 | 140 | polygon | FALSE | TRUE | America/Chicago | 3 | 58415 | 1840001944 | [10 empty] | BerlinND
Cobden | Cobden | MN | Minnesota | 27015 | Brown | 44.2825 | -94.8466 | 35 | 13 | polygon | FALSE | TRUE | America/Chicago | 3 | 56085 | 1840006790 | [10 empty] | CobdenMN
Nubieber | Nubieber | CA | California | 6035 | Lassen | 41.0967 | -121.1816 | 35 | 18 | polygon | FALSE | FALSE | America/Los_Angeles | 3 | 96068 | 1840026367 | [10 empty] | NubieberCA
Seneca | Seneca | NE | Nebraska | 31171 | Thomas | 42.044 | -100.832 | 35 | 45 | polygon | FALSE | FALSE | America/Denver | 3 | 69161 | 1840011365 | [10 empty] | SenecaNE
Kickapoo Site 6 | Kickapoo Site 6 | KS | Kansas | 20013 | Brown | 39.6917 | -95.6905 | 35 | 43 | polygon | FALSE | TRUE | America/Chicago | 3 | 66527 | 1840039307 | [10 empty] | Kickapoo Site 6KS
Jerome | Jerome | AR | Arkansas | 5043 | Drew | 33.3988 | -91.4697 | 34 | 129 | polygon | FALSE | TRUE | America/Chicago | 3 | 71638 | 1840016812 | [10 empty] | JeromeAR
Douglas | Douglas | OK | Oklahoma | 40047 | Garfield | 36.2604 | -97.6675 | 34 | 86 | polygon | FALSE | TRUE | America/Chicago | 3 | 73733 | 1840021646 | [10 empty] | DouglasOK
Denham | Denham | MN | Minnesota | 27115 | Pine | 46.3617 | -92.9415 | 34 | 9 | polygon | FALSE | TRUE | America/Chicago | 3 | 55783 55795 | 1840006663 | [10 empty] | DenhamMN
Sutherland | Sutherland | UT | Utah | 49027 | Millard | 39.3896 | -112.64 | 34 | 6 | polygon | FALSE | FALSE | America/Denver | 3 | 84624 | 1840024465 | [10 empty] | SutherlandUT
Cundiyo | Cundiyo | NM | New Mexico | 35049 | Santa Fe | 35.9565 | -105.8971 | 34 | 26 | polygon | FALSE | FALSE | America/Denver | 3 | 87522 | 1840019098 | [10 empty] | CundiyoNM
Paoli | Paoli | CO | Colorado | 8095 | Phillips | 40.6128 | -102.4717 | 34 | 44 | polygon | FALSE | TRUE | America/Denver | 3 | 80746 80731 | 1840022413 | [10 empty] | PaoliCO
Popponesset Island | Popponesset Island | MA | Massachusetts | 25001 | Barnstable | 41.5855 | -70.4591 | 34 | 182 | polygon | FALSE | FALSE | America/New_York | 3 | 2649 | 1840031249 | [10 empty] | Popponesset IslandMA
Valley Ford | Valley Ford | CA | California | 6097 | Sonoma | 38.3246 | -122.9148 | 34 | 4 | polygon | FALSE | FALSE | America/Los_Angeles | 3 | 94952 94922 | 1840024622 | [10 empty] | Valley FordCA
Granger | Granger | MO | Missouri | 29199 | Scotland | 40.467 | -91.9736 | 34 | 82 | polygon | FALSE | TRUE | America/Chicago | 3 | 63432 | 1840012116 | [10 empty] | GrangerMO
Lupus | Lupus | MO | Missouri | 29135 | Moniteau | 38.846 | -92.454 | 34 | 71 | polygon | FALSE | TRUE | America/Chicago | 3 | 65046 | 1840009727 | [10 empty] | LupusMO
Gerlach | Gerlach | NV | Nevada | 32031 | Washoe | 40.6451 | -119.3614 | 34 | 4 | polygon | FALSE | FALSE | America/Los_Angeles | 3 | 89405 89412 | 1840024129 | [10 empty] | GerlachNV
Broadland | Broadland | SD | South Dakota | 46005 | Beadle | 44.4938 | -98.3466 | 34 | 13 | polygon | FALSE | TRUE | America/Chicago | 3 | 57350 | 1840008965 | [10 empty] | BroadlandSD
Dailey | Dailey | WV | West Virginia | 54083 | Randolph | 38.7968 | -79.8967 | 34 | 25 | polygon | FALSE | FALSE | America/New_York | 3 | 26259 26253 | 1840025631 | [10 empty] | DaileyWV
Fairdale | Fairdale | ND | North Dakota | 38099 | Walsh | 48.49 | -98.2312 | 34 | 41 | polygon | FALSE | TRUE | America/Chicago | 3 | 58229 | 1840000078 | [10 empty] | FairdaleND
La Chuparosa | La Chuparosa | TX | Texas | 48427 | Starr | 26.4037 | -98.9268 | 34 | 1301 | polygon | FALSE | TRUE | America/Chicago | 3 | 78582 | 1840040896 | [10 empty] | La ChuparosaTX
Panola | Panola | OK | Oklahoma | 40077 | Latimer | 34.9273 | -95.2099 | 34 | 11 | polygon | FALSE | FALSE | America/Chicago | 3 | 74563 74578 74559 | 1840034475 | [10 empty] | PanolaOK
Speed | Speed | KS | Kansas | 20147 | Phillips | 39.6764 | -99.4209 | 34 | 87 | polygon | FALSE | TRUE | America/Chicago | 3 | 67661 | 1840009509 | [10 empty] | SpeedKS
Brinsmade | Brinsmade | ND | North Dakota | 38005 | Benson | 48.184 | -99.3236 | 34 | 48 | polygon | FALSE | TRUE | America/Chicago | 3 | 58351 | 1840000087 | [10 empty] | BrinsmadeND
Danville | Danville | KS | Kansas | 20077 | Harper | 37.286 | -97.8921 | 34 | 158 | polygon | FALSE | TRUE | America/Chicago | 3 | 67036 | 1840007621 | [10 empty] | DanvilleKS
Capulin | Capulin | NM | New Mexico | 35059 | Union | 36.7445 | -103.9958 | 34 | 8 | polygon | FALSE | FALSE | America/Denver | 3 | 88414 88418 | 1840024854 | [10 empty] | CapulinNM
Altamont | Altamont | SD | South Dakota | 46039 | Deuel | 44.8408 | -96.6901 | 34 | 10 | polygon | FALSE | TRUE | America/Chicago | 3 | 57226 | 1840002273 | [10 empty] | AltamontSD
Nanticoke Acres | Nanticoke Acres | MD | Maryland | 24045 | Wicomico | 38.2578 | -75.906 | 34 | 49 | polygon | FALSE | FALSE | America/New_York | 3 | 21840 | 1840024668 | [10 empty] | Nanticoke AcresMD
Nelson | Nelson | NV | Nevada | 32003 | Clark | 35.7179 | -114.8313 | 34 | 2 | polygon | FALSE | FALSE | America/Los_Angeles | 3 | 89046 | 1840024863 | [10 empty] | NelsonNV
Glenwood | Glenwood | NM | New Mexico | 35003 | Catron | 33.3188 | -108.8811 | 34 | 8 | polygon | FALSE | FALSE | America/Denver | 3 | 88039 | 1840025024 | [10 empty] | GlenwoodNM
Frytown | Frytown | IA | Iowa | 19103 | Johnson | 41.5719 | -91.7321 | 33 | 15 | polygon | FALSE | FALSE | America/Chicago | 3 | 52247 | 1840026255 | [10 empty] | FrytownIA
Spokane | Spokane | MO | Missouri | 29043 | Christian | 36.8633 | -93.3056 | 33 | 15 | polygon | FALSE | FALSE | America/Chicago | 3 | 65754 | 1840006501 | [10 empty] | SpokaneMO
Byers | Byers | KS | Kansas | 20151 | Pratt | 37.7879 | -98.867 | 33 | 75 | polygon | FALSE | TRUE | America/Chicago | 3 | 67021 | 1840007580 | [10 empty] | ByersKS
Bushong | Bushong | KS | Kansas | 20111 | Lyon | 38.6428 | -96.2567 | 33 | 84 | polygon | FALSE | TRUE | America/Chicago | 3 | 66833 | 1840007467 | [10 empty] | BushongKS
Bentley | Bentley | IL | Illinois | 17067 | Hancock | 40.344 | -91.1118 | 33 | 89 | polygon | FALSE | TRUE | America/Chicago | 3 | 62321 | 1840009410 | [10 empty] | BentleyIL
Fremont | Fremont | MO | Missouri | 29035 | Carter | 36.9522 | -91.1623 | 33 | 64 | polygon | FALSE | FALSE | America/Chicago | 3 | 63941 | 1840025740 | [10 empty] | FremontMO
Beyerville | Beyerville | AZ | Arizona | 4023 | Santa Cruz | 31.3921 | -110.8748 | 33 | 38 | polygon | FALSE | FALSE | America/Phoenix | 3 | 85621 | 1840023119 | [10 empty] | BeyervilleAZ
Concord | Concord | KY | Kentucky | 21135 | Lewis | 38.6876 | -83.4915 | 33 | 206 | polygon | FALSE | TRUE | America/New_York | 3 | 41179 | 1840014279 | [10 empty] | ConcordKY
Macomb | Macomb | OK | Oklahoma | 40125 | Pottawatomie | 35.1479 | -97.0087 | 33 | 143 | polygon | FALSE | TRUE | America/Chicago | 3 | 74852 | 1840022763 | [10 empty] | MacombOK
Berkley | Berkley | IA | Iowa | 19015 | Boone | 41.9465 | -94.1136 | 33 | 63 | polygon | FALSE | TRUE | America/Chicago | 3 | 50220 | 1840007011 | [10 empty] | BerkleyIA
Lake Roberts | Lake Roberts | NM | New Mexico | 35017 | Grant | 33.0313 | -108.1689 | 33 | 44 | polygon | FALSE | TRUE | America/Denver | 3 | 88061 | 1840040111 | [10 empty] | Lake RobertsNM
Rockham | Rockham | SD | South Dakota | 46049 | Faulk | 44.9043 | -98.8234 | 33 | 25 | polygon | FALSE | TRUE | America/Chicago | 3 | 57470 | 1840002117 | [10 empty] | RockhamSD
Los Panes | Los Panes | PR | Puerto Rico | 72025 | Caguas | 18.1871 | -66.0762 | 33 | 174 | polygon | FALSE | TRUE | America/Puerto_Rico | 3 | 727 | 1630025218 | [10 empty] | Los PanesPR
Cushing | Cushing | NE | Nebraska | 31093 | Howard | 41.2948 | -98.3691 | 33 | 41 | polygon | FALSE | TRUE | America/Chicago | 3 | 68873 | 1840011661 | [10 empty] | CushingNE
Canton City | Canton City | ND | North Dakota | 38067 | Pembina | 48.688 | -97.6661 | 33 | 51 | polygon | FALSE | TRUE | America/Chicago | 3 | 58241 | 1840059041 | [10 empty] | Canton CityND
Amado | Amado | AZ | Arizona | 4023 | Santa Cruz | 31.6968 | -111.0583 | 33 | 2 | polygon | FALSE | FALSE | America/Phoenix | 3 | 85645 85646 | 1840018172 | [10 empty] | AmadoAZ
Burgess | Burgess | MO | Missouri | 29011 | Barton | 37.5568 | -94.6153 | 33 | 114 | polygon | FALSE | FALSE | America/Chicago | 3 | 64769 | 1840009888 | [10 empty] | BurgessMO
Creston | Creston | CA | California | 6079 | San Luis Obispo | 35.5173 | -120.5211 | 33 | 22 | polygon | FALSE | FALSE | America/Los_Angeles | 3 | 93432 | 1840025803 | [10 empty] | CrestonCA
Beaulieu | Beaulieu | MN | Minnesota | 27087 | Mahnomen | 47.3389 | -95.8054 | 33 | 3 | polygon | FALSE | FALSE | America/Chicago | 3 | 56557 | 1840023820 | [10 empty] | BeaulieuMN
Great Meadows | Great Meadows | NJ | New Jersey | 34041 | Warren | 40.877 | -74.9034 | 32 | 8 | polygon | FALSE | FALSE | America/New_York | 3 | 7838 | 1840024225 | [10 empty] | Great MeadowsNJ
Sunrise | Sunrise | AK | Alaska | 2122 | Kenai Peninsula | 60.8701 | -149.4678 | 32 | 0 | polygon | FALSE | FALSE | America/Anchorage | 3 | 99605 | 1840023608 | [10 empty] | SunriseAK
Spencer | Spencer | ID | Idaho | 16033 | Clark | 44.3769 | -112.1897 | 32 | 10 | polygon | FALSE | TRUE | America/Boise | 3 | 83446 | 1840021259 | [10 empty] | SpencerID
Yetter | Yetter | IA | Iowa | 19025 | Calhoun | 42.3161 | -94.8432 | 32 | 98 | polygon | FALSE | TRUE | America/Chicago | 3 | 51433 | 1840010099 | [10 empty] | YetterIA
Weston | Weston | CO | Colorado | 8071 | Las Animas | 37.146 | -104.8683 | 32 | 3 | polygon | FALSE | FALSE | America/Denver | 3 | 81091 | 1840024765 | [10 empty] | WestonCO
Belgreen | Belgreen | AL | Alabama | 1059 | Franklin | 34.4767 | -87.8653 | 32 | 10 | polygon | FALSE | FALSE | America/Chicago | 3 | 35653 | 1840005612 | [10 empty] | BelgreenAL
Lance Creek | Lance Creek | WY | Wyoming | 56027 | Niobrara | 43.041 | -104.6626 | 32 | 0 | polygon | FALSE | FALSE | America/Denver | 3 | 82225 82224 82222 | 1840017443 | [10 empty] | Lance CreekWY
Los Veteranos II | Los Veteranos II | TX | Texas | 48427 | Starr | 27.7712 | -99.4433 | 32 | 77 | polygon | FALSE | FALSE | America/Chicago | 3 | 78045 | 1840037062 | [10 empty] | Los Veteranos IITX
Santiago | Santiago | WA | Washington | 53027 | Grays Harbor | 47.2975 | -124.2327 | 32 | 7 | polygon | FALSE | TRUE | America/Los_Angeles | 3 | 98587 | 1840042040 | [10 empty] | SantiagoWA
Passaic | Passaic | MO | Missouri | 29013 | Bates | 38.322 | -94.3486 | 32 | 174 | polygon | FALSE | TRUE | America/Chicago | 3 | 64730 | 1840009813 | [10 empty] | PassaicMO
Wolford | Wolford | ND | North Dakota | 38069 | Pierce | 48.4976 | -99.7035 | 32 | 68 | polygon | FALSE | TRUE | America/Chicago | 3 | 58385 | 1840001881 | [10 empty] | WolfordND
Correll | Correll | MN | Minnesota | 27011 | Big Stone | 45.232 | -96.1627 | 32 | 32 | polygon | FALSE | TRUE | America/Chicago | 3 | 56227 | 1840006696 | [10 empty] | CorrellMN
Huntsdale | Huntsdale | MO | Missouri | 29019 | Boone | 38.912 | -92.4786 | 32 | 42 | polygon | FALSE | TRUE | America/Chicago | 3 | 65203 65279 | 1840010688 | [10 empty] | HuntsdaleMO
Rosston | Rosston | OK | Oklahoma | 40059 | Harper | 36.8128 | -99.9328 | 32 | 45 | polygon | FALSE | TRUE | America/Chicago | 3 | 73855 | 1840021620 | [10 empty] | RosstonOK
Victoria | Victoria | AR | Arkansas | 5093 | Mississippi | 35.7574 | -90.0602 | 32 | 39 | polygon | FALSE | TRUE | America/Chicago | 3 | 72370 72315 | 1840016229 | [10 empty] | VictoriaAR
Boulder | Boulder | WY | Wyoming | 56035 | Sublette | 42.7461 | -109.7067 | 32 | 6 | polygon | FALSE | FALSE | America/Denver | 3 | 82923 | 1840017449 | [10 empty] | BoulderWY
Chesapeake | Chesapeake | MO | Missouri | 29109 | Lawrence | 37.1161 | -93.6791 | 32 | 27 | polygon | FALSE | FALSE | America/Chicago | 3 | 65712 | 1840025738 | [10 empty] | ChesapeakeMO
Excursion Inlet | Excursion Inlet | AK | Alaska | 2100 | Haines | 58.4355 | -135.373 | 32 | 0 | polygon | FALSE | FALSE | America/Juneau | 3 | 99827 | 1840023316 | [10 empty] | Excursion InletAK
Homestead | Homestead | NM | New Mexico | 35003 | Catron | 34.1489 | -107.8822 | 32 | 10 | polygon | FALSE | TRUE | America/Denver | 3 | 87821 | 1840040082 | [10 empty] | HomesteadNM
Clarysville | Clarysville | MD | Maryland | 24001 | Allegany | 39.6421 | -78.8887 | 32 | 105 | polygon | FALSE | FALSE | America/New_York | 3 | 21532 | 1840024418 | [10 empty] | ClarysvilleMD
Alsen | Alsen | ND | North Dakota | 38019 | Cavalier | 48.6303 | -98.7048 | 32 | 0 | polygon | FALSE | TRUE | America/Chicago | 3 | 58311 58352 58338 | 1840016544 | [10 empty] | AlsenND
Bison | Bison | OK | Oklahoma | 40047 | Garfield | 36.196 | -97.8979 | 32 | 11 | polygon | FALSE | FALSE | America/Chicago | 3 | 73720 | 1840026927 | [10 empty] | BisonOK
Tanquecitos South Acres | Tanquecitos South Acres | TX | Texas | 48479 | Webb | 27.4898 | -99.3797 | 31 | 25 | polygon | FALSE | TRUE | America/Chicago | 3 | 78043 | 1840041551 | [10 empty] | Tanquecitos South AcresTX
Charmwood | Charmwood | MO | Missouri | 29071 | Franklin | 38.2811 | -91.0966 | 31 | 85 | polygon | FALSE | TRUE | America/Chicago | 3 | 63080 | 1840032259 | [10 empty] | CharmwoodMO
Grainola | Grainola | OK | Oklahoma | 40113 | Osage | 36.9379 | -96.6488 | 31 | 50 | polygon | FALSE | TRUE | America/Chicago | 3 | 74652 | 1840021594 | [10 empty] | GrainolaOK
Storla | Storla | SD | South Dakota | 46003 | Aurora | 43.8625 | -98.3526 | 31 | 95 | polygon | FALSE | FALSE | America/Chicago | 3 | 57359 | 1840004164 | [10 empty] | StorlaSD
Gandy | Gandy | NE | Nebraska | 31113 | Logan | 41.4698 | -100.4583 | 31 | 48 | polygon | FALSE | TRUE | America/Chicago | 3 | 69163 | 1840011473 | [10 empty] | GandyNE
Lawton | Lawton | ND | North Dakota | 38071 | Ramsey | 48.3036 | -98.3684 | 31 | 13 | polygon | FALSE | TRUE | America/Chicago | 3 | 58345 | 1840000075 | [10 empty] | LawtonND
Erie | Erie | ND | North Dakota | 38017 | Cass | 47.1154 | -97.3879 | 31 | 5 | polygon | FALSE | FALSE | America/Chicago | 3 | 58029 | 1840004000 | [10 empty] | ErieND
Weed | Weed | NM | New Mexico | 35035 | Otero | 32.8025 | -105.5248 | 31 | 1 | polygon | FALSE | FALSE | America/Denver | 3 | 88339 88354 | 1840025064 | [10 empty] | WeedNM
Pedro Bay | Pedro Bay | AK | Alaska | 2164 | Lake and Peninsula | 59.7822 | -154.1236 | 31 | 0 | polygon | FALSE | FALSE | America/Anchorage | 3 | 99647 | 1840023289 | [10 empty] | Pedro BayAK
Kemps Mill | Kemps Mill | MD | Maryland | 24043 | Washington | 39.6268 | -77.8138 | 31 | 46 | polygon | FALSE | TRUE | America/New_York | 3 | 21740 | 1840039472 | [10 empty] | Kemps MillMD
Susank | Susank | KS | Kansas | 20009 | Barton | 38.6407 | -98.7745 | 31 | 120 | polygon | FALSE | TRUE | America/Chicago | 3 | 67544 | 1840009651 | [10 empty] | SusankKS
Galt | Galt | IA | Iowa | 19197 | Wright | 42.693 | -93.6051 | 31 | 22 | polygon | FALSE | TRUE | America/Chicago | 3 | 50101 50470 | 1840008033 | [10 empty] | GaltIA
Old Station | Old Station | CA | California | 6089 | Shasta | 40.6722 | -121.4228 | 31 | 5 | polygon | FALSE | FALSE | America/Los_Angeles | 3 | 96071 | 1840026369 | [10 empty] | Old StationCA
East Amana | East Amana | IA | Iowa | 19095 | Iowa | 41.8071 | -91.8498 | 31 | 16 | polygon | FALSE | FALSE | America/Chicago | 3 | 52203 | 1840026253 | [10 empty] | East AmanaIA
Brownsville | Brownsville | MD | Maryland | 24043 | Washington | 39.3782 | -77.6615 | 31 | 42 | polygon | FALSE | FALSE | America/New_York | 3 | 21758 21715 | 1840024392 | [10 empty] | BrownsvilleMD
Carlton | Carlton | AL | Alabama | 1025 | Clarke | 31.343 | -87.8378 | 31 | 2 | polygon | FALSE | FALSE | America/Chicago | 3 | 36545 | 1840025932 | [10 empty] | CarltonAL
Long Lake | Long Lake | SD | South Dakota | 46089 | McPherson | 45.8567 | -99.2059 | 31 | 43 | polygon | FALSE | TRUE | America/Chicago | 3 | 57457 | 1840002027 | [10 empty] | Long LakeSD
Botines | Botines | TX | Texas | 48479 | Webb | 27.7719 | -99.4571 | 31 | 6 | polygon | FALSE | FALSE | America/Chicago | 3 | 78045 | 1840018290 | [10 empty] | BotinesTX
Parkline | Parkline | ID | Idaho | 16009 | Benewah | 47.3384 | -116.6939 | 30 | 23 | polygon | FALSE | FALSE | America/Los_Angeles | 3 | 83861 | 1840025254 | [10 empty] | ParklineID
Waldo | Waldo | KS | Kansas | 20167 | Russell | 39.12 | -98.7983 | 30 | 30 | polygon | FALSE | TRUE | America/Chicago | 3 | 67673 | 1840010704 | [10 empty] | WaldoKS
Wales | Wales | ND | North Dakota | 38019 | Cavalier | 48.8952 | -98.6008 | 30 | 47 | polygon | FALSE | TRUE | America/Chicago | 3 | 58281 | 1840001862 | [10 empty] | WalesND
Thendara | Thendara | NY | New York | 36043 | Herkimer | 43.701 | -74.9971 | 30 | 20 | polygon | FALSE | FALSE | America/New_York | 3 | 13472 | 1840033970 | [10 empty] | ThendaraNY
Covel | Covel | WV | West Virginia | 54109 | Wyoming | 37.4907 | -81.3196 | 30 | 54 | polygon | FALSE | FALSE | America/New_York | 3 | 24719 | 1840038235 | [10 empty] | CovelWV
Bull Hollow | Bull Hollow | OK | Oklahoma | 40041 | Delaware | 36.3046 | -94.9008 | 30 | 2 | polygon | FALSE | FALSE | America/Chicago | 3 | 74338 | 1840034629 | [10 empty] | Bull HollowOK
Rocky Point | Rocky Point | MT | Montana | 30047 | Lake | 47.7323 | -114.1855 | 30 | 19 | polygon | FALSE | FALSE | America/Denver | 3 | 59860 | 1840032838 | [10 empty] | Rocky PointMT
Moorefield | Moorefield | NE | Nebraska | 31063 | Frontier | 40.6899 | -100.4004 | 30 | 69 | polygon | FALSE | TRUE | America/Chicago | 3 | 69039 | 1840012034 | [10 empty] | MoorefieldNE
Thousand Island Park | Thousand Island Park | NY | New York | 36045 | Jefferson | 44.2888 | -76.026 | 30 | 39 | polygon | FALSE | FALSE | America/New_York | 3 | 13692 | 1840023988 | [10 empty] | Thousand Island ParkNY
Carbon | Carbon | IA | Iowa | 19003 | Adams | 41.0497 | -94.824 | 30 | 16 | polygon | FALSE | TRUE | America/Chicago | 3 | 50839 | 1840007157 | [10 empty] | CarbonIA
Lisco | Lisco | NE | Nebraska | 31069 | Garden | 41.4987 | -102.6237 | 30 | 19 | polygon | FALSE | FALSE | America/Denver | 3 | 69148 | 1840033155 | [10 empty] | LiscoNE
Winigan | Winigan | MO | Missouri | 29211 | Sullivan | 40.0469 | -92.9017 | 30 | 23 | polygon | FALSE | FALSE | America/Chicago | 3 | 63566 | 1840025553 | [10 empty] | WiniganMO
Foxholm | Foxholm | ND | North Dakota | 38101 | Ward | 48.3654 | -101.5721 | 30 | 12 | polygon | FALSE | FALSE | America/Chicago | 3 | 58718 | 1840023761 | [10 empty] | FoxholmND
Impact | Impact | TX | Texas | 48441 | Taylor | 32.5002 | -99.7466 | 30 | 133 | polygon | FALSE | TRUE | America/Chicago | 3 | 79603 | 1840022094 | [10 empty] | ImpactTX
Verdel | Verdel | NE | Nebraska | 31107 | Knox | 42.8114 | -98.1933 | 30 | 67 | polygon | FALSE | TRUE | America/Chicago | 3 | 68760 | 1840011066 | [10 empty] | VerdelNE
Portland | Portland | IA | Iowa | 19033 | Cerro Gordo | 43.1276 | -93.1271 | 30 | 54 | polygon | FALSE | FALSE | America/Chicago | 3 | 50458 50401 | 1840024052 | [10 empty] | PortlandIA
Miller | Miller | IA | Iowa | 19081 | Hancock | 43.1864 | -93.6076 | 30 | 5 | polygon | FALSE | FALSE | America/Chicago | 3 | 50438 | 1840024056 | [10 empty] | MillerIA
Embden | Embden | ND | North Dakota | 38017 | Cass | 46.805 | -97.4395 | 30 | 16 | polygon | FALSE | FALSE | America/Chicago | 3 | 58079 | 1840023847 | [10 empty] | EmbdenND
Whale Pass | Whale Pass | AK | Alaska | 2198 | Prince of Wales-Hyder | 56.1053 | -133.1244 | 30 | 0 | polygon | FALSE | TRUE | America/Sitka | 3 | 99921 | 1840023644 | [10 empty] | Whale PassAK
Samnorwood | Samnorwood | TX | Texas | 48087 | Collingsworth | 35.0503 | -100.2812 | 30 | 7 | polygon | FALSE | FALSE | America/Chicago | 3 | 79079 | 1840019179 | [10 empty] | SamnorwoodTX
Jenner | Jenner | CA | California | 6097 | Sonoma | 38.4511 | -123.1203 | 30 | 5 | polygon | FALSE | FALSE | America/Los_Angeles | 3 | 95450 95465 | 1840024617 | [10 empty] | JennerCA
Grenville | Grenville | NM | New Mexico | 35059 | Union | 36.5905 | -103.6145 | 29 | 29 | polygon | FALSE | TRUE | America/Denver | 3 | 88424 | 1840022634 | [10 empty] | GrenvilleNM
Greenbackville | Greenbackville | VA | Virginia | 51001 | Accomack | 38.0105 | -75.3869 | 29 | 21 | polygon | FALSE | FALSE | America/New_York | 3 | 23356 | 1840024727 | [10 empty] | GreenbackvilleVA
Marvin | Marvin | SD | South Dakota | 46051 | Grant | 45.2605 | -96.9154 | 29 | 20 | polygon | FALSE | TRUE | America/Chicago | 3 | 57251 | 1840002098 | [10 empty] | MarvinSD
Luverne | Luverne | ND | North Dakota | 38091 | Steele | 47.2514 | -97.9348 | 29 | 43 | polygon | FALSE | TRUE | America/Chicago | 3 | 58056 | 1840000130 | [10 empty] | LuverneND
Florence | Florence | IN | Indiana | 18155 | Switzerland | 38.7836 | -84.9238 | 29 | 82 | polygon | FALSE | FALSE | America/Indiana/Vevay | 3 | 47020 47038 | 1840025646 | [10 empty] | FlorenceIN
Nanafalia | Nanafalia | AL | Alabama | 1091 | Marengo | 32.1114 | -87.9957 | 29 | 5 | polygon | FALSE | FALSE | America/Chicago | 3 | 36782 36764 | 1840025910 | [10 empty] | NanafaliaAL
Skwentna | Skwentna | AK | Alaska | 2170 | Matanuska-Susitna | 61.9314 | -151.2096 | 29 | 0 | polygon | FALSE | FALSE | America/Anchorage | 3 | 99667 | 1840023373 | [10 empty] | SkwentnaAK
Putnam | Putnam | OK | Oklahoma | 40043 | Dewey | 35.8559 | -98.9679 | 29 | 111 | polygon | FALSE | TRUE | America/Chicago | 3 | 73659 | 1840021689 | [10 empty] | PutnamOK
Mentone | Mentone | TX | Texas | 48301 | Loving | 31.7073 | -103.5989 | 29 | 65 | polygon | FALSE | FALSE | America/Chicago | 3 | 79754 | 1840027001 | [10 empty] | MentoneTX
Floraville | Floraville | IL | Illinois | 17163 | St. Clair | 38.3763 | -90.0557 | 29 | 203 | polygon | FALSE | FALSE | America/Chicago | 3 | 62298 | 1840024656 | [10 empty] | FloravilleIL
Bazile Mills | Bazile Mills | NE | Nebraska | 31107 | Knox | 42.5124 | -97.9083 | 29 | 22 | polygon | FALSE | TRUE | America/Chicago | 3 | 68729 | 1840011062 | [10 empty] | Bazile MillsNE
Fortescue | Fortescue | MO | Missouri | 29087 | Holt | 40.0519 | -95.3176 | 29 | 145 | polygon | FALSE | TRUE | America/Chicago | 3 | 64437 | 1840010494 | [10 empty] | FortescueMO
Jeffrey City | Jeffrey City | WY | Wyoming | 56013 | Fremont | 42.4808 | -107.8256 | 29 | 0 | polygon | FALSE | FALSE | America/Denver | 3 | 82520 | 1840017437 | [10 empty] | Jeffrey CityWY
Crocker | Crocker | SD | South Dakota | 46025 | Clark | 45.107 | -97.7806 | 29 | 3 | polygon | FALSE | FALSE | America/Chicago | 3 | 57217 | 1840026114 | [10 empty] | CrockerSD
Lushton | Lushton | NE | Nebraska | 31185 | York | 40.724 | -97.7237 | 29 | 78 | polygon | FALSE | TRUE | America/Chicago | 3 | 68371 | 1840011822 | [10 empty] | LushtonNE
Deer Lick | Deer Lick | OK | Oklahoma | 40041 | Delaware | 36.4595 | -94.7468 | 29 | 11 | polygon | FALSE | TRUE | America/Chicago | 3 | 74346 | 1840040357 | [10 empty] | Deer LickOK
Hutchins | Hutchins | IA | Iowa | 19081 | Hancock | 43.0878 | -93.8865 | 29 | 37 | polygon | FALSE | FALSE | America/Chicago | 3 | 50423 | 1840024055 | [10 empty] | HutchinsIA
Silver Gate | Silver Gate | MT | Montana | 30067 | Park | 45.0198 | -109.9829 | 29 | 2 | polygon | FALSE | FALSE | America/Denver | 3 | 59030 59081 | 1840023887 | [10 empty] | Silver GateMT
Fontanelle | Fontanelle | NE | Nebraska | 31177 | Washington | 41.5383 | -96.4271 | 29 | 44 | polygon | FALSE | FALSE | America/Chicago | 3 | 68044 | 1840024138 | [10 empty] | FontanelleNE
No Name | No Name | CO | Colorado | 8045 | Garfield | 39.5597 | -107.293 | 29 | 62 | polygon | FALSE | FALSE | America/Denver | 3 | 81601 | 1840028585 | [10 empty] | No NameCO
Karluk | Karluk | AK | Alaska | 2150 | Kodiak Island | 57.5845 | -154.3255 | 29 | 0 | polygon | FALSE | FALSE | America/Anchorage | 3 | 99615 99608 | 1840023299 | [10 empty] | KarlukAK
Prattville | Prattville | CA | California | 6063 | Plumas | 40.206 | -121.1575 | 28 | 17 | polygon | FALSE | FALSE | America/Los_Angeles | 3 | 95923 | 1840018767 | [10 empty] | PrattvilleCA
Kramer | Kramer | ND | North Dakota | 38009 | Bottineau | 48.691 | -100.7078 | 28 | 70 | polygon | FALSE | TRUE | America/Chicago | 3 | 58748 | 1840000005 | [10 empty] | KramerND
Maloy | Maloy | IA | Iowa | 19159 | Ringgold | 40.6732 | -94.4119 | 28 | 17 | polygon | FALSE | TRUE | America/Chicago | 3 | 50835 50836 | 1840009391 | [10 empty] | MaloyIA
Port Murray | Port Murray | NJ | New Jersey | 34041 | Warren | 40.7912 | -74.9138 | 28 | 62 | polygon | FALSE | FALSE | America/New_York | 3 | 7865 | 1840033389 | [10 empty] | Port MurrayNJ
Sibley | Sibley | ND | North Dakota | 38003 | Barnes | 47.2186 | -97.9653 | 28 | 240 | polygon | FALSE | TRUE | America/Chicago | 3 | 58429 | 1840001932 | [10 empty] | SibleyND
Fults | Fults | IL | Illinois | 17133 | Monroe | 38.1644 | -90.2128 | 28 | 204 | polygon | FALSE | TRUE | America/Chicago | 3 | 62244 | 1840012896 | [10 empty] | FultsIL
Dunlap | Dunlap | KS | Kansas | 20127 | Morris | 38.5763 | -96.3676 | 28 | 43 | polygon | FALSE | TRUE | America/Chicago | 3 | 66846 | 1840008601 | [10 empty] | DunlapKS
Aten | Aten | NE | Nebraska | 31027 | Cedar | 42.8369 | -97.4408 | 28 | 6 | polygon | FALSE | FALSE | America/Chicago | 3 | 68730 | 1840024090 | [10 empty] | AtenNE
Annada | Annada | MO | Missouri | 29163 | Pike | 39.2621 | -90.8287 | 28 | 177 | polygon | FALSE | TRUE | America/Chicago | 3 | 63330 | 1840010626 | [10 empty] | AnnadaMO
Evergreen | Evergreen | MO | Missouri | 29105 | Laclede | 37.5486 | -92.5961 | 28 | 1 | polygon | FALSE | TRUE | America/Chicago | 3 | 65536 | 1840012982 | [10 empty] | EvergreenMO
New Amsterdam | New Amsterdam | IN | Indiana | 18061 | Harrison | 38.1022 | -86.276 | 28 | 141 | polygon | FALSE | TRUE | America/New_York | 3 | 47142 | 1840009825 | [10 empty] | New AmsterdamIN
De Lamere | De Lamere | ND | North Dakota | 38081 | Sargent | 46.2668 | -97.3332 | 28 | 41 | polygon | FALSE | FALSE | America/Chicago | 3 | 58060 | 1840023879 | [10 empty] | De LamereND
Gardena | Gardena | ND | North Dakota | 38009 | Bottineau | 48.7012 | -100.4981 | 28 | 31 | polygon | FALSE | TRUE | America/Chicago | 3 | 58318 58748 | 1840000004 | [10 empty] | GardenaND
Green Hills | Green Hills | PA | Pennsylvania | 42125 | Washington | 40.1153 | -80.3049 | 28 | 11 | polygon | FALSE | TRUE | America/New_York | 3 | 15301 | 1840003656 | [10 empty] | Green HillsPA
Amada Acres | Amada Acres | TX | Texas | 48427 | Starr | 26.3433 | -98.7393 | 28 | 150 | polygon | FALSE | TRUE | America/Chicago | 3 | 78582 | 1840040620 | [10 empty] | Amada AcresTX
Ypsilanti | Ypsilanti | ND | North Dakota | 38093 | Stutsman | 46.7834 | -98.561 | 28 | 19 | polygon | FALSE | FALSE | America/Chicago | 3 | 58497 | 1840023845 | [10 empty] | YpsilantiND
Oasis | Oasis | UT | Utah | 49027 | Millard | 39.2923 | -112.629 | 28 | 28 | polygon | FALSE | FALSE | America/Denver | 3 | 84624 | 1840024464 | [10 empty] | OasisUT
Strang | Strang | NE | Nebraska | 31059 | Fillmore | 40.4149 | -97.5872 | 27 | 83 | polygon | FALSE | TRUE | America/Chicago | 3 | 68444 | 1840012054 | [10 empty] | StrangNE
Middle Frisco | Middle Frisco | NM | New Mexico | 35003 | Catron | 33.6949 | -108.7639 | 27 | 19 | polygon | FALSE | TRUE | America/Denver | 3 | 87830 | 1840040152 | [10 empty] | Middle FriscoNM
Atomic City | Atomic City | ID | Idaho | 16011 | Bingham | 43.4431 | -112.8124 | 27 | 131 | polygon | FALSE | TRUE | America/Boise | 3 | 83215 | 1840018648 | [10 empty] | Atomic CityID
Luna | Luna | NM | New Mexico | 35003 | Catron | 33.8181 | -108.9435 | 27 | 1 | polygon | FALSE | FALSE | America/Denver | 3 | 87824 | 1840025025 | [10 empty] | LunaNM
Fallis | Fallis | OK | Oklahoma | 40081 | Lincoln | 35.7499 | -97.1183 | 27 | 35 | polygon | FALSE | TRUE | America/Chicago | 3 | 74881 | 1840021712 | [10 empty] | FallisOK
Cedar Point | Cedar Point | KS | Kansas | 20017 | Chase | 38.2601 | -96.8218 | 27 | 154 | polygon | FALSE | TRUE | America/Chicago | 3 | 66843 | 1840007498 | [10 empty] | Cedar PointKS
Clam Lake | Clam Lake | WI | Wisconsin | 55003 | Ashland | 46.1579 | -90.9056 | 27 | 25 | polygon | FALSE | FALSE | America/Chicago | 3 | 54517 | 1840026073 | [10 empty] | Clam LakeWI
Danville | Danville | MO | Missouri | 29139 | Montgomery | 38.9125 | -91.5323 | 27 | 27 | polygon | FALSE | FALSE | America/Chicago | 3 | 63361 | 1840025629 | [10 empty] | DanvilleMO
Egeland | Egeland | ND | North Dakota | 38095 | Towner | 48.6281 | -99.098 | 27 | 32 | polygon | FALSE | TRUE | America/Chicago | 3 | 58331 | 1840000019 | [10 empty] | EgelandND
Corley | Corley | IA | Iowa | 19165 | Shelby | 41.5776 | -95.3308 | 27 | 174 | polygon | FALSE | FALSE | America/Chicago | 3 | 51537 | 1840024134 | [10 empty] | CorleyIA
Aleneva | Aleneva | AK | Alaska | 2150 | Kodiak Island | 58.059 | -152.9091 | 27 | 0 | polygon | FALSE | FALSE | America/Anchorage | 3 | 99615 | 1840023649 | [10 empty] | AlenevaAK
Braddock | Braddock | ND | North Dakota | 38029 | Emmons | 46.564 | -100.0896 | 27 | 41 | polygon | FALSE | TRUE | America/Chicago | 3 | 58524 | 1840000205 | [10 empty] | BraddockND
Martinsdale | Martinsdale | MT | Montana | 30059 | Meagher | 46.4548 | -110.312 | 27 | 11 | polygon | FALSE | FALSE | America/Denver | 3 | 59053 | 1840023858 | [10 empty] | MartinsdaleMT
Cowles | Cowles | NE | Nebraska | 31181 | Webster | 40.1714 | -98.4491 | 27 | 18 | polygon | FALSE | TRUE | America/Chicago | 3 | 68930 | 1840012263 | [10 empty] | CowlesNE
South Lineville | South Lineville | MO | Missouri | 29129 | Mercer | 40.5785 | -93.5243 | 27 | 191 | polygon | FALSE | TRUE | America/Chicago | 3 | 64661 | 1840010412 | [10 empty] | South LinevilleMO
Balfour | Balfour | ND | North Dakota | 38049 | McHenry | 47.9509 | -100.5343 | 27 | 18 | polygon | FALSE | TRUE | America/Chicago | 3 | 58712 | 1840001873 | [10 empty] | BalfourND
Lake Buena Vista | Lake Buena Vista | FL | Florida | 12095 | Orange | 28.379 | -81.5262 | 27 | 3 | polygon | FALSE | TRUE | America/New_York | 3 | 32836 32830 | 1840015100 | [10 empty] | Lake Buena VistaFL
Sarles | Sarles | ND | North Dakota | 38019 | Cavalier | 48.945 | -98.9969 | 27 | 39 | polygon | FALSE | TRUE | America/Chicago | 3 | 58372 | 1840001861 | [10 empty] | SarlesND
El Brazil | El Brazil | TX | Texas | 48427 | Starr | 26.4686 | -98.7269 | 27 | 57 | polygon | FALSE | TRUE | America/Chicago | 3 | 78582 | 1840040705 | [10 empty] | El BrazilTX
Bankston | Bankston | IA | Iowa | 19061 | Dubuque | 42.5074 | -90.9613 | 27 | 38 | polygon | FALSE | TRUE | America/Chicago | 3 | 52045 | 1840006930 | [10 empty] | BankstonIA
Johnson | Johnson | MN | Minnesota | 27011 | Big Stone | 45.5722 | -96.294 | 27 | 33 | polygon | FALSE | TRUE | America/Chicago | 3 | 56236 56221 | 1840007793 | [10 empty] | JohnsonMN
Fairview | Fairview | MD | Maryland | 24043 | Washington | 39.7111 | -77.8406 | 27 | 49 | polygon | FALSE | FALSE | America/New_York | 3 | 21722 21740 | 1840031338 | [10 empty] | FairviewMD
Memphis | Memphis | AL | Alabama | 1107 | Pickens | 33.1369 | -88.3008 | 26 | 25 | polygon | FALSE | TRUE | America/Chicago | 3 | 35442 | 1840016852 | [10 empty] | MemphisAL
Goodyears Bar | Goodyears Bar | CA | California | 6091 | Sierra | 39.5458 | -120.8881 | 26 | 4 | polygon | FALSE | FALSE | America/Los_Angeles | 3 | 95944 | 1840024377 | [10 empty] | Goodyears BarCA
Tennant | Tennant | CA | California | 6093 | Siskiyou | 41.5815 | -121.9151 | 26 | 41 | polygon | FALSE | FALSE | America/Los_Angeles | 3 | 96058 | 1840018695 | [10 empty] | TennantCA
Fingerville | Fingerville | SC | South Carolina | 45083 | Spartanburg | 35.1351 | -82.0003 | 26 | 41 | polygon | FALSE | FALSE | America/New_York | 3 | 29338 29349 | 1840026961 | [10 empty] | FingervilleSC
Lake Harbor | Lake Harbor | FL | Florida | 12099 | Palm Beach | 26.6885 | -80.8079 | 26 | 7 | polygon | FALSE | FALSE | America/New_York | 3 | 33440 33459 | 1840014204 | [10 empty] | Lake HarborFL
Kupreanof | Kupreanof | AK | Alaska | 2195 | Petersburg Borough | 56.8089 | -132.9889 | 26 | 3 | polygon | FALSE | TRUE | America/Sitka | 3 | 99833 | 1840023642 | [10 empty] | KupreanofAK
Antler | Antler | ND | North Dakota | 38009 | Bottineau | 48.9713 | -101.2832 | 26 | 54 | polygon | FALSE | TRUE | America/Chicago | 3 | 58711 | 1840000002 | [10 empty] | AntlerND
Dover Hill | Dover Hill | IN | Indiana | 18101 | Martin | 38.7221 | -86.8002 | 26 | 12 | polygon | FALSE | FALSE | America/Indiana/Vincennes | 3 | 47581 | 1840024609 | [10 empty] | Dover HillIN
Zarephath | Zarephath | NJ | New Jersey | 34035 | Somerset | 40.5361 | -74.5745 | 26 | 24 | polygon | FALSE | FALSE | America/New_York | 3 | 08873 08890 | 1840024282 | [10 empty] | ZarephathNJ
Juntura | Juntura | OR | Oregon | 41045 | Malheur | 43.7487 | -118.0789 | 26 | 4 | polygon | FALSE | FALSE | America/Boise | 3 | 97911 | 1840025376 | [10 empty] | JunturaOR
Bucyrus | Bucyrus | ND | North Dakota | 38001 | Adams | 46.0648 | -102.7885 | 26 | 28 | polygon | FALSE | TRUE | America/Denver | 3 | 58639 | 1840000241 | [10 empty] | BucyrusND
Cayuga | Cayuga | ND | North Dakota | 38081 | Sargent | 46.0761 | -97.3845 | 26 | 10 | polygon | FALSE | TRUE | America/Chicago | 3 | 58013 | 1840001983 | [10 empty] | CayugaND
Little Valley | Little Valley | CA | California | 6035 | Lassen | 40.893 | -121.1781 | 26 | 24 | polygon | FALSE | FALSE | America/Los_Angeles | 3 | 96056 | 1840028087 | [10 empty] | Little ValleyCA
Ryan Park | Ryan Park | WY | Wyoming | 56007 | Carbon | 41.3131 | -106.4895 | 26 | 4 | polygon | FALSE | FALSE | America/Denver | 3 | 82331 | 1840024100 | [10 empty] | Ryan ParkWY
Chelsea | Chelsea | SD | South Dakota | 46049 | Faulk | 45.1676 | -98.7434 | 26 | 31 | polygon | FALSE | TRUE | America/Chicago | 3 | 57465 | 1840000282 | [10 empty] | ChelseaSD
Gilbert | Gilbert | AR | Arkansas | 5129 | Searcy | 35.9905 | -92.7166 | 26 | 27 | polygon | FALSE | TRUE | America/Chicago | 3 | 72636 72675 | 1840016190 | [10 empty] | GilbertAR
Fontenelle | Fontenelle | WY | Wyoming | 56023 | Lincoln | 41.9973 | -110.0626 | 26 | 2 | polygon | FALSE | FALSE | America/Denver | 3 | 83101 | 1840017454 | [10 empty] | FontenelleWY
Lazy Lake | Lazy Lake | FL | Florida | 12011 | Broward | 26.1563 | -80.1452 | 26 | 436 | polygon | FALSE | TRUE | America/New_York | 3 | 33305 | 1840028718 | [10 empty] | Lazy LakeFL
Amaya | Amaya | TX | Texas | 48507 | Zavala | 28.7121 | -99.8353 | 26 | 43 | polygon | FALSE | FALSE | America/Chicago | 3 | 78839 | 1840037108 | [10 empty] | AmayaTX
Zortman | Zortman | MT | Montana | 30071 | Phillips | 47.9167 | -108.5091 | 26 | 2 | polygon | FALSE | FALSE | America/Denver | 3 | 59546 | 1840023744 | [10 empty] | ZortmanMT
Preston | Preston | NE | Nebraska | 31147 | Richardson | 40.0346 | -95.5182 | 26 | 176 | polygon | FALSE | TRUE | America/Chicago | 3 | 68355 | 1840012344 | [10 empty] | PrestonNE
Brownell | Brownell | KS | Kansas | 20135 | Ness | 38.6406 | -99.7442 | 26 | 50 | polygon | FALSE | TRUE | America/Chicago | 3 | 67521 | 1840006170 | [10 empty] | BrownellKS
Elliott | Elliott | ND | North Dakota | 38073 | Ransom | 46.4023 | -97.8149 | 25 | 63 | polygon | FALSE | TRUE | America/Chicago | 3 | 58054 | 1840000224 | [10 empty] | ElliottND
Cross Anchor | Cross Anchor | SC | South Carolina | 45083 | Spartanburg | 34.6439 | -81.8584 | 25 | 12 | polygon | FALSE | FALSE | America/New_York | 3 | 29331 | 1840026958 | [10 empty] | Cross AnchorSC
Wardville | Wardville | OK | Oklahoma | 40005 | Atoka | 34.655 | -96.0309 | 25 | 9 | polygon | FALSE | FALSE | America/Chicago | 3 | 74576 | 1840034502 | [10 empty] | WardvilleOK
Stockville | Stockville | NE | Nebraska | 31063 | Frontier | 40.5336 | -100.3845 | 25 | 36 | polygon | FALSE | TRUE | America/Chicago | 3 | 69039 69042 | 1840012035 | [10 empty] | StockvilleNE
Knox | Knox | ND | North Dakota | 38005 | Benson | 48.3439 | -99.6911 | 25 | 20 | polygon | FALSE | TRUE | America/Chicago | 3 | 58343 | 1840000089 | [10 empty] | KnoxND
Farmers | Farmers | KY | Kentucky | 21205 | Rowan | 38.1405 | -83.5414 | 25 | 11 | polygon | FALSE | FALSE | America/New_York | 3 | 40351 40319 | 1840026761 | [10 empty] | FarmersKY
Beaverdam | Beaverdam | NV | Nevada | 32017 | Lincoln | 37.6892 | -114.4489 | 25 | 15 | polygon | FALSE | TRUE | America/Los_Angeles | 3 | 89008 | 1840039775 | [10 empty] | BeaverdamNV
Bynum | Bynum | MT | Montana | 30099 | Teton | 47.9681 | -112.3165 | 25 | 5 | polygon | FALSE | FALSE | America/Denver | 3 | 59419 | 1840023781 | [10 empty] | BynumMT
Arrey | Arrey | NM | New Mexico | 35051 | Sierra | 32.8472 | -107.3204 | 25 | 12 | polygon | FALSE | FALSE | America/Denver | 3 | 87930 | 1840025045 | [10 empty] | ArreyNM
Ludden | Ludden | ND | North Dakota | 38021 | Dickey | 46.0082 | -98.1254 | 25 | 12 | polygon | FALSE | TRUE | America/Chicago | 3 | 58474 | 1840000254 | [10 empty] | LuddenND
Biehle | Biehle | MO | Missouri | 29157 | Perry | 37.6066 | -89.8376 | 25 | 43 | polygon | FALSE | FALSE | America/Chicago | 3 | 63775 | 1840025714 | [10 empty] | BiehleMO
La Madera | La Madera | NM | New Mexico | 35039 | Rio Arriba | 36.3807 | -106.042 | 25 | 2 | polygon | FALSE | FALSE | America/Denver | 3 | 87539 | 1840024834 | [10 empty] | La MaderaNM
Fernando Salinas | Fernando Salinas | TX | Texas | 48427 | Starr | 26.3979 | -98.8311 | 25 | 510 | polygon | FALSE | TRUE | America/Chicago | 3 | 78582 | 1840040782 | [10 empty] | Fernando SalinasTX
Mabie | Mabie | CA | California | 6063 | Plumas | 39.7771 | -120.5447 | 25 | 2 | polygon | FALSE | FALSE | America/Los_Angeles | 3 | 96122 | 1840025548 | [10 empty] | MabieCA
Disautel | Disautel | WA | Washington | 53047 | Okanogan | 48.345 | -119.2299 | 25 | 2 | polygon | FALSE | FALSE | America/Los_Angeles | 3 | 98841 | 1840023755 | [10 empty] | DisautelWA
Wintersburg | Wintersburg | AZ | Arizona | 4013 | Maricopa | 33.4187 | -112.8666 | 25 | 19 | polygon | FALSE | FALSE | America/Phoenix | 3 | 85354 | 1840022927 | [10 empty] | WintersburgAZ
Manele | Manele | HI | Hawaii | 15009 | Maui | 20.7419 | -156.9012 | 25 | 7 | polygon | FALSE | TRUE | Pacific/Honolulu | 3 | 96763 | 1840039207 | [10 empty] | ManeleHI
Victoria Vera | Victoria Vera | TX | Texas | 48427 | Starr | 26.3182 | -98.6929 | 25 | 1022 | polygon | FALSE | TRUE | America/Chicago | 3 | 78582 | 1840041593 | [10 empty] | Victoria VeraTX
Bigelow | Bigelow | MO | Missouri | 29087 | Holt | 40.1098 | -95.2894 | 24 | 96 | polygon | FALSE | TRUE | America/Chicago | 3 | 64437 | 1840012351 | [10 empty] | BigelowMO
Mendeltna | Mendeltna | AK | Alaska | 2261 | Valdez-Cordova | 62.1359 | -146.5388 | 24 | 0 | polygon | FALSE | FALSE | America/Anchorage | 3 | 99588 | 1840023682 | [10 empty] | MendeltnaAK
Milford | Milford | MO | Missouri | 29011 | Barton | 37.5864 | -94.1584 | 24 | 221 | polygon | FALSE | TRUE | America/Chicago | 3 | 64759 | 1840012995 | [10 empty] | MilfordMO
Loco Hills | Loco Hills | NM | New Mexico | 35015 | Eddy | 32.8197 | -103.9783 | 24 | 10 | polygon | FALSE | FALSE | America/Denver | 3 | 88255 | 1840025095 | [10 empty] | Loco HillsNM
Gerster | Gerster | MO | Missouri | 29185 | St. Clair | 37.9548 | -93.5769 | 24 | 114 | polygon | FALSE | TRUE | America/Chicago | 3 | 64776 | 1840010824 | [10 empty] | GersterMO
Delphos | Delphos | IA | Iowa | 19159 | Ringgold | 40.6632 | -94.3403 | 24 | 41 | polygon | FALSE | FALSE | America/Chicago | 3 | 50860 | 1840007195 | [10 empty] | DelphosIA
Seven Springs | Seven Springs | PA | Pennsylvania | 42111 | Somerset | 40.0251 | -79.2935 | 24 | 8 | polygon | FALSE | TRUE | America/New_York | 3 | 15622 | 1840001417 | [10 empty] | Seven SpringsPA
Lipscomb | Lipscomb | TX | Texas | 48295 | Lipscomb | 36.2215 | -100.2621 | 24 | 2 | polygon | FALSE | FALSE | America/Chicago | 3 | 79056 | 1840019053 | [10 empty] | LipscombTX
Alamo Lake | Alamo Lake | AZ | Arizona | 4012 | La Paz | 34.2588 | -113.5079 | 24 | 0 | polygon | FALSE | TRUE | America/Phoenix | 3 | 85357 | 1840075227 | [10 empty] | Alamo LakeAZ
Webber | Webber | KS | Kansas | 20089 | Jewell | 39.9344 | -98.0351 | 24 | 79 | polygon | FALSE | TRUE | America/Chicago | 3 | 66970 | 1840010549 | [10 empty] | WebberKS
Redcrest | Redcrest | CA | California | 6023 | Humboldt | 40.3987 | -123.9474 | 24 | 15 | polygon | FALSE | FALSE | America/Los_Angeles | 3 | 95569 | 1840026325 | [10 empty] | RedcrestCA
Falman | Falman | TX | Texas | 48409 | San Patricio | 27.9281 | -97.1713 | 24 | 122 | polygon | FALSE | FALSE | America/Chicago | 3 | 78336 | 1840037142 | [10 empty] | FalmanTX
Radium | Radium | KS | Kansas | 20185 | Stafford | 38.1738 | -98.8944 | 24 | 223 | polygon | FALSE | TRUE | America/Chicago | 3 | 67550 | 1840009831 | [10 empty] | RadiumKS
Charco | Charco | AZ | Arizona | 4019 | Pima | 32.2474 | -112.6001 | 24 | 9 | polygon | FALSE | FALSE | America/Phoenix | 3 | 85321 | 1840023066 | [10 empty] | CharcoAZ
Datil | Datil | NM | New Mexico | 35003 | Catron | 34.1424 | -107.8425 | 24 | 4 | polygon | FALSE | FALSE | America/Denver | 3 | 87821 | 1840025023 | [10 empty] | DatilNM
Ambrose | Ambrose | ND | North Dakota | 38023 | Divide | 48.9559 | -103.4813 | 24 | 9 | polygon | FALSE | TRUE | America/Chicago | 3 | 58833 | 1840000033 | [10 empty] | AmbroseND
Scott | Scott | AR | Arkansas | 5085 | Lonoke | 34.6966 | -92.0938 | 24 | 2 | polygon | FALSE | FALSE | America/Chicago | 3 | 72142 | 1840013527 | [10 empty] | ScottAR
Escondida | Escondida | NM | New Mexico | 35053 | Socorro | 34.1012 | -106.8974 | 24 | 69 | polygon | FALSE | FALSE | America/Denver | 3 | 87801 | 1840025010 | [10 empty] | EscondidaNM
Ensenada | Ensenada | NM | New Mexico | 35039 | Rio Arriba | 36.7309 | -106.5367 | 24 | 6 | polygon | FALSE | FALSE | America/Denver | 3 | 87575 | 1840024832 | [10 empty] | EnsenadaNM
Wallowa Lake | Wallowa Lake | OR | Oregon | 41063 | Wallowa | 45.3041 | -117.2117 | 24 | 5 | polygon | FALSE | TRUE | America/Los_Angeles | 3 | 97846 | 1840040459 | [10 empty] | Wallowa LakeOR
Russell Springs | Russell Springs | KS | Kansas | 20109 | Logan | 38.9128 | -101.1757 | 24 | 13 | polygon | FALSE | TRUE | America/Chicago | 3 | 67764 | 1840009698 | [10 empty] | Russell SpringsKS
Jump River | Jump River | WI | Wisconsin | 55119 | Taylor | 45.3555 | -90.7966 | 24 | 24 | polygon | FALSE | FALSE | America/Chicago | 3 | 54766 | 1840025308 | [10 empty] | Jump RiverWI
Kaylor | Kaylor | SD | South Dakota | 46067 | Hutchinson | 43.193 | -97.8434 | 24 | 14 | polygon | FALSE | FALSE | America/Chicago | 3 | 57376 | 1840004232 | [10 empty] | KaylorSD
Grandfather | Grandfather | NC | North Carolina | 37011 | Avery | 36.0987 | -81.8482 | 24 | 5 | polygon | FALSE | TRUE | America/New_York | 3 | 28646 | 1840033009 | [10 empty] | GrandfatherNC
Caledonia | Caledonia | ND | North Dakota | 38097 | Traill | 47.4576 | -96.8893 | 23 | 17 | polygon | FALSE | FALSE | America/Chicago | 3 | 58219 | 1840023810 | [10 empty] | CaledoniaND
Lone Elm | Lone Elm | KS | Kansas | 20003 | Anderson | 38.0796 | -95.243 | 23 | 131 | polygon | FALSE | TRUE | America/Chicago | 3 | 66039 | 1840009828 | [10 empty] | Lone ElmKS
Scottsville | Scottsville | KS | Kansas | 20123 | Mitchell | 39.5426 | -97.9523 | 23 | 35 | polygon | FALSE | TRUE | America/Chicago | 3 | 67420 | 1840009582 | [10 empty] | ScottsvilleKS
Hendley | Hendley | NE | Nebraska | 31065 | Furnas | 40.1312 | -99.9713 | 23 | 41 | polygon | FALSE | TRUE | America/Chicago | 3 | 68926 68946 | 1840012275 | [10 empty] | HendleyNE
Mildred | Mildred | KS | Kansas | 20001 | Allen | 38.0248 | -95.174 | 23 | 44 | polygon | FALSE | FALSE | America/Chicago | 3 | 66755 | 1840008694 | [10 empty] | MildredKS
Scofield | Scofield | UT | Utah | 49007 | Carbon | 39.7198 | -111.1623 | 23 | 9 | polygon | FALSE | TRUE | America/Denver | 3 | 84526 | 1840022440 | [10 empty] | ScofieldUT
Oak Hill | Oak Hill | KS | Kansas | 20027 | Clay | 39.2466 | -97.3428 | 23 | 174 | polygon | FALSE | TRUE | America/Chicago | 3 | 67432 | 1840008475 | [10 empty] | Oak HillKS
Roy Lake | Roy Lake | MN | Minnesota | 27029 | Clearwater | 47.3176 | -95.5428 | 23 | 19 | polygon | FALSE | FALSE | America/Chicago | 3 | 56557 | 1840023822 | [10 empty] | Roy LakeMN
Alzada | Alzada | MT | Montana | 30011 | Carter | 45.0206 | -104.4129 | 23 | 17 | polygon | FALSE | FALSE | America/Denver | 3 | 59311 | 1840023889 | [10 empty] | AlzadaMT
Aspen Springs | Aspen Springs | CA | California | 6051 | Mono | 37.55 | -118.7087 | 23 | 2 | polygon | FALSE | FALSE | America/Los_Angeles | 3 | 93546 | 1840022494 | [10 empty] | Aspen SpringsCA
Amidon | Amidon | ND | North Dakota | 38087 | Slope | 46.4823 | -103.3194 | 23 | 14 | polygon | FALSE | TRUE | America/Denver | 3 | 58620 | 1840000212 | [10 empty] | AmidonND
Haynes | Haynes | ND | North Dakota | 38001 | Adams | 45.9739 | -102.471 | 23 | 65 | polygon | FALSE | TRUE | America/Denver | 3 | 58639 | 1840000242 | [10 empty] | HaynesND
Blodgett | Blodgett | OR | Oregon | 41003 | Benton | 44.597 | -123.521 | 23 | 15 | polygon | FALSE | FALSE | America/Los_Angeles | 3 | 97326 | 1840023951 | [10 empty] | BlodgettOR
Cobre | Cobre | NM | New Mexico | 35017 | Grant | 32.7805 | -108.1105 | 23 | 132 | polygon | FALSE | FALSE | America/Denver | 3 | 88023 | 1840025068 | [10 empty] | CobreNM
York | York | ND | North Dakota | 38005 | Benson | 48.3132 | -99.5733 | 23 | 42 | polygon | FALSE | TRUE | America/Chicago | 3 | 58346 58386 | 1840001888 | [10 empty] | YorkND
Oak Hill | Oak Hill | AL | Alabama | 1131 | Wilcox | 31.9216 | -87.0852 | 23 | 15 | polygon | FALSE | TRUE | America/Chicago | 3 | 36768 36766 | 1840017024 | [10 empty] | Oak HillAL
Conejos | Conejos | CO | Colorado | 8021 | Conejos | 37.0872 | -106.0161 | 23 | 18 | polygon | FALSE | FALSE | America/Denver | 3 | 81120 81129 | 1840026862 | [10 empty] | ConejosCO
Buckshot | Buckshot | AZ | Arizona | 4027 | Yuma | 32.7404 | -114.4829 | 23 | 29 | polygon | FALSE | TRUE | America/Phoenix | 3 | 85365 | 1840075263 | [10 empty] | BuckshotAZ
Edge Hill | Edge Hill | GA | Georgia | 13125 | Glascock | 33.1534 | -82.625 | 23 | 48 | polygon | FALSE | TRUE | America/New_York | 3 | 30810 | 1840029409 | [10 empty] | Edge HillGA
Lorenzo | Lorenzo | NE | Nebraska | 31033 | Cheyenne | 41.0576 | -103.0821 | 23 | 1 | polygon | FALSE | FALSE | America/Denver | 3 | 69162 | 1840024156 | [10 empty] | LorenzoNE
Barada | Barada | NE | Nebraska | 31147 | Richardson | 40.2185 | -95.5777 | 22 | 93 | polygon | FALSE | TRUE | America/Chicago | 3 | 68355 | 1840012342 | [10 empty] | BaradaNE
Obert | Obert | NE | Nebraska | 31027 | Cedar | 42.6895 | -97.0272 | 22 | 116 | polygon | FALSE | TRUE | America/Chicago | 3 | 68757 | 1840011074 | [10 empty] | ObertNE
Coleman | Coleman | GA | Georgia | 13243 | Randolph | 31.6717 | -84.8902 | 22 | 13 | polygon | FALSE | FALSE | America/New_York | 3 | 39836 | 1840027003 | [10 empty] | ColemanGA
Mount Sterling | Mount Sterling | IA | Iowa | 19177 | Van Buren | 40.6198 | -91.9326 | 22 | 2 | polygon | FALSE | FALSE | America/Chicago | 3 | 52573 | 1840008304 | [10 empty] | Mount SterlingIA
Vantage | Vantage | WA | Washington | 53037 | Kittitas | 46.9452 | -119.9921 | 22 | 25 | polygon | FALSE | FALSE | America/Los_Angeles | 3 | 98950 | 1840018441 | [10 empty] | VantageWA
Friendship | Friendship | OK | Oklahoma | 40065 | Jackson | 34.6978 | -99.2287 | 22 | 56 | polygon | FALSE | TRUE | America/Chicago | 3 | 73521 | 1840021849 | [10 empty] | FriendshipOK
Green Grass | Green Grass | SD | South Dakota | 46041 | Dewey | 45.1714 | -101.2573 | 22 | 1 | polygon | FALSE | FALSE | America/Denver | 3 | 57625 | 1840004018 | [10 empty] | Green GrassSD
Lonerock | Lonerock | OR | Oregon | 41021 | Gilliam | 45.0888 | -119.884 | 22 | 8 | polygon | FALSE | TRUE | America/Los_Angeles | 3 | 97823 | 1840019925 | [10 empty] | LonerockOR
Time | Time | IL | Illinois | 17149 | Pike | 39.5612 | -90.7236 | 22 | 33 | polygon | FALSE | TRUE | America/Chicago | 3 | 62363 | 1840012542 | [10 empty] | TimeIL
Arvada | Arvada | WY | Wyoming | 56033 | Sheridan | 44.6621 | -106.1419 | 22 | 4 | polygon | FALSE | FALSE | America/Denver | 3 | 82831 | 1840017427 | [10 empty] | ArvadaWY
Kent | Kent | IA | Iowa | 19175 | Union | 40.9536 | -94.4611 | 22 | 17 | polygon | FALSE | FALSE | America/Chicago | 3 | 50851 | 1840024208 | [10 empty] | KentIA
St. Benedict | St. Benedict | IA | Iowa | 19109 | Kossuth | 43.044 | -94.0609 | 22 | 11 | polygon | FALSE | FALSE | America/Chicago | 3 | 50483 50511 | 1840024033 | [10 empty] | St. BenedictIA
Lamar | Lamar | NE | Nebraska | 31029 | Chase | 40.5725 | -101.9794 | 22 | 107 | polygon | FALSE | TRUE | America/Denver | 3 | 69023 | 1840012046 | [10 empty] | LamarNE
Airport Heights | Airport Heights | TX | Texas | 48427 | Starr | 26.4087 | -98.8366 | 22 | 214 | polygon | FALSE | TRUE | America/Chicago | 3 | 78582 | 1840040600 | [10 empty] | Airport HeightsTX
River Forest | River Forest | IN | Indiana | 18095 | Madison | 40.1107 | -85.7294 | 22 | 487 | polygon | FALSE | TRUE | America/Indiana/Indianapolis | 3 | 46011 | 1840030008 | [10 empty] | River ForestIN
Pioneer | Pioneer | IA | Iowa | 19091 | Humboldt | 42.6535 | -94.3909 | 22 | 133 | polygon | FALSE | TRUE | America/Chicago | 3 | 50541 | 1840009083 | [10 empty] | PioneerIA
Berea | Berea | NE | Nebraska | 31013 | Box Butte | 42.2123 | -102.983 | 22 | 7 | polygon | FALSE | FALSE | America/Denver | 3 | 69301 | 1840024099 | [10 empty] | BereaNE
Rivereno | Rivereno | TX | Texas | 48427 | Starr | 26.3052 | -98.6398 | 22 | 846 | polygon | FALSE | TRUE | America/Chicago | 3 | 78582 | 1840041485 | [10 empty] | RiverenoTX
Cuartelez | Cuartelez | NM | New Mexico | 35049 | Santa Fe | 35.9928 | -106.0197 | 21 | 5 | polygon | FALSE | TRUE | America/Denver | 3 | 87567 | 1840074353 | [10 empty] | CuartelezNM
Mustang | Mustang | TX | Texas | 48349 | Navarro | 32.0135 | -96.4303 | 21 | 66 | polygon | FALSE | TRUE | America/Chicago | 3 | 75109 | 1840023097 | [10 empty] | MustangTX
Drytown | Drytown | CA | California | 6005 | Amador | 38.4382 | -120.8565 | 21 | 2 | polygon | FALSE | FALSE | America/Los_Angeles | 3 | 95699 | 1840024634 | [10 empty] | DrytownCA
Conway | Conway | ND | North Dakota | 38099 | Walsh | 48.2343 | -97.6751 | 21 | 39 | polygon | FALSE | TRUE | America/Chicago | 3 | 58233 | 1840001887 | [10 empty] | ConwayND
Milltown | Milltown | SD | South Dakota | 46067 | Hutchinson | 43.4252 | -97.8081 | 21 | 18 | polygon | FALSE | FALSE | America/Chicago | 3 | 57366 | 1840004231 | [10 empty] | MilltownSD
Denhoff | Denhoff | ND | North Dakota | 38083 | Sheridan | 47.4786 | -100.2592 | 21 | 12 | polygon | FALSE | FALSE | America/Chicago | 3 | 58430 | 1840023802 | [10 empty] | DenhoffND
Fortuna | Fortuna | ND | North Dakota | 38023 | Divide | 48.9099 | -103.7783 | 21 | 8 | polygon | FALSE | TRUE | America/Chicago | 3 | 58844 | 1840000035 | [10 empty] | FortunaND
El Indio | El Indio | TX | Texas | 48323 | Maverick | 28.5091 | -100.3068 | 21 | 4 | polygon | FALSE | FALSE | America/Chicago | 3 | 78860 | 1840018284 | [10 empty] | El IndioTX
Richfield | Richfield | NE | Nebraska | 31153 | Sarpy | 41.1108 | -96.0763 | 21 | 5 | polygon | FALSE | FALSE | America/Chicago | 3 | 68046 68059 | 1840024199 | [10 empty] | RichfieldNE
Piedra | Piedra | CO | Colorado | 8053 | Hinsdale | 37.4418 | -107.1685 | 21 | 0 | polygon | FALSE | TRUE | America/Denver | 3 | 81147 | 1840038747 | [10 empty] | PiedraCO
Nikolski | Nikolski | AK | Alaska | 2016 | Aleutians West | 53.0133 | -168.7536 | 21 | 0 | polygon | FALSE | FALSE | America/Nome | 3 | 99638 | 1840023259 | [10 empty] | NikolskiAK
Kingston | Kingston | NM | New Mexico | 35051 | Sierra | 32.9173 | -107.7096 | 21 | 40 | polygon | FALSE | FALSE | America/Denver | 3 | 88042 | 1840025049 | [10 empty] | KingstonNM
Mylo | Mylo | ND | North Dakota | 38079 | Rolette | 48.6358 | -99.6179 | 21 | 9 | polygon | FALSE | TRUE | America/Chicago | 3 | 58353 | 1840000001 | [10 empty] | MyloND
Silesia | Silesia | MT | Montana | 30009 | Carbon | 45.5559 | -108.8373 | 21 | 4 | polygon | FALSE | FALSE | America/Denver | 3 | 59041 | 1840023906 | [10 empty] | SilesiaMT
Bassett | Bassett | KS | Kansas | 20001 | Allen | 37.9062 | -95.4077 | 21 | 121 | polygon | FALSE | TRUE | America/Chicago | 3 | 66749 | 1840007555 | [10 empty] | BassettKS
Sutton | Sutton | ND | North Dakota | 38039 | Griggs | 47.4038 | -98.441 | 21 | 39 | polygon | FALSE | FALSE | America/Chicago | 3 | 58484 | 1840023808 | [10 empty] | SuttonND
Calio | Calio | ND | North Dakota | 38019 | Cavalier | 48.6238 | -98.938 | 20 | 0 | polygon | FALSE | TRUE | America/Chicago | 3 | 58352 | 1840016555 | [10 empty] | CalioND
Hollenberg | Hollenberg | KS | Kansas | 20201 | Washington | 39.981 | -96.9917 | 20 | 105 | polygon | FALSE | TRUE | America/Chicago | 3 | 66946 | 1840007288 | [10 empty] | HollenbergKS
Nora | Nora | NE | Nebraska | 31129 | Nuckolls | 40.1642 | -97.9738 | 20 | 20 | polygon | FALSE | TRUE | America/Chicago | 3 | 68961 | 1840012272 | [10 empty] | NoraNE
Logan | Logan | MT | Montana | 30031 | Gallatin | 45.8843 | -111.4236 | 20 | 15 | polygon | FALSE | FALSE | America/Denver | 3 | 59741 | 1840023881 | [10 empty] | LoganMT
Pilgrim | Pilgrim | MI | Michigan | 26019 | Benzie | 44.6645 | -86.2498 | 20 | 21 | polygon | FALSE | FALSE | America/Detroit | 3 | 49635 | 1840023947 | [10 empty] | PilgrimMI
Sholes | Sholes | NE | Nebraska | 31179 | Wayne | 42.3348 | -97.2946 | 20 | 56 | polygon | FALSE | TRUE | America/Chicago | 3 | 68771 | 1840011216 | [10 empty] | SholesNE
Spring Garden | Spring Garden | CA | California | 6063 | Plumas | 39.9012 | -120.7935 | 20 | 11 | polygon | FALSE | FALSE | America/Los_Angeles | 3 | 95971 | 1840018764 | [10 empty] | Spring GardenCA
Lake Minchumina | Lake Minchumina | AK | Alaska | 2290 | Yukon-Koyukuk | 63.798 | -152.3448 | 20 | 0 | polygon | FALSE | FALSE | America/Anchorage | 3 | 99757 | 1840023426 | [10 empty] | Lake MinchuminaAK
Ferry | Ferry | AK | Alaska | 2068 | Denali | 64.0496 | -148.9205 | 20 | 0 | polygon | FALSE | FALSE | America/Anchorage | 3 | 99760 99743 | 1840023692 | [10 empty] | FerryAK
Red Devil | Red Devil | AK | Alaska | 2050 | Bethel | 61.7735 | -157.346 | 20 | 0 | polygon | FALSE | FALSE | America/Anchorage | 3 | 99656 | 1840023345 | [10 empty] | Red DevilAK
Salmon Creek | Salmon Creek | CA | California | 6097 | Sonoma | 38.3463 | -123.0595 | 20 | 6 | polygon | FALSE | FALSE | America/Los_Angeles | 3 | 94923 | 1840024620 | [10 empty] | Salmon CreekCA
Lindy | Lindy | NE | Nebraska | 31107 | Knox | 42.7351 | -97.7499 | 20 | 7 | polygon | FALSE | FALSE | America/Chicago | 3 | 68718 | 1840024089 | [10 empty] | LindyNE
Olivia Lopez de Gutierrez | Olivia Lopez de Gutierrez | TX | Texas | 48427 | Starr | 26.3276 | -98.7167 | 20 | 826 | polygon | FALSE | TRUE | America/Chicago | 3 | 78582 | 1840041320 | [10 empty] | Olivia Lopez de GutierrezTX
Hamberg | Hamberg | ND | North Dakota | 38103 | Wells | 47.7634 | -99.516 | 19 | 18 | polygon | FALSE | TRUE | America/Chicago | 3 | 58341 | 1840000118 | [10 empty] | HambergND
Indian Springs | Indian Springs | MD | Maryland | 24043 | Washington | 39.6457 | -78.0074 | 19 | 63 | polygon | FALSE | FALSE | America/New_York | 3 | 21722 21711 | 1840024402 | [10 empty] | Indian SpringsMD
Frederick | Frederick | KS | Kansas | 20159 | Rice | 38.5127 | -98.2673 | 19 | 38 | polygon | FALSE | TRUE | America/Chicago | 3 | 67444 | 1840008649 | [10 empty] | FrederickKS
Lupton | Lupton | AZ | Arizona | 4001 | Apache | 35.3548 | -109.0528 | 19 | 21 | polygon | FALSE | FALSE | America/Denver | 3 | 86508 | 1840022623 | [10 empty] | LuptonAZ
Durango | Durango | IA | Iowa | 19061 | Dubuque | 42.561 | -90.7743 | 19 | 172 | polygon | FALSE | TRUE | America/Chicago | 3 | 52039 | 1840008043 | [10 empty] | DurangoIA
Bonanza | Bonanza | CO | Colorado | 8109 | Saguache | 38.2966 | -106.1419 | 19 | 16 | polygon | FALSE | TRUE | America/Denver | 3 | 81155 | 1840021508 | [10 empty] | BonanzaCO
Waterview | Waterview | MD | Maryland | 24045 | Wicomico | 38.2482 | -75.9017 | 19 | 14 | polygon | FALSE | FALSE | America/New_York | 3 | 21840 | 1840024673 | [10 empty] | WaterviewMD
Nenzel | Nenzel | NE | Nebraska | 31031 | Cherry | 42.9274 | -101.1018 | 19 | 23 | polygon | FALSE | TRUE | America/Denver | 3 | 69219 | 1840011042 | [10 empty] | NenzelNE
Lovelaceville | Lovelaceville | KY | Kentucky | 21007 | Ballard | 36.9672 | -88.8335 | 19 | 14 | polygon | FALSE | FALSE | America/Chicago | 3 | 42053 42060 | 1840026879 | [10 empty] | LovelacevilleKY
Stidham | Stidham | OK | Oklahoma | 40091 | McIntosh | 35.3686 | -95.7008 | 19 | 211 | polygon | FALSE | TRUE | America/Chicago | 3 | 74432 | 1840022749 | [10 empty] | StidhamOK
Los Minerales | Los Minerales | TX | Texas | 48479 | Webb | 27.6555 | -99.6179 | 19 | 6 | polygon | FALSE | TRUE | America/Matamoros | 3 | 78045 | 1840041133 | [10 empty] | Los MineralesTX
Montier | Montier | MO | Missouri | 29203 | Shannon | 36.9817 | -91.5749 | 19 | 7 | polygon | FALSE | FALSE | America/Chicago | 3 | 65438 65546 | 1840025737 | [10 empty] | MontierMO
Springdale | Springdale | MT | Montana | 30067 | Park | 45.7381 | -110.2236 | 19 | 55 | polygon | FALSE | FALSE | America/Denver | 3 | 59047 59082 | 1840023888 | [10 empty] | SpringdaleMT
S.N.P.J. | S.N.P.J. | PA | Pennsylvania | 42073 | Lawrence | 40.9298 | -80.4978 | 19 | 9 | polygon | FALSE | TRUE | America/New_York | 3 | 16120 | 1840035267 | [10 empty] | S.N.P.J.PA
Vilas | Vilas | SD | South Dakota | 46097 | Miner | 44.0083 | -97.596 | 19 | 3 | polygon | FALSE | TRUE | America/Chicago | 3 | 57349 | 1840002542 | [10 empty] | VilasSD
Ismay | Ismay | MT | Montana | 30017 | Custer | 46.5002 | -104.793 | 19 | 17 | polygon | FALSE | TRUE | America/Denver | 3 | 59336 | 1840021159 | [10 empty] | IsmayMT
Los Ybanez | Los Ybanez | TX | Texas | 48115 | Dawson | 32.7188 | -101.9174 | 19 | 88 | polygon | FALSE | TRUE | America/Chicago | 3 | 79331 | 1840037023 | [10 empty] | Los YbanezTX
Bancroft | Bancroft | SD | South Dakota | 46077 | Kingsbury | 44.4894 | -97.7505 | 19 | 31 | polygon | FALSE | TRUE | America/Chicago | 3 | 57353 | 1840002415 | [10 empty] | BancroftSD
Latimer | Latimer | KS | Kansas | 20127 | Morris | 38.7386 | -96.8459 | 19 | 122 | polygon | FALSE | TRUE | America/Chicago | 3 | 67449 | 1840008603 | [10 empty] | LatimerKS
Kilbourne | Kilbourne | OH | Ohio | 39041 | Delaware | 40.3323 | -82.9592 | 19 | 16 | polygon | FALSE | FALSE | America/New_York | 3 | 43032 43015 | 1840026520 | [10 empty] | KilbourneOH
Towner | Towner | CO | Colorado | 8061 | Kiowa | 38.4705 | -102.0804 | 19 | 196 | polygon | FALSE | FALSE | America/Denver | 3 | 81071 | 1840024660 | [10 empty] | TownerCO
Stryker | Stryker | MT | Montana | 30053 | Lincoln | 48.6728 | -114.7677 | 19 | 7 | polygon | FALSE | FALSE | America/Denver | 3 | 59933 | 1840023747 | [10 empty] | StrykerMT
Middleburg | Middleburg | MD | Maryland | 24043 | Washington | 39.7177 | -77.7239 | 18 | 71 | polygon | FALSE | TRUE | America/New_York | 3 | 21742 | 1840031284 | [10 empty] | MiddleburgMD
Ponderosa | Ponderosa | CA | California | 6107 | Tulare | 36.105 | -118.5293 | 18 | 8 | polygon | FALSE | FALSE | America/Los_Angeles | 3 | 93265 | 1840028302 | [10 empty] | PonderosaCA
Leal | Leal | ND | North Dakota | 38003 | Barnes | 47.1049 | -98.3155 | 18 | 53 | polygon | FALSE | TRUE | America/Chicago | 3 | 58479 | 1840000164 | [10 empty] | LealND
Foraker | Foraker | OK | Oklahoma | 40113 | Osage | 36.8722 | -96.5691 | 18 | 32 | polygon | FALSE | TRUE | America/Chicago | 3 | 74652 | 1840021593 | [10 empty] | ForakerOK
Calvin | Calvin | ND | North Dakota | 38019 | Cavalier | 48.8518 | -98.938 | 18 | 31 | polygon | FALSE | TRUE | America/Chicago | 3 | 58323 | 1840000025 | [10 empty] | CalvinND
Virgil | Virgil | SD | South Dakota | 46005 | Beadle | 44.2909 | -98.4276 | 18 | 6 | polygon | FALSE | TRUE | America/Chicago | 3 | 57379 | 1840002367 | [10 empty] | VirgilSD
Van Tassell | Van Tassell | WY | Wyoming | 56027 | Niobrara | 42.6643 | -104.0913 | 18 | 3 | polygon | FALSE | TRUE | America/Denver | 3 | 82242 | 1840022357 | [10 empty] | Van TassellWY
Sunset Acres | Sunset Acres | TX | Texas | 48479 | Webb | 27.7942 | -99.4566 | 18 | 410 | polygon | FALSE | FALSE | America/Chicago | 3 | 78045 | 1840037115 | [10 empty] | Sunset AcresTX
Goodnight | Goodnight | MO | Missouri | 29167 | Polk | 37.4516 | -93.2311 | 18 | 9 | polygon | FALSE | TRUE | America/Chicago | 3 | 65725 | 1840012991 | [10 empty] | GoodnightMO
Ayr | Ayr | ND | North Dakota | 38017 | Cass | 47.0411 | -97.4909 | 18 | 82 | polygon | FALSE | TRUE | America/Chicago | 3 | 58007 | 1840001934 | [10 empty] | AyrND
Kendall | Kendall | WA | Washington | 53073 | Whatcom | 48.9167 | -122.1381 | 18 | 8 | polygon | FALSE | FALSE | America/Los_Angeles | 3 | 98244 98266 | 1840017293 | [10 empty] | KendallWA
Holmesville | Holmesville | NE | Nebraska | 31067 | Gage | 40.201 | -96.6584 | 18 | 31 | polygon | FALSE | FALSE | America/Chicago | 3 | 68310 | 1840024304 | [10 empty] | HolmesvilleNE
Blairsden | Blairsden | CA | California | 6063 | Plumas | 39.7752 | -120.6109 | 18 | 12 | polygon | FALSE | FALSE | America/Los_Angeles | 3 | 96103 | 1840017513 | [10 empty] | BlairsdenCA
Valdez | Valdez | CO | Colorado | 8071 | Las Animas | 37.1239 | -104.6794 | 17 | 4 | polygon | FALSE | FALSE | America/Denver | 3 | 81082 | 1840024764 | [10 empty] | ValdezCO
Hepburn | Hepburn | IA | Iowa | 19145 | Page | 40.8476 | -95.0167 | 17 | 84 | polygon | FALSE | TRUE | America/Chicago | 3 | 51632 | 1840007185 | [10 empty] | HepburnIA
Peyton | Peyton | CO | Colorado | 8041 | El Paso | 39.033 | -104.4904 | 17 | 2 | polygon | FALSE | FALSE | America/Denver | 3 | 80831 | 1840024554 | [10 empty] | PeytonCO
Irena | Irena | MO | Missouri | 29227 | Worth | 40.5403 | -94.39 | 17 | 7 | polygon | FALSE | TRUE | America/Chicago | 3 | 64456 | 1840012143 | [10 empty] | IrenaMO
Attu Station | Attu Station | AK | Alaska | 2016 | Aleutians West | 52.8955 | 173.123 | 17 | 0 | polygon | FALSE | TRUE | America/Adak | 3 |  | 1840037663 | [10 empty] | Attu StationAK
Stotesbury | Stotesbury | MO | Missouri | 29217 | Vernon | 37.9744 | -94.5645 | 17 | 59 | polygon | FALSE | TRUE | America/Chicago | 3 | 64752 | 1840010843 | [10 empty] | StotesburyMO
Charlos Heights | Charlos Heights | MT | Montana | 30081 | Ravalli | 46.1337 | -114.181 | 17 | 5 | polygon | FALSE | FALSE | America/Denver | 3 | 59840 | 1840023866 | [10 empty] | Charlos HeightsMT
Penalosa | Penalosa | KS | Kansas | 20095 | Kingman | 37.7156 | -98.3202 | 17 | 63 | polygon | FALSE | TRUE | America/Chicago | 3 | 67035 | 1840009884 | [10 empty] | PenalosaKS
Overly | Overly | ND | North Dakota | 38009 | Bottineau | 48.6811 | -100.151 | 17 | 17 | polygon | FALSE | TRUE | America/Chicago | 3 | 58384 | 1840000010 | [10 empty] | OverlyND
Cuyama | Cuyama | CA | California | 6083 | Santa Barbara | 34.9312 | -119.6148 | 17 | 14 | polygon | FALSE | FALSE | America/Los_Angeles | 3 | 93254 | 1840022805 | [10 empty] | CuyamaCA
Butler | Butler | SD | South Dakota | 46037 | Day | 45.262 | -97.7117 | 17 | 22 | polygon | FALSE | TRUE | America/Chicago | 3 | 57219 | 1840001557 | [10 empty] | ButlerSD
Shoshone | Shoshone | CA | California | 6027 | Inyo | 35.951 | -116.3055 | 17 | 0 | polygon | FALSE | FALSE | America/Los_Angeles | 3 | 92384 | 1840018952 | [10 empty] | ShoshoneCA
Brewster | Brewster | NE | Nebraska | 31009 | Blaine | 41.9384 | -99.8651 | 17 | 74 | polygon | FALSE | TRUE | America/Chicago | 3 | 68821 | 1840010150 | [10 empty] | BrewsterNE
Drummond | Drummond | ID | Idaho | 16043 | Fremont | 43.9996 | -111.3433 | 16 | 64 | polygon | FALSE | TRUE | America/Boise | 3 | 83420 | 1840018609 | [10 empty] | DrummondID
West Denton | West Denton | MD | Maryland | 24011 | Caroline | 38.8896 | -75.8389 | 16 | 21 | polygon | FALSE | FALSE | America/New_York | 3 | 21629 | 1840024535 | [10 empty] | West DentonMD
Gann Valley | Gann Valley | SD | South Dakota | 46017 | Buffalo | 44.0336 | -98.9885 | 16 | 77 | polygon | FALSE | TRUE | America/Chicago | 3 | 57341 | 1840040550 | [10 empty] | Gann ValleySD
Dalton | Dalton | MO | Missouri | 29041 | Chariton | 39.3976 | -92.9921 | 16 | 34 | polygon | FALSE | TRUE | America/Chicago | 3 | 65246 | 1840009560 | [10 empty] | DaltonMO
Craig | Craig | MT | Montana | 30049 | Lewis and Clark | 47.0741 | -111.9652 | 16 | 20 | polygon | FALSE | FALSE | America/Denver | 3 | 59648 | 1840023790 | [10 empty] | CraigMT
Mound | Mound | LA | Louisiana | 22065 | Madison | 32.333 | -91.0242 | 16 | 11 | polygon | FALSE | TRUE | America/Chicago | 3 | 71282 | 1840018102 | [10 empty] | MoundLA
Preston | Preston | NV | Nevada | 32033 | White Pine | 38.9157 | -115.0643 | 16 | 5 | polygon | FALSE | FALSE | America/Los_Angeles | 3 | 89301 | 1840024358 | [10 empty] | PrestonNV
Flowella | Flowella | TX | Texas | 48047 | Brooks | 27.22 | -98.0645 | 16 | 6 | polygon | FALSE | FALSE | America/Chicago | 3 | 78355 | 1840018303 | [10 empty] | FlowellaTX
Megargel | Megargel | AL | Alabama | 1099 | Monroe | 31.3781 | -87.4307 | 16 | 8 | polygon | FALSE | FALSE | America/Chicago | 3 | 36445 | 1840025942 | [10 empty] | MegargelAL
Roxbury | Roxbury | KS | Kansas | 20113 | McPherson | 38.5511 | -97.4274 | 16 | 1 | polygon | FALSE | FALSE | America/Chicago | 3 | 67448 | 1840026739 | [10 empty] | RoxburyKS
Bellfountain | Bellfountain | OR | Oregon | 41003 | Benton | 44.3654 | -123.3559 | 16 | 4 | polygon | FALSE | FALSE | America/Los_Angeles | 3 | 97456 | 1840023950 | [10 empty] | BellfountainOR
Irvington | Irvington | IA | Iowa | 19109 | Kossuth | 43.0136 | -94.196 | 16 | 6 | polygon | FALSE | FALSE | America/Chicago | 3 | 50560 | 1840024032 | [10 empty] | IrvingtonIA
Hunter Creek | Hunter Creek | AZ | Arizona | 4007 | Gila | 34.3054 | -111.0159 | 16 | 2 | polygon | FALSE | TRUE | America/Phoenix | 3 | 85541 | 1840075397 | [10 empty] | Hunter CreekAZ
Wickliffe | Wickliffe | OK | Oklahoma | 40097 | Mayes | 36.2954 | -95.1063 | 16 | 5 | polygon | FALSE | TRUE | America/Chicago | 3 | 74365 | 1840074749 | [10 empty] | WickliffeOK
Cooperton | Cooperton | OK | Oklahoma | 40075 | Kiowa | 34.8662 | -98.8759 | 15 | 11 | polygon | FALSE | TRUE | America/Chicago | 3 | 73564 | 1840022801 | [10 empty] | CoopertonOK
Leith | Leith | ND | North Dakota | 38037 | Grant | 46.3626 | -101.6385 | 15 | 4 | polygon | FALSE | TRUE | America/Denver | 3 | 58529 | 1840000203 | [10 empty] | LeithND
Loma | Loma | ND | North Dakota | 38019 | Cavalier | 48.6417 | -98.5248 | 15 | 0 | polygon | FALSE | TRUE | America/Chicago | 3 | 58311 | 1840016556 | [10 empty] | LomaND
Gascoyne | Gascoyne | ND | North Dakota | 38011 | Bowman | 46.119 | -103.0788 | 15 | 5 | polygon | FALSE | TRUE | America/Denver | 3 | 58653 | 1840000258 | [10 empty] | GascoyneND
Valley-Hi | Valley-Hi | PA | Pennsylvania | 42057 | Fulton | 40.0299 | -78.1917 | 15 | 11 | polygon | FALSE | TRUE | America/New_York | 3 | 15533 | 1840001497 | [10 empty] | Valley-HiPA
Albee | Albee | SD | South Dakota | 46051 | Grant | 45.0513 | -96.5535 | 15 | 44 | polygon | FALSE | TRUE | America/Chicago | 3 | 57259 | 1840002096 | [10 empty] | AlbeeSD
Alfred | Alfred | TX | Texas | 48249 | Jim Wells | 27.8742 | -97.9799 | 15 | 4 | polygon | FALSE | FALSE | America/Chicago | 3 | 78332 | 1840025163 | [10 empty] | AlfredTX
Hannah | Hannah | ND | North Dakota | 38019 | Cavalier | 48.9728 | -98.6902 | 15 | 30 | polygon | FALSE | TRUE | America/Chicago | 3 | 58239 58281 | 1840000026 | [10 empty] | HannahND
Burchinal | Burchinal | IA | Iowa | 19033 | Cerro Gordo | 43.0648 | -93.2785 | 15 | 75 | polygon | FALSE | FALSE | America/Chicago | 3 | 50469 | 1840024051 | [10 empty] | BurchinalIA
Port Tobacco Village | Port Tobacco Village | MD | Maryland | 24017 | Charles | 38.5104 | -77.0197 | 15 | 37 | polygon | FALSE | TRUE | America/New_York | 3 | 20677 | 1840073753 | [10 empty] | Port Tobacco VillageMD
Stevens Village | Stevens Village | AK | Alaska | 2290 | Yukon-Koyukuk | 66.025 | -149.0802 | 15 | 0 | polygon | FALSE | FALSE | America/Anchorage | 3 | 99774 | 1840023439 | [10 empty] | Stevens VillageAK
Heil | Heil | ND | North Dakota | 38037 | Grant | 46.3892 | -101.7011 | 15 | 28 | polygon | FALSE | FALSE | America/Denver | 3 | 58533 | 1840023863 | [10 empty] | HeilND
Quitman | Quitman | MO | Missouri | 29147 | Nodaway | 40.3732 | -95.077 | 15 | 36 | polygon | FALSE | TRUE | America/Chicago | 3 | 64487 | 1840010414 | [10 empty] | QuitmanMO
Barry | Barry | MN | Minnesota | 27011 | Big Stone | 45.5582 | -96.5604 | 15 | 22 | polygon | FALSE | TRUE | America/Chicago | 3 | 56210 56240 | 1840006697 | [10 empty] | BarryMN
Brush Creek | Brush Creek | OK | Oklahoma | 40041 | Delaware | 36.4164 | -94.7842 | 15 | 7 | polygon | FALSE | FALSE | America/Chicago | 3 | 74346 | 1840034628 | [10 empty] | Brush CreekOK
Hyder | Hyder | AK | Alaska | 2198 | Prince of Wales-Hyder | 55.9816 | -130.0383 | 14 | 0 | polygon | FALSE | FALSE | America/Sitka | 3 | 99923 | 1840023524 | [10 empty] | HyderAK
Onaka | Onaka | SD | South Dakota | 46049 | Faulk | 45.1912 | -99.4659 | 14 | 20 | polygon | FALSE | TRUE | America/Chicago | 3 | 57466 | 1840000284 | [10 empty] | OnakaSD
Corning | Corning | MO | Missouri | 29087 | Holt | 40.2486 | -95.4545 | 14 | 49 | polygon | FALSE | TRUE | America/Chicago | 3 | 64437 64446 | 1840009457 | [10 empty] | CorningMO
Dragoon | Dragoon | AZ | Arizona | 4003 | Cochise | 32.0263 | -110.0365 | 14 | 3 | polygon | FALSE | FALSE | America/Phoenix | 3 | 85609 | 1840023085 | [10 empty] | DragoonAZ
Roosevelt | Roosevelt | AZ | Arizona | 4007 | Gila | 33.6618 | -111.1295 | 14 | 2 | polygon | FALSE | FALSE | America/Phoenix | 3 | 85545 | 1840022866 | [10 empty] | RooseveltAZ
Pickens | Pickens | WV | West Virginia | 54083 | Randolph | 38.6559 | -80.216 | 14 | 2 | polygon | FALSE | FALSE | America/New_York | 3 | 26230 | 1840025634 | [10 empty] | PickensWV
Silvana | Silvana | WA | Washington | 53061 | Snohomish | 48.2018 | -122.2459 | 14 | 3 | polygon | FALSE | FALSE | America/Los_Angeles | 3 | 98292 | 1840018373 | [10 empty] | SilvanaWA
Fedora | Fedora | SD | South Dakota | 46097 | Miner | 44.0068 | -97.7894 | 14 | 1 | polygon | FALSE | FALSE | America/Chicago | 3 | 57337 | 1840026139 | [10 empty] | FedoraSD
Plantation Island | Plantation Island | FL | Florida | 12021 | Collier | 25.8475 | -81.3754 | 14 | 9 | polygon | FALSE | FALSE | America/New_York | 3 | 34139 | 1840028759 | [10 empty] | Plantation IslandFL
La Joya | La Joya | NM | New Mexico | 35053 | Socorro | 34.3449 | -106.8465 | 14 | 5 | polygon | FALSE | FALSE | America/Denver | 3 | 87028 | 1840025011 | [10 empty] | La JoyaNM
Eldora | Eldora | CO | Colorado | 8013 | Boulder | 39.9536 | -105.578 | 14 | 1 | polygon | FALSE | FALSE | America/Denver | 3 | 80466 | 1840017527 | [10 empty] | EldoraCO
Beaconsfield | Beaconsfield | IA | Iowa | 19159 | Ringgold | 40.8076 | -94.0507 | 14 | 7 | polygon | FALSE | TRUE | America/Chicago | 3 | 50074 | 1840007193 | [10 empty] | BeaconsfieldIA
Le Roy | Le Roy | IA | Iowa | 19053 | Decatur | 40.8784 | -93.5924 | 14 | 16 | polygon | FALSE | TRUE | America/Chicago | 3 | 50264 50103 | 1840008313 | [10 empty] | Le RoyIA
Bantry | Bantry | ND | North Dakota | 38049 | McHenry | 48.4975 | -100.6099 | 14 | 31 | polygon | FALSE | TRUE | America/Chicago | 3 | 58713 | 1840001874 | [10 empty] | BantryND
Kief | Kief | ND | North Dakota | 38049 | McHenry | 47.86 | -100.5133 | 14 | 4 | polygon | FALSE | TRUE | America/Chicago | 3 | 58712 58723 | 1840000066 | [10 empty] | KiefND
Falcon Heights | Falcon Heights | TX | Texas | 48427 | Starr | 26.5604 | -99.1225 | 14 | 82 | polygon | FALSE | FALSE | America/Chicago | 3 | 78584 78545 | 1840018313 | [10 empty] | Falcon HeightsTX
Pablo Pena | Pablo Pena | TX | Texas | 48427 | Starr | 26.3037 | -98.6405 | 14 | 347 | polygon | FALSE | TRUE | America/Chicago | 3 | 78582 | 1840041351 | [10 empty] | Pablo PenaTX
Helen | Helen | WV | West Virginia | 54081 | Raleigh | 37.6374 | -81.313 | 14 | 22 | polygon | FALSE | FALSE | America/New_York | 3 | 25921 25853 | 1840025711 | [10 empty] | HelenWV
Kaskaskia | Kaskaskia | IL | Illinois | 17157 | Randolph | 37.9212 | -89.9163 | 13 | 46 | polygon | FALSE | TRUE | America/Chicago | 3 | 63673 | 1840012932 | [10 empty] | KaskaskiaIL
Valley City | Valley City | IL | Illinois | 17149 | Pike | 39.7067 | -90.6508 | 13 | 18 | polygon | FALSE | TRUE | America/Chicago | 3 | 62340 | 1840012541 | [10 empty] | Valley CityIL
Cedar | Cedar | KS | Kansas | 20183 | Smith | 39.6571 | -98.9402 | 13 | 28 | polygon | FALSE | TRUE | America/Chicago | 3 | 67628 | 1840007279 | [10 empty] | CedarKS
Weeki Wachee | Weeki Wachee | FL | Florida | 12053 | Hernando | 28.517 | -82.5774 | 13 | 4 | polygon | FALSE | TRUE | America/New_York | 3 | 34613 34606 | 1840015967 | [10 empty] | Weeki WacheeFL
Champ | Champ | MO | Missouri | 29189 | St. Louis | 38.745 | -90.4538 | 13 | 6 | polygon | FALSE | TRUE | America/Chicago | 3 | 63043 | 1840010750 | [10 empty] | ChampMO
Lime Village | Lime Village | AK | Alaska | 2050 | Bethel | 61.327 | -155.3181 | 13 | 0 | polygon | FALSE | FALSE | America/Anchorage | 3 | 99557 | 1840023337 | [10 empty] | Lime VillageAK
Los Huisaches | Los Huisaches | TX | Texas | 48479 | Webb | 27.9071 | -99.476 | 13 | 11 | polygon | FALSE | TRUE | America/Chicago | 3 | 78045 | 1840041114 | [10 empty] | Los HuisachesTX
Graniteville | Graniteville | CA | California | 6057 | Nevada | 39.4443 | -120.736 | 13 | 3 | polygon | FALSE | FALSE | America/Los_Angeles | 3 | 95959 | 1840026652 | [10 empty] | GranitevilleCA
Hansboro | Hansboro | ND | North Dakota | 38095 | Towner | 48.9523 | -99.3802 | 13 | 26 | polygon | FALSE | TRUE | America/Chicago | 3 | 58365 58339 | 1840000020 | [10 empty] | HansboroND
Alatna | Alatna | AK | Alaska | 2290 | Yukon-Koyukuk | 66.5638 | -152.8385 | 13 | 0 | polygon | FALSE | FALSE | America/Anchorage | 3 | 99720 | 1840023430 | [10 empty] | AlatnaAK
Conchas Dam | Conchas Dam | NM | New Mexico | 35047 | San Miguel | 35.3623 | -104.2042 | 13 | 0 | polygon | FALSE | TRUE | America/Denver | 3 | 88416 | 1840043001 | [10 empty] | Conchas DamNM
Bucks | Bucks | AL | Alabama | 1097 | Mobile | 31.017 | -88.0249 | 13 | 12 | polygon | FALSE | FALSE | America/Chicago | 3 | 36512 36560 | 1840025980 | [10 empty] | BucksAL
Cathedral | Cathedral | CO | Colorado | 8053 | Hinsdale | 38.0836 | -107.0306 | 13 | 0 | polygon | FALSE | FALSE | America/Denver | 3 | 81235 | 1840024707 | [10 empty] | CathedralCO
Larson | Larson | ND | North Dakota | 38013 | Burke | 48.8916 | -102.8626 | 13 | 12 | polygon | FALSE | FALSE | America/Chicago | 3 | 58727 | 1840023758 | [10 empty] | LarsonND
Churchs Ferry | Churchs Ferry | ND | North Dakota | 38071 | Ramsey | 48.2686 | -99.1944 | 12 | 10 | polygon | FALSE | TRUE | America/Chicago | 3 | 58325 | 1840001884 | [10 empty] | Churchs FerryND
Pillsbury | Pillsbury | ND | North Dakota | 38003 | Barnes | 47.2071 | -97.7957 | 12 | 18 | polygon | FALSE | TRUE | America/Chicago | 3 | 58065 58046 | 1840000168 | [10 empty] | PillsburyND
Loveland | Loveland | OK | Oklahoma | 40141 | Tillman | 34.3045 | -98.7708 | 12 | 20 | polygon | FALSE | TRUE | America/Chicago | 3 | 73546 73553 | 1840021896 | [10 empty] | LovelandOK
Bettles | Bettles | AK | Alaska | 2290 | Yukon-Koyukuk | 66.9084 | -151.5369 | 12 | 3 | polygon | FALSE | TRUE | America/Anchorage | 3 | 99726 | 1840023445 | [10 empty] | BettlesAK
Chicken | Chicken | AK | Alaska | 2240 | Southeast Fairbanks | 64.0878 | -141.8283 | 12 | 0 | polygon | FALSE | FALSE | America/Anchorage | 3 | 99732 | 1840023469 | [10 empty] | ChickenAK
Excello | Excello | MO | Missouri | 29121 | Macon | 39.6334 | -92.4743 | 12 | 13 | polygon | FALSE | FALSE | America/Chicago | 3 | 65247 | 1840025578 | [10 empty] | ExcelloMO
Kinbrae | Kinbrae | MN | Minnesota | 27105 | Nobles | 43.8265 | -95.4823 | 12 | 5 | polygon | FALSE | TRUE | America/Chicago | 3 | 56131 | 1840007928 | [10 empty] | KinbraeMN
Parks | Parks | NE | Nebraska | 31057 | Dundy | 40.0437 | -101.7251 | 12 | 26 | polygon | FALSE | FALSE | America/Denver | 3 | 69041 | 1840024327 | [10 empty] | ParksNE
Renfrow | Renfrow | OK | Oklahoma | 40053 | Grant | 36.9249 | -97.657 | 12 | 48 | polygon | FALSE | TRUE | America/Chicago | 3 | 73759 | 1840021603 | [10 empty] | RenfrowOK
Rockville | Rockville | AL | Alabama | 1025 | Clarke | 31.4059 | -87.8442 | 12 | 1 | polygon | FALSE | FALSE | America/Chicago | 3 | 36545 | 1840027002 | [10 empty] | RockvilleAL
Venturia | Venturia | ND | North Dakota | 38051 | McIntosh | 45.9971 | -99.5479 | 12 | 41 | polygon | FALSE | TRUE | America/Chicago | 3 | 58413 | 1840000249 | [10 empty] | VenturiaND
Dering Harbor | Dering Harbor | NY | New York | 36103 | Suffolk | 41.0931 | -72.3417 | 11 | 17 | polygon | FALSE | TRUE | America/New_York | 3 | 11964 11965 | 1840005146 | [10 empty] | Dering HarborNY
Levant | Levant | KS | Kansas | 20193 | Thomas | 39.3881 | -101.1948 | 11 | 4 | polygon | FALSE | FALSE | America/Chicago | 3 | 67743 67701 | 1840026645 | [10 empty] | LevantKS
McBaine | McBaine | MO | Missouri | 29019 | Boone | 38.8831 | -92.4549 | 11 | 18 | polygon | FALSE | TRUE | America/Chicago | 3 | 65203 | 1840009678 | [10 empty] | McBaineMO
Nardin | Nardin | OK | Oklahoma | 40071 | Kay | 36.8041 | -97.4499 | 11 | 4 | polygon | FALSE | FALSE | America/Chicago | 3 | 74646 | 1840026902 | [10 empty] | NardinOK
Marineland | Marineland | FL | Florida | 12035 | Flagler | 29.6656 | -81.2138 | 11 | 20 | polygon | FALSE | TRUE | America/New_York | 3 | 32137 | 1840017221 | [10 empty] | MarinelandFL
Livengood | Livengood | AK | Alaska | 2290 | Yukon-Koyukuk | 65.4817 | -148.4171 | 11 | 0 | polygon | FALSE | FALSE | America/Anchorage | 3 | 99790 | 1840023427 | [10 empty] | LivengoodAK
Pine Valley | Pine Valley | NJ | New Jersey | 34007 | Camden | 39.787 | -74.9742 | 11 | 4 | polygon | FALSE | TRUE | America/New_York | 3 | 8021 | 1840001510 | [10 empty] | Pine ValleyNJ
San Antonio | San Antonio | NM | New Mexico | 35053 | Socorro | 33.9161 | -106.87 | 11 | 9 | polygon | FALSE | FALSE | America/Denver | 3 | 87801 87832 | 1840025017 | [10 empty] | San AntonioNM
Oak Grove | Oak Grove | OK | Oklahoma | 40117 | Pawnee | 36.2056 | -96.3384 | 11 | 33 | polygon | FALSE | TRUE | America/Chicago | 3 | 74020 | 1840034623 | [10 empty] | Oak GroveOK
Evansville | Evansville | AK | Alaska | 2290 | Yukon-Koyukuk | 66.9205 | -151.4203 | 11 | 0 | polygon | FALSE | FALSE | America/Anchorage | 3 | 99726 | 1840023546 | [10 empty] | EvansvilleAK
Beulah Beach | Beulah Beach | OH | Ohio | 39043 | Erie | 41.3917 | -82.4428 | 11 | 92 | polygon | FALSE | FALSE | America/New_York | 3 | 44089 | 1840026307 | [10 empty] | Beulah BeachOH
Centralia | Centralia | PA | Pennsylvania | 42037 | Columbia | 40.8047 | -76.3439 | 11 | 17 | polygon | FALSE | TRUE | America/New_York | 3 | 17921 | 1840000813 | [10 empty] | CentraliaPA
Girard | Girard | TX | Texas | 48263 | Kent | 33.3636 | -100.6598 | 11 | 2 | polygon | FALSE | FALSE | America/Chicago | 3 | 79518 | 1840018036 | [10 empty] | GirardTX
Farmer | Farmer | SD | South Dakota | 46061 | Hanson | 43.7252 | -97.689 | 10 | 46 | polygon | FALSE | TRUE | America/Chicago | 3 | 57311 | 1840002645 | [10 empty] | FarmerSD
Cottonwood | Cottonwood | SD | South Dakota | 46071 | Jackson | 43.9657 | -101.902 | 10 | 4 | polygon | FALSE | TRUE | America/Denver | 3 | 57775 57567 | 1840000334 | [10 empty] | CottonwoodSD
Waldron | Waldron | KS | Kansas | 20077 | Harper | 37.0018 | -98.1826 | 10 | 12 | polygon | FALSE | TRUE | America/Chicago | 3 | 67150 | 1840010873 | [10 empty] | WaldronKS
Buck Meadows | Buck Meadows | CA | California | 6043 | Mariposa | 37.8127 | -120.0653 | 10 | 2 | polygon | FALSE | FALSE | America/Los_Angeles | 3 | 95321 | 1840022542 | [10 empty] | Buck MeadowsCA
Keeler | Keeler | CA | California | 6027 | Inyo | 36.4846 | -117.872 | 10 | 2 | polygon | FALSE | FALSE | America/Los_Angeles | 3 | 93530 93545 | 1840017645 | [10 empty] | KeelerCA
Gideon | Gideon | OK | Oklahoma | 40021 | Cherokee | 36.0088 | -95.036 | 10 | 3 | polygon | FALSE | FALSE | America/Chicago | 3 | 74464 | 1840034541 | [10 empty] | GideonOK
River Bend | River Bend | MO | Missouri | 29095 | Jackson | 39.1841 | -94.3941 | 10 | 2 | polygon | FALSE | TRUE | America/Chicago | 3 | 64058 | 1840012726 | [10 empty] | River BendMO
Wiseman | Wiseman | AK | Alaska | 2290 | Yukon-Koyukuk | 67.4371 | -150.1334 | 10 | 0 | polygon | FALSE | FALSE | America/Anchorage | 3 | 99701 | 1840023442 | [10 empty] | WisemanAK
Raleigh | Raleigh | ND | North Dakota | 38037 | Grant | 46.3572 | -101.3053 | 10 | 13 | polygon | FALSE | FALSE | America/Denver | 3 | 58564 | 1840023864 | [10 empty] | RaleighND
Guffey | Guffey | CO | Colorado | 8093 | Park | 38.7591 | -105.5024 | 10 | 0 | polygon | FALSE | FALSE | America/Denver | 3 | 80820 | 1840026647 | [10 empty] | GuffeyCO
Burton | Burton | NE | Nebraska | 31103 | Keya Paha | 42.9119 | -99.5918 | 10 | 36 | polygon | FALSE | TRUE | America/Chicago | 3 | 68778 | 1840010080 | [10 empty] | BurtonNE
Knowles | Knowles | OK | Oklahoma | 40007 | Beaver | 36.873 | -100.1931 | 10 | 21 | polygon | FALSE | TRUE | America/Chicago | 3 | 73844 | 1840021629 | [10 empty] | KnowlesOK
Bartlett | Bartlett | IA | Iowa | 19071 | Fremont | 40.8853 | -95.7947 | 10 | 9 | polygon | FALSE | FALSE | America/Chicago | 3 | 51654 | 1840024257 | [10 empty] | BartlettIA
Dahlen | Dahlen | ND | North Dakota | 38063 | Nelson | 48.1587 | -97.932 | 9 | 24 | polygon | FALSE | FALSE | America/Chicago | 3 | 58224 | 1840023778 | [10 empty] | DahlenND
Willow Island | Willow Island | NE | Nebraska | 31047 | Dawson | 40.89 | -100.0707 | 9 | 1 | polygon | FALSE | FALSE | America/Chicago | 3 | 69171 | 1840024236 | [10 empty] | Willow IslandNE
Tamora | Tamora | NE | Nebraska | 31159 | Seward | 40.8945 | -97.2252 | 9 | 3 | polygon | FALSE | FALSE | America/Chicago | 3 | 68434 | 1840024238 | [10 empty] | TamoraNE
Cotopaxi | Cotopaxi | CO | Colorado | 8043 | Fremont | 38.3739 | -105.6911 | 9 | 12 | polygon | FALSE | FALSE | America/Denver | 3 | 81223 | 1840024644 | [10 empty] | CotopaxiCO
Auburn | Auburn | ND | North Dakota | 38099 | Walsh | 48.5066 | -97.4368 | 9 | 3 | polygon | FALSE | FALSE | America/Chicago | 3 | 58237 | 1840023768 | [10 empty] | AuburnND
Ugashik | Ugashik | AK | Alaska | 2164 | Lake and Peninsula | 57.5736 | -157.1232 | 9 | 0 | polygon | FALSE | FALSE | America/Anchorage | 3 | 99649 | 1840023292 | [10 empty] | UgashikAK
Sugarloaf Village | Sugarloaf Village | CA | California | 6107 | Tulare | 35.8269 | -118.6354 | 9 | 51 | polygon | FALSE | FALSE | America/Los_Angeles | 3 | 93260 | 1840028304 | [10 empty] | Sugarloaf VillageCA
McMullen | McMullen | AL | Alabama | 1107 | Pickens | 33.1481 | -88.1757 | 9 | 31 | polygon | FALSE | TRUE | America/Chicago | 3 | 35442 | 1840027517 | [10 empty] | McMullenAL
Meyer | Meyer | IA | Iowa | 19131 | Mitchell | 43.4618 | -92.7011 | 9 | 4 | polygon | FALSE | FALSE | America/Chicago | 3 | 50455 | 1840024038 | [10 empty] | MeyerIA
Perth | Perth | ND | North Dakota | 38095 | Towner | 48.7148 | -99.4582 | 9 | 27 | polygon | FALSE | TRUE | America/Chicago | 3 | 58363 | 1840000021 | [10 empty] | PerthND
Running Water | Running Water | SD | South Dakota | 46009 | Bon Homme | 42.7822 | -97.9816 | 9 | 1 | polygon | FALSE | FALSE | America/Chicago | 3 | 57062 | 1840025451 | [10 empty] | Running WaterSD
Lakeside | Lakeside | CO | Colorado | 8059 | Jefferson | 39.7802 | -105.0579 | 8 | 16 | polygon | FALSE | TRUE | America/Denver | 3 | 80212 | 1840028558 | [10 empty] | LakesideCO
Bergen | Bergen | ND | North Dakota | 38049 | McHenry | 48.0037 | -100.7199 | 8 | 4 | polygon | FALSE | TRUE | America/Chicago | 3 | 58792 | 1840001875 | [10 empty] | BergenND
Lake Lindsey | Lake Lindsey | FL | Florida | 12053 | Hernando | 28.6322 | -82.3616 | 8 | 34 | polygon | FALSE | FALSE | America/New_York | 3 | 34601 | 1840014107 | [10 empty] | Lake LindseyFL
Lambert | Lambert | MO | Missouri | 29201 | Scott | 37.0938 | -89.5547 | 8 | 60 | polygon | FALSE | TRUE | America/Chicago | 3 | 63736 | 1840013035 | [10 empty] | LambertMO
Cannondale | Cannondale | CT | Connecticut | 9001 | Fairfield | 41.2161 | -73.4248 | 8 | 9 | polygon | FALSE | FALSE | America/New_York | 3 | 6897 | 1840026279 | [10 empty] | CannondaleCT
Artas | Artas | SD | South Dakota | 46021 | Campbell | 45.8873 | -99.807 | 8 | 29 | polygon | FALSE | TRUE | America/Chicago | 3 | 57437 | 1840002021 | [10 empty] | ArtasSD
Loraine | Loraine | ND | North Dakota | 38075 | Renville | 48.8683 | -101.5678 | 8 | 12 | polygon | FALSE | TRUE | America/Chicago | 3 | 58761 | 1840000044 | [10 empty] | LoraineND
Funkley | Funkley | MN | Minnesota | 27007 | Beltrami | 47.7869 | -94.4267 | 8 | 4 | polygon | FALSE | TRUE | America/Chicago | 3 | 56630 | 1840007698 | [10 empty] | FunkleyMN
Wetonka | Wetonka | SD | South Dakota | 46089 | McPherson | 45.6242 | -98.7717 | 8 | 12 | polygon | FALSE | TRUE | America/Chicago | 3 | 57481 | 1840002023 | [10 empty] | WetonkaSD
Jefferson | Jefferson | OK | Oklahoma | 40053 | Grant | 36.7203 | -97.7909 | 8 | 11 | polygon | FALSE | TRUE | America/Chicago | 3 | 73759 | 1840021604 | [10 empty] | JeffersonOK
Enders | Enders | NE | Nebraska | 31029 | Chase | 40.455 | -101.5356 | 8 | 23 | polygon | FALSE | FALSE | America/Denver | 3 | 69027 | 1840024287 | [10 empty] | EndersNE
Clayton | Clayton | ID | Idaho | 16037 | Custer | 44.2592 | -114.3997 | 8 | 204 | polygon | FALSE | TRUE | America/Boise | 3 | 83227 | 1840018600 | [10 empty] | ClaytonID
Fox Park | Fox Park | WY | Wyoming | 56001 | Albany | 41.0801 | -106.1534 | 8 | 3 | polygon | FALSE | FALSE | America/Denver | 3 | 82070 | 1840038401 | [10 empty] | Fox ParkWY
St. Charles | St. Charles | SD | South Dakota | 46053 | Gregory | 43.0882 | -99.0949 | 8 | 15 | polygon | FALSE | FALSE | America/Chicago | 3 | 57571 | 1840004235 | [10 empty] | St. CharlesSD
Norristown | Norristown | GA | Georgia | 13107 | Emanuel | 32.5064 | -82.4981 | 8 | 7 | polygon | FALSE | FALSE | America/New_York | 3 | 30401 31002 30447 | 1840025895 | [10 empty] | NorristownGA
Elbert | Elbert | TX | Texas | 48447 | Throckmorton | 33.2748 | -99.0021 | 8 | 0 | polygon | FALSE | FALSE | America/Chicago | 3 | 76372 | 1840018037 | [10 empty] | ElbertTX
Harris | Harris | KS | Kansas | 20003 | Anderson | 38.3206 | -95.445 | 8 | 8 | polygon | FALSE | FALSE | America/Chicago | 3 | 66032 | 1840026763 | [10 empty] | HarrisKS
Santel | Santel | TX | Texas | 48427 | Starr | 26.3756 | -98.8833 | 8 | 108 | polygon | FALSE | TRUE | America/Chicago | 3 | 78582 | 1840041531 | [10 empty] | SantelTX
Ko Vaya | Ko Vaya | AZ | Arizona | 4019 | Pima | 32.0815 | -111.8959 | 8 | 2 | polygon | FALSE | FALSE | America/Phoenix | 3 | 85634 | 1840023072 | [10 empty] | Ko VayaAZ
Quail | Quail | TX | Texas | 48087 | Collingsworth | 34.9151 | -100.3919 | 8 | 0 | polygon | FALSE | FALSE | America/Chicago | 3 | 79251 | 1840019178 | [10 empty] | QuailTX
Sweet Water Village | Sweet Water Village | AZ | Arizona | 4021 | Pinal | 33.1274 | -111.8424 | 8 | 3 | polygon | FALSE | TRUE | America/Phoenix | 3 | 85121 | 1840042801 | [10 empty] | Sweet Water VillageAZ
Hawk Springs | Hawk Springs | WY | Wyoming | 56015 | Goshen | 41.7852 | -104.265 | 7 | 1 | polygon | FALSE | FALSE | America/Denver | 3 | 82244 82217 | 1840017459 | [10 empty] | Hawk SpringsWY
Niarada | Niarada | MT | Montana | 30029 | Flathead | 47.8309 | -114.5578 | 7 | 0 | polygon | FALSE | FALSE | America/Denver | 3 | 59845 | 1840018382 | [10 empty] | NiaradaMT
Healy Lake | Healy Lake | AK | Alaska | 2240 | Southeast Fairbanks | 64.0281 | -144.633 | 7 | 0 | polygon | FALSE | FALSE | America/Anchorage | 3 | 99706 | 1840023693 | [10 empty] | Healy LakeAK
South Park View | South Park View | KY | Kentucky | 21111 | Jefferson | 38.1185 | -85.7199 | 7 | 21 | polygon | FALSE | TRUE | America/New_York | 3 | 40219 | 1840030584 | [10 empty] | South Park ViewKY
Jacksonville | Jacksonville | IA | Iowa | 19165 | Shelby | 41.6452 | -95.1516 | 7 | 27 | polygon | FALSE | FALSE | America/Chicago | 3 | 51537 | 1840024135 | [10 empty] | JacksonvilleIA
Bolan | Bolan | IA | Iowa | 19195 | Worth | 43.3735 | -93.1085 | 7 | 0 | polygon | FALSE | FALSE | America/Chicago | 3 | 50448 | 1840024036 | [10 empty] | BolanIA
Pearsonville | Pearsonville | CA | California | 6027 | Inyo | 35.8188 | -117.8755 | 7 | 0 | polygon | FALSE | FALSE | America/Los_Angeles | 3 | 93527 | 1840028301 | [10 empty] | PearsonvilleCA
Inland | Inland | NE | Nebraska | 31035 | Clay | 40.5953 | -98.2231 | 7 | 15 | polygon | FALSE | FALSE | America/Chicago | 3 | 68954 | 1840024288 | [10 empty] | InlandNE
Elias-Fela Solis | Elias-Fela Solis | TX | Texas | 48427 | Starr | 26.3855 | -98.6238 | 7 | 11 | polygon | FALSE | TRUE | America/Chicago | 3 | 78582 | 1840040722 | [10 empty] | Elias-Fela SolisTX
Fontana Dam | Fontana Dam | NC | North Carolina | 37075 | Graham | 35.4328 | -83.8248 | 7 | 4 | polygon | FALSE | TRUE | America/New_York | 3 | 28771 28733 | 1840043448 | [10 empty] | Fontana DamNC
Lambert | Lambert | OK | Oklahoma | 40003 | Alfalfa | 36.6832 | -98.4237 | 6 | 20 | polygon | FALSE | TRUE | America/Chicago | 3 | 73728 | 1840021612 | [10 empty] | LambertOK
Grano | Grano | ND | North Dakota | 38075 | Renville | 48.6153 | -101.5893 | 6 | 7 | polygon | FALSE | TRUE | America/Chicago | 3 | 58750 | 1840000043 | [10 empty] | GranoND
Rentchler | Rentchler | IL | Illinois | 17163 | St. Clair | 38.4918 | -89.8691 | 6 | 101 | polygon | FALSE | FALSE | America/Chicago | 3 | 62221 | 1840024658 | [10 empty] | RentchlerIL
Three Creeks | Three Creeks | MO | Missouri | 29219 | Warren | 38.5758 | -90.9971 | 6 | 0 | polygon | FALSE | TRUE | America/Chicago | 3 | 63357 | 1840037780 | [10 empty] | Three CreeksMO
Brownlee | Brownlee | NE | Nebraska | 31031 | Cherry | 42.2893 | -100.6241 | 6 | 21 | polygon | FALSE | FALSE | America/Chicago | 3 | 69166 | 1840024064 | [10 empty] | BrownleeNE
Lowry | Lowry | SD | South Dakota | 46129 | Walworth | 45.3156 | -99.9812 | 6 | 9 | polygon | FALSE | TRUE | America/Chicago | 3 | 57472 | 1840002089 | [10 empty] | LowrySD
Kalaeloa | Kalaeloa | HI | Hawaii | 15003 | Honolulu | 21.3215 | -158.0812 | 6 | 8 | polygon | FALSE | TRUE | Pacific/Honolulu | 3 | 96707 | 1840042830 | [10 empty] | KalaeloaHI
Brandon | Brandon | CO | Colorado | 8061 | Kiowa | 38.4464 | -102.4412 | 6 | 19 | polygon | FALSE | FALSE | America/Denver | 3 | 81071 | 1840024659 | [10 empty] | BrandonCO
Heimdal | Heimdal | ND | North Dakota | 38103 | Wells | 47.7926 | -99.6528 | 6 | 4 | polygon | FALSE | FALSE | America/Chicago | 3 | 58341 | 1840023801 | [10 empty] | HeimdalND
Banks | Banks | ID | Idaho | 16015 | Boise | 44.0777 | -116.1278 | 6 | 1 | polygon | FALSE | FALSE | America/Boise | 3 | 83602 | 1840023990 | [10 empty] | BanksID
Blue Clay Farms | Blue Clay Farms | NC | North Carolina | 37129 | New Hanover | 34.3005 | -77.8917 | 6 | 0 | polygon | FALSE | TRUE | America/New_York | 3 | 28405 | 1840040276 | [10 empty] | Blue Clay FarmsNC
Blanchard | Blanchard | ND | North Dakota | 38097 | Traill | 47.3432 | -97.2228 | 5 | 7 | polygon | FALSE | FALSE | America/Chicago | 3 | 58009 | 1840023809 | [10 empty] | BlanchardND
Cave | Cave | MO | Missouri | 29113 | Lincoln | 39.0214 | -91.0483 | 5 | 2 | polygon | FALSE | TRUE | America/Chicago | 3 | 63377 63379 | 1840009683 | [10 empty] | CaveMO
Beluga | Beluga | AK | Alaska | 2122 | Kenai Peninsula | 61.1869 | -151.1637 | 5 | 0 | polygon | FALSE | FALSE | America/Anchorage | 3 | 99682 | 1840023411 | [10 empty] | BelugaAK
Anoka | Anoka | NE | Nebraska | 31015 | Boyd | 42.946 | -98.8285 | 5 | 3 | polygon | FALSE | TRUE | America/Chicago | 3 | 68722 | 1840010079 | [10 empty] | AnokaNE
Verdon | Verdon | SD | South Dakota | 46013 | Brown | 45.2442 | -98.0992 | 5 | 7 | polygon | FALSE | TRUE | America/Chicago | 3 | 57434 | 1840002029 | [10 empty] | VerdonSD
Tavistock | Tavistock | NJ | New Jersey | 34007 | Camden | 39.8758 | -75.0272 | 5 | 7 | polygon | FALSE | TRUE | America/New_York | 3 | 8033 | 1840001517 | [10 empty] | TavistockNJ
Kenton | Kenton | OK | Oklahoma | 40025 | Cimarron | 36.9064 | -102.9653 | 5 | 2 | polygon | FALSE | FALSE | America/Chicago | 3 | 73946 | 1840026904 | [10 empty] | KentonOK
Pastura | Pastura | NM | New Mexico | 35019 | Guadalupe | 34.7851 | -104.9421 | 5 | 5 | polygon | FALSE | FALSE | America/Denver | 3 | 88435 | 1840024979 | [10 empty] | PasturaNM
Cartago | Cartago | CA | California | 6027 | Inyo | 36.3123 | -118.0261 | 5 | 1 | polygon | FALSE | FALSE | America/Los_Angeles | 3 | 93549 | 1840017641 | [10 empty] | CartagoCA
Plevna | Plevna | MO | Missouri | 29103 | Knox | 39.9766 | -92.0852 | 5 | 1 | polygon | FALSE | FALSE | America/Chicago | 3 | 63464 | 1840025557 | [10 empty] | PlevnaMO
Freeport | Freeport | KS | Kansas | 20077 | Harper | 37.1989 | -97.8542 | 4 | 7 | polygon | FALSE | FALSE | America/Chicago | 3 | 67049 | 1840008764 | [10 empty] | FreeportKS
Lost Springs | Lost Springs | WY | Wyoming | 56009 | Converse | 42.7652 | -104.9255 | 4 | 17 | polygon | FALSE | TRUE | America/Denver | 3 | 82229 | 1840021288 | [10 empty] | Lost SpringsWY
Hoot Owl | Hoot Owl | OK | Oklahoma | 40097 | Mayes | 36.36 | -95.1214 | 4 | 26 | polygon | FALSE | TRUE | America/Chicago | 3 | 74365 | 1840034622 | [10 empty] | Hoot OwlOK
Thurmond | Thurmond | WV | West Virginia | 54019 | Fayette | 37.961 | -81.0796 | 4 | 16 | polygon | FALSE | TRUE | America/New_York | 3 | 25936 | 1840006302 | [10 empty] | ThurmondWV
Birch Creek | Birch Creek | AK | Alaska | 2290 | Yukon-Koyukuk | 66.2686 | -145.8698 | 4 | 0 | polygon | FALSE | FALSE | America/Anchorage | 3 | 99730 | 1840023530 | [10 empty] | Birch CreekAK
Ruso | Ruso | ND | North Dakota | 38055 | McLean | 47.8373 | -100.9343 | 4 | 6 | polygon | FALSE | TRUE | America/Chicago | 3 | 58778 | 1840001896 | [10 empty] | RusoND
Athelstan | Athelstan | IA | Iowa | 19173 | Taylor | 40.5727 | -94.5426 | 4 | 11 | polygon | FALSE | FALSE | America/Chicago | 3 | 50836 | 1840024259 | [10 empty] | AthelstanIA
Lily | Lily | SD | South Dakota | 46037 | Day | 45.1818 | -97.6835 | 4 | 5 | polygon | FALSE | TRUE | America/Chicago | 3 | 57274 | 1840001560 | [10 empty] | LilySD
Elfin Cove | Elfin Cove | AK | Alaska | 2105 | Hoonah-Angoon | 58.1912 | -136.3129 | 4 | 0 | polygon | FALSE | FALSE | America/Juneau | 3 | 99825 | 1840023309 | [10 empty] | Elfin CoveAK
Prairie City | Prairie City | SD | South Dakota | 46105 | Perkins | 45.5312 | -102.8164 | 4 | 1 | polygon | FALSE | FALSE | America/Denver | 3 | 57649 | 1840023891 | [10 empty] | Prairie CitySD
San Fernando | San Fernando | TX | Texas | 48427 | Starr | 26.4033 | -98.8351 | 4 | 63 | polygon | FALSE | TRUE | America/Chicago | 3 | 78582 | 1840041516 | [10 empty] | San FernandoTX
Mojave Ranch Estates | Mojave Ranch Estates | AZ | Arizona | 4015 | Mohave | 34.9449 | -114.5907 | 4 | 2 | polygon | FALSE | FALSE | America/Phoenix | 3 | 86440 | 1840027982 | [10 empty] | Mojave Ranch EstatesAZ
Lowman | Lowman | ID | Idaho | 16015 | Boise | 44.0785 | -115.6205 | 4 | 0 | polygon | FALSE | FALSE | America/Boise | 3 | 83637 | 1840023992 | [10 empty] | LowmanID
Hillsview | Hillsview | SD | South Dakota | 46089 | McPherson | 45.6642 | -99.5607 | 3 | 1 | polygon | FALSE | TRUE | America/Chicago | 3 | 57437 | 1840002025 | [10 empty] | HillsviewSD
Poso Park | Poso Park | CA | California | 6107 | Tulare | 35.8114 | -118.6364 | 3 | 26 | polygon | FALSE | FALSE | America/Los_Angeles | 3 | 93260 | 1840024878 | [10 empty] | Poso ParkCA
White Rock | White Rock | SD | South Dakota | 46109 | Roberts | 45.9248 | -96.576 | 3 | 0 | polygon | FALSE | TRUE | America/Chicago | 3 | 57260 | 1840020692 | [10 empty] | White RockSD
Warm River | Warm River | ID | Idaho | 16043 | Fremont | 44.1188 | -111.32 | 3 | 1 | polygon | FALSE | TRUE | America/Boise | 3 | 83420 | 1840021257 | [10 empty] | Warm RiverID
Four Mile Road | Four Mile Road | AK | Alaska | 2290 | Yukon-Koyukuk | 64.6045 | -149.1222 | 3 | 1 | polygon | FALSE | TRUE | America/Anchorage | 3 | 99760 | 1840075076 | [10 empty] | Four Mile RoadAK
Portage Creek | Portage Creek | AK | Alaska | 2070 | Dillingham | 58.9051 | -157.6695 | 3 | 0 | polygon | FALSE | FALSE | America/Anchorage | 3 | 99576 | 1840023660 | [10 empty] | Portage CreekAK
Gross | Gross | NE | Nebraska | 31015 | Boyd | 42.9461 | -98.5697 | 2 | 6 | polygon | FALSE | TRUE | America/Chicago | 3 | 68719 | 1840011032 | [10 empty] | GrossNE
Lotsee | Lotsee | OK | Oklahoma | 40143 | Tulsa | 36.1334 | -96.2091 | 2 | 39 | polygon | FALSE | TRUE | America/Chicago | 3 | 74063 | 1840021674 | [10 empty] | LotseeOK
The Ranch | The Ranch | MN | Minnesota | 27087 | Mahnomen | 47.3198 | -95.6952 | 2 | 2 | polygon | FALSE | TRUE | America/Chicago | 3 | 56557 | 1840039629 | [10 empty] | The RanchMN
Shamrock | Shamrock | OK | Oklahoma | 40037 | Creek | 35.9113 | -96.5772 | 2 | 2 | polygon | FALSE | TRUE | America/Chicago | 3 | 74068 | 1840022701 | [10 empty] | ShamrockOK
Monowi | Monowi | NE | Nebraska | 31015 | Boyd | 42.8307 | -98.3296 | 1 | 1 | polygon | FALSE | TRUE | America/Chicago | 3 | 68746 | 1840011034 | [10 empty] | MonowiNE
Note on F333: Joe Bush: was DoÃ±a Ana
Note on Y636: Joe Bush: Was Polk County
Note on Y1951: Joe Bush: Was DoÂ–a Ana
Note on Y1977: Joe Bush: Was Carson City (city)

## Cost Data
Estimator Cost Data and Locality Factor
NOTE: User does not edit/change the information on this tab.
Means Pg | Means Line | Reference | Description |  |  |  |  | Material | Labor | Total | to incl O&P | STATE LIST | num cities | 19 | State_List
271 | DDC sensors | [10 empty] | # states |  | Illinois | Alabama | Alaska | Arizona | Arkansas | California | Colorado | Connecticut | D.C. | Delaware | Florida | Georgia | Hawaii | Idaho | Illinois | Indiana | Iowa | Kansas | Kentucky | Louisiana | Maine | Maryland | Massachusetts | Michigan | Minnesota | Mississippi | Missouri | Montana | Nebraska | Nevada | New Hampshire | New Jersey | New Mexico | New York | North Carolina | North Dakota | Ohio | Oklahoma | Oregon | Pennsylvania | Puerto Rico | Rhode Island | South Carolina | South Dakota | Tennessee | Texas | Utah | Vermont | Virginia | Washington | West Virginia | Wisconsin | Wyoming
| 120 | Duct Temperature Sensor | duct temp | [6 empty] | 415 | 415 | 52 | col offset | 14
| 130 | Space Temperature Sensor | space temp | [6 empty] | 665 | 665 | #VALUE! |  | Bloomington | Anniston | Anchorage | Chambers | Batesville | Alhambra | Alamosa | Bridgeport | Washington | Newark | Daytona Beach | Atlanta | Hilo | Boise | Bloomington | Anderson | Burlington | Belleville | Ashland | Alexandria | Augusta | Annapolis | Boston | Ann Arbor | Bemidji | Biloxi | Bowling Green | Billings | Alliance | Carson City | Charlestown | Atlantic City | Albuquerque | Albany | Asheville | Bismarck | Akron | Ardmore | Bend | Allentown | San Juan | Newport | Aiken | Aberdeen | Chattanooga | Abilene | Logan | Bellows Falls | Alexandria | Clarkston | Beckley | Beloit | Casper
| 150 | Space Humidity Sensor | space humidity | [6 empty] | 1075 | 1075 | #VALUE! |  | Carbondale | Birmingham | Fairbanks | Flagstaff | Camden | Anaheim | Boulder | Hartford |  | Dover | Fort Lauderdale | Albany | Honolulu | Coeur d'Alene | Carbondale | Bloomington | Carroll | Colby | Bowling Green | Baton Rouge | Bangor | Baltimore | Brockton | Battle Creek | Brainerd | Clarksdale | Cape Girardeau | Butte | Columbus | Elko | Claremont | Camden | Carrizozo | Binghamton | Charlotte | Devils Lake | Athens | Clinton | Eugene | Altoona |  | Providence | Beaufort | Mitchell | Columbia | Amarillo | Ogden | Bennington | Arlington | Everett | Bluefield | Eau Claire | Cheyenne
| 160 | Duct Static Pressure Sensor | duct static | [6 empty] | 565 | 565 | #VALUE! |  | Centralia | Butler | Juneau | Globe | Fayetteville | Bakersfield | Colorado Springs | Meriden |  | Wilmington | Fort Myers | Athens |  | Idaho Falls | Centralia | Columbus | Cedar Rapids | Dodge City | Campton | Hammond | Bath | College Park | Buzzards Bay | Bay City | Detroit Lakes | Columbus | Chillicothe | Great Falls | Grand Island | Ely | Concord | Dover | Clovis | Bronx | Durham | Dickinson | Canton | Durant | Klamath Falls | Bedford |  |  | Charleston | Mobridge | Cookeville | Austin | Price | Brattleboro | Bristol | Olympia | Buckhannon | Green Bay | Newcastle
| 2110 | freeze DI | freeze DI | [6 empty] | 435 | 435 | #VALUE! |  | Champaign | Decatur | Ketchikan | Kingman | Fort Smith | Berkeley | Denver | New Britain |  |  | Gainesville | Augusta |  | Lewiston | Champaign | Evansville | Council Bluffs | Emporia | Corbin | Lafayette | Houlton | Cumberland | Framingham | Detroit | Duluth | Greenville | Columbia | Havre | Hastings | Las Vegas | Keene | Elizabeth | Farmington | Brooklyn | Elizabeth City | Fargo | Chillicothe | Enid | Medford | Bradford |  |  | Columbia | Pierre | Jackson | Beaumont | Provo | Burlington | Charlottesville | Richland | Charleston | Kenosha | Rawlins
| 200 | mixed air control, economizer cycle | [9 empty] | #VALUE! |  | Chicago | Dothan |  | Mesa/Tempe | Harrison | Eureka | Durango | New Haven |  |  | Jacksonville | Columbus |  | Pocatello | Chicago | Fort Wayne | Creston | Fort Scott | Covington | Lake Charles | Kittery | Easton | Fitchburg | Flint | Mankato | Greenwood | Flat River | Helena | Lincoln | Reno | Littleton | Hackensack | Gallup | Buffalo | Fayetteville | Grand Forks | Cincinnati | Guymon | Pendleton | Butler |  |  | Florence | Rapid City | Johnson City | Brownwood | Salt Lake City | Guildhall | Culpeper | Seattle | Clarksburg | La Crosse | Riverton
274 | 1320 | BTU Meter | Btu meter |  |  |  |  | 1100 | 485 | 1585 | 1950 | #VALUE! |  | Decatur | Evergreen |  | Phoenix | Hot Springs | Fresno | Fort Collins | New London |  |  | Lakeland | Dalton |  | Twin Falls | Decatur | Gary | Davenport | Hays | Elizabethtown | Monroe | Lewiston | Elkton | Greenfield | Gaylord | Minneapolis | Jackson | Hannibal | Kalispell | McCook |  | Manchester | Jersey City | Las Cruces | Elmira | Gastonia | Jamestown | Cleveland | Lawton | Portland | Chambersburg |  |  | Greenville | Sioux Falls | Knoxville | Bryan |  | Montpelier | Fairfax | Spokane | Gassaway | Lancaster | Rock Springs
| 1644 | Freezestat | freezestat |  |  |  |  | 97.5 | 139 | 236.5 | 315 | #VALUE! |  | East St. Louis | Gadsden |  | Prescott | Jonesboro | Inglewood | Fort Morgan | Norwalk |  |  | Melbourne | Gainesville |  |  | East St. Louis | Indianapolis | Decorah | Hutchinson | Frankfort | New Orleans | Machias | Hagerstown | Hyannis | Grand Rapids | Rochester | Laurel | Harrisonville | Miles City | Norfolk |  | Nashua | Long Branch | Las Vegas | Far Rockaway | Greensboro | Minot | Columbus | McAlester | Salem | Doylestown |  |  | Rock Hill | Watertown | McKenzie | Childress |  | Rutland | Farmville | Tacoma | Huntington | Madison | Sheridan
276 | 7200 | Brass, two way, screwed | [9 empty] | #VALUE! |  | Effingham | Huntsville |  | Show Low | Little Rock | Long Beach | Glenwood Springs | Stamford |  |  | Miami | Macon |  |  | Effingham | Kokomo | Des Moines | Independence | Hazard | Shreveport | Portland | Salisbury | Lawrence | Iron Mountain | St. Paul | McComb | Jefferson City | Missoula | North Platte |  | Portsmouth | New Brunswick | Roswell | Flushing | Hickory | Williston | Dayton | Miami | Vale | Dubois |  |  | Spartanburg |  | Memphis | Corpus Christi |  | Saint Johnsbury | Fredericksburg | Vancouver | Lewisburg | Milwaukee | Wheatland
| 7210 | Valve 1/2" | 1/2" pipe size |  |  |  |  | 310 | 19.2 | 329.3 | 370 | #VALUE! |  | Galesburg | Jasper |  | Tucson | Pine Bluff | Los Angeles | Golden | Waterbury |  |  | Orlando | Savannah |  |  | Galesburg | Lafayette | Dubuque | Kansas City | Henderson | Thibodaux | Rockland | Silver Spring | Lowell | Jackson | St. Cloud | Meridian | Joplin | Wolf Point | Omaha |  |  | Newark | Santa Fe | Glens Falls | Kinston |  | Hamilton | Muskogee |  | Erie |  |  |  |  | Nashville | Dallas |  | White River Junction | Grundy | Wenatchee | Martinsburg | New Richmond | Worland
| 7220 | Valve 3/4" | 3/4" pipe size |  |  |  |  | 545 | 23 | 568 | 635 | #VALUE! |  | Joliet | Mobile |  |  | Russellville | Marysville | Grand Junction | Willimantic |  |  | Panama City | Statesboro |  |  | Joliet | Lawrence | Fort Dodge | Liberal | Lexington |  | Waterville | Waldorf | New Bedford | Kalamazoo | Thief River Falls | Tupelo | Kansas City |  | Valentine |  |  | Paterson | Socorro | Hicksville | Murphy |  | Lima | Oklahoma City |  | Greensburg | [5 empty] | Del Rio |  |  | Harrisonburg | Yakima | Morgantown | Oshkosh | Yellowstone
277 | 3 way valve and actuator | [10 empty] | #VALUE! |  | Kankakee | Montgomery |  |  | Texarkana | Modesto | Greeley |  |  |  | Pensacola | Valdosta |  |  | Kankakee | Muncie | Mason City | Salina | Louisville |  |  |  | Pittsfield | Lansing | Willmar |  | Kirksville |  |  |  |  | Point Pleasant | Truth or Consequences | Jamaica | Raleigh |  | Lorain | Ponca City |  | Harrisburg | [5 empty] | Denton |  |  | Lynchburg |  | Parkersburg | Portage
| 8210 | 3-way 1" | 1" |  |  |  |  | 288 | 28 | 327 | 370 | #VALUE! |  | LaSalle | Phenix City |  |  | West Memphis | Mojave | Montrose |  |  |  | Sarasota | Waycross |  |  | LaSalle | New Albany | Ottumwa | Topeka | Owensboro |  |  |  | Springfield | Muskegon | Windom |  | Poplar Bluff |  |  |  |  | Summit | Tucumcari | Jamestown | Rocky Mount |  | Mansfield | Poteau |  | Hazleton | [5 empty] | Eastland |  |  | Newport News |  | Petersburg | Racine
| 8220 | 3-way 1.5" | 1.5" |  |  |  |  | 475 | 43 | 518 | 584 | #VALUE! |  | North Suburban | Selma |  |  |  | Oakland | Pueblo |  |  |  | St. Petersburg |  |  |  | North Suburban | South Bend | Shenandoah | Wichita | Paducah |  |  |  | Worcester | Royal Oak |  |  | Rolla |  |  |  |  | Trenton |  | Kingston | Wilmington |  | Marion | Shawnee |  | Indiana | [5 empty] | El Paso |  |  | Norfolk |  | Romney | Rhinelander
| 8230 | 3-way 2" | 2" |  |  |  |  | 550 | 52.5 | 602.5 | 685 | #VALUE! |  | Peoria | Tuscaloosa |  |  |  | Oxnard | Salida |  |  |  | Tallahassee |  |  |  | Peoria | Terre Haute | Sibley |  | Pikeville |  |  |  |  | Saginaw |  |  | Sedalia |  |  |  |  | Vineland |  | Long Island City | Winston-Salem |  | Springfield | Tulsa |  | Johnstown | [5 empty] | Fort Worth |  |  | Petersburg |  | Wheeling | Superior
279 | Control Components | [10 empty] | #VALUE! |  | Quincy |  |  |  |  | Palm Springs |  |  |  |  | Tampa |  |  |  | Quincy | Washington | Sioux City |  | Somerset |  |  |  |  | Traverse City |  |  | Sikeston | [6 empty] | Monticello |  |  | Steubenville | Woodward |  | Kittanning | [5 empty] | Galveston |  |  | Portsmouth |  |  | Wausau
|  | Damper Actuator (new) | Actuator |  |  |  |  | 630 | 55 | 685 | 775 | #VALUE! |  | Rock Island |  |  |  |  | Palo Alto |  |  |  |  | West Palm Beach |  |  |  | Rock Island |  | Spencer | [9 empty] | Springfield | [6 empty] | Mount Vernon |  |  | Toledo |  |  | Lancaster | [5 empty] | Giddings |  |  | Pulaski
| 9610 | Valve Actuator (new) | Actuator |  |  |  |  | 630 | 55 | 685 | 775 | #VALUE! |  | Rockford |  |  |  |  | Pasadena | [8 empty] | Rockford |  | Waterloo | [9 empty] | St. Joseph | [6 empty] | New Rochelle |  |  | Youngstown |  |  | Lehigh Valley | [5 empty] | Greenville |  |  | Richmond
334 | Utility Set, Centrifugal, V belt drive, motor | [10 empty] | #VALUE! |  | South Suburban |  |  |  |  | Redding | [8 empty] | South Suburban | [11 empty] | St. Louis | [6 empty] | New York |  |  | Zanesville |  |  | Montrose | [5 empty] | Houston |  |  | Roanoke
| 5020 | Motor 1/4 HP | 1/4' S.P., 1200CFM 1/4 HP |  |  |  |  | 1750 | 174 | 1924 | 2200 | #VALUE! |  | Springfield |  |  |  |  | Richmond | [8 empty] | Springfield | [18 empty] | Niagara Falls | [5 empty] | New Castle | [5 empty] | Huntsville |  |  | Staunton
| 5040 | Motor 1/3 HP | 1520 CFM, 1/3 HP |  |  |  |  | 2300 | 209 | 2509 | 2850 | #VALUE! | [6 empty] | Riverside | [27 empty] | Plattsburgh | [5 empty] | Norristown | [5 empty] | Laredo |  |  | Winchester
| 5060 | Motor 1/2 HP | 1850 CFM, 1/2 HP |  |  |  |  | 2275 | 261 | 2536 | 2900 | #VALUE! | [6 empty] | Sacramento | [27 empty] | Poughkeepsie | [5 empty] | Oil City | [5 empty] | Longview
| 5080 | Motor 3/4 HP | 2180 CFM, 3/4 HP |  |  |  |  | 2700 | 350 | 3050 | 3475 | #VALUE! | [6 empty] | Salinas | [27 empty] | Queens | [5 empty] | Philadelphia | [5 empty] | Lubbock
| 5100 | Motor 1 HP | 1/2" S.P., 3600 CFM, 1HP |  |  |  |  | 2775 | 520 | 3295 | 3850 | #VALUE! | [6 empty] | San Bernardino | [27 empty] | Riverhead | [5 empty] | Pittsburgh | [5 empty] | Lufkin
| 5120 | Motor 1-1/2 HP | 4250 CFM, 1-1/2 HP |  |  |  |  | 3400 | 655 | 4055 | 4725 | #VALUE! | [6 empty] | San Diego | [27 empty] | Rochester | [5 empty] | Pottsville | [5 empty] | McAllen
| 5140 | Motor 2 HP | 4800 CFM 2 HP |  |  |  |  | 4100 | 745 | 4845 | 5650 | #VALUE! | [6 empty] | San Francisco | [27 empty] | Schenectady | [5 empty] | Reading | [5 empty] | McKinney
| 5160 | Motor 5 HP | 6920 CFM, 5 HP |  |  |  |  | 5000 | 805 | 5805 | 6725 | #VALUE! | [6 empty] | San Jose | [27 empty] | Staten Island | [5 empty] | Scranton | [5 empty] | Midland
| 5180 | Motor 7-1/2 HP | 7700 CFM, 7-1/2 HP |  |  |  |  | 6025 | 870 | 6895 | 7950 | #VALUE! | [6 empty] | San Luis Obispo | [27 empty] | Suffern | [5 empty] | State College | [5 empty] | Palestine
| 5200 |  | For Explosion proof motor, odd |  |  |  |  | 0.15 |  |  |  | #VALUE! | [6 empty] | San Mateo | [27 empty] | Syracuse | [5 empty] | Stroudsburg | [5 empty] | San Angelo
433 | Variable Frequency Drives | [10 empty] | #VALUE! | [6 empty] | San Rafael | [27 empty] | Utica | [5 empty] | Sunbury | [5 empty] | San Antonio
| 110 | VFD 5 HP | 5 HP Motor Size |  |  |  |  | 2175 | 550 | 2725 | 3225 | #VALUE! | [6 empty] | Santa Ana | [27 empty] | Watertown | [5 empty] | Uniontown | [5 empty] | Temple
| 120 | VFD 7.5 HP | 7.5 HP Motor Size |  |  |  |  | 2275 | 660 | 2935 | 3500 | #VALUE! | [6 empty] | Santa Barbara | [27 empty] | White Plains | [5 empty] | Washington | [5 empty] | Texarkana
| 130 | VFD 10 HP | 10 HP Motor Size |  |  |  |  | 2500 | 660 | 3160 | 3725 | #VALUE! | [6 empty] | Santa Cruz | [27 empty] | Yonkers | [5 empty] | Wellsboro | [5 empty] | Tyler
| 140 | VFD 15 HP | 15 HP Motor Size |  |  |  |  | 3225 | 990 | 4215 | 5025 | #VALUE! | [6 empty] | Santa Rosa | [33 empty] | West Chester | [5 empty] | Victoria
| 150 | VFD 20 HP | 20 HP Motor Size |  |  |  |  | 4375 | 990 | 5365 | 6300 | #VALUE! | [6 empty] | Stockton | [33 empty] | Wilkes-Barre | [5 empty] | Waco
| 160 | VFD 25 HP | 25 HP Motor Size |  |  |  |  | 5400 | 1325 | 6725 | 7900 | #VALUE! | [6 empty] | Susanville | [33 empty] | Williamsport | [5 empty] | Waxahachie
| 170 | VFD 30 HP | 30 HP Motor Size |  |  |  |  | 5850 | 1325 | 7175 | 8425 | #VALUE! | [6 empty] | Vallejo | [33 empty] | York | [5 empty] | Wharton
Input from Demo TR |  | AFMA | AFMA |  |  |  |  | 1462 | 234 | 1696 | 1950.4 | #VALUE! | [6 empty] | Van Nuys | [39 empty] | Wichita Falls
[12 empty] | #VALUE! |  |  | Corresponding County List | Used formula (this is for the upper left) for most
[12 empty] | #VALUE! |  |  |  | then used https://www.statsamerica.org/CityCountyFinder/ or googled
[12 empty] | #VALUE! | FALSE | 0 | 0 | 0 | 0 | 0 | 0 | 0 | 0 | 0 | 0 | 0 | 0 | 0 | 0 | 0 | 0 | 0 | 0 | 0 | 0 | 0 | 0 | 0 | 0 | 0 | 0 | 0 | 0 | 0 | 0 | 0 | 0 | 0 | 0 | 0 | 0 | 0 | 0 | 0 | 0 | 0 | 0 | 0 | 0 | 0 | 0 | 0 | 0 | 0 | 0 | 0 | 0 | 0
Fan Motor Information User Input | [11 empty] | #VALUE! |  | State Abbrev | AL | AK | AZ | AR | CA | CO | CT | DC | DE | FL | GA | HI | ID | IL | IN | IA | KS | KY | LA | ME | MD | MA | MI | MN | MS | MO | MT | NE | NV | NH | NJ | NM | NY | NC | ND | OH | OK | OR | PA | PR | RI | SC | SD | TN | TX | UT | VT | VA | WA | WV | WI | WY
HP Information |  |  | Supply Fan Motor | Return Fan Motor | Description | Cost Lookup | [5 empty] | #VALUE! |  |  | Calhoun | Anchorage | Apache | Independence | Los Angeles | Alamosa | Fairfield | District of Columbia | New Castle | Volusia | Fulton | Hawaii | Ada | McLean | Madison | Des Moines | Republic | Boyd | Rapides | Kennebec | Anne Arundel | Suffolk | Washtenaw | Beltrami | Harrison | Pike | Yellowstone | Box Butte | Carson City | Sullivan | Atlantic | Bernalillo | Albany | Buncombe | Burleigh | Summit | Carter | Deschutes | Lehigh | San Juan | Newport | Aiken | Brown | Hamilton | Taylor | Cache | Windham | Alexandria | Asotin | Raleigh | Rock | Natrona
|  |  | 5 | 0 |  | Supply Fan Motor Lookup | Motor 5 HP | 6725 |  |  |  | #VALUE! |  |  | Jefferson | Fairbanks North Star | Coconino | Ouachita | Orange | Boulder | Hartford |  | Kent | Broward | Dougherty | Honolulu | Kootenai | Jackson | Monroe | Carroll | Thomas | Warren | East Baton Rouge | Penobscot | Baltimore | Plymouth | Calhoun | Crow Wing | Coahoma | Cape Girardeau | Silver Bow | Platte | Elko | Sullivan | Camden | Lincoln | Broome | Mecklenburg | Ramsey | Athens | Custer | Lane | Blair |  | Providence | Beaufort | Davison | Maury | Potter | Weber | Bennington | Arlington | Snohomish | Mercer | Eau Claire | Laramie
Lookup Information | Motors | 0.25 | 0 | 1 | Motor 1/4 HP | Return Fan Motor Lookup | Motor 1/4 HP | 2200 |  |  |  | #VALUE! |  |  | Choctaw | Juneau | Gila | Washington | Kern | El Paso | New Haven |  | New Castle | Lee | Clarke |  | Bonneville | Marion | Bartholomew | Linn | Ford | Wolfe | Tangipahoa | Sagadahoc | Prince George's | Barnstable | Bay | Becker | Lowndes | Livingston | Cascade | Hall | White Pine | Merrimack | Morris | Curry | Bronx | Durham | Stark | Stark | Bryan | Klamath | Bedford |  |  | Charleston | Walworth | Putnam | Travis | Carbon | Windham | Bristol | Thurston | Upshur | Brown | Weston
|  | 0.33 | 0 | 0 | Motor 1/3 HP | Supply Fan VFD Lookup | VFD 5 HP | 3225 |  |  |  | #VALUE! |  |  | Morgan | Ketchikan Gateway | Mohave | Sebastian | Alameda | Denver | Hartford |  |  | Alachua | Richmond |  | Nez Perce | Champaign | Vanderburgh | Pottawattamie | Lyon | Whitley | Lafayette | Aroostook | Allegany | Middlesex | Wayne | St. Louis | Washington | Boone | Hill | Adams | Clark | Cheshire | Union | San Juan | Kings | Pasquotank | Cass | Ross | Garfield | Jackson | McKean |  |  | Richland | Hughes | Madison | Jefferson | Utah | Chittenden | Charlottesville | Benton | Kanawha | Kenosha | Carbon
|  | 0.5 | 0 | 0 | Motor 1/2 HP | Return Fan VFD Lookup | VFD 5 HP | 3225 |  |  |  | #VALUE! |  |  | Houston |  | Maricopa | Boone | Humboldt | La Plata | New Haven |  |  | Duval | Muscogee |  | Bannock | Cook | Allen | Union | Bourbon | Kenton | Calcasieu | York | Talbot | Worcester | Genesee | Blue Earth | Leflore | St. Francois | Lewis and Clark | Lancaster | Washoe | Grafton | Bergen | McKinley | Erie | Cumberland | Grand Forks | Hamilton | Texas | Umatilla | Butler |  |  | Florence | Pennington | Washington | Brown | Salt Lake | Essex | Culpeper | King | Harrison | La Crosse | Fremont
|  | 0.75 | 0 | 0 | Motor 3/4 HP | [6 empty] | #VALUE! |  |  | Conecuh |  | Maricopa | Garland | Fresno | Larimer | New London |  |  | Polk | Whitfield |  | Twin Falls | Macon | Lake | Scott | Ellis | Hardin | Ouachita | Androscoggin | Cecil | Franklin | Otsego | Hennepin | Hinds | Marion | Flathead | Red Willow |  | Hillsborough | Hudson | Dona Ana | Chemung | Gaston | Stutsman | Cuyahoga | Comanche | Multnomah | Franklin |  |  | Greenville | Minnehaha | Knox | Brazos |  | Washington | Fairfax | Spokane | Braxton | Grant | Sweetwater
|  | 1 | 0 | 0 | Motor 1 HP | [6 empty] | #VALUE! |  |  | Etowah |  | Yavapai | Craighead | Los Angeles | Morgan | Fairfield |  |  | Brevard | Hall |  |  | St. Clair | Marion | Winneshiek | Reno | Franklin | Orleans | Washington | Washington | Barnstable | Kent | Olmsted | Jones | Cass | Custer | Madison |  | Hillsborough | Monmouth | San Miguel | Queens | Guilford | Ward | Franklin | Pittsburg | Marion | Bucks |  |  | York | Codington | Carroll | Childress |  | Rutland | Prince Edward | Pierce | Cabell | Dane | Sheridan
|  | 1.5 | 0 | 0 | Motor 1-1/2 HP | [6 empty] | #VALUE! |  |  | Madison |  | Navajo | Pulaski | Los Angeles | Garfield | Fairfield |  |  | Miami-Dade | Bibb |  |  | Effingham | Howard | Polk | Montgomery | Perry | Caddo | Cumberland | Wicomico | Essex | Dickinson | Ramsey | Pike | Cole | Missoula | Lincoln |  | Rockingham | Middlesex | Chaves | Queens | Catawba | Williams | Montgomery | Ottawa | Malheur | Clearfield |  |  | Spartanburg |  | Shelby | Nueces |  | Caledonia | Fredericksburg | Clark | Greenbrier | Milwaukee | Platte
|  | 2 | 0 | 0 | Motor 2 HP | [6 empty] | #VALUE! |  |  | Walker |  | Pima | Jefferson | Los Angeles | Jefferson | New Haven |  |  | Orange | Chatham |  |  | Knox | Tippecanoe | Dubuque | Wyandotte | Henderson | Lafourche | Knox | Montgomery | Middlesex | Jackson | Stearns | Lauderdale | Jasper | Roosevelt | Douglas |  |  | Essex | Santa Fe | Warren | Lenoir |  | Butler | Muskogee |  | Erie |  |  |  |  | Davidson | Dallas |  | Windsor | Buchanan | Chelan | Berkeley | St. Croix | Washakie
|  | 5 | 1 | 0 | Motor 5 HP | [6 empty] | #VALUE! |  |  | Mobile |  |  | Pope | Yuba | Mesa | Windham |  |  | Bay | Bulloch |  |  | Will | Marion | Webster | Seward | Fayette |  | Kennebec | Charles | Bristol | Kalamazoo | Pennington | Lee | Jackson |  | Cherry |  |  | Passaic | Socorro | Nassau | Cherokee |  | Allen | Oklahoma |  | Westmoreland | [5 empty] | Val Verde |  |  | Harrisonburg | Yakima | Monongalia | Winnebago | yellowstone
|  | 7.5 | 0 | 0 | Motor 7-1/2 HP | [6 empty] | #VALUE! |  |  | AL: Montgomery; AR: Miller; CA: Stanislaus; CO: Weld; FL: Escambia; GA: Lowndes; IL: Kankakee; IN: Delaware; IA: Cerro Gordo; KS: Saline; KY: Jefferson; MA: Berkshire; MI: Ingham; MN: Kandiyohi; MO: Adair; NJ: Ocean; NM: Sierra; NY: Queens; NC: Wake; OH: Lorain; OK: Kay; PA: Dauphin; TX: Denton; VA: Lynchburg; WV: Wood; WI: Columbia
| VFDs | 5 | 1 | 1 | VFD 5 HP | [9 empty] | AL: Russell; AR: Crittenden; CA: Kern; CO: Montrose; FL: Sarasota; GA: Ware; IL: LaSalle; IN: Floyd; IA: Wapello; KS: Shawnee; KY: Daviess; MA: Hampden; MI: Muskegon; MN: Cottonwood; MO: Butler; NJ: Union; NM: Quay; NY: Chautauqua; NC: Nash; OH: Richland; OK: Le Flore; PA: Luzerne; TX: Eastland; VA: Newport News; WV: Grant; WI: Racine
|  | 7.5 | 0 | 0 | VFD 7.5 HP | [9 empty] | AL: Dallas; CA: Alameda; CO: Pueblo; FL: Pinellas; IL: Cook; IN: St. Joseph; IA: Page; KS: Sedgwick; KY: McCracken; MA: Worcester; MI: Oakland; MO: Phelps; NJ: Mercer; NY: Ulster; NC: New Hanover; OH: Marion; OK: Pottawatomie; PA: Indiana; TX: El Paso; VA: Norfolk; WV: Hampshire; WI: Oneida
|  | 10 | 0 | 0 | VFD 10 HP | [9 empty] | AL: Tuscaloosa; CA: Ventura; CO: Chaffee; FL: Leon; IL: Peoria; IN: Vigo; IA: Osceola; KY: Pike; MI: Saginaw; MO: Pettis; NJ: Cumberland; NY: Queens; NC: Forsyth; OH: Clark; OK: Tulsa; PA: Cambria; TX: Tarrant; VA: Petersburg; WV: Ohio; WI: Douglas
|  | 15 | 0 | 0 | VFD 15 HP | [9 empty] | CA: Riverside; FL: Hillsborough; IL: Adams; IN: Daviess; IA: Woodbury; KY: Pulaski; MI: Grand Traverse; MO: Scott; NY: Sullivan; OH: Jefferson; OK: Woodward; PA: Armstrong; TX: Galveston; VA: Portsmouth; WI: Marathon
|  | 20 | 0 | 0 | VFD 20 HP | [9 empty] | CA: Santa Clara; FL: Palm Beach; IL: Rock Island; IA: Clay; MO: Greene; NY: Westchester; OH: Lucas; PA: Lancaster; TX: Lee; VA: Pulaski
|  | 25 | 0 | 0 | VFD 25 HP | [9 empty] | CA: Los Angeles; IL: Winnebago; IA: Black Hawk; MO: Buchanan; NY: Westchester; OH: Mahoning; PA: lehigh; TX: Hunt; VA: Richmond
|  | 30 | 0 | 0 | VFD 30 HP | [9 empty] | CA: Shasta; IL: Cook; MO: St. Louis; NY: New York; OH: Muskingum; PA: Susquehanna; TX: Harris; VA: Roanoke
[19 empty] | Contra Costa | [8 empty] | Sangamon | [18 empty] | Niagara | [5 empty] | Lawrence | [5 empty] | Walker |  |  | Staunton
[19 empty] | Riverside | [27 empty] | Clinton | [5 empty] | Montgomery | [5 empty] | Webb |  |  | Winchester
[19 empty] | Sacramento | [27 empty] | Dutchess | [5 empty] | Venango | [5 empty] | Gregg
[19 empty] | Monterey | [27 empty] | Queens | [5 empty] | Philadelphia | [5 empty] | Lubbock
[19 empty] | San Bernardino | [27 empty] | Suffolk | [5 empty] | Allegheny | [5 empty] | Angelina
[19 empty] | San Diego | [27 empty] | Monroe | [5 empty] | Schuylkill | [5 empty] | Hidalgo
[19 empty] | San Francisco | [27 empty] | Schenectady | [5 empty] | Berks | [5 empty] | Collin
[19 empty] | Santa Clara | [27 empty] | Richmond | [5 empty] | Lackawanna | [5 empty] | Midland
[19 empty] | San Luis Obispo | [27 empty] | Rockland | [5 empty] | Centre | [5 empty] | Anderson
[19 empty] | San Mateo | [27 empty] | Onondaga | [5 empty] | Monroe | [5 empty] | Tom Green
[19 empty] | Marin | [27 empty] | Oneida | [5 empty] | Northumberland | [5 empty] | Bexar
[19 empty] | Orange | [27 empty] | Jefferson | [5 empty] | Fayette | [5 empty] | Bell
[19 empty] | Santa Barbara | [27 empty] | Westchester | [5 empty] | Washington | [5 empty] | Bowie
[19 empty] | Santa Cruz | [27 empty] | Westchester | [5 empty] | Tioga | [5 empty] | Smith
[19 empty] | Sonoma | [33 empty] | Chester | [5 empty] | Victoria
[19 empty] | San Joaquin | [33 empty] | Luzerne | [5 empty] | McLennan
[19 empty] | Lassen | [33 empty] | Lycoming | [5 empty] | Ellis
[19 empty] | Solano | [33 empty] | York | [5 empty] | Wharton
Table of corresponding adjustments
[13 empty] | # ERROR | 0 | 0 | 0 | 0 | 0 | 0 | 0 | 0 | 0 | 0 | 0 | 0 | 0 | 0 | 0 | 0 | 0 | 0 | 0 | 0 | 0 | 0 | 0 | 0 | 0 | 0 | 0 | 0 | 0 | 0 | 0 | 0 | 0 | 0 | 0 | 0 | 0 | 0 | 0 | 0 | 0 | 0 | 0 | 0 | 0 | 0 | 0 | 0 | 0 | 0 | 0 | 0 | 0
[15 empty] | AL | AK | AZ | AR | CA | CO | CT | DC | DE | FL | GA | HI | ID | IL | IN | IA | KS | KY | LA | ME | MD | MA | MI | MN | MS | MO | MT | NE | NV | NH | NJ | NM | NY | NC | ND | OH | OK | OR | PA | PR | RI | SC | SD | TN | TX | UT | VT | VA | WA | WV | WI | WY
[15 empty] | 88.6 | 119.1 | 87.7 | 79 | 106.2 | 90.5 | 109.4 | 98.5 | 103.5 | 87.8 | 88.6 | 120 | 91.1 | 103.1 | 91.1 | 88.4 | 85.3 | 96.8 | 83.7 | 92.3 | 92.9 | 117.5 | 101.6 | 98.8 | 81.9 | 97.7 | 92.7 | 87.7 | 95.1 | 84.5 | 109.6 | 87.9 | 101.1 | 82.9 | 87.9 | 97.3 | 83.7 | 99.8 | 103.2 | 79 | 105.8 | 84.7 | 80.1 | 85.2 | 83.4 | 88 | 95 | 95.6 | 94.1 | 97.2 | 99.1 | 85.5
[15 empty] | 89.6 | 120.9 | 89.2 | 79.3 | 106.5 | 90.8 | 109.6 |  | 103.6 | 86.1 | 82 | 122.7 | 97.4 | 99.9 | 91 | 85.8 | 86.9 | 90.6 | 86.4 | 93.9 | 93.2 | 110.4 | 92.4 | 98.7 | 78.4 | 96.6 | 92 | 89 | 92.4 | 84.1 | 110 | 88.9 | 98.3 | 83.6 | 85.5 | 92.6 | 85 | 99.3 | 93.9 |  | 107.3 | 78.8 | 76.4 | 84.4 | 83.1 | 86.9 | 95.6 | 96.2 | 100.8 | 96.2 | 97.6 | 86.5
[15 empty] | 88.4 | 120.3 | 87.2 | 77.1 | 105.2 | 91.3 | 108.4 |  | 103.4 | 85.1 | 82.6 |  | 89.3 | 100.8 | 90.1 | 92.3 | 86.8 | 87.7 | 80.1 | 90.9 | 91.2 | 107.9 | 93.7 | 98 | 78.7 | 97.6 | 92.7 | 89.3 | 101.6 | 97.3 | 111 | 87.6 | 126.4 | 83.5 | 86.4 | 94.9 | 82.4 | 99.4 | 97.2 |  |  | 84.9 | 77 | 81 | 83.9 | 85.8 | 95.1 | 79.7 | 100.4 | 97.4 | 99.5 | 88.3
[15 empty] | 88.7 | 126.5 | 86.7 | 82.2 | 116.7 | 92.3 | 108.8 |  |  | 85.7 | 85 |  | 98.6 | 104.4 | 92.2 | 91.1 | 85.9 | 83.9 | 83.6 | 92.3 | 91.5 | 111.6 | 102.6 | 105.3 | 84.8 | 100 | 89.6 | 90.2 | 106.1 | 87.1 | 111.5 | 88.2 | 131.2 | 78.7 | 89.6 | 94.9 | 84.8 | 99.2 | 96.4 |  |  | 85 | 83.3 | 83.4 | 85.7 | 88.2 | 93.5 | 86.1 | 98.4 | 98.7 | 100.3 | 89
[15 empty] | 88.2 |  | 87.7 | 79.4 | 110.2 | 91.6 | 109.7 |  |  | 85.1 | 83.3 |  | 91.3 | 117.8 | 89.3 | 89.1 | 87.5 | 93.8 | 85.2 | 91.4 | 86.7 | 108.3 | 96.2 | 99.8 | 77.7 | 97.9 | 90 | 89.7 | 95.3 | 88 | 110.8 | 88.1 | 103 | 83.9 | 85.7 | 91.8 | 86.2 | 98.5 | 97.1 |  |  | 84.7 | 82.7 | 80.7 | 82.1 | 89.4 | 88.2 | 93.6 | 103 | 97.7 | 96.4 | 86.4
[15 empty] | 86.9 |  | 88.4 | 79.3 | 107.5 | 91.5 | 107.4 |  |  | 87.3 | 82.6 |  | 87.3 | 101.9 | 103.5 | 96.6 | 86.1 | 87.9 | 81.8 | 94.5 | 91 | 102.6 | 90.9 | 109.1 | 86 | 95.6 | 89.5 | 86.4 |  | 97.1 | 110.9 | 84.6 | 97.6 | 83.3 | 85.5 | 99.3 | 86.1 | 100.3 | 93.8 |  |  | 83.9 | 82 | 83.5 | 84.1 |  | 92.3 | 95.6 | 95 | 97.3 | 95.4 | 88.8
[15 empty] | 84.8 |  | 86.3 | 82.1 | 104.4 | 90.1 | 112.5 |  |  | 89.8 | 82.2 |  |  | 101.4 | 93 | 84.4 | 83.1 | 89.1 | 86.8 | 92.2 | 92.2 | 109.1 | 92.3 | 103 | 79.7 | 98.4 | 89.4 | 89.2 |  | 96.8 | 108.6 | 87.1 | 130.6 | 82.7 | 90.9 | 94.5 | 81.8 | 100.2 | 109.1 |  |  | 79.7 | 77.9 | 80.8 | 84 |  | 91.7 | 78.3 | 101.3 | 99.8 | 99.2 | 87.3
[15 empty] | 88.4 |  | 88.3 | 84.6 | 105.2 | 92.1 | 112.6 |  |  | 87.2 | 82.7 |  |  | 101.4 | 89.2 | 92 | 87.8 | 87.8 | 83.2 | 96.3 | 82.8 | 113.9 | 93 | 109.6 | 77 | 99.1 | 89.9 | 88.7 |  | 95.3 | 112 | 88.5 | 130.5 | 81.7 | 85.7 | 91.7 | 85 | 91.9 | 98.4 |  |  | 84.6 |  | 87.3 | 84.9 |  | 89.1 | 94.2 | 99.4 | 96.7 | 102.4 | 85.6
[15 empty] | 87.1 |  | 86.5 | 84.5 | 107.7 | 90.9 | 109.1 |  |  | 87.4 | 84.5 |  |  | 102.4 | 90.2 | 90.9 | 98 | 90.3 | 83.5 | 91.7 | 90.9 | 113.3 | 95.2 | 104.4 | 84.2 | 90.7 | 90.8 | 90.5 |  |  | 113.1 | 88.3 | 96.7 | 82 |  | 91.9 | 82.3 |  | 95.5 |  |  |  |  | 97.6 | 85.4 |  | 89.2 | 78.7 | 95.3 | 94.5 | 95.6 | 86.2
[15 empty] | 88.7 |  |  | 79.7 | 108.8 | 92.9 | 109.2 |  |  | 82.6 | 81.8 |  |  | 116.8 | 86.9 | 79.8 | 85.5 | 89.7 |  | 89.8 | 90.7 | 110.4 | 91.7 | 96 | 79.4 | 102.2 |  | 88.3 |  |  | 112.1 | 86.9 | 123.4 | 77.4 |  | 94.3 | 87.7 |  | 100.5 | [5 empty] | 85.1 |  |  | 85.5 | 99.3 | 97.8 | 94.5 | 87.6
[15 empty] | 88.7 |  |  | 80.9 | 108.4 | 88.4 |  |  |  | 88 | 81.7 |  |  | 111.7 | 91.2 | 82.6 | 87.3 | 90.4 |  |  |  | 103.4 | 96.8 | 97.1 |  | 96.3 |  |  |  |  | 109.6 | 85.3 | 129.6 | 81 |  | 96 | 83.2 |  | 97.6 | [5 empty] | 84.8 |  |  | 85.1 |  | 96.5 | 95.8
[15 empty] | 89 |  |  | 83 | 103.8 | 91.6 |  |  |  | 88.5 | 82.7 |  |  | 109.5 | 85.7 | 87.9 | 86.6 | 92.4 |  |  |  | 104 | 90.5 | 95 |  | 94.3 |  |  |  |  | 110.9 | 88 | 95.3 | 81.4 |  | 92.3 | 82.2 |  | 97.5 | [5 empty] | 81.8 |  |  | 85.9 |  | 94.2 | 100.2
[15 empty] | 87.5 |  |  |  | 116.4 | 90.2 |  |  |  | 87.9 |  |  |  | 115.9 | 91.8 | 87.1 | 85.6 | 90.1 |  |  |  | 110.2 | 99.9 |  |  | 97.6 |  |  |  |  | 111.1 |  | 108.6 | 82.2 |  | 90.5 | 83 |  | 99.2 | [5 empty] | 82.2 |  |  | 86.1 |  | 95.1 | 96.3
[15 empty] | 89.6 |  |  |  | 105.9 | 91.3 |  |  |  | 84 |  |  |  | 104.5 | 92.6 | 79.9 |  | 93.5 |  |  |  |  | 93.9 |  |  | 97.7 |  |  |  |  | 108.4 |  | 130.2 | 82.7 |  | 91.8 | 83.4 |  | 98.5 | [5 empty] | 84.2 |  |  | 86.1 |  | 98 | 97.2
[19 empty] | 104.9 |  |  |  |  | 87.6 |  |  |  | 99.8 | 89.9 | 87.6 |  | 88 |  |  |  |  | 89.1 |  |  | 94.9 | [6 empty] | 106.9 |  |  | 95.5 | 85.3 |  | 97.3 | [5 empty] | 85.4 |  |  | 84.4 |  |  | 96.3
[19 empty] | 113.7 |  |  |  |  | 85 |  |  |  | 99.2 |  | 80.9 | [9 empty] | 93.7 | [6 empty] | 116.5 |  |  | 98 |  |  | 96.2 | [5 empty] | 83.7 |  |  | 80.7
[19 empty] | 105.1 | [8 empty] | 109.9 |  | 87.5 | [9 empty] | 98.2 | [6 empty] | 116.7 |  |  | 94.4 |  |  | 103 | [5 empty] | 84.6 |  |  | 86.1
[19 empty] | 114.7 | [8 empty] | 115.9 | [11 empty] | 102 | [6 empty] | 131.1 |  |  | 91.5 |  |  | 96.4 | [5 empty] | 87.1 |  |  | 85.8
[19 empty] | 114.9 | [8 empty] | 102.6 | [18 empty] | 102.1 | [5 empty] | 95.9 | [5 empty] | 85.3 |  |  | 83
[19 empty] | 106.4 | [27 empty] | 97.7 | [5 empty] | 111.2 | [5 empty] | 83.6 |  |  | 93.5
[19 empty] | 108.6 | [27 empty] | 116.1 | [5 empty] | 95.6 | [5 empty] | 83.4
[19 empty] | 110.4 | [27 empty] | 129.3 | [5 empty] | 115 | [5 empty] | 84.8
[19 empty] | 103.4 | [27 empty] | 123 | [5 empty] | 102.1 | [5 empty] | 83.3
[19 empty] | 105.1 | [27 empty] | 100.5 | [5 empty] | 96.5 | [5 empty] | 83.9
[19 empty] | 122.5 | [27 empty] | 101 | [5 empty] | 100.4 | [5 empty] | 84.4
[19 empty] | 118.4 | [27 empty] | 128 | [5 empty] | 98.8 | [5 empty] | 85.6
[19 empty] | 105.9 | [27 empty] | 111.5 | [5 empty] | 94.2 | [5 empty] | 81.4
[19 empty] | 115.4 | [27 empty] | 98.3 | [5 empty] | 99.4 | [5 empty] | 81.6
[19 empty] | 117.4 | [27 empty] | 97 | [5 empty] | 96.2 | [5 empty] | 84.4
[19 empty] | 104.7 | [27 empty] | 97.4 | [5 empty] | 99.9 | [5 empty] | 79.8
[19 empty] | 105.9 | [27 empty] | 116.3 | [5 empty] | 100.2 | [5 empty] | 82.6
[19 empty] | 113.2 | [27 empty] | 120.1 | [5 empty] | 96.3 | [5 empty] | 83.8
[19 empty] | 117.4 | [33 empty] | 109.5 | [5 empty] | 85.5
[19 empty] | 109 | [33 empty] | 97.6 | [5 empty] | 81.7
[19 empty] | 114.3 | [33 empty] | 94.5 | [5 empty] | 83.8
[19 empty] | 112.2 | [33 empty] | 96.3 | [5 empty] | 86.5
Table of corresponding climate zones
[13 empty] | # ERROR | 1 | 0 | 0 | 0 | 0 | 0 | 0 | 0 | 0 | 0 | 0 | 0 | 0 | 0 | 0 | 0 | 0 | 0 | 0 | 0 | 0 | 0 | 0 | 0 | 0 | 0 | 0 | 0 | 0 | 0 | 0 | 0 | 0 | 0 | 0 | 0 | 0 | 0 | 0 | 0 | 0 | 0 | 0 | 0 | 0 | 0 | 0 | 0 | 0 | 0 | 0 | 0 | 1
[15 empty] | AL | AK | AZ | AR | CA | CO | CT | DC | DE | FL | GA | HI | ID | IL | IN | IA | KS | KY | LA | ME | MD | MA | MI | MN | MS | MO | MT | NE | NV | NH | NJ | NM | NY | NC | ND | OH | OK | OR | PA | PR | RI | SC | SD | TN | TX | UT | VT | VA | WA | WV | WI | WY
[15 empty] | Mixed-Humid | Very Cold | Cold | Mixed-Humid | Hot-Dry | Cold | Cold | Mixed-Humid | Mixed-Humid | Hot-Humid | Mixed-Humid | Hot-Humid | Cold | Cold | Cold | Cold | Cold | Mixed-Humid | Hot-Humid | Cold | Mixed-Humid | Cold | Cold | Very Cold | Hot-Humid | Cold | Cold | Cold | Cold | Cold | Mixed-Humid | Mixed-Dry | Cold | Mixed-Humid | Cold | Cold | Mixed-Humid | Cold | Cold | Hot-Humid | Cold | Mixed-Humid | Cold | Mixed-Humid | Hot-Dry | Cold | Cold | Mixed-Humid | Cold | Cold | Cold | Cold
[15 empty] | Mixed-Humid | Subarctic | Cold | Mixed-Humid | Hot-Dry | Cold | Cold |  | Mixed-Humid | Hot-Humid | Hot-Humid | Hot-Humid | Cold | Mixed-Humid | Mixed-Humid | Cold | Cold | Mixed-Humid | Hot-Humid | Cold | Mixed-Humid | Cold | Cold | Very Cold | Mixed-Humid | Mixed-Humid | Cold | Cold | Cold | Cold | Mixed-Humid | Mixed-Dry | Cold | Mixed-Humid | Very Cold | Cold | Mixed-Humid | Marine | Cold |  | Cold | Hot-Humid | Cold | Mixed-Humid | Mixed-Dry | Cold | Cold | Mixed-Humid | Marine | Mixed-Humid | Cold | Cold
[15 empty] | Hot-Humid | Very Cold | Mixed-Dry | Mixed-Humid | Hot-Dry | Cold | Cold |  | Mixed-Humid | Hot-Humid | Mixed-Humid |  | Cold | Mixed-Humid | Cold | Cold | Mixed-Humid | Mixed-Humid | Hot-Humid | Cold | Mixed-Humid | Cold | Cold | Very Cold | Mixed-Humid | Cold | Cold | Cold | Cold | Cold | Cold | Mixed-Dry | Mixed-Humid | Mixed-Humid | Cold | Cold | Mixed-Humid | Cold | Cold |  |  | Hot-Humid | Cold | Mixed-Humid | Hot-Humid | Cold | Cold | Mixed-Humid | Marine | Cold | Cold | Cold
[15 empty] | Mixed-Humid | Very Cold | Hot-Dry | Mixed-Humid | Marine | Cold | Cold |  |  | Hot-Humid | Mixed-Humid |  | Cold | Cold | Mixed-Humid | Cold | Mixed-Humid | Mixed-Humid | Hot-Humid | Very Cold | Mixed-Humid | Cold | Cold | Very Cold | Mixed-Humid | Mixed-Humid | Cold | Cold | Hot-Dry | Cold | Mixed-Humid | Cold | Mixed-Humid | Mixed-Humid | Very Cold | Cold | Mixed-Humid | Marine | Cold |  |  | Mixed-Humid | Cold | Mixed-Humid | Hot-Humid | Cold | Cold | Mixed-Humid | Cold | Mixed-Humid | Cold | Cold
[15 empty] | Hot-Humid |  | Hot-Dry | Mixed-Humid | Marine | Cold | Cold |  |  | Hot-Humid | Mixed-Humid |  | Cold | Cold | Cold | Cold | Mixed-Humid | Mixed-Humid | Hot-Humid | Cold | Mixed-Humid | Cold | Cold | Cold | Mixed-Humid | Mixed-Humid | Cold | Cold | Cold | Cold | Cold | Cold | Cold | Mixed-Humid | Very Cold | Mixed-Humid | Mixed-Dry | Cold | Cold |  |  | Mixed-Humid | Cold | Mixed-Humid | Hot-Humid | Cold | Cold | Mixed-Humid | Marine | Cold | Cold | Cold
[15 empty] | Hot-Humid |  | Hot-Dry | Mixed-Humid | Hot-Dry | Cold | Cold |  |  | Hot-Humid | Mixed-Humid |  | Cold | Cold | Cold | Cold | Cold | Mixed-Humid | Hot-Humid | Cold | Mixed-Humid | Cold | Cold | Cold | Hot-Humid | Cold | Cold | Cold |  | Cold | Mixed-Humid | Hot-Dry | Cold | Mixed-Humid | Very Cold | Cold | Mixed-Humid | Marine | Cold |  |  | Mixed-Humid | Cold | Mixed-Humid | Hot-Humid |  | Cold | Mixed-Humid | Cold | Mixed-Humid | Cold | Cold
[15 empty] | Mixed-Humid |  | Mixed-Dry | Mixed-Humid | Hot-Dry | Cold | Cold |  |  | Hot-Humid | Mixed-Humid |  |  | Mixed-Humid | Cold | Cold | Mixed-Humid | Mixed-Humid | Hot-Humid | Cold | Mixed-Humid | Cold | Cold | Cold | Hot-Humid | Mixed-Humid | Cold | Cold |  | Cold | Mixed-Humid | Cold | Mixed-Humid | Mixed-Humid | Very Cold | Cold | Mixed-Humid | Marine | Mixed-Humid |  |  | Mixed-Humid | Cold | Mixed-Humid | Hot-Dry |  | Cold | Mixed-Humid | Marine | Mixed-Humid | Cold | Cold
[15 empty] | Mixed-Humid |  | Cold | Mixed-Humid | Hot-Dry | Cold | Cold |  |  | Hot-Humid | Mixed-Humid |  |  | Mixed-Humid | Cold | Cold | Mixed-Humid | Mixed-Humid | Hot-Humid | Cold | Mixed-Humid | Cold | Cold | Cold | Hot-Humid | Mixed-Humid | Cold | Cold |  | Cold | Mixed-Humid | Hot-Dry | Mixed-Humid | Mixed-Humid | Very Cold | Cold | Mixed-Humid | Cold | Cold |  |  | Mixed-Humid |  | Mixed-Humid | Hot-Humid |  | Cold | Mixed-Humid | Marine | Cold | Cold | Cold
[15 empty] | Mixed-Humid |  | Hot-Dry | Mixed-Humid | Hot-Dry | Cold | Cold |  |  | Hot-Humid | Hot-Humid |  |  | Cold | Cold | Cold | Mixed-Humid | Mixed-Humid | Hot-Humid | Cold | Mixed-Humid | Cold | Cold | Cold | Mixed-Humid | Mixed-Humid | Cold | Cold |  |  | Mixed-Humid | Cold | Cold | Mixed-Humid |  | Cold | Mixed-Humid |  | Cold |  |  |  |  | Mixed-Humid | Hot-Humid |  | Cold | Mixed-Humid | Cold | Mixed-Humid | Cold | Cold
[15 empty] | Hot-Humid |  |  | Mixed-Humid | Hot-Dry | Cold | Cold |  |  | Hot-Humid | Hot-Humid |  |  | Cold | Cold | Cold | Mixed-Humid | Mixed-Humid |  | Cold | Mixed-Humid | Cold | Cold | Very Cold | Mixed-Humid | Mixed-Humid |  | Cold |  |  | Cold | Mixed-Dry | Mixed-Humid | Mixed-Humid |  | Cold | Mixed-Humid |  | Cold | [5 empty] | Hot-Humid |  |  | Mixed-Humid | Cold | Cold | Cold | ERROR (yellowstone)
[15 empty] | Hot-Humid |  |  | Hot-Humid | Hot-Dry | Cold |  |  |  | Hot-Humid | Hot-Humid |  |  | Cold | Cold | Cold | Mixed-Humid | Mixed-Humid |  |  |  | Cold | Cold | Cold |  | Cold |  |  |  |  | Mixed-Humid | Mixed-Dry | Mixed-Humid | Mixed-Humid |  | Cold | Mixed-Humid |  | Cold | [5 empty] | Hot-Humid |  |  | Mixed-Humid |  | Mixed-Humid | Cold
[15 empty] | Hot-Humid |  |  | Mixed-Humid | Hot-Dry | Cold |  |  |  | Hot-Humid | Hot-Humid |  |  | Cold | Mixed-Humid | Cold | Mixed-Humid | Mixed-Humid |  |  |  | Cold | Cold | Cold |  | Mixed-Humid |  |  |  |  | Mixed-Humid | Mixed-Dry | Cold | Mixed-Humid |  | Cold | Mixed-Humid |  | Cold | [5 empty] | Mixed-Humid |  |  | Mixed-Humid |  | Cold | Cold
[15 empty] | Hot-Humid |  |  |  | Marine | Cold |  |  |  | Hot-Humid |  |  |  | Cold | Cold | Cold | Mixed-Humid | Mixed-Humid |  |  |  | Cold | Cold |  |  | Mixed-Humid |  |  |  |  | Cold |  | Cold | Hot-Humid |  | Cold | Mixed-Humid |  | Cold | [5 empty] | Hot-Dry |  |  | Mixed-Humid |  | Cold | Very Cold
[15 empty] | Mixed-Humid |  |  |  | Marine | Cold |  |  |  | Hot-Humid |  |  |  | Cold | Cold | Cold |  | Mixed-Humid |  |  |  |  | Cold |  |  | Mixed-Humid |  |  |  |  | Mixed-Humid |  | Mixed-Humid | Mixed-Humid |  | Cold | Mixed-Humid |  | Cold | [5 empty] | Hot-Humid |  |  | Mixed-Humid |  | Cold | Very Cold
[19 empty] | Hot-Dry |  |  |  |  | Hot-Humid |  |  |  | Cold | Mixed-Humid | Cold |  | Mixed-Humid |  |  |  |  | Cold |  |  | Mixed-Humid | [6 empty] | Cold |  |  | Cold | Mixed-Humid |  | Cold | [5 empty] | Hot-Humid |  |  | Mixed-Humid |  |  | Cold
[19 empty] | Marine |  |  |  |  | Hot-Humid |  |  |  | Cold |  | Cold | [9 empty] | Mixed-Humid | [6 empty] | Mixed-Humid |  |  | Cold |  |  | Cold | [5 empty] | Hot-Humid |  |  | Mixed-Humid
[19 empty] | Hot-Dry | [8 empty] | Cold |  | Cold | [9 empty] | Cold | [6 empty] | Mixed-Humid |  |  | Cold |  |  | Cold | [5 empty] | Hot-Humid |  |  | Mixed-Humid
[19 empty] | Hot-Dry | [8 empty] | Cold | [11 empty] | Mixed-Humid | [6 empty] | Mixed-Humid |  |  | Cold |  |  | Cold | [5 empty] | Hot-Humid |  |  | Mixed-Humid
[19 empty] | Hot-Dry | [8 empty] | Cold | [18 empty] | Cold | [5 empty] | Cold | [5 empty] | Hot-Humid |  |  | Mixed-Humid
[19 empty] | Hot-Dry | [27 empty] | Cold | [5 empty] | Mixed-Humid | [5 empty] | Hot-Humid |  |  | Mixed-Humid
[19 empty] | Hot-Dry | [27 empty] | Cold | [5 empty] | Cold | [5 empty] | Hot-Humid
[19 empty] | Marine | [27 empty] | Mixed-Humid | [5 empty] | Mixed-Humid | [5 empty] | Hot-Dry
[19 empty] | Hot-Dry | [27 empty] | Mixed-Humid | [5 empty] | Cold | [5 empty] | Hot-Humid
[19 empty] | Hot-Dry | [27 empty] | Cold | [5 empty] | Cold | [5 empty] | Hot-Humid
[19 empty] | Marine | [27 empty] | Cold | [5 empty] | Cold | [5 empty] | Hot-Humid
[19 empty] | Marine | [27 empty] | Mixed-Humid | [5 empty] | Cold | [5 empty] | Hot-Dry
[19 empty] | Marine | [27 empty] | Cold | [5 empty] | Cold | [5 empty] | Hot-Humid
[19 empty] | Marine | [27 empty] | Cold | [5 empty] | Cold | [5 empty] | Hot-Dry
[19 empty] | Marine | [27 empty] | Cold | [5 empty] | Cold | [5 empty] | Hot-Humid
[19 empty] | Hot-Dry | [27 empty] | Cold | [5 empty] | Cold | [5 empty] | Hot-Humid
[19 empty] | Marine | [27 empty] | Mixed-Humid | [5 empty] | Cold | [5 empty] | Hot-Humid
[19 empty] | Marine | [27 empty] | Mixed-Humid | [5 empty] | Cold | [5 empty] | Hot-Humid
[19 empty] | Marine | [33 empty] | Mixed-Humid | [5 empty] | Hot-Humid
[19 empty] | Hot-Dry | [33 empty] | Cold | [5 empty] | Hot-Humid
[19 empty] | Cold | [33 empty] | Cold | [5 empty] | Hot-Humid
[19 empty] | Hot-Dry | [33 empty] | Mixed-Humid | [5 empty] | Hot-Humid
Note on U6: chambers is an unincorporated community per wikiipedia
Note on U47: chambers is unincorporated community per wikipedia
Note on U87: Joe Bush: chambers is unincorporated community per wikipedia

## Menu Options
NOTE: User does not edit/change the information on this tab. | [9 empty] | Building Activity |  | https://www.extendoffice.com/documents/excel/3622-excel-remove-border-from-group-box.html
ASHRAE_Zones | QTY_Units | cs_type_list | mz_type_list | heat_type_list | chill_type_list | DCV_type_List | pkg_selection | Schedule Options | Yes/No
Very Cold/Cold | 1 | Direct Digital Control | Conventional | Indirect Fired Natural Gas | Direct Expansion (DX) | NO DCV |  | typical work week scheduling? (~55hrs/wk) | Yes | Education | 1 | activesheet.groupboxes.visible = true
Mixed-Humid | 2 | Pneumatic | Neutral Deck | Hot Water Boiler, Non-Condensing | Chilled Water, Air Cooled Chiller | DCV with CO2 Sensors | X | 24/7 operations? (168hrs/wk) | No | Food Sales | 2
Mixed-dry/Hot-dry | 3 | Other |  | Hot Water Boiler, Condensing | Chilled Water, Water Cooled Chiller | DCV with Occupancy Sensors |  |  |  | Food Service | 3
Hot-humid | 4 |  |  | Steam Boiler | [5 empty] | Health Care | 4
Marine | 5 | [8 empty] | Lodging | 5
N/A | [9 empty] | Mercantile | 6
[10 empty] | Office | 7
[10 empty] | Public Assembly | 8
[10 empty] | Public Order and Safety | 9
[10 empty] | Religious Worship | 10
[10 empty] | Service | 11
[10 empty] | Warehouse and Storage | 12
[10 empty] | Other | 13
[10 empty] | Vacant | 14

## Abbreviations
NOTE: User does not edit/change the information on this tab.
List of Abbreviations
Acronym | Definition
AFMA | Air Flow Management Array
AHU | Air Handling Unit
bldgs | Buildings
CBECS | Commercial Building Energy Consumption Survey
CFM | Cubic Feet Per Minute
COP | Coefficient of Performance
Cx | Commissioning
DCV | Demand Controlled Ventilation
DDC | Direct Digital Control
EA | Each
HP | Horse Power
HVAC | Heating, Ventilation, and Air Conditioning
kW/Ton | Kilowatts per ton
MZ | Multizone
O&P | Overhead and Profit
OA | Outside Air
OH | Overhead
Qty | Quantity
RCx | Retrocommissioning
VFD | Variable Frequency Drive
VV | Variable Volume