## Table 2
Table 2: Facility Unit Costs for Military Construction
Unit Costs for Military Construction | Reference Size | Oct 2020 unit cost | Reference Size | Oct 2020 unit cost | Standard Deviation | Standard Deviation | Number of
|  | (GUC) |  | (GUC) |  | /GUC | Projects
FACILITY TYPE | (gross m2) | ($/m2) | (gross SF) | ($/SF) | ($/SF) | pct (%)
COMMUNICATIONS BUILDINGS:
SATELLITE COMMUNICATIONS CENTER |  | ** |  | ** | ** |  | 2
COMMUNICATIONS FACILITY | 3437 | 5673 | 37000 | 527 | 135 | 25.62% | 5
AIRCRAFT OPERATIONS BUILDINGS:
AIRCRAFT OPS FACILITY WITHOUT TOWER | 4366 | 3294 | 47000 | 306 | 55 | 17.97% | 6
CONTROL TOWER (STAND-ALONE) | VM* | 1011796 | VF* | 93999 | 14439 | 15.36% | 4
AIRFIELD FIRE & RESCUE STATION
(CENTRAL FIRE ALARM SYSTEM NOT INCL) |  | ** |  | ** | ** |  | 2
HEADQUARTERS/OPERATIONS BUILDINGS:
COMPANY LEVEL (LOWEST LEVEL) | 1672 | 3563 | 18000 | 331 | 41 | 12.39% | 4
SQUADRON/ BATTALION HQS (MID LEVEL) | 2787 | 4876 | 30000 | 453 | 115 | 25.39% | 4
BRIGADE/DIVISION WING HQS (UPPER LEVEL) | 12077 | 4811 | 130000 | 447 | 36 | 8.054% | 3
ACADEMIC INSTRUCTION BUILDINGS:
GENERAL INSTRUCTION (LECTURE CLASSRM) | 2880 | 4639 | 31000 | 431 | 76 | 17.63% | 3
HIGH BAY W/ SIMULATION TRAINING - SMALL (< 18,000 SF) | 799 | 6211 | 8600 | 577 | 73 | 12.65% | 4
HIGH BAY W/ SIMULATION TRAINING - LARGE (> 18,000 SF) | 6132 | 4381 | 66000 | 407 | 88 | 21.62% | 6
APPLIED INSTRUCTIONS (HANDS ON TRNG) - SMALL (< 35,000 SF) /4/ | 1951 | 4090 | 21000 | 380 | 104 | 27.37% | 7
APPLIED INSTRUCTIONS (HANDS ON TRNG) - LARGE (> 35,000 SF) /4/ | 8733 | 3401 | 94000 | 316 | 35 | 11.08% | 4
ARMED FORCES RESERVE CENTER (see note above) | 4181 | 3767 | 45000 | 350 | 70 | 20% | 11
MAINTENANCE HANGARS:
GENERAL PURPOSE, LOW-MID BAY, UPTO 40 FT HIGH | 11148 | 3864 | 120000 | 359 | 79 | 22.01% | 4
HIGH BAY MAINTENANCE, OVER 40 FT HIGH - SMALL (< 100,000 SF) /4/ | 2973 | 2788 | 32000 | 259 | 30 | 11.58% | 3
HIGH BAY MAINTENANCE, OVER 40 FT HIGH - LARGE (> 100,000 SF) /9/ | 18581 | 4219 | 200000 | 392 | 64 | 16.33% | 3
HIGH BAY MAINTENANCE, OVER 40 FT HIGH - OCONUS | 6689 | 2088 | 72000 | 194 | 59 | 30.41% | 4
AIRCRAFT CORROSION CONTROL MAINTENANCE | 9290 | 4704 | 100000 | 437 | 21 | 4.805% | 3
MAINTENANCE SHOPS:
MILITARY VEHICLE MAINTENANCE, LARGE (>21,000 SF) | 4181 | 3283 | 45000 | 305 | 41 | 13.44% | 7
MILITARY VEHICLE MAINTENANCE, SMALL (<21,000 SF) | 743 | 4004 | 8000 | 372 | 108 | 29.03% | 5
AIRCRAFT AVIONICS |  | ** |  | ** | ** |  | 2
INSTALLATION MAINTENANCE, GEN PURPOSE | 2323 | 2788 | 25000 | 259 | 57 | 22.01% | 3
PARACHUTE AND DINGHY MAINTENANCE |  | ** |  | ** | ** |  | 2
AIRCRAFT MACHINE SHOP |  | ** |  | ** | ** |  | 2
ELECTRONICS SHOP, DEPOT LEVEL |  | ** |  | ** | ** |  | 1
WAREHOUSE/ STORAGE FACILITIES:
GENERAL PURPOSE - SMALL (<15,000 SF), LOW BAY (STACK HEIGHT <16 FT) | 799 | 3498 | 8600 | 325 | 92 | 28.31% | 4
GENERAL PURPOSE - LARGE (>15,000 SF), LOW BAY (STACK HEIGHT <16 FT) | 2323 | 1851 | 25000 | 172 | 44 | 25.58% | 4
STORAGE BUILDING - LARGE (>15,000 SF), HIGH BAY (STACK HEIGHT >16 FT) |  | ** |  | ** | ** |  | 1
GENERAL PURPOSE MAGAZINE W/O CRANE |  | ** |  | ** | ** |  | 2
HIGH EXPLOSIVE MAGAZINE - SMALL (< 5,000 SF) /4/ | 242 | 8030 | 2600 | 746 | 98 | 13.14% | 5
HIGH EXPLOSIVE MAGAZINE - LARGE (> 5,000 SF) /4/ | 883 | 4575 | 9500 | 425 | 94 | 22.12% | 5
ARMORY/ WEAPONS STORAGE FACILITY |  | ** |  | ** | ** |  | 2
HAZARDOUS/ FLAMMABLE STORAGE |  | ** |  | ** | **
MEDICAL (MED) FACILITIES (see notes below):
INPATIENT HOSPITAL / MED CENTER /1/ |  | ** |  | ** | ** |  | 2
MED CLINIC (SMALL, FREE STANDING<60,000 SF) /2/ | 3530 | 4790 | 38000 | 445 | 47 | 10.56% | 7
MED CLINIC (LARGE, FREE STANDING, >60,000 SF) /1/ |  | ** |  | ** | ** |  | 2
DENTAL CLINIC /2/ |  | ** |  | ** | ** |  | 1
MED CLINIC (attached to HOSPITAL / MED CENTER) /1/ |  | ** |  | ** | ** |  | 1
MENTAL/BEHAVIORAL HEALTH CLINIC |  | ** |  | ** | **
VET CLINIC |  | ** |  | ** | **
SATELLITE PHARMACIES |  | ** |  | ** | **
BLOOD DONATION CENTERS | 1579 | 4919 | 17000 | 457 | 46 | 10.07% | 3
ADMINISTRATIVE FACILITIES:
MULTI-PURPOSE ADMIN | 4088 | 5813 | 44000 | 540 | 184 | 34.07% | 4
DATA PROCESSING AREA FACILITY (includes admin and storage) |  | ** |  | ** | ** |  | 2
COMMAND HEADQUARTERS BUILDING | 8361 | 4865 | 90000 | 452 | 138 | 30.53% | 3
UNACCOMPANIED PERSONNEL HOUSING:
BARRACKS / DORMITORY (does not include kitchenette equipment) | 7339 | 3940 | 79000 | 366 | 144 | 39.34% | 6
BARRACKS - OPEN BAY, TRAINING |  | ** |  | ** | ** |  | 2
BARRACKS - STUDENT DORMS, ADVANCE TRAINING | 7804 | 3111 | 84000 | 289 | 36 | 12.46% | 4
OFFICERS QUARTERS (does not include kitchenette equipment) |  | ** |  | ** | ** |  | 1
DINING FACILITY (includes kitchen equipment and installation)
ENLISTED DINING | 2323 | 7007 | 25000 | 651 | 115 | 17.67% | 5
FAMILY HOUSING:
ENLISTED FAMILY HOUSING - CONUS |  | ** |  | ** | ** |  | 1
OFFICERS FAMILY HOUSING - CONUS | 279 | 3444 | 3000 | 320 | 66 | 20.62% | 3
ENLISTED FAMILY HOUSING - OCONUS /5/ | 20439 | 1701 | 220000 | 158 | 0 | 0% | 3
OFFICERS FAMILY HOUSING - OCONUS |  | ** |  | ** | ** |  | 1
FAMILY SUPPORT FACILITIES:
CHILD DEVELOPMENT CTR (under 6 years old) | 3159 | 4790 | 34000 | 445 | 114 | 25.62% | 3
CHILD DEVELOPMENT CTR (school age) |  | ** |  | ** | ** |  | 1
EDUCATION CENTER |  | ** |  | ** | **
YOUTH CENTER |  | ** |  | ** | **
FAMILY SERVICE CENTER |  | ** |  | ** | **
COMMUNITY SUPPORT FACILITIES:
FIRE STATION, COMMUNITY | 1765 | 5791 | 19000 | 538 | 148 | 27.51% | 12
CHAPEL CENTER |  | ** |  | ** | ** |  | 1
PHYSICAL FITNESS TRAINING CENTER |  | ** |  | ** | **
MAIN EXCHANGE (w/ mall service shops) |  | ** |  | ** | **
SERVICE CLUB |  | ** |  | ** | **
LIBRARY |  | ** |  | ** | **
RECREATION CENTER |  | ** |  | ** | ** |  | 1
MWR VEHICLE MAINTENANCE FACILITY (Auto Hobby Shop) |  | ** |  | ** | **
BOWLING CENTER (8 lanes w/ pin-spotting and automatic scoring equipment) |  | ** |  | ** | **
DEPENDENT SCHOOLS:
DEPENDENT SCHOOL FACILITY /3/ | 11148 | 3875 | 120000 | 360 | 5 | 1.389% | 3
TRANSIENT LODGING FACILITY |  | ** |  | ** | ** |  | 1
PARKING GARAGE / BUILDING | 16723 | 570 | 180000 | 53 | 14 | 26.42% | 5
CONFINEMENT FACILITY |  | ** |  | ** | ** |  | 1
INDOOR FIRING RANGE | 3345 | 3337 | 36000 | 310 | 28 | 9.032% | 4
KENNEL - MILITARY WORKING DOG |  | ** |  | ** | **
* Unit cost based on vertical meter (VM) or vertical feet (VF) of tower.
** Insufficient pricing data in the Historic Analysis Generator (HII) database at: http://hii-usace.azurewebsites.us/
/1/ Excludes Boilers and Chillers, which are located in a Central Utility Plant (CUP)
/2/ Includes Boilers and Chillers in the facility
/3/ DoDEA developed one price based on CONUS projects. Apply the appropriate ACF.
/4/ Created GUC for small and large size of facility. GUC values in previous years combined these sizes.
/5/ Created on facilities in Korea

## Table 3
Table 3: Unit Costs for DoD Facility Cost Models (FY2021)
(Not to be used for military construction projects)
FAC | FAC Title | UM | PRV Unit Cost (PUC) |  |  |  | Sustainment Unit Cost (SUC)
|  |  | PUC ($ FY 2021) | PUC Source Group | PUC Reference Size (Gross SF) | PUC Source Description | SUC ($ FY 2021) | SUC Source Group | SUC Source Description
1111 | FIXED-WING RUNWAY, SURFACED | SY | 226.19 | 1 | N/A | PACES 1.4; UFC 3-260-02, 30 June 2001 | 2.95 | 2 | AFCEC Study, 2019
1112 | ROTARY-WING LANDING AREA, SURFACED | SY | 162.98 | 1 | N/A | Inflated from FY2020; PACES 1.4; UFC 3-260-01, 4 February 2019, with Change 1, 5 May 2020; UFC 3-260-02, 30 June 2001 | 2.6 | 2 | AFCEC Study, 2019
1113 | RUNWAY OVERRUN AREA, SURFACED | SY | 116.97 | 1 | N/A | PACES 1.4; UFC 3-260-02, 30 June 2001 | 2.6 | 2 | AFCEC Study, 2019
1114 | RUNWAY, UNSURFACED | SY | 32.99 | 1 | N/A | Inflated from FY2020; PACES 1.4; UFC 3-260-02, 30 June 2001 | 1.68 | 2 | Army Staff-directed study, 2011
1115 | UNMANNED AERIAL VEHICLE (UAV) RUNWAY AND LAUNCH/RECOVERY SITE | SY | 153.25 | 2 | N/A | Inflated from FY2020; Set to FAC 1131; PACES 1.4; UFC 3-260-02, 30 June 2001 | 1.06 | 2 | Set to FAC 8511 (Multiple Sources)
1121 | TAXIWAY, SURFACED | SY | 131.07 | 1 | N/A | Inflated from FY2020; PACES 1.4; UFC 3-260-02, 30 June 2001 | 2.6 | 2 | AFCEC Study, 2019
1122 | ROTARY-WING TAXIWAY, SURFACED | SY | 131.07 | 2 | N/A | Inflated from FY2020: Set to FAC 1121; PACES 1.4; UFC 3-260-02, 30 June 2001 | 2.6 | 2 | AFCEC Study, 2019
1131 | AIRCRAFT APRON, SURFACED | SY | 153.25 | 1 | N/A | Inflated from FY2020; PACES 1.4; UFC 3-260-02, 30 June 2001 | 2.6 | 2 | AFCEC Study, 2019
1161 | COMPASS CALIBRATION PAD, SURFACED | SY | 153.25 | 2 | N/A | Set to FAC 1131; PACES 1.4; UFC 3-260-02, 30 June 2001 | 2.6 | 2 | AFCEC Study, 2019
1162 | MISSILE LAUNCHING PAD, SURFACED | SY | 200.63 | 1 | N/A | Inflated from FY2020; PACES 1.4 | 2.6 | 2 | AFCEC Study, 2019
1163 | AIRCRAFT WASHING PAD, SURFACED | SY | 153.25 | 2 | N/A | Inflated from FY2020; Set to FAC 1131: PACES 1.4; UFC 3-260-02, 30 June 2001 | 2.6 | 2 | AFCEC Study, 2019
1164 | MISCELLANEOUS AIRFIELD PAVEMENT, SURFACED | SY | 116.45 | 1 | N/A | Inflated from 2020; PACES 1.4; UFC 3-260-02, 30 June 2001 | 2.6 | 2 | AFCEC Study, 2019
1165 | AIRCRAFT PAVEMENT SHOULDER | SY | 132.07 | 1 | N/A | PACES 1.4; UFC 3-260-02, 30 June 2001 | 2.6 | 2 | AFCEC Study, 2019
1166 | MISCELLANEOUS AIRFIELD PAVEMENT, UNSURFACED | SY | 32.99 | 2 | N/A | Inflated from FY2020; Set to FAC 1114; PACES 1.4; UFC 3-260-02, 30 June 2001 | 1.68 | 2 | Army Staff-directed study, 2011
1167 | AIRCRAFT RINSE FACILITY | SY | 226.86 | 1 | N/A | Inflated from FY2020; PACES 1.4 | 2.6 | 2 | AFCEC Study, 2019
1211 | AIRCRAFT DIRECT FUELING FACILITY | OL | 383067 | 1 | N/A | Inflated from FY2020; PACES 1.4; DLA/DESC Fuels Facilities Study, March 2009 | 3492.34 | 2 | 2018 DLA Energy Study of Fuel Facilities
1221 | MARINE FUELING FACILITY | OL | 968138.06 | 1 | N/A | Inflated from FY2020; PACES 7.0.11; DLA/DESC Fuels Facilities Study, March 2009 | 867.38 | 2 | 2018 DLA Energy Study of Fuel Facilities
1231 | VEHICLE FUELING FACILITY | OL | 204053.1 | 1 | N/A | Inflated from FY2020; PACES 1.4; DLA/DESC Fuels Facilities Study, March 2009 | 5970.32 | 2 | 2018 DLA Energy Study of Fuel Facilities
1241 | AIRCRAFT OPERATING FUEL STORAGE | GA | 5.77 | 1 | N/A | Inflated from FY2020; PACES 1.4; DLA/DESC Fuels Facilities Study, March 2009 | 1.68 | 2 | 2020 DLA Energy Study of Fuel Facilities
1242 | MARINE OPERATING FUEL STORAGE | GA | 18.66 | 1 | N/A | Inflated from FY2020; PACES 7.0.11; DLA/DESC Fuels Facilities Study, March 2009 | 1.68 | 2 | Set to FAC 1241 (2018 DLA Energy Study of Fuel Facilities)
1243 | VEHICLE OPERATING FUEL STORAGE | GA | 4.39 | 1 | N/A | Inflated from FY2020; PACES 7.0.11; DLA/DESC Fuels Facilities Study, March 2009 | 1.04 | 2 | 2018 DLA Energy Study of Fuel Facilities
1244 | OTHER OPERATING FUEL STORAGE | GA | 3.17 | 1 | N/A | Inflated from FY2020; PACES 7.0.11; DLA/DESC Fuels Facilities Study, March 2009 | 2.02 | 2 | 2018 DLA Energy Study of Fuel Facilities
1251 | POL PIPELINE | LF | 382.47 | 1 | N/A | Inflated from FY2020; PACES 1.4; DLA/DESC Fuels Facilities Study, March 2009 | 9.87 | 2 | 2018 DLA Energy Study of Fuel Facilities
1252 | POL PIPING | LF | 185.14 | 1 | N/A | Inflated from FY2020; PACES 7.0.11; UFC 3-260-02, 30 June 2001 | 9.87 | 2 | Set to FAC 1251 (2018 DLA Energy Study of Fuel Facilities)
1261 | LIQUID FUEL LOADING/UNLOADING FACILITY | OL | 95524.76 | 1 | N/A | Inflated from FY2020; PACES 1.4; DLA/DESC Fuels Facilities Study, March 2009 | 6213.43 | 1 | 2018 DLA Energy Study Hybrid with CostWorks Components
1262 | POL PUMP STATION | GM | 1203.35 | 1 | N/A | Inflated from FY2020: PACES 1.4; DLA/DESC Fuels Facilities Study, March 2009 | 15.86 | 1 | CostWorks Model
1311 | COMMUNICATIONS BUILDING | SF | 527 | 1 | 36000 | Table 2, UFC 3-701-1, Change 8, 3 February 2021 | 8.49 | 1 | CostWorks Model
1312 | SATELLITE COMMUNICATIONS BUILDING | SF | 400.41 | 1 | 26000 | USACE PAX Newsletter 3.2.2, 16 May 2016 | 14.37 | 1 | CostWorks Model
1321 | COMMUNICATIONS FACILITY | EA | 64228.13 | 1 | N/A | Marshall and Swift Valuation, October 2020 | 623.86 | 1 | CostWorks Model
1331 | AIRCRAFT NAVIGATION BUILDING | SF | 527 | 1 | 36000 | Table 2, UFC 3-701-1, Change 8, 03 February 2021 | 8.41 | 1 | CostWorks Model
1341 | AIRCRAFT NAVIGATION FACILITY | EA | 10314.74 | 1 | N/A | Marshall and Swift Valuation, October 2020 | 152.6 | 2 | Set to FAC 1403 (CostWorks Model); Conversion factor = 20 SF
1351 | COMMUNICATION LINES | MI | 95289.51 | 1 | N/A | USACE PAX Newsletter 3.2.2, 21 May 2021; Marshall and Swift Valuation, October 2020 | 474.63 | 1 | Corning Glass Technical Report
1361 | AIRFIELD PAVEMENT LIGHTING | LF | 658.3 | 1 | N/A | Inflated from FY2020: PACES 1.4; UFC 3-535-01, 11 April 2017, with Change 3, 21 May 2021 | 8.37 | 1 | PACES 1.2
1362 | AIRFIELD LIGHTING | EA | 15638.51 | 1 | N/A | Inflated from FY2020; PACES 1.4; UFC 3-535-01, 11 April 2017, w/ Change 3, 21 May 2021 | 113.48 | 1 | PACES 1.2
1371 | SHIP NAVIGATION BUILDING | SF | 527 | 1 | 36000 | Table 2, UFC 3-701-1, Change 8, 3 February 2021 | 5.57 | 1 | CostWorks Model
1381 | SHIP NAVIGATION FACILITY | EA | 21151.43 | 1 | N/A | Marshall and Swift Valuation; October 2020 | 320.55 | 1 | CostWorks Model
1402 | AIR DEFENSE OPERATIONS BUILDING | SF | 306 | 1 | 35000 | Table 2, UFC 3-701-1, Change 8, 3 February 2021 | 5.19 | 1 | CostWorks Model
1403 | MISSILE OPERATIONS BUILDING | SF | 527 | 1 | 36000 | Table 2, UFC 3-701-1, Change 8, 3 February 2021 | 7.63 | 1 | CostWorks Model
1404 | EMERGENCY OPERATIONS CENTER / SCIF | SF | 605.52 | 1 | 4100 | USACE PAX Newsletter 3.2.2, 30 May 2019 | 5.93 | 1 | CostWorks Model
1411 | AIRFIELD FIRE AND RESCUE STATION | SF | 388.73 | 1 | 31000 | Table 2, UFC 3-701-1, Change 2, 28 May 2019 | 3.88 | 1 | CostWorks Model
1412 | AVIATION OPERATIONS BUILDING | SF | 306 | 1 | 35000 | Table 2, UFC 3-701-1, Change 8, 3 February 2021 | 4.11 | 1 | CostWorks Model
1413 | AIR CONTROL TOWER | SF | 1640.75 | 1 | 8900 | Table 2, UFC 3-701-1, Change 8, 3 February 2021 | 3.19 | 1 | CostWorks Model
1421 | HELIUM PRODUCTION/STORAGE BUILDING | SF | 327.03 | 1 | 7100 | Table 2, UFC 3-701-1, Change 8, 3 February 2021 USACE PAX Newsletter 3.2.2, 20 March 2020 | 1.56 | 1 | CostWorks Model
1422 | HELIUM STORAGE FACILITY | EA | 107433.8 | 1 | N/A | Marshall and Swift Valuation; October 2020 | 1279.9 | 1 | CostWorks Model
1431 | SHIP OPERATIONS BUILDING | SF | 331 | 1 | 25000 | Table 2, UFC 3-701-1, Change 8, 3 February 2021 | 4.31 | 1 | CostWorks Model
1441 | PHOTO/TV PRODUCTION BUILDING | SF | 310.12 | 1 | N/A | Marshall and Swift Valuation; October 2020 | 5.91 | 1 | CostWorks Model
1442 | OPERATIONS SUPPORT LAB | SF | 350.95 | 1 | N/A | Marshall and Swift Valuation; October 2020 | 4.6 | 1 | CostWorks Model
1443 | OPERATIONS SUPPLY BUILDING | SF | 118.38 | 1 | N/A | Marshall and Swift Valuation; October 2020 | 3.46 | 1 | CostWorks Model
1444 | MISCELLANEOUS OPERATIONS SUPPORT BUILDING | SF | 331 | 1 | 25000 | Table 2, UFC 3-701-1, Change 8, 3 February 2021 | 3.71 | 1 | CostWorks Model
1445 | WORKING ANIMAL SUPPORT BUILDING | SF | 473.01 | 1 | 2770 | USACE PAX Newsletter 3.2.2, 30 May 2019 | 3.95 | 1 | CostWorks Model
1446 | SECURITY FORCE BUILDING | SF | 255.89 | 1 | N/A | Marshall and Swift Valuation; October 2021 | 4.58 | 1 | CostWorks Model
1451 | STRATEGIC MISSILE LAUNCH FACILITY | EA | 6814397.39 | 1 | N/A | Inflated from FY2020; AFCESA, Cost Handbook 2003 | 57329.45 | 2 | AFCESA-provided data
1452 | MISSILE GUIDANCE FACILITY | SF | 550.33 | 1 | N/A | Inflated from FY2020; AFCESA Cost Handbook FY1999 (CATCode 149514) | 7.43 | 1 | CostWorks Model
1453 | MISSILE ACCESS SHAFT | EA | 123767.93 | 1 | N/A | Inflated from FY2020; AFCESA Data, FY 2000 (CATCode 149711) | 1822.02 | 3 | Ratio based on FAC 1452 (CostWorks model)
1454 | MISSILE ACCESS TUNNEL | LF | 1028.49 | 1 | N/A | Inflated from FY2020; AFCESA Data, FY 2000 (CATCode 149811) | 15.47 | 3 | Ratio based on FAC 1452 (CostWorks model)
1456 | MISSILE DEFENSE FACILITY | EA | 901362.74 | 1 | N/A | Inflated from FY2020; AFCESA Cost Handbook, FY1999 (CATCodes 141173 and 141912 Averaged) | 10682 | 2 | Set to FAC 1403; Conversion factor = 1,400 SF/EA
1457 | BALLISTIC MISSILE CONTROL FACILITY | SF | 550.33 | 2 | N/A | Inflated from FY2020; Set equal to FAC 1452 AFCESA Cost Handbook FY1999 | 22.61 | 2 | HQ Air Force Space Command
1458 | MECHANICAL SECURITY BARRICADE | EA | 118483.62 | 1 | N/A | USACE PAX Newsletter 3.2.2, 21 May 2021 | 7730.7 | 1 | CostWorks Model
1459 | OVERHEAD COVER | SF | 133.64 | 1 | 2600 | USACE PAX Newsletter 3.2.2, 6 April 2017 | 0.61 | 2 | Set to FAC 7384 (CostWorks Model)
1461 | AIRCRAFT ARRESTING SYSTEM | EA | 1110600.77 | 1 | N/A | Inflated from FY2020; PACES 1.4 | 69656.56 | 3 | Ratio based on FAC 2118
1463 | AIRCRAFT FIRING-IN BUTT | EA | 633975.53 | 3 | N/A | Inflated from FY2020 Source: Air Force (Edwards AFB) data FY 1999 | 41844.3 | 2 | Air Force-provided data
1464 | AIRCRAFT BLAST DEFLECTOR | EA | 2717650.02 | 1 | N/A | Inflated from FY2020; PACES 1.4 | 687.68 | 1 | Commercial Sources
1465 | AIRCRAFT SHELTER, HARDENED | SF | 466 | 1 | N/A | Inflated from FY2020; AFCESA Cost Handbook FY 2006 | 1.4 | 1 | CostWorks Model
1466 | AIRCRAFT SHELTER | SF | 319.6 | 3 | N/A | AF Military Construction Program | 1.13 | 1 | CostWorks Model
1467 | AIRCRAFT SUPPORT FACILITY | EA | 26114.89 | 1 | N/A | Composite of Multiple FACs | 12272.3 | 1 | CostWorks Model
1481 | PROPULSION SUPPORT FACILITY | EA | 186840.53 | 3 | N/A | Inflated from FY2020; Navy Reported Replacement Value - FY2000 | 2026.89 | 1 | Composite of multiple FACs
1491 | WEAPONS SUPPORT FACILITY | EA | 1152944.06 | 1 | N/A | Marshall and Swift Valuation; October 2020 | 2087.89 | 1 | Composite of multiple FACs
1493 | EXPLOSIVES RAILWAY HOLDING YARD | EA | 430010.97 | 1 | N/A | Marshall and Swift Valuation; October 2020 | 7117.61 | 1 | Composite of multiple FACs
1494 | EXPLOSIVES HOLDING/TRANSFER FACILITY | EA | 25479.2 | 1 | N/A | USACE PAX Newsletter 3.2.2, 21 May 2021 | 118.74 | 3 | Ratio based on FAC 1493
1495 | REVETMENT | EA | 33154.11 | 1 | N/A | Marshall and Swift Valuation; October 2020 | 152.09 | 1 | Calculation based on R.S. Means data
1496 | TACTICAL VEHICLE WASH FACILITY | SF | 131.09 | 1 | N/A | USACE PAX Newsletter 3.2.2, 16 May 2016; UFC 4-214-03, 17 March 2018 | 2.33 | 1 | Calculation based on R.S. Means data
1498 | SECURITY SUPPORT BUILDING | SF | 770.32 | 1 | 1148 | USACE PAX Newsletter 3.2.2, 21 May 2021 | 4.83 | 1 | CostWorks Model
1499 | MISCELLANEOUS OPERATIONS SUPPORT FACILITY | EA | 178088.4 | 1 | N/A | USACE PAX Newsletter 3.2.2, 21 May 2021 | 216.9 | 1 | CostWorks Model
1511 | PIER | SY | 3681.68 | 2 | N/A | FY09 Study for CNIC | 25.12 | 2 | Navy Data - Revised Study FY-14
1512 | WHARF | SY | 3681.68 | 2 | N/A | FY09 Study for CNIC | 15.75 | 2 | Navy Data - Revised Study FY-14
1513 | PIER/WHARF ACCESS TRESTLE | SY | 1041.45 | 1 | N/A | Marshall and Swift Valuation; October 2020 | 22.5 | 2 | Navy Data - Revised Study FY-14
1541 | SHORE EROSION PREVENTION FACILITY | LF | 397.13 | 1 | N/A | Marshall and Swift Valuation, October 2020 | 12.61 | 1 | Calculation based on R.S. Means data
1551 | SMALL CRAFT BERTHING | FB | 2256.47 | 1 | N/A | Marshall and Swift Valuation, October 2020 | 18.54 | 1 | Calculation based on R.S. Means data
1552 | SMALL CRAFT BUILDING | SF | 36.25 | 1 | N/A | Marshall and Swift Valuation, October 2020 | 1.85 | 1 | CostWorks Model
1593 | WATER LAUNCH RAMP | SY | 117.32 | 1 | N/A | Marshall and Swift Valuation, October 2020 | 1.88 | 1 | CostWorks Model
1611 | HARBOR CONTROL FACILITY | EA | 656330.5 | 3 | N/A | Inflated from FY2020; Service Reported PRV | 1193.77 | 2 | Composite of multiple FACs
1631 | OFFSHORE MOORING FACILITY | EA | 13972.36 | 2 | N/A | Inflated from FY2020: MTMC Stony Point Data FY 2000 | 1125.37 | 1 | Estimated using Unified Facilities Criteria/R.S. Means Labor Rates
1641 | HARBOR MARINE IMPROVEMENTS | LF | 287.76 | 1 | N/A | Marshall and Swift Valuation, October 2020 | 12.61 | 2 | Set to FAC 1541 (Calculation based on R.S. Means Data)
1711 | GENERAL PURPOSE INSTRUCTION BUILDING | SF | 431 | 1 | 39000 | Table 2, UFC 3-701-1, Change 8, 03 February 2021 | 5.49 | 1 | CostWorks Model
1712 | APPLIED INSTRUCTION BUILDING | SF | 380 | 1 | 24000 | Table 2, UFC 3-701-1, Change 8, 03 February 2021 | 4.51 | 1 | CostWorks Model
1713 | BAND TRAINING FACILITY | SF | 247.3 | 1 | 120000 | USACE PAX Newsletter 3.2.2, 30 May 2019 | 6.25 | 1 | CostWorks Model
1714 | RESERVE TRAINING FACILITY | SF | 350 | 1 | 49000 | Table 2, UFC 3-701-1, Change 8, 03 February 2021 | 5.84 | 1 | CostWorks Model
1715 | PHYSICAL EDUCATION BUILDING | SF | 291.1 | 1 | 62000 | USACE PAX Newsletter 3.2.2, 6 April 2017 | 2.97 | 1 | CostWorks Model
1717 | ORGANIZATIONAL CLASSROOM | SF | 431 | 1 | 39000 | Table 2, UFC 3-701-1, Change 8, 3 February 2021 | 4.45 | 1 | CostWorks Model
1718 | INDOOR FIRING RANGE AND SUPPORTING FACILITY | SF | 310 | 1 | 34000 | Table 2, UFC 3-701-1, Change 8, 3 February 2021 | 5.62 | 1 | CostWorks Model
1721 | FLIGHT SIMULATOR FACILITY | SF | 577 | 1 | 52000 | Table 2, UFC 3-701-1, Change 8, 3 February 2021 | 6.82 | 1 | CostWorks Model
1722 | PHYSIOLOGICAL TRAINING FACILITY | SF | 577 | 1 | 9500 | Table 2, UFC 3-701-1, Change 8, 3 February 2021 | 4.56 | 1 | CostWorks Model
1723 | GAS TRAINING FACILITY | SF | 296.2 | 1 | 1100 | USACE PAX Newsletters 3.2.2 | 3.05 | 1 | CostWorks Model
1724 | GENERAL PURPOSE SIMULATOR FACILITY | SF | 577 | 1 | 95000 | Table 2, UFC 3-701-1, Change 8, 3 February 2021 | 5.43 | 1 | CostWorks Model
1725 | TRAINING POOL AND TANK | EA | 2861022.25 | 1 | N/A | Marshall and Swift Valuation, October 2020 | 18521.1 | 2 | CostWorks Model
1726 | ENCLOSED FIRE FIGHTER TRAINER FACILITY | SF | 292.89 | 1 | N/A | Marshall and Swift Valuation, October 2020; USACE PAX Newsletter 3.2.2, 21 May 2021 | 11.49 | TBP | TBP
1731 | RANGE SUPPORT BUILDING | SF | 376.17 | 1 | 800 | USACE PAX Newsletter 3.2.2, 21 May 2021 USACE PAX Newsletter 3.2.2, 6 April 2017 | 3.61 | 1 | CostWorks Model
1732 | TRAINING AIDS SUPPORT BUILDING | SF | 247.3 | 1 | 120000 | USACE PAX Newsletter 3.2.2, 30 May 2019 | 2.36 | 1 | CostWorks Model
1733 | TRAINING SUPPORT STRUCTURE | SF | 135.76 | 1 | 1400 | USACE PAX Newsletter 3.2.2, 21 May 2021 USACE PAX Newsletter 3.2.2, 6 April 2017 | 0.33 | 1 | CostWorks Model
1734 | OBSERVATION TOWER/BUNKER | EA | 579599.8 | 1 | 1 | USACE PAX Newsletter 3.2.2, 20 March 2020 | 838.19 | 1 | CostWorks Model
1741 | MANEUVER/TRAINING LAND, LIGHT FORCES | AC | N/A | N/A | N/A | No Replacement Cost Defined | 1.8 | 1 | Army Training Area Carrying Capacity Model (ATACCM)
1742 | MANEUVER/TRAINING LAND, HEAVY FORCES | AC | N/A | N/A | N/A | No Replacement Cost Defined | 2.57 | 1 | ATACCM
1743 | WEAPONS IMPACT AREA | AC | N/A | N/A | N/A | No Replacement Cost Defined | 0 | N/A | N/A
1744 | PARACHUTE DROP ZONE | AC | N/A | N/A | N/A | No Replacement Cost Defined | 1.8 | 2 | Set to FAC 1741 (ATACCM)
1745 | PARADE AND DRILL FIELD | AC | 44494.77 | 1 | N/A | Marshall and Swift Valuation, October 2020 | 68.16 | 1 | CostWorks Model
1750 | GENERAL PURPOSE SMALL ARMS RANGE | FP | 68832.45 | 1 | N/A | Marshall & Swift Valuation, October 2020; TC 25-8 Training Ranges, 22 July 2016; USACE Range Design Guide; USACE PAX Newsletter 3.2.2, 21 May 2021 | 387.79 | 1 | R.S. Means Cost Data
1751 | ZERO RANGE | FP | 5997.26 | 1 | N/A | Marshall & Swift Valuation, October 2020; TC 25-8 Training Ranges, 22 July 2016; USACE Range Design Guide; USACE PAX Newsletter 3.2.2, 21 May 2021 | 67.4 | 1 | R.S. Means Cost Data
1752 | FIELD FIRE RANGE | FP | 62118.48 | 1 | N/A | Marshall & Swift Valuation, October 2020; TC 25-8 Training Ranges, 22 July 2016; USACE Range Design Guide; USACE PAX Newsletter 3.2.2, 21 May 2021 | 258.79 | 1 | R.S. Means Cost Data
1753 | RECORD FIRE RANGE | FP | 96800.42 | 1 | N/A | Marshall & Swift Valuation, October 2020; TC 25-8 Training Ranges, 22 July 2016; USACE Range Design Guide; USACE PAX Newsletter 3.2.2, 21 May 2021 | 412.24 | 1 | R.S. Means Cost Data
1754 | NIGHT FIRE RANGE | FP | 6362.67 | 1 | N/A | Marshall & Swift Valuation, October 2020; TC 25-8 Training Ranges, 22 July 2016; USACE Range Design Guide; USACE PAX Newsletter 3.2.2, 21 May 2021 | 94.75 | 1 | R.S. Means Cost Data
1755 | KNOWN DISTANCE RANGE | FP | 11994.84 | 1 | N/A | Marshall & Swift Valuation, October 2020; TC 25-8 Training Ranges, 22 July 2016; USACE Range Design Guide; USACE PAX Newsletter 3.2.2, 21 May 2021 | 189.49 | 1 | R.S. Means Cost Data
1756 | SNIPER RANGE | FP | 178976.23 | 1 | N/A | Marshall & Swift Valuation, October 2020; TC 25-8 Training Ranges, 22 July 2016; USACE Range Design Guide; USACE PAX Newsletter 3.2.2, 21 May 2021 | 876.31 | 1 | R.S. Means Cost Data
1757 | PISTOL RANGE | FP | 34054.39 | 1 | N/A | Marshall & Swift Valuation, October 2020; TC 25-8 Training Ranges, 22 July 2016; USACE Range Design Guide; USACE PAX Newsletter 3.2.2, 21 May 2021 | 180.5 | 1 | R.S. Means Cost Data
1758 | MACHINEGUN RANGE | FP | 122395.84 | 1 | N/A | Marshall & Swift Valuation, October 2020; TC 25-8 Training Ranges, 22 July 2016; USACE Range Design Guide; USACE PAX Newsletter 3.2.2, 21 May 2021 | 671.05 | 1 | R.S. Means Cost Data
1760 | GENERAL PURPOSE DIRECT FIRE RANGE | FP | 11723.6 | 1 | N/A | Marshall & Swift Valuation, October 2020; TC 25-8 Training Ranges, 22 July 2016; USACE Range Design Guide; USACE PAX Newsletter 3.2.2, 21 May 2021 | 1027.61 | 1 | R.S. Means Cost Data
1761 | GRENADE LAUNCHER RANGE | FP | 5272.51 | 1 | N/A | Marshall & Swift Valuation, October 2020; TC 25-8 Training Ranges, 22 July 2016; USACE Range Design Guide; USACE PAX Newsletter 3.2.2, 21 May 2021 | 153.75 | 1 | R.S. Means Cost Data
1762 | GRENADE MACHINEGUN RANGE | LN | 2247.33 | 1 | N/A | Marshall & Swift Valuation, October 2020; TC 25-8 Training Ranges, 22 July 2016; USACE Range Design Guide; USACE PAX Newsletter 3.2.2, 21 May 2021 | 1109.2 | 1 | R.S. Means Cost Data
1763 | LIGHT ANTIARMOR WEAPON RANGE | FP | 615598.42 | 1 | N/A | Marshall & Swift Valuation, October 2020; TC 25-8 Training Ranges, 22 July 2016; USACE Range Design Guide; USACE PAX Newsletter 3.2.2, 21 May 2021 | 990.66 | 1 | R.S. Means Cost Data
1764 | HEAVY ANTIARMOR WEAPON RANGE | LN | 2999060.75 | 1 | N/A | Marshall & Swift Valuation, October 2020; TC 25-8 Training Ranges, 22 July 2016; USACE Range Design Guide; USACE PAX Newsletter 3.2.2, 21 May 2021 | 10669.81 | 1 | R.S. Means Cost Data
1765 | ARTILLERY DIRECT FIRE RANGE | EA | 1015186.29 | 1 | N/A | Marshall & Swift Valuation, October 2020; TC 25-8 Training Ranges, 22 July 2016; USACE Range Design Guide; USACE PAX Newsletter 3.2.2, 21 May 2021 | 2539.89 | 1 | R.S. Means Cost Data
1766 | TANK STATIONARY GUNNERY RANGE | EA | 8376836.75 | 1 | N/A | Marshall & Swift Valuation, October 2020; TC 25-8 Training Ranges, 22 July 2016; USACE Range Design Guide; USACE PAX Newsletter 3.2.2, 21 May 2021 | 27888.56 | 1 | R.S. Means Cost Data
1767 | INDIRECT FIRE RANGE | EA | N/A | N/A | N/A | N/A | 0 | N/A | N/A
1768 | SCALED INDIRECT FIRE RANGE | EA | 12467.57 | 1 | N/A | TC 25-8 Training Ranges, 22 July 2016; USACE Range Design Guide; USACE PAX Newsletter 3.2.2, 21 May 2021 | 181.71 | 1 | R.S. Means Cost Data
1769 | SCALED GUNNERY RANGE | EA | 209759.59 | 1 | N/A | Marshall & Swift Valuation, October 2020; TC 25-8 Training Ranges, 22 July 2016; USACE Range Design Guide; USACE PAX Newsletter 3.2.2, 21 May 2021 | 1950.68 | 1 | R.S. Means Cost Data
1771 | ARMOR VEHICLE CREW TRAINING RANGE | LN | 4863079.63 | 1 | N/A | Marshall & Swift Valuation, October 2019; TC 25-8 Training Ranges, 22 July 2016; USACE Range Design Guide; USACE PAX Newsletter 3.2.2, 20 March 2020 | 33496.78 | 1 | R.S. Means Cost Data
1772 | ARMOR VEHICLE UNIT TRAINING RANGE | EA | 28062615.45 | 1 | N/A | Marshall & Swift Valuation, October 2020; TC 25-8 Training Ranges, 22 July 2016; USACE Range Design Guide; USACE PAX Newsletter 3.2.2, 21 May 2021 | 58721.07 | 1 | R.S. Means Cost Data
1773 | FIRE AND MOVEMENT RANGE | LN | 94331.29 | 1 | N/A | Marshall & Swift Valuation, October 2020; TC 25-8 Training Ranges, 22 July 2016; USACE Range Design Guide; USACE PAX Newsletter 3.2.2, 21 May 2021 | 1092.73 | 1 | R.S. Means Cost Data
1774 | SQUAD DEFENSE RANGE | EA | 252036.24 | 1 | N/A | Marshall & Swift Valuation, October 2020; TC 25-8 Training Ranges, 22 July 2016; USACE Range Design Guide; USACE PAX Newsletter 3.2.2, 21 May 2021 | 2432.46 | 1 | R.S. Means Cost Data
1775 | INFANTRY BATTLE COURSE | EA | 2811875.17 | 1 | N/A | Marshall & Swift Valuation, October 2020; TC 25-8 Training Ranges, 22 July 2016; USACE Range Design Guide; USACE PAX Newsletter 3.2.2, 21 May 2021 | 9260.88 | 1 | R.S. Means Cost Data
1776 | URBAN COMBAT TRAINING RANGE | EA | 973575.4 | 1 | N/A | Marshall & Swift Valuation, October 2020; TC 25-8 Training Ranges, 22 July 2016; USACE Range Design Guide; USACE PAX Newsletter 3.2.2, 21 May 2021 | 7467.95 | 1 | R.S. Means Cost Data
1777 | CONVOY LIVE FIRE RANGE | FP | 630033.87 | 1 | N/A | Marshall & Swift Valuation, October 2020; TC 25-8 Training Ranges, 22 July 2016; USACE Range Design Guide; USACE PAX Newsletter 3.2.2, 21 May 2021 | 8357.3 | 1 | R.S. Means Cost Data
1781 | LIVE HAND GRENADE RANGE | FP | 31413.57 | 1 | N/A | Marshall & Swift Valuation, October 2020; TC 25-8 Training Ranges, 22 July 2016; USACE Range Design Guide; USACE PAX Newsletter 3.2.2, 21 May 2021 | 194.63 | 1 | R.S. Means Cost Data
1782 | ENGINEER QUALIFICATION RANGE | FP | 354280.28 | 1 | N/A | Marshall & Swift Valuation, October 2020; TC 25-8 Training Ranges, 22 July 2016; USACE Range Design Guide; USACE PAX Newsletter 3.2.2, 21 May 2021 | 1645.67 | 1 | R.S. Means Cost Data
1783 | LIGHT DEMOLITION AND FLAME TRAINING RANGE | FP | 69825.52 | 1 | N/A | Marshall & Swift Valuation, October 2020; TC 25-8 Training Ranges, 22 July 2016; USACE Range Design Guide; USACE PAX Newsletter 3.2.2, 21 May 2021 | 4259.96 | 1 | R.S. Means Cost Data
1790 | MISCELLANEOUS TRAINING FACILITY | EA | 107040.72 | 1 | N/A | Marshall & Swift Valuation, October 2020; TC 25-8 Training Ranges, 22 July 2016; USACE Range Design Guide; USACE PAX Newsletter 3.2.2, 21 May 2021 | 1020.92 | 1 | R.S. Means Cost Data
1791 | AIRCRAFT WEAPONS CALIBRATION RANGE | EA | 180943.39 | 1 | N/A | Marshall & Swift Valuation, October 2020; TC 25-8 Training Ranges, 22 July 2016; USACE Range Design Guide; USACE PAX Newsletter 3.2.2, 21 May 2021 | 457.74 | 1 | R.S. Means Cost Data
1792 | ATTACK HELICOPTER WEAPONS RANGE | EA | 2643825.14 | 1 | N/A | Marshall & Swift Valuation, October 2020; TC 25-8 Training Ranges, 22 July 2016; USACE Range Design Guide; USACE PAX Newsletter 3.2.2, 21 May 2021 | 25706.43 | 1 | R.S. Means Cost Data
1793 | AIRCRAFT WEAPONS RANGE | EA | N/A | N/A | N/A | N/A | 0 | N/A | N/A
1794 | AIR DEFENSE RANGE | FP | 11934.32 | 1 | N/A | Marshall & Swift Valuation, October 2020; TC 25-8 Training Ranges, 22 July 2016; USACE Range Design Guide; USACE PAX Newsletter 3.2.2, 21 May 2021 | 1212.78 | 1 | R.S. Means Cost Data
1795 | UNENCLOSED FIRE FIGHTER TRAINER FACILITY | SF | 243.03 | 1 | N/A | Marshall and Swift Valuation, October 2020 USACE PAX Newsletter 3.2.2, 20 May 2021 | 0.28 | 1 | R.S. Means Cost Data
1796 | URBAN COMBAT TRAINING AREA, NON-FIRE | SF | 185.21 | 1 | N/A | Marshall & Swift Valuation, October 2020; TC 25-8 Training Ranges, 22 July 2016; USACE Range Design Guide; USACE PAX Newsletter 3.2.2, 21 May 2021 | 0.61 | 1 | R.S. Means Cost Data
1797 | HAND GRENADE RANGE, NON-FIRING | FP | 5530.15 | 1 | N/A | Marshall & Swift Valuation, October 2020; TC 25-8 Training Ranges, 22 July 2016; USACE Range Design Guide; USACE PAX Newsletter 3.2.2, 21 May 2021 | 170.07 | 1 | R.S. Means Cost Data
1798 | INFILTRATION COURSE, LIVE FIRE | EA | 126547.22 | 1 | N/A | Marshall & Swift Valuation, October 2020; TC 25-8 Training Ranges, 22 July 2016; USACE Range Design Guide; USACE PAX Newsletter 3.2.2, 21 May 2021 | 573.71 | 1 | R.S. Means Cost Data
1799 | CONFIDENCE/OBSTACLE COURSE | EA | 102175.8 | 1 | N/A | Marshall and Swift Valuation, October 2020 | 2115 | 1 | R.S. Means Cost Data
2111 | AIRCRAFT MAINTENANCE HANGAR | SF | 359 | 1 | 100000 | Table 2, UFC 3-701-1, Change 8, 3 February 2021 | 3.71 | 1 | CostWorks Model
2112 | AIRCRAFT MAINTENANCE SHOP | SF | 189.09 | 1 | N/A | Marshall and Swift Valuation, October 2020 | 4.13 | 1 | CostWorks Model
2113 | AIRCRAFT CORROSION CONTROL HANGAR | SF | 437 | 1 | 100000 | Table 2, UFC 3-701-1, Change 8, 3 February 2021 | 3.2 | 1 | CostWorks Model
2114 | AIRCRAFT ENGINE TEST BUILDING | SF | 299.83 | 1 | 26000 | USACE PAX Newsletter 3.2.2, 4 Jan 2011 | 4.91 | 1 | CostWorks Model
2115 | AIRCRAFT MAINTENANCE HANGAR, DEPOT | SF | 392 | 1 | 46000 | Table 2, UFC 3-701-1, Change 8, 3 February 2021 | 1.95 | 1 | CostWorks Model
2116 | AIRCRAFT MAINTENANCE SHOP, DEPOT | SF | 311.67 | 1 | 32000 | USACE PAX Newsletter 3.2.2, 24 July 2014 | 2.92 | 1 | CostWorks Model
2118 | AIRCRAFT ENGINE TEST FACILITY | EA | 2834149.64 | 1 | 26000 | USACE PAX Newsletter 3.2.2, 4 January 2011 | 23846.83 | 2 | CostWorks Model
2121 | MISSILE MAINTENANCE/ASSEMBLY BUILDING | SF | 225.77 | 1 | N/A | Marshall and Swift Valuation, October 2020 | 3.89 | 1 | CostWorks Model
2123 | MISSILE/LAUNCHER MAINTENANCE SUPPORT FACILITY | SF | 226.26 | 1 | N/A | Marshall and Swift Valuation, October 2020 | 4.55 | 1 | CostWorks Model
2124 | MISSILE TEST TOWER | EA | 294091.69 | 1 | N/A | Marshall and Swift Valuation, October 2020 | 6392.05 | 1 | CostWorks Model
2125 | MISSILE MAINTENANCE/ASSEMBLY BUILDING, DEPOT | SF | 217.67 | 1 | N/A | Marshall and Swift Valuation, October 2020 | 3.32 | 1 | CostWorks Model
2126 | INTERCONTINENTAL BALLISTIC MISSILE PROCESSING FACILITY | SF | 217.34 | 1 | N/A | Marshall and Swift Valuation, October 2020 | 26.89 | 1 | CostWorks Model
2131 | GRAVING DRY-DOCK | SF | 1948.03 | 1 | N/A | FY11 Study for CNIC | 31.02 | 2 | CNIC-NAVSEA estimate
2132 | MARINE RAILWAY | EA | 15572.53 | 3 | N/A | Inflated from FY2020; Service Reported PRV | 768.69 | 1 | Cost calculated from multiple sources
2133 | MARINE MAINTENANCE SHOP | SF | 259 | 1 | 8200 | Table 2, UFC 3-701-1, Change 8, 3 February 2021 | 2.85 | 1 | CostWorks Model
2134 | MARINE MAINTENANCE SUPPORT FACILITY | SF | 207.08 | 1 | N/A | Marshall and Swift Valuation, October 2020 | 4.57 | 1 | CostWorks Model
2135 | LANDING CRAFT WASH FACILITY | EA | 7197902.3 | 1 | N/A | USACE PAX Newsletter 3.2.2, 16 May 2016 | 10120.12 | 1 | Composite of multiple FACs and R.S. Means Cost Data
2136 | SURETY REPAIR SHOP | SF | 225.77 | 2 | N/A | Set Equal to FAC 2121; Marshall and Swift Valuation, October 2020 | 4.76 | 1 | CostWorks Model
2137 | FIXED CRANE STRUCTURE | EA | 6449532.48 | 3 | N/A | Inflated from FY2020; Service-provided PRV | 112526.49 | 1 | Newport News Shipyard-provided data
2141 | VEHICLE MAINTENANCE SHOP | SF | 372 | 1 | 8000 | Table 2, UFC 3-701-1, Change 8, 3 February 2021 | 5.14 | 1 | CostWorks Model
2142 | VEHICLE MAINTENANCE SHOP, DEPOT | SF | 305 | 1 | 49000 | Table 2, UFC 3-701-1, Change 8, 3 February 2021 | 2.9 | 1 | CostWorks Model
2143 | VEHICLE MAINTENANCE SHOP, NATIONAL GUARD | SF | 372 | 1 | 8000 | Table 2, UFC 3-701-1, Change 8, 3 February 2021 | 5.03 | 1 | CostWorks Model
2144 | VEHICLE MAINTENANCE SHOP, RESERVE | SF | 372 | 1 | 8000 | Table 2, UFC 3-701-1, Change 8, 3 February 2021 | 5.37 | 1 | CostWorks Model
2145 | VEHICLE MAINTENANCE FACILITY | EA | 69026.04 | 1 | 1 | USACE PAX Newsletter 3.2.2, 21 May 2021: USACE PAX Newsletter 3.2.2, 04 January 2011 | 2765.75 | 1 | CostWorks Model
2146 | LAUNCH VEHICLE TEST FACILITY | EA | 21914369.4 | 1 | N/A | Inflated from FY2020; Air Force provided data in 2003 | 7413.07 | 2 | Composite of multiple FACs
2147 | VEHICLE MAINTENANCE SHED | SF | 423.99 | 1 | 377 | USACE PAX Newsletter 3.2.2, 21 May 2021 | 0.42 | 1 | CostWorks Model
2151 | WEAPON MAINTENANCE SHOP | SF | 259 | 1 | 8200 | Table 2, UFC 3-701-1, Change 8, 3 February 2021 | 3.47 | 1 | CostWorks Model
2152 | WEAPON MAINTENANCE SHOP, DEPOT | SF | 221.84 | 1 | N/A | Marshall and Swift Valuation, October 2020 | 3.54 | 1 | CostWorks Model
2153 | SPECIAL WEAPON MAINTENANCE SHOP | SF | 225.77 | 2 | N/A | Set equal to FAC 2121 | 3.78 | 1 | CostWorks Model
2154 | WEAPON MAINTENANCE FACILITY, DEPOT | SF | 207.99 | 1 | N/A | Marshall and Swift Valuation, October 2020 | 4.53 | 1 | CostWorks Model
2161 | AMMUNITION MAINTENANCE SHOP | SF | 214.46 | 1 | N/A | Marshall and Swift Valuation, October 2020 | 4.81 | 1 | CostWorks Model
2162 | AMMUNITION MAINTENANCE SHOP, DEPOT | SF | 197.21 | 1 | N/A | Marshall and Swift Valuation, October 2020 | 5.74 | 1 | CostWorks Model
2163 | AMMUNITION MAINTENANCE FACILITY, DEPOT | SF | 204.15 | 1 | N/A | Marshall and Swift Valuation, October 2020 | 7.04 | 1 | CostWorks Model
2171 | ELECTRONIC AND COMMUNICATION MAINTENANCE SHOP | SF | 177.4 | 1 | 17000 | USACE PAX Newsletter 3.2.2, 24 July 2014 | 4.58 | 1 | CostWorks Model
2172 | ELECTRONIC AND COMMUNICATION MAINTENANCE SHOP, DEPOT | SF | 177.4 | 1 | 17000 | USACE PAX Newsletter 3.2.2, 24 July 2014 | 3.49 | 1 | CostWorks Model
2173 | ELECTRONIC AND COMMUNICATION MAINTENANCE FACILITY | EA | 109142.43 | 1 | N/A | Marshall and Swift Valuation, October 2020 | 13210.12 | 1 | CostWorks Model
2181 | INSTALLATION SUPPORT VEHICLE MAINTENANCE SHOP | SF | 259 | 1 | 8200 | Table 2, UFC 3-701-1, Change 8, 3 February 2021 | 4.78 | 1 | CostWorks Model
2182 | INSTALLATION SUPPORT EQUIPMENT MAINTENANCE SHOP | SF | 259 | 1 | 8200 | Table 2, UFC 3-701-1, Change 8, 3 February 2021 | 4.61 | 1 | CostWorks Model
2183 | RAILROAD EQUIPMENT SHOP | SF | 259 | 1 | 8200 | Table 2, UFC 3-701-1, Change 8, 3 February 2021 | 4.04 | 1 | CostWorks Model
2184 | PARACHUTE AND DINGHY MAINTENANCE SHOP | SF | 259.24 | 1 | 6600 | Table 2, UFC 3-701-1, March 2013 | 6.27 | 1 | CostWorks Model
2185 | INSTALLATION SUPPORT EQUIPMENT MAINTENANCE SHED | SF | 391.58 | 1 | 2100 | USACE PAX Newsletter 3.2.2, 20 March 2020 | 0.71 | 1 | CostWorks Model
2191 | FACILITY ENGINEER MAINTENANCE SHOP | SF | 141.56 | 1 | N/A | Marshall and Swift Valuation, October 2020 | 5.59 | 1 | CostWorks Model
2192 | FACILITY ENGINEER MAINTENANCE FACILITY | EA | 332249.78 | 1 | N/A | Marshall and Swift Valuation, October 2020 | 11535.63 | 1 | CostWorks Model
2211 | AIRCRAFT PRODUCTION PLANT | SF | 212.42 | 1 | N/A | Marshall and Swift Valuation, October 2020 | 2.34 | 1 | CostWorks Model
2213 | AIRCRAFT PRODUCTION STRUCTURE | SF | 40.65 |  |  | Marshall and Swift Valuation, October 2020 | N/A |  | New FAC for 2021 RPCS.
2221 | MISSILE PRODUCTION PLANT | SF | 214.2 | 1 | N/A | Marshall and Swift Valuation, October 2020 | 3.28 | 1 | CostWorks Model
2231 | SHIP PRODUCTION PLANT | SF | 203.7 | 1 | N/A | Marshall and Swift Valuation, October 2020 | 3 | 1 | CostWorks Model
2241 | TANK/AUTOMOTIVE PRODUCTION PLANT | SF | 200.01 | 1 | N/A | Marshall and Swift Valuation, October 2020 | 2.48 | 1 | CostWorks Model
2242 | TANK/AUTOMOTIVE PRODUCTION STRUCTURE | SF | 92.74 | 1 | N/A | Marshall and Swift Valuation, October 2020 | 2.39 | 1 | CostWorks Model
2251 | WEAPON PRODUCTION PLANT | SF | 212.65 | 1 | N/A | Marshall and Swift Valuation, October 2020 | 2.56 | 1 | CostWorks Model
2252 | WEAPON PRODUCTION STRUCTURE | SF | 97.98 | 1 | N/A | Marshall and Swift Valuation, October 2020 | 1.98 | 1 | CostWorks Model
2261 | AMMUNITION PRODUCTION PLANT | SF | 229.26 | 1 | N/A | Marshall and Swift Valuation, October 2020 | 5.44 | 1 | CostWorks Model
2262 | AMMUNITION PRODUCTION STRUCTURE | SF | 182.22 | 1 | N/A | Marshall and Swift Valuation, October 2020 | 3.35 | 1 | CostWorks Model
2264 | AMMUNITION DEMILITARIZATION PLANT | SF | 1467.74 | 1 | 82500 | USACE PAX Newsletter 3.2.2, 20 Mar 2009 | 13.34 | 1 | CostWorks Model
2265 | AMMUNITION DEMILITARIZATION STRUCTURE | EA | 264346.53 | 1 | N/A | USACE PAX Newsletter 3.2.2, 21 May 2021 | 2741.12 | 1 | CostWorks Model
2271 | ELECTRONIC AND COMMUNICATION PRODUCTION PLANT | SF | 99.18 | 1 | N/A | Marshall and Swift Valuation, October 2020 | 2.32 | 1 | CostWorks Model
2281 | MISCELLANEOUS SUPPORT PRODUCTION PLANT | SF | 172.73 | 1 | N/A | Marshall and Swift Valuation, October 2020 | 4.39 | 1 | CostWorks Model
2291 | CONSTRUCTION MATERIAL PRODUCTION STRUCTURE | EA | 2120389.88 | 1 | N/A | Marshall and Swift Valuation, October 2017 | 35010.4 | 1 | Commercial Sources
3101 | RDT&E LABORATORY | SF | 384.71 | 1 | N/A | Marshall and Swift Valuation, October 2020 | 6.72 | 1 | CostWorks Model
3102 | MEDICAL RESEARCH LABORATORY | SF | 435.07 | 1 | N/A | Marshall and Swift Valuation, October 2020 | 10.17 | 1 | CostWorks Model, including custom components
3103 | BIOSAFETY LEVEL 3 LABORATORY | SF | 548.32 | 1 | N/A | Marshall and Swift Valuation, October 2020 | 15.89 | 1 | CostWorks Model
3104 | BIOSAFETY LEVEL 4 LABORATORY | SF | 768.11 | 1 | N/A | Marshall and Swift Valuation, October 2020 | 22.92 | 1 | CostWorks Model
3111 | AIRCRAFT RDT&E FACILITY | SF | 327.9 | 1 | 41750 | USACE PAX Newsletter 3.2.2, Various Publications | 7.11 | 1 | CostWorks Model
3121 | MISSILE AND SPACE RDT&E FACILITY | SF | 324.68 | 1 | 37825 | USACE PAX Newsletter 3.2.2, Various Publications | 7.18 | 1 | CostWorks Model
3131 | SHIP AND MARINE RDT&E FACILITY | SF | 170.76 | 1 | N/A | Marshall and Swift Valuation, October 2020 | 5.81 | 1 | CostWorks Model
3141 | TANK AND AUTOMOTIVE RDT&E FACILITY | SF | 178.79 | 1 | N/A | Marshall and Swift Valuation, October 2020 | 5.37 | 1 | CostWorks Model
3151 | WEAPONS RDT&E FACILITY | SF | 367.17 | 1 | N/A | Marshall and Swift Valuation, October 2020 | 8.04 | 1 | CostWorks Model
3161 | AMMUNITION, EXPLOSIVE, AND TOXIC RDT&E FACILITY | SF | 398.93 | 1 | N/A | Marshall and Swift Valuation, October 2020 | 9.49 | 1 | CostWorks Model
3171 | ELECTRONIC AND COMMUNICATION RDT&E FACILITY | SF | 140.29 | 1 | N/A | Marshall and Swift Valuation, October 2020 | 7.21 | 1 | CostWorks Model
3181 | PROPULSION RDT&E FACILITY | SF | 353.21 | 1 | N/A | Marshall and Swift Valuation, October 2020 | 10.21 | 1 | CostWorks Model
3191 | MISCELLANEOUS ITEM AND EQUIPMENT RDT&E FACILITY | SF | 170.66 | 1 | N/A | Marshall and Swift Valuation, October 2020 | 7.64 | 1 | CostWorks Model
3201 | UNDERWATER EQUIPMENT RDT&E FACILITY | SF | 168.98 | 1 | N/A | Marshall and Swift Valuation, October 2020 | 9.92 | 1 | CostWorks Model
3211 | RDT&E TECHNICAL SERVICE FACILITY | SF | 384.71 | 2 | N/A | Set Equal to FAC 3101 | 6.21 | 1 | CostWorks Model
3711 | RDT&E RANGE BUILDING | SF | 360.34 | 1 | 26550 | USACE PAX Newsletters 3.2.2 | 5.58 | 1 | CostWorks Model
3712 | RDT&E RANGE FACILITY | EA | 757216.68 | 1 | N/A | USACE PAX Newsletters 3.2.2; Marshall and Swift Valuation, October 2020 | 5784.58 | 1 | CostWorks Model
3713 | RDT&E RANGE COMPLEX | EA | 1534643.99 | 1 | N/A | USACE PAX Newsletters 3.2.2; Marshall and Swift Valuation, October 2020 | 33691.96 | 1 | CostWorks Model
3901 | MISCELLANEOUS RDT&E FACILITY | EA | 757216.68 | 2 | N/A | Set Equal to FAC 3712 | 1752.77 | 1 | CostWorks Model
3902 | RDT&E AREA | AC | N/A | N/A | N/A | No Replacement Cost Defined | 0 | N/A | N/A
3903 | AERODYNAMIC WIND TUNNEL | EA | 852416934.95 | 2 | N/A | Inflated from FY2020 Arnold AFB and HQ AF/ILEP data, November 2000 | 1037127.63 | 1 | NASA Wind Tunnel Report
3904 | PROPULSION ENGINE TEST CELL | EA | 10429569.61 | 2 | N/A | USACE PAX Newsletter 3.2.2, 4 January 2011; Navy Military Construction Program | 53973.14 | 1 | Composite of multiple FACs and R.S. Means Cost Data
4111 | BULK LIQUID FUEL STORAGE | BL | 70.86 | 1 | N/A | Inflated from FY2020; PACES 1.4 | 3.23 | 1 | 2018 DLA Energy Study of Fuel Facilities
4112 | LARGE BULK LIQUID FUEL STORAGE | BL | 45.16 | 1 | N/A | Inflated from FY2020; PACES 7.0.11 | 1.23 | 1 | 2018 DLA Energy Study of Fuel Facilities
4113 | CUT & COVER BULK LIQUID FUEL STORAGE | BL | 638.37 | 1 | N/A | Inflated from FY2020; PACES 1.4 | 1.67 | 1 | 2018 DLA Energy Study of Fuel Facilities
4114 | SMALL BULK STORAGE | GA | 12.49 | 1 | N/A | Marshall and Swift Valuation, October 2020 | 0.18 | 1 | 2018 DLA Energy Study of Fuel Facilities
4121 | BULK LIQUID STORAGE, OTHER THAN FUEL | GA | 2.84 | 1 | 105000 | USACE PAX Newsletter 3.2.2, 04 Jan 2011 | 0.06 | 1 | CostWorks Model
4122 | LIQUID OXYGEN STORAGE | SF | 65.82 | 1 | N/A | Inflated from FY2020; FY2006 PACES and RS Means | 1.05 | 1 | CostWorks Model
4211 | AMMUNITION STORAGE, DEPOT AND ARSENAL | SF | 425.4 | 1 | 9200 | USACE PAX Newsletter 3.2.2, 21 May 2021 | 2.96 | 1 | CostWorks Model
4221 | AMMUNITION STORAGE, INSTALLATION | SF | 519 | 1 | 9600 | USACE PAX Newsletter 3.2.2, 30 May 2018 | 2.85 | 1 | CostWorks Model
4222 | AMMUNITION STORAGE SHED, INSTALLATION | SF | 74.08 | 1 | 2250 | USACE PAX Newsletter 3.2.2, 20 May 2020 | 0.47 | 1 | CostWorks Model
4231 | LIQUID PROPELLANT STORAGE, AMMUNITION RELATED | GA | 8.13 | 1 | N/A | Marshall and Swift Valuation, October 2020 | 0.06 | 2 | Set to FAC 4121 (CostWorks Model)
4241 | BATTERY STORAGE, WEAPON RELATED | SF | 308.4 | 1 | 3300 | USACE PAX Newsletter 3.2.2, 21 May 2021; USACE PAX Newsletter 3.2.2, 20 March 2009 | 5.74 | 1 | CostWorks Model
4251 | OPEN AMMUNITION STORAGE | SY | 39.66 | 1 | N/A | Marshall and Swift Valuation, October 2020 | 1.65 | 2 | Set to FAC 8521 (CostWorks Model)
4311 | COLD STORAGE, DEPOT | SF | 137.36 | 1 | N/A | Marshall and Swift Valuation, October 2020 | 3.06 | 1 | CostWorks Model
4321 | COLD STORAGE, INSTALLATION | SF | 133.88 | 1 | N/A | Marshall and Swift Valuation, October 2020 | 4.39 | 1 | CostWorks Model
4411 | COVERED STORAGE BUILDING, DEPOT | SF | 234.05 | 1 | 21000 | Table 2, UFC 3-701-1, 23 May 2018 | 2.2 | 1 | CostWorks Model
4412 | COVERED STORAGE SHED, DEPOT | SF | 74.08 | 1 | 2250 | USACE PAX Newsletter 3.2.2, 20 March 2020 | 0.9 | 1 | CostWorks Model
4413 | HAZARDOUS MATERIALS STORAGE, DEPOT | SF | 497.54 | 1 | 4300 | Table 2, UFC 3-701-1, Change 5, October 2012 | 3.49 | 1 | CostWorks Model
4414 | CONTROLLED HUMIDITY STORAGE, DEPOT | SF | 122.47 | 1 | N/A | Marshall and Swift Valuation, October 2020 | 2.29 | 1 | CostWorks Model
4421 | COVERED STORAGE BUILDING, INSTALLATION | SF | 325 | 1 | 7100 | Table 2, UFC 3-701-1, Change 8, 3 February 2021 | 2.99 | 1 | CostWorks Model
4422 | COVERED STORAGE SHED, INSTALLATION | SF | 74.08 | 1 | 2250 | USACE PAX Newsletter 3.2.2, 20 March 2020 | 1.34 | 1 | CostWorks Model
4423 | HAZARDOUS MATERIALS STORAGE, INSTALLATION | SF | 354.06 | 1 | 373 | USACE PAX Newsletter 3.2.2, 20 March 2020 | 5.42 | 1 | CostWorks Model
4424 | CONTROLLED HUMIDITY STORAGE, INSTALLATION | SF | 110.03 | 1 | N/A | Marshall and Swift Valuation, October 2020 | 1.96 | 1 | CostWorks Model
4425 | VEHICLE STORAGE, COVERED | SF | 96.16 | 1 | N/A | Marshall and Swift Valuation, October 2020 | 0.95 | 1 | CostWorks Model
4426 | STORAGE SILO, LOOSE MATERIAL | SF | 26.21 | 1 | N/A | Marshall and Swift Valuation, October 2020 | 1.06 | 1 | CostWorks Model
4427 | SMALL ARMS STORAGE, INSTALLATION | SF | 253.01 | 1 | 13400 | Table 2, UFC 3-701-1, Change 5, 3 February 2020 | 3.58 | 1 | CostWorks Model
4428 | STORAGE AND CUSTOMER SERVICE | SF | 100.59 | 1 | N/A | Marshall and Swift Valuation, October 2020 | 2.32 | 1 | CostWorks Model
4511 | OPEN STORAGE, DEPOT | SY | 39.66 | 1 | N/A | Marshall and Swift Valuation, October 2020 | 0.16 | 1 | CostWorks Model
4521 | OPEN STORAGE, INSTALLATION | SY | 38.39 | 1 | N/A | Marshall and Swift Valuation, October 2020 | 0.16 | 2 | Set to FAC 4511 (CostWorks Model)
5100 | HOSPITAL | SF | 599.81 | 1 | Varies | USACE PAX Newsletter 3.2.2, 24 July 2014 | 8.34 | 1 | CostWorks Model, including custom components
5302 | MEDICAL LABORATORY | SF | 344.36 | 1 | N/A | Marshall and Swift Valuation, October 2020 | 10.81 | 1 | CostWorks Model, including custom components
5303 | MORGUE | SF | 265.61 | 1 | N/A | Marshall and Swift Valuation, October 2020 | 5.63 | 1 | CostWorks Model, including custom components
5304 | VETERINARY FACILITY | SF | 295.16 | 1 | N/A | Marshall and Swift Valuation, October 2020 | 4.7 | 1 | CostWorks Model
5306 | MEDICAL WAREHOUSE | SF | 155.37 | 1 | N/A | Marshall and Swift Valuation, October 2020 | 2.87 | 1 | CostWorks Model
5307 | AMBULANCE SHELTER | SF | 96.81 | 1 | N/A | Marshall and Swift Valuation, October 2020 | 0.91 | 3 | Ratio to FAC 5100 using DHA model ratio (0.65 : 5.95)
5400 | DENTAL FACILITY | SF | 618.16 | 1 | 17000 | Table 2, UFC 3-701-1, 23 May 2018 | 10.32 | 1 | CostWorks Model, including custom components
5500 | DISPENSARY AND CLINIC | SF | 445 | 1 | 39000 | Table 2, UFC 3-701-1, Change 8, 3 February 2021 | 9.91 | 1 | CostWorks Model, including custom components
5501 | AMBULATORY CARE CLINIC | SF | 367.27 | 1 | 120000 | Table 2, UFC 3-701-1, Change 5, 3 February 2020 | 7.79 | 1 | CostWorks Model, including custom components
6100 | GENERAL ADMINISTRATIVE BUILDING | SF | 540 | 1 | 25000 | Table 2, UFC 3-701-1, Change 8, 3 February 2021 | 4.35 | 1 | CostWorks Model
6101 | SMALL UNIT HEADQUARTERS BUILDING | SF | 331 | 1 | 25000 | Table 2, UFC 3-701-1, Change 8, 3 February 2021 | 4.17 | 1 | CostWorks Model
6102 | LARGE UNIT HEADQUARTERS BUILDING | SF | 447 | 1 | 110000 | Table 2, UFC 3-701-1, Change 8, 3 February 2021 | 5.09 | 1 | CostWorks Model
6103 | PRINTING AND REPRODUCTION PLANT | SF | 105.71 | 1 | N/A | Marshall and Swift Valuation, October 2020 | 4.84 | 1 | CostWorks Model
6104 | AUTOMATED DATA PROCESSING CENTER | SF | 355.42 | 1 | 26000 | Table 2, UFC 3-701-1, Change 10, May 2016 | 3.85 | 1 | CostWorks Model
6105 | PENTAGON | SF | 751.24 | 1 | N/A | Inflated from FY2020; WHS-reported Construction Cost | 9.79 | 1 | CostWorks Model
6106 | REMOTE DELIVERY FACILITY | SF | 287 | 1 | 8200 | USACE PAX Newsletter 3.2.2, 30 May 2018 | 13.34 | 1 | CostWorks Model
6107 | GENERAL ADMINISTRATIVE BUILDING, HIGH-RISE | SF | 336.91 | 1 | N/A | Marshall and Swift Valuation, October 2020 | 3.87 | 1 | CostWorks Model
6200 | ADMINISTRATIVE STRUCTURE, UNDERGROUND | SF | 324.17 | 1 | 6000 | USACE PAX Newsletter 3.2.2, 20 March 2009 | 3.52 | 1 | CostWorks Model
6201 | ALTERNATE JOINT COMMUNICATIONS CENTER | SF | 425.59 | 1 | 36000 | Table 2, UFC 3-701-1, Change 8, 3 February 2021 | 10.94 | 1 | Classified FY11 model using R.S. Means CostWorks
6900 | ADMINISTRATIVE STRUCTURE, OTHER THAN BUILDINGS | EA | 7209.16 | 1 | N/A | Marshall and Swift Valuation, October 2020 | 167.01 | 1 | CostWorks Model
7110 | FAMILY HOUSING DWELLING | SF | 271.17 | 1 | 2329 | USACE PAX Newsletter 3.2.2, 21 May 2021 | 2.87 | 1 | CostWorks Model
7113 | FAMILY HOUSING HIGH RISE BUILDING | SF | 158 |  |  | Table 2, UFC 3-701-1, Change 8, 3 February 2021 | N/A |  | New FAC for 2021 RPCS.
7130 | FAMILY HOUSING INDIVIDUAL TRAILER SITE | SY | 36.61 | 1 | N/A | Marshall and Swift Valuation, October 2020 | 2.61 | 1 | CostWorks Model
7141 | FAMILY HOUSING GARAGE | SF | 41.98 | 1 | N/A | Marshall and Swift Valuation, October 2020 | 1.5 | 1 | CostWorks Model
7142 | FAMILY HOUSING STORAGE FACILITY | SF | 23.6 | 1 | N/A | Marshall and Swift Valuation, October 2020 | 0.76 | 1 | CostWorks Model
7143 | MISCELLANEOUS FAMILY HOUSING SUPPORT FACILITY | SF | 33.85 | 1 | N/A | Marshall and Swift Valuation, October 2020 | 3.17 | 1 | CostWorks Model
7145 | TRAILER COURT SUPPORT FACILITY | SF | 130.49 | 1 | N/A | Marshall and Swift Valuation, October 2020 | 1.9 | 1 | CostWorks Model
7147 | FAMILY HOUSING CARPORT | SF | 22.25 | 1 | N/A | Marshall and Swift Valuation, October 2020 | 0.68 | 1 | CostWorks Model
7210 | ENLISTED UNACCOMPANIED PERSONNEL HOUSING | SF | 366 | 1 | 73000 | Table 2, UFC 3-701-1, Change 8, 3 February 2021 | 5.19 | 1 | CostWorks Model
7212 | ENLISTED UNACCOMPANIED PERSONNEL HOUSING, TRANSIENT | SF | 366 | 1 | 73000 | Table 2, UFC 3-701-1, Change 8, 3 February 2021 | 7.17 | 1 | CostWorks Model
7213 | STUDENT BARRACKS | SF | 289 | 1 | 51000 | Table 2, UFC 3-701-1, Change 8, 3 February 2021 | 4.39 | 1 | CostWorks Model
7214 | ANNUAL TRAINING/MOBILIZATION BARRACKS | SF | 289 | 1 | 51000 | Table 2, UFC 3-701-1, Change 8, 3 February 2021 | 4.22 | 1 | CostWorks Model
7215 | UNACCOMPANIED HOUSING FOR WOUNDED WARRIORS | SF | 312.19 | 1 | N/A | Marshall and Swift Valuation, October 2020 | 3.37 | 1 | CostWorks Model
7218 | RECRUIT/TRAINEE BARRACKS | SF | 289 | 1 | 51000 | Table 2, UFC 3-701-1, Change 8, 3 February 2021 | 6.17 | 1 | CostWorks Model
7220 | DINING FACILITY | SF | 651 | 1 | 28000 | Table 2, UFC 3-701-1, Change 8, 3 February 2021 | 5.95 | 1 | CostWorks Model
7231 | MISCELLANEOUS UPH SUPPORT BUILDING | SF | 128.23 | 1 | N/A | Marshall and Swift Valuation, October 2020 | 2.66 | 2 | Composite of Multiple FACs
7232 | UNACCOMPANIED PERSONNEL HOUSING GARAGE | SF | 53 | 1 | 110000 | Table 2, UFC 3-701-1,Change 8, 3 February 2021 | 1.19 | 1 | CostWorks Model
7233 | DINING SUPPORT FACILITY | SF | 139.5 | 1 | N/A | Marshall and Swift Valuation, October 2020 | 7.28 | 1 | CostWorks Model
7234 | LATRINE/SHOWER FACILITY | SF | 177.85 | 1 | N/A | Marshall and Swift Valuation, October 2020 | 7.31 | 1 | CostWorks Model
7235 | MISCELLANEOUS UPH SUPPORT FACILITY | EA | 36749.48 | 1 | N/A | Marshall and Swift Valuation, October 2020 | 94.27 | 1 | CostWorks Model
7236 | UNACCOMPANIED PERSONNEL HOUSING CARPORT | SF | N/A | 2 | N/A | N/A | 0.33 | 1 | CostWorks Model
7240 | OFFICER UNACCOMPANIED PERSONNEL HOUSING | SF | 300.42 | 1 | 97000 | Table 2, UFC 3-701-1 as of April 2017 | 6.71 | 1 | CostWorks Model
7241 | OFFICER UPH, TRANSIENT | SF | 300.42 | 1 | 97000 | Table 2, UFC 3-701-1 as of April 2017 | 7.4 | 1 | CostWorks Model
7242 | SERVICE ACADEMY UNACCOMPANIED PERSONNEL HOUSING | SF | 223.16 | 1 | N/A | Marshall and Swift Valuation, October 2020 | 6.71 | 2 | Set to FAC 7240 (CostWorks Model)
7250 | EMERGENCY UNACCOMPANIED PERSONNEL HOUSING | SF | 116.27 | 1 | N/A | Marshall and Swift Valuation, October 2020 | 2.22 | 1 | CostWorks Model
7251 | EUPH TENT PAD | SF | 6.31 | 1 | N/A | USACE PAX Newsletter 3.2.2, 21 May 2021 | 0.17 | 1 | CostWorks Model
7311 | FIRE STATION FACILITY | SF | 347.11 | 1 | 17284 | USACE PAX Newsletter 3.2.2, 21 May 2021 | 6.27 | 1 | CostWorks Model
7312 | PRISON/CONFINEMENT FACILITY | SF | 291.81 | 1 | N/A | Marshall and Swift Valuation, October 2020 | 7.28 | 1 | CostWorks Model
7313 | POLICE STATION | SF | 209.9 | 1 | N/A | Marshall and Swift Valuation, October 2020 | 6.88 | 1 | CostWorks Model
7314 | DRUG AND ALCOHOL ABUSE CENTER | SF | 212.68 | 1 | N/A | Marshall and Swift Valuation, October 2020 | 4.13 | 1 | CostWorks Model
7321 | BREAD/PASTRY KITCHEN | SF | 116.52 | 1 | N/A | Marshall and Swift Valuation, October 2020 | 4.6 | 1 | CostWorks Model
7322 | ICE/DAIRY PRODUCTS PLANT | SF | 131.68 | 1 | N/A | Marshall and Swift Valuation, October 2020 | 7.71 | 1 | CostWorks Model
7323 | GREENHOUSE | SF | 12.56 | 1 | N/A | Marshall and Swift Valuation, October 2020 | 2.97 | 1 | CostWorks Model
7331 | EXCHANGE EATING FACILITY | SF | 207.28 | 1 | N/A | Marshall and Swift Valuation, October 2020 | 6.73 | 1 | CostWorks Model
7332 | NON-EXCHANGE EATING FACILITY | SF | 207.28 | 2 | N/A | Set Equal to FAC 7331; Marshall and Swift Valuation, October 2020 | 4.36 | 1 | CostWorks Model
7333 | OPEN MESS AND CLUB FACILITY | SF | 200.68 | 1 | N/A | Marshall and Swift Valuation, October 2020 | 6.82 | 1 | CostWorks Model
7340 | THRIFT SHOP | SF | 97.66 | 1 | N/A | Marshall and Swift Valuation, October 2020 | 5.24 | 1 | CostWorks Model
7341 | BUS STATION | SF | 144.9 | 1 | N/A | Marshall and Swift Valuation, October 2020 | 3.45 | 1 | CostWorks Model
7342 | LAUNDRY/DRY CLEANING FACILITY | SF | 142.71 | 1 | N/A | Marshall and Swift Valuation, October 2020 | 3.8 | 1 | CostWorks Model
7343 | CLOTHING SALES STORE | SF | 117.35 | 2 | N/A | Set Equal to FAC 7346; Marshall and Swift Valuation, October 2020 | 3.97 | 1 | CostWorks Model
7344 | POSTAL FACILITY | SF | 202.13 | 1 | N/A | Marshall and Swift Valuation, October 2020 | 5.98 | 1 | CostWorks Model
7345 | EXCHANGE AUTOMOBILE FACILITY | SF | 165.71 | 1 | N/A | Marshall and Swift Valuation, October 2020 | 4.92 | 1 | CostWorks Model
7346 | EXCHANGE SALES FACILITY | SF | 117.35 | 1 | N/A | Marshall and Swift Valuation, October 2020 | 3.28 | 1 | CostWorks Model
7347 | BANK AND CREDIT UNION | SF | 246.47 | 1 | N/A | Marshall and Swift Valuation, October 2020 | 3.43 | 1 | CostWorks Model
7348 | CAR WASH FACILITY | SF | 89.91 | 1 | N/A | Marshall and Swift Valuation, October 2020 | 2.32 | 1 | CostWorks Model
7349 | COMMISSARY | SF | 183.69 | 1 | N/A | Marshall and Swift Valuation, October 2020 | 2.7 | 1 | CostWorks Model
7350 | CAR WASH STRUCTURE | SF | 89.91 | 1 | N/A | Marshall and Swift Valuation, October 2020 | 5.23 | 1 | CostWorks Model
7351 | EDUCATION CENTER | SF | 193.89 | 1 | N/A | Marshall and Swift Valuation, October 2020 | 4.85 | 1 | CostWorks Model
7352 | DEPENDENT SCHOOL | SF | 360 | 1 | 120000 | Table 2, UFC 3-701-1, Change 8, 3 February 2021 | 4.54 | 1 | CostWorks Model
7353 | DEPENDENT SCHOOL SUPPORT FACILITY | SF | 298.25 | 1 | 90000 | USACE PAX Newsletter 3.2.2, 20 March 2020 | 7.58 | 1 | CostWorks Model
7361 | CHAPEL FACILITY | SF | 344 | 1 | 23000 | USACE PAX Newsletter 3.2.2, 30 May 2018 | 5.02 | 1 | CostWorks Model
7362 | RELIGIOUS EDUCATION FACILITY | SF | 172.78 | 1 | N/A | Marshall and Swift Valuation, October 2020 | 5.48 | 1 | CostWorks Model
7371 | NURSERY AND CHILD CARE FACILITY | SF | 245.86 | 1 | 23000 | USACE PAX Newsletter 3.2.2, 6 April 2017 | 3.24 | 1 | CostWorks Model
7372 | FAMILY SERVICE CENTER | SF | 182.93 | 1 | N/A | Marshall and Swift Valuation, October 2020 | 5.58 | 1 | CostWorks Model
7380 | HOMELESS SUPPORT FACILITY | SF | N/A | N/A | N/A | No Replacement Cost Defined | 0 | N/A | N/A
7381 | FORESTRY GUARD STATION | SF | 87.39 | 1 | N/A | Marshall and Swift Valuation, October 2020 | 1.5 | 1 | CostWorks Model
7382 | LOCKER ROOM | SF | 155.15 | 1 | N/A | Marshall and Swift Valuation, October 2020 | 3.88 | 1 | CostWorks Model
7383 | AIR RAID/FALLOUT/STORM SHELTER | SF | 324.17 | 1 | 6000 | USACE PAX Newsletter 3.2.2, 20 March 2009 | 4.05 | 1 | CostWorks Model
7384 | PERSONNEL/EQUIPMENT SHELTER | SF | 54.34 | 1 | N/A | Marshall and Swift Valuation, October 2020 | 0.61 | 1 | CostWorks Model
7385 | PUBLIC RESTROOM/SHOWER | SF | 185.79 | 1 | N/A | Marshall and Swift Valuation, October 2020 | 6.71 | 1 | CostWorks Model
7386 | CEREMONIAL HALL | SF | 224.9 | 1 | N/A | Marshall and Swift Valuation, October 2020 | 3.38 | 1 | CostWorks Model
7387 | EXCHANGE SUPPORT FACILITY | SF | 87.91 | 1 | N/A | Marshall and Swift Valuation, October 2020 | 4.97 | 1 | CostWorks Model
7388 | EXCHANGE WAREHOUSE | SF | 172 | 1 | 2800 | Table 2, UFC 3-701-1, Change 8, 3 February 2021 | 2.34 | 1 | CostWorks Model
7389 | PRIVATE VEHICLE INSPECTION FACILITY | SF | 203.63 | 1 | N/A | Marshall and Swift Valuation, October 2020 | 1.61 | 1 | CostWorks Model
7411 | HOBBY AND CRAFT CENTER | SF | 140.22 | 1 | N/A | Marshall and Swift Valuation, October 2020 | 6.59 | 1 | CostWorks Model
7412 | AUTOMOBILE CRAFT CENTER | SF | 66.58 | 1 | N/A | Marshall and Swift Valuation, October 2020 | 2.84 | 1 | CostWorks Model
7413 | GOLF CLUB HOUSE AND SALES | SF | 151.15 | 1 | N/A | Marshall and Swift Valuation, October 2020 | 7.94 | 1 | CostWorks Model
7414 | CLUB AND ORGANIZATION BUILDING | SF | 172.35 | 1 | N/A | Marshall and Swift Valuation, October 2020 | 6.38 | 1 | CostWorks Model
7415 | BOWLING CENTER | SF | 150.12 | 1 | N/A | Marshall and Swift Valuation, October 2020 | 4.29 | 1 | CostWorks Model
7416 | LIBRARY, GENERAL USE | SF | 209.25 | 1 | N/A | Marshall and Swift Valuation, October 2020 | 4.54 | 1 | CostWorks Model
7417 | RECREATION CENTER | SF | 185.27 | 1 | N/A | Marshall and Swift Valuation, October 2020 | 6.37 | 1 | CostWorks Model
7418 | INDOOR SKATING RINK | SF | 128.74 | 1 | N/A | Marshall and Swift Valuation, October 2020 | 2.86 | 1 | CostWorks Model
7421 | INDOOR PHYSICAL FITNESS FACILITY | SF | 255.05 | 1 | 62000 | USACE PAX Newsletter 3.2.2, 6 April 2017 | 4.5 | 1 | CostWorks Model
7422 | INDOOR SWIMMING POOL | SF | 163.59 | 1 | N/A | Marshall and Swift Valuation, October 2020 | 4.97 | 1 | CostWorks Model
7431 | AUDITORIUM AND THEATER FACILITY | SF | 187.28 | 1 | N/A | Marshall and Swift Valuation, October 2020 | 2.63 | 1 | CostWorks Model
7440 | COMMUNITY ACTIVITIES/CONFERENCE CENTER | SF | 249.89 | 1 | N/A | Marshall and Swift Valuation, October 2020 | 4.66 | 1 | CostWorks Model
7441 | TRANSIENT LODGING | SF | 343.33 | 1 | 39869 | USACE PAX Newsletter 3.2.2, Various Dates | 4.21 | 1 | CostWorks Model
7442 | RECREATIONAL LODGING | SF | 114.57 | 1 | N/A | Marshall and Swift Valuation, October 2020 | 4.53 | 1 | CostWorks Model
7443 | TRANSIENT AND RECREATIONAL LODGING SUPPORT FACILITY | SF | 30.58 | 1 | N/A | Marshall and Swift Valuation, October 2020 | 1.75 | 1 | CostWorks Model
7444 | STABLE | SF | 38.87 | 1 | N/A | Marshall and Swift Valuation, October 2020 | 0.64 | 1 | CostWorks Model
7445 | BOATHOUSE | SF | 34.58 | 1 | N/A | Marshall and Swift Valuation, October 2020 | 1.26 | 1 | CostWorks Model
7446 | MWR SALES AND RENTAL BUILDING | SF | 141.11 | 1 | N/A | Marshall and Swift Valuation, October 2020 | 4.96 | 1 | CostWorks Model
7447 | MWR STORAGE BUILDING | SF | 226.85 | 1 | 5275 | USACE PAX Newsletter 3.2.2, 12 May 2021 | 3.26 | 1 | CostWorks Model
7448 | RECREATION SUPPORT BUILDING | SF | 89.56 | 1 | N/A | Marshall and Swift Valuation, October 2020 | 1.91 | 1 | CostWorks Model
7449 | RETAIL KENNEL | SF | 198.2 | 1 | N/A | Marshall and Swift Valuation, October 2020 | 4.89 | 1 | CostWorks Model
7511 | PLAYGROUND | EA | 229118.35 | 1 | 1 | USACE PAX Newsletter 3.2.2, 16 May 2016 | 3371.6 | 1 | CostWorks Model
7512 | OUTDOOR SWIMMING POOL | EA | 1036931.96 | 1 | N/A | Marshall and Swift Valuation, October 2020 | 14360.7 | 1 | CostWorks Model
7513 | GOLF COURSE | EA | 3055907.41 | 1 | N/A | Marshall and Swift Valuation, October 2020 | 73643.5 | 2 | Composite of multiple FACs
7514 | GOLF DRIVING RANGE | EA | 211649.88 | 1 | N/A | Marshall and Swift Valuation, October 2020 | 7623.4 | 2 | Composite of multiple FACs
7515 | GOLF PITCH AND PUTT COURSE | EA | 497663.6 | 1 | N/A | Marshall and Swift Valuation, October 2020 | 36821.75 | 2 | Composite of multiple FACs
7516 | OUTDOOR RECREATION AREA | EA | 21363.09 | 1 | N/A | Inflated from FY2020; Fairfax County VA Park Authority | 1122.69 | 1 | Local Government Authority and R.S. Means Cost Data
7517 | RECREATIONAL PIER | EA | 9316.95 | 1 | N/A | Marshall and Swift Valuation, October 2020 | 564.85 | 1 | Commercial Sources
7518 | MARINA | EA | 982983.55 | 1 | N/A | Marshall and Swift Valuation, October 2020 | 9205.73 | 1 | Local Government Authority and R.S. Means Cost Data
7521 | OUTDOOR PLAYING COURT | EA | 158547.58 | 1 | N/A | Marshall and Swift Valuation, October 2020; USACE PAX Newsletter 3.2.2, 21 May 2021 | 2751.61 | 1 | CostWorks Model
7522 | ATHLETIC FIELD | EA | 1178541.71 | 1 | N/A | USACE PAX Newsletter 3.2.2, 30 May 2019 | 7496.38 | 1 | Local Park Authority Operations Division & R.S. Means Cost Data
7523 | RUNNING TRACK | EA | 197395.06 | 1 | N/A | Inflated from FY2020; Fairfax County VA Park Authority | 2751.61 | 2 | Set to FAC 7521 (CostWorks Model)
7524 | STADIUM | EA | 3362450.14 | 1 | N/A | Marshall and Swift Valuation, October 2020 | 33271.92 | 1 | Local Government Authority
7531 | PAVILION | SF | 100.25 | 1 | N/A | Marshall and Swift Valuation, October 2020 | 0.52 | 1 | CostWorks Model
7532 | OUTDOOR THEATER | EA | 156561.1 | 1 | N/A | Marshall and Swift Valuation, October 2020 | 6115.34 | 1 | CostWorks Model
7541 | RECREATIONAL CAMP AND TRAILER PARK | EA | 351942.08 | 1 | N/A | Marshall and Swift Valuation, October 2020 | 18072.92 | 2 | Composite of multiple FACs
7542 | MISCELLANEOUS OUTDOOR RECREATION FACILITY | EA | 138172.32 | 1 | N/A | Marshall and Swift Valuation, October 2020 | 2726.95 | 2 | Composite of multiple FACs
7601 | MUSEUM | SF | 292.68 | 1 | N/A | Marshall and Swift Valuation, October 2020 | 4.31 | 1 | CostWorks Model
7602 | MONUMENT AND MEMORIAL | EA | 9453.48 | 3 | N/A | Inflated from FY2020; Weighted average by Service FY2000 reported PRV | 287.54 | 1 | Commercial Sources
7603 | CEMETERY | EA | N/A | N/A | N/A | No Replacement Cost Defined | 0 | N/A | N/A
7604 | COLUMBARIUM | CF | 125.59 | 1 | N/A | Marshall and Swift Valuation, October 2020 | 0 | N/A | N/A
7605 | PENTAGON MEMORIAL | EA | 48016.4 | 3 | N/A | WHS MILCON Project Cost | 363.54 | 1 | Based on National 9-11 Memorial Data
8111 | ELECTRICAL POWER SOURCE | KW | 436.5 | 1 | N/A | Marshall and Swift Valuation, October 2020 | 106.88 | 1 | CostWorks Model
8112 | STAND-BY/EMERGENCY POWER | KW | 773.42 | 1 | 336 | USACE PAX Newsletter 3.2.2, 21 May 2021 | 23.08 | 1 | CostWorks Model
8113 | ELECTRICAL POWER SOURCE HYDROELECTRIC | MW | 5189184.83 | 1 | N/A | Marshall and Swift Valuation, October 2020 | 23080 | 2 | Set to FAC 8112 (CostWorks Model) with UM conversion
8114 | ELECTRICAL POWER SOURCE, WIND GENERATED | KW | 6342.34 | 1 | N/A | Marshall and Swift Valuation, October 2017 | 23.08 | 2 | Set to FAC 8112 (CostWorks Model)
8115 | ELECTRICAL POWER SOURCE, PHOTOVOLTAIC | KW | 13017.18 | 1 | N/A | Marshall and Swift Valuation, October 2020 | 21.33 | 1 | National Renewable Energy Laboratory Study, Feb 2016
8121 | ELECTRICAL POWER DISTRIBUTION LINE, OVERHEAD | LF | 47.04 | 1 | 1000 | USACE PAX Newsletter 3.2.2,21 May 2021 | 0.37 | 1 | CostWorks Model
8122 | EXTERIOR LIGHTING, POLE | EA | 3505.53 | 1 | N/A | Marshall and Swift Valuation, October 2020 | 44.71 | 1 | CostWorks Model
8123 | ELECTRICAL POWER DISTRIBUTION LINE, UNDERGROUND | LF | 65.89 | 1 | N/A | USACE PAX Newsletter 3.2.2,21 May 2021 | 0.75 | 1 | Multiple Commercial Sources; Literature Review of Industry Studies
8131 | ELECTRICAL POWER SUBSTATION | KV | 358.14 | 1 | N/A | Inflated from FY2020: PACES 1.4; UFC 3-550-01, September 2016, with Change 3, 1 November 2019 | 19.07 | 1 | CostWorks Model
8132 | ELECTRICAL POWER SWITCHING STATION | KV | 68.93 | 1 | N/A | Inflated from FY2020: PACES 1.4; UFC 3-550-01, September 2016, with Change 3, 1 November 2019 | 0.37 | 1 | CostWorks Model
8133 | ELECTRICAL POWER TRANSFORMERS | KV | 45.73 | 1 | 1167 | USACE PAX Newsletter 3.2.2, 21 May 2021 | 6.52 | 1 | CostWorks Model
8134 | LIGHTNING PROTECTION SYSTEM, STANDALONE | EA | 2916.49 | 1 | N/A | Marshall and Swift Valuation, October 2020 | 951.3 | 1 | CostWorks Model
8211 | HEAT SOURCE | BH | 0.016043 | 1 | N/A | Marshall and Swift Valuation, October 2020 | 0.0023 | 1 | CostWorks Model
8221 | HEAT DISTRIBUTION LINE | LF | 515.41 | 1 | N/A | USACE PAX Newsletter 3.2.2, 21 May 2021 | 3.14 | 1 | CostWorks Model
8231 | HEAT GAS PRODUCTION PLANT | BH | 0.0031509 | 1 | N/A | Marshall and Swift Valuation, October 2020 | 7e-05 | 1 | CostWorks Model
8232 | HEAT GAS STORAGE | EA | 112410.31 | 1 | N/A | Marshall and Swift Valuation, October 2020 | 459.15 | 1 | CostWorks Model
8241 | HEAT GAS DISTRIBUTION LINE | LF | 22.06 | 1 | N/A | Marshall and Swift Valuation, October 2020 | 0.38 | 1 | CostWorks Model
8261 | REFRIGERATION AND AIR CONDITIONING SOURCE | TR | 5327.85 | 1 | N/A | Marshall and Swift Valuation, October 2020 | 73.89 | 1 | CostWorks Model
8271 | CHILLED WATER AND REFRIGERANT DISTRIBUTION LINE | LF | 136.44 | 1 | N/A | Marshall and Swift Valuation, October 2020 | 5.14 | 1 | CostWorks Model
8311 | SEWAGE TREATMENT | KG | 8259.03 | 1 | N/A | Marshall and Swift Valuation, October 2017 | 138.2 | 1 | Engineering Study and City Budget
8312 | INDUSTRIAL WASTE TREATMENT | KG | 8259.03 | 1 | N/A | Marshall and Swift Valuation, October 2017 | 138.2 | 2 | Set to FAC 8311
8313 | WATER SEPARATION FACILITY | KG | 56.44 | 1 | N/A | Marshall and Swift Valuation, October 2020 | 2.39 | 1 | CostWorks Model
8314 | SEPTIC TANK AND DRAIN FIELD | GA | 5.71 | 1 | N/A | Marshall and Swift Valuation, October 2020 | 0.05 | 1 | CostWorks Model
8315 | SEPTIC LAGOON AND SETTLEMENT PONDS | GA | 0.32 | 1 | N/A | Marshall and Swift Valuation, October 2020 | 0.0037 | 1 | CostWorks Model
8316 | SEWAGE LIFT STATIONS | KG | 1662.29 | 1 | N/A | USACE PAX Newsletter 3.2.2, 21 May 2021 | 2500.27 | 1 | CostWorks Model
8321 | SEWER AND INDUSTRIAL WASTE LINE | LF | 50.26 | 1 | N/A | Marshall and Swift Valuation, October 2020 | 0.92 | 1 | Multiple City Operating Budgets
8331 | REFUSE COLLECTION AND RECYCLING STRUCTURE | SF | 78.79 | 1 | N/A | Marshall and Swift Valuation, October 2017; Army Public Works Technical Bulletin (PWTB) 200-1-68, 31 December 2009 | 4437.87 | 1 | CostWorks Model
8332 | INCINERATOR | TH | 305028.16 | 1 | N/A | Marshall and Swift Valuation, October 2020 | 1798.49 | 1 | CostWorks Model
8333 | SANITARY LANDFILL | AC | 724136.26 | 3 | N/A | FY14 Navy Military Construction Program | 5254.1 | 1 | Solid Waste Management Authority and Engineers Report
8334 | HAZARDOUS WASTE LANDFILL | AC | 724136.26 | 3 | N/A | FY14 Navy Military Construction Program | 5254.1 | 2 | Set to FAC 8333 (Solid Waste Management Authority)
8412 | WATER TREATMENT FACILITY | KG | 6530.24 | 1 | N/A | Marshall and Swift Valuation, October 2017 | 32.89 | 1 | U.S. EPA Work Breakown Structure (WBS) Cost Model
8413 | WATER STORAGE, POTABLE | GA | 1.55 | 1 | N/A | USACE PAX Newsletter 3.2.2, 21 May 2021 | 0.04 | 1 | CostWorks Model
8414 | WATER WELL, WATER SOURCE | KG | 47.76 | 1 | N/A | Marshall and Swift Valuation, October 2020 | 5.49 | 1 | U.S. EPA Data on Pump Replacement 2012
8415 | DESALINIZATION PLANT | KG | 10437.14 | 1 | N/A | Inflated From FY2020; California Energy Commission Study | 71.89 | 1 | Multiple Commercial Sources
8421 | WATER DISTRIBUTION LINE, POTABLE | LF | 31.07 | 1 | N/A | Marshall and Swift Valuation, October 2020 | 0.83 | 1 | CostWorks Model
8422 | WATER PUMP FACILITY, POTABLE | KG | 30.17 | 1 | 1333 | USACE PAX Newsletter 3.2.2, 21 May 2021 | 4.76 | 1 | CostWorks Model
8431 | WATER SOURCE, FIRE PROTECTION | GM | 61.27 | 1 | 1125 | USACE PAX Newsletter 3.2.2, 21 May 2021 | 0.39 | 1 | CostWorks Model
8432 | WATER DISTRIBUTION LINE, FIRE PROTECTION | LF | 52.89 | 1 | N/A | USACE PAX Newsletter 3.2.2, 21 May 2021 | 0.83 | 2 | Set to FAC 8421 (CostWorks Model)
8433 | WATER IMPOUNDMENT, FIRE PROTECTION | MG | N/A | N/A | N/A | No Replacement Cost Defined | 0 | N/A | N/A
8434 | WATER PUMP FACILITY, FIRE PROTECTION | KG | 30.17 | 1 | 1333 | Set equal to FAC 8422 | 4.72 | 1 | CostWorks Model
8435 | WATER TANK, FIRE PROTECTION | GA | 1.55 | 2 | N/A | Set equal to FAC 8413 | 0.04 | 1 | CostWorks Model
8442 | WATER STORAGE, NON-POTABLE | GA | 1.9 | 1 | N/A | Marshall and Swift Valuation, October 2020 | 0.05 | 1 | CostWorks Model
8443 | RESERVOIR, WATER | MG | N/A | N/A | N/A | No Replacement Cost Defined | 430.64 | N/A | N/A
8451 | WATER DISTRIBUTION LINE, NON-POTABLE | LF | 31.07 | 2 | N/A | Set equal to FAC 8421 | 0.83 | 2 | Set to FAC 8421 (CostWorks Model)
8452 | WATER PUMP FACILITY, NON-POTABLE | KG | 30.17 | 1 | 1333 | Set equal to FAC 8422 | 4.6 | 1 | CostWorks Model
8511 | ROAD, SURFACED | SY | 48.72 | 1 | N/A | USACE PAX Newsletter 3.2.2, 21 May 2021 | 1.06 | 1 | Purdue CE School Study 2013 and Marshall & Swift Valuation Svc.
8512 | ROAD, UNSURFACED | SY | 12.7 | 1 | N/A | USACE PAX Newsletter 3.2.2, 21 May 2021 | 0.58 | 1 | Multiple Government and Industry Sources
8513 | VEHICLE BRIDGE | SY | 65.47 | 1 | N/A | Marshall and Swift Valuation, October 2020 | 25.75 | 1 | Multiple Government and Industry Sources
8514 | TUNNEL | SF | 646.63 | 1 | N/A | Marshall and Swift Valuation, October 2020 | 2.71 | 2 | Composite of multiple FACs and R.S. Means Cost Data
8521 | VEHICLE PARKING, SURFACED | SY | 40.95 | 1 | N/A | Marshall and Swift Valuation, October 2020 | 1.65 | 1 | CostWorks Model
8522 | VEHICLE PARKING AND STAGING AREA, UNSURFACED | SY | 13.71 | 1 | N/A | Marshall and Swift Valuation, October 2020 | 0.28 | 2 | Set to FAC 1166 (Army Staff Study) with frequency every 6 months
8523 | VEHICLE STAGING AREA, SURFACED | SY | 33.92 | 1 | N/A | Marshall and Swift Valuation, October 2020 | 1.65 | 2 | Set to FAC 8521 (CostWorks Model)
8524 | SIDEWALK AND WALKWAY | SY | 59.71 | 1 | N/A | Marshall and Swift Valuation, October 2020 | 0.0154 | 1 | CostWorks Model
8525 | PEDESTRIAN BRIDGE | SY | 2576.35 | 1 | N/A | Marshall and Swift Valuation, October 2020 | 29.64 | 1 | Multiple indusry Sources
8526 | MISCELLANEOUS PAVED AREA | SY | 33.03 | 1 | N/A | Marshall and Swift Valuation, October 2020 | 1.65 | 2 | Set to FAC 8521 (CostWorks Model)
8531 | PARKING GARAGE/BUILDING | SF | 53 | 1 | 110000 | Table 2, UFC 3-701-1, February 2021 | 0.7 | 1 | CostWorks Model
8541 | TRAFFIC CONTROL SIGNALS | EA | 374778.22 | 2 | N/A | Private Sector Bid Prices | 1083.79 | 1 | Based on Competitive Contract Awards
8601 | RAILROAD TRACK | MI | 701300.79 | 1 | N/A | Marshall and Swift Valuation, October 2020 | 10684.65 | 1 | Multiple Government and Industry Sources
8611 | RAILROAD BRIDGE | LF | 13196.24 | 1 | N/A | Inflated from FY2020; Source: American Segmental Bridge Institute | 170.64 | 1 | Multiple Government Sources
8612 | MISCELLANEOUS RAILROAD FACILITY | EA | 143559.77 | 1 | N/A | Marshall and Swift Valuation, October 2020 | 3332.94 | 1 | Commercial Sources
8711 | STORM DRAINAGE | LF | 29.81 | 1 | N/A | Marshall and Swift Valuation, October 2020 | 0.0322 | 1 | CostWorks Model
8712 | RETAINING STRUCTURE | LF | 255.76 | 1 | N/A | Marshall and Swift Valuation, October 2020 | 0.69 | 1 | Multiple Commercial Sources and R.S. Means Cost Data
8713 | GROUNDS DRAINAGE DAMS | EA | 2099468.23 | 1 | N/A | Inflated from FY2020: PACES 1.4 | 2730.4 | 2 | Set to FAC 8715 (Multiple Sources) with UM Conversion
8714 | LEVEES AND DIKES FOR GROUNDS DRAINAGE | LF | 869.14 | 1 | N/A | Marshall and Swift Valuation, October 2020 | 8.74 | 1 | R.S. Mean Cost Data, USACE Data
8715 | STORM WATER PONDS | MG | 117574.15 | 1 | N/A | USACE PAX Newsletter 3.2.2, 21 May 2021 | 3000.44 | 1 | R.S. Means, USACE, EPA, and NAVFAC-EV Data
8716 | STORM WATER FILTRATION | SY | 50.11 | 1 | N/A | Marshall and Swift Valuation, October 2020 | N/A |  | New FAC for 2021 RPCS.
8717 | STORM WATER TREATMENT STRUCTURE | GM | 21.28 | 1 | N/A | Marshall and Swift Valuation, October 2020 | N/A |  | New FAC for 2021 RPCS.
8721 | BOUNDARY FENCE AND WALL | LF | 53.22 | 1 | N/A | Marshall and Swift Valuation, October 2020 | 1.19 | 1 | CostWorks Model
8722 | SECURITY FENCE | LF | 81.45 | 1 | N/A | Marshall and Swift Valuation, October 2020 | 4.08 | 1 | CostWorks Model
8811 | DAM | EA | 92130657.44 | 2 | N/A | Inflated from FY2020; R&K research paper for Navy CNIC, August 2011 | 265995.81 | 2 | CostWorks Model
8812 | LOCK | EA | 92130657.44 | 2 | N/A | Set equal to FAC 8811 | 1453396.22 | 2 | Set to FAC 2131 (CNIC-NAVSEA estimate) with UM adjustment
8813 | NAVIGATION REVETMENTS | LF | 68.04 | 1 | N/A | Marshall and Swift Valuation, October 2020 | 0.69 | 2 | Set to FAC 8712 (Multiple Commercial Sources)
8814 | TRAINING DIKES/WING DAMS/PILE DIKES | LF | 869.14 | 2 | N/A | Set equal to FAC 8714 | 8.74 | 2 | Set to FAC 8714 (R.S. Mean Cost Data, USACE Data)
8821 | FLOOD CONTROL STRUCTURES | EA | 434567.94 | 2 | N/A | Set equal to FAC 8714 with size of 500 LF | 4089.42 | 2 | Set to FAC 8714 (R.S. Mean Cost Data, USACE Data) w/ UM adjust.
8822 | FLOOD CONTROL LEVEE/FLOODWALL | LF | 869.14 | 2 | N/A | Set to FAC 8714 | 8.74 | 2 | Set to FAC 8714 (R.S. Mean Cost Data, USACE Data)
8831 | FISH FACILITIES | EA | 347654.35 | 2 | N/A | Set to FAC 8714 with assumed size of 400 LF | 2057.93 | 2 | Set to FAC 8714 (R.S. Mean Cost Data, USACE Data) w/ UM adjust.
8840 | MONITORING WELL | EA | 5060.16 | 1 | N/A | Marshall and Swift Valuation, October 2020 | 36.09 | 1 | CostWorks Model
8910 | UTILITY BUILDING | SF | 90.79 | 1 | N/A | Marshall and Swift Valuation, October 2020 | 4.74 | 1 | CostWorks Model
8921 | INSTALLATION GAS PRODUCTION PLANT | EA | 311099.09 | 1 | N/A | Marshall and Swift Valuation, October 2020 | 24719.57 | 1 | CostWorks Model
8922 | INSTALLATION GAS STORAGE | EA | 85895.45 | 1 | N/A | Marshall and Swift Valuation, October 2020 | 1394.6 | 2 | Composite of Multiple FACs
8923 | VEHICLE SCALES | EA | 59418.93 | 1 | N/A | Marshall and Swift Valuation, October 2020 | 5825.54 | 1 | Multiple Industry Studies
8924 | MISCELLANEOUS PUMP STATION | EA | 15330.24 | 1 | N/A | Marshall and Swift Valuation, October 2020 | 190.52 | 1 | CostWorks Model
8926 | HAZARDOUS WASTE STORAGE OR DISPOSAL FACILITY | EA | 395605.16 | 1 | N/A | Marshall and Swift Valuation, October 2020 | 4871.84 | 1 | CostWorks Model
8927 | UTILITY VAULTS | EA | 27243.47 | 1 | N/A | Marshall and Swift Valuation, October 2020 | 169.56 | 2 | Set to FAC 8910 (CostWorks Model) with UM adjustment
8928 | LOADING PLATFORM/RAMP | EA | 20207.51 | 1 | N/A | Marshall and Swift Valuation, October 2020 | 156.01 | 1 | CostWorks Model
8930 | INSTALLATION GAS DISTRIBUTION LINE | LF | 22.06 | 1 | N/A | Marshall and Swift Valuation, October 2020 | 0.1 | 1 | CostWorks Model
8931 | UTILITY TUNNEL | LF | 85.39 | 1 | N/A | Marshall and Swift Valuation, October 2020 | 0.91 | 1 | CostWorks Model
8932 | UTILIITY CHANNELS | LF | 322.04 | 1 | N/A | Marshall and Swift Valuation, October 2020 | 0.22 | 1 | CostWorks Model
8951 | MISCELLANEOUS STORAGE TANK AND BASIN | GA | 0.61 | 1 | N/A | Marshall and Swift Valuation, October 2020 | 0.0096 | 1 | CostWorks Model
9110 | LAND | AC | N/A | N/A | N/A | N/A | 0 | N/A | N/A
9120 | FEDERAL WITHDRAWN PUBLIC LAND | AC | N/A | N/A | N/A | N/A | 0 | N/A | N/A
9130 | LICENSED AND PERMITTED LAND | AC | N/A | N/A | N/A | N/A | 0 | N/A | N/A
9140 | PUBLIC LAND OF TERRITORIES OR POSSESSIONS | AC | N/A | N/A | N/A | N/A | 0 | N/A | N/A
9210 | LAND EASEMENT | AC | N/A | N/A | N/A | N/A | 0 | N/A | N/A
9900 | LAND RIGHTS | AC | N/A | N/A | N/A | N/A | 0 | N/A | N/A

## Legend
LEGEND
UM = Unit of measure |  |  | RPA Type Code | = | Real Property Type
AC | = | Acre | B | = | building
BD | = | Hospital Beds | S | = | structure
BH | = | BTU per Hour | LS | = | linear structure
BL | = | Barrel (42 gallons each) | L | = | land
BX | = | Boxes (Alarm Systems)
CF | = | Cubic Foot | UM Type = Definitions
CM | = | Cubic Foot/Minute
CP | = | Candle Power | UMA = |  | Unit of Measure Accountability, used for accountability purposes and must equal the FAC UMA
CY | = | Cubic Yard
DS | = | Depth of Water at High Tide
DW | = | Depth of Water at Low Tide
EA | = | Each
FA | = | Family Units | UMO = |  | Unit of Measure Operational, used to capture facility capacity/capability
FB | = | Linear Feet of Berthing
FP | = | Firing Points (Firing Ranges)
GA | = | Gallon (U.S.)
GM | = | Gallon (U.S.) per Minute
HD | = | Heads
HO | = | Holes (Golf Course)
HP | = | Horsepower
KG | = | Thousand of Gallons per Day
KV | = | Kilovolt Amperes
KW | = | Kilowatts
LA | = | Lanes (Bowling)
LC | = | Light Care, Hospital Support
LF | = | Linear Feet
LN | = | Lanes
ME | = | Meter
MG | = | Millions Of Gallons
MI | = | Statute Mile
MW | = | Megawatts
NF | = | Net Square Feet (Housing)
NS | = | Net Square Feet (Storage)
OL | = | Number of Outlets
OU | = | Operating Units
PH | = | Pounds per Hour
PN | = | Persons
PS | = | Patient Station
RM | = | Rooms
SE | = | Seats
SF | = | Square Foot
SH | = | Stacking Height
SI | = | Sites
SP | = | Starting Points, Service Points, or Persons Supported
ST | = | Stalls
SY | = | Square Yard
TC | = | Total Cubic Feet
TH | = | Tons per Hour (Capacity)
TN | = | Ton
TR | = | Ton, Refrigeration
VE | = | Vehicles
VF | = | Vertical Feet
VM | = | Vertical Meter
VP | = | Vehicle Parking

## Table 4-1 CONUS
RPSUID | Site Code | Site Name | Installation Code | Installation Name | Site Reporting Component Code | Address Street Name | Country | State | County | City | Zip | AREA COST FACTOR | Sustainment ACF
3 | M00146-0004 | AREA 5B | M00146 | MCAS CHERRY POINT NC | MCACT | Local Directions 28533 | United States | North Carolina | Craven | Cherry Point | 28533 | 1.03 | 1
114 | M68479-0013 | TEXARKANA TX MCRC | M68479 | HDQTRS 4TH MARDIV NEW ORLEANS | MCRES | 2515 College Drive | United States | Texas | Bowie | Texarkana | 75501 | 0.85 | 0.83
132 | M00146-0016 | FILE 126 - PART OF SA AJ | M00146 | MCAS CHERRY POINT NC | MCACT |  | United States | North Carolina | Craven | Cherry Point | 28533 | 1.03 | 1
135 | M67021-0003 | CHARLESTON SC | M67021 | HDQTRS 4TH MAW NEW ORLEANS LA | MCRES | 2517 Vector Avenue | United States | South Carolina | Berkeley | Goose Creek | 29406-6176 | 0.97 | 0.94
147 | N33355 | NAVSUPPACT BETHESDA MD | N33355 | NAVSUPPACT BETHESDA MD | NAVACT | 8901 Wisconsin Avenue | United States | Maryland | Montgomery | Bethesda | 20889 | 1.02 | 1.02
157 | N50092 | JNTEXPBASE LITTLE CREEK FS VA | N50092 | JNTEXPBASE LITTLE CREEK FS VA | NAVACT | 1030 Helicopter Road | United States | Virginia | Virginia Beach (City) | Virginia Beach | 23459 | 1 | 0.96
248 | N68469-NO | NAVAL OBSERVATORY | N68469 | NAVAL SUPPORT ACTIVITY WASH | NAVACT | 3450 Massachusetts Avenue Northwest | United States | District of Columbia | District of Columbia | Washington, DC | 20392 | 1.04 | 1.04
319 | JBCB0001 | JOINT BASE CHARLESTON SAIL BOAT SLIP IRMO SC | DKFX | CHARLESTON AFB | AFACT | 167 Mystic Court | United States | South Carolina | Lexington | Columbia | 29212 | 0.87 | 0.83
378 | N00213-DD | JETTY FACILITY | N00213 | NAS KEY WEST FL | NAVACT | 8010 Ocean Drive N | United States | Florida | Monroe | Key West | 33040 | 0.91 | 0.89
505 | JBCI0001 | JOINT BASE CHARLESTON SULLIVAN'S ISLAND | DKFX | CHARLESTON AFB | AFACT | 1459 Poe Avenue | United States | South Carolina | Charleston | Sullivans Island | 29419 | 0.99 | 0.96
799 | N50092-YE | JEBLCFS ATLANTIC BEACH | N50092 | JNTEXPBASE LITTLE CREEK FS VA | NAVACT | 6700 Ocean Front Avenue | United States | Virginia | Virginia Beach (City) | Virginia Beach | 23451 | 1 | 0.96
880 | N60508-EG | EGLIN AFB NAVY EOD AND JSF | N60508 | NAS Whiting Field, Milton FL | NAVACT | 304 McCarthy Avenue | United States | Florida | Okaloosa | Eglin AFB | 32542 | 0.88 | 0.85
908 | N50092-WI | JEBLCFS WALLOPS ISLAND VA | N50092 | JNTEXPBASE Little Creek - FS VA | NAVACT | 30 Battle Group Way | United States | Virginia | Accomack | Wallops Island | 23337 | 1.13 | 1.11
1043 | N60191-AN | AN OFFSHORE TACT TOWER | N60191 | NAS Oceana VA | NAVACT | 27959 | United States | North Carolina | Dare | Kill Devil Hills | 27959 | 0.885 | 0.855
1044 | N60191-OD | OCEANA/BOOTH (MOORE) | N60191 | NAS Oceana VA | NAVACT | 2078 Potters Road | United States | Virginia | Virginia Beach (City) | Virginia Beach | 23454 | 1 | 0.96
1045 | N60191-SQ | SWAN QUARTER, NC | N60191 | NAS Oceana VA | NAVACT | 20646 US HIGHWAY 264 | United States | North Carolina | Hyde | Swanquarter | 27885 | 0.885 | 0.855
1046 | N68436-DD | TOANDOS SITE 4 | N68436 | Naval Base Kitsap Bremerton WA | NAVACT | 98333 | United States | Washington | Pierce | Gig Harbor | 98333 | 1.12 | 1.14
1047 | N68436-DE | TOANDOS SITE 5 | N68436 | Naval Base Kitsap Bremerton WA | NAVACT | 98376 | United States | Washington | Pierce | Gig Harbor | 98376 | 1.12 | 1.14
1048 | N60201-CS | COMMISSARY SITE | N60201 | NAVSTA Mayport FL | NAVACT | 2292 Mayport Road | United States | Florida | Duval | Atlantic Beach | 32233 | 0.8 | 0.78
1049 | N60201-RB | RIBAULT BAY VILLAGE | N60201 | NAVSTA Mayport FL | NAVACT | 1082 Assisi Lane | United States | Florida | Duval | Atlantic Beach | 32233 | 0.8 | 0.78
1050 | N60241-GA | DIXIE TARGET RANGE | N60241 | NAS Kingsville TX | NAVACT | 78072 | United States | Texas | Duval | Seven Sisters | 78072 | 0.865 | 0.84
1051 | N60241-KR | KING RANCH | N60241 | NAS Kingsville TX | NAVACT | 172 Badger Lane | United States | Texas | Jim Wells | Ben Bolt | 78372 | 0.865 | 0.84
1052 | N60241-YT | YANKEE TARGET RANGE | N60241 | NAS Kingsville TX | NAVACT | 78072 | United States | Texas | McMullen | Tilden | 78072 | 0.865 | 0.84
1053 | N60495-AA | AUSTIN AIRPORT | N60495 | NAS Fallon NV | NAVACT | 89496 | United States | Nevada | Churchill | Fallon | 89496 | 1.22 | 1.23
1054 | N60495-AM | AUSTIN MTN | N60495 | NAS Fallon NV | NAVACT | 89496 | United States | Nevada | Nye | Round Mountain | 89496 | 1.18 | 1.2
1055 | N60495-BA | TARGET B-16 | N60495 | NAS Fallon NV | NAVACT | 7997 Sand Canyon Road | United States | Nevada | Churchill | Fallon | 89496 | 1.22 | 1.23
1056 | N60495-CA | TARGET B-17 | N60495 | NAS Fallon NV | NAVACT | 2000 Nevada Scheelite Mine Road | United States | Nevada | Churchill | Fallon | 89496 | 1.22 | 1.23
1057 | N60495-DA | TARGET B-19 | N60495 | NAS Fallon NV | NAVACT | 22501 Schurz Highway | United States | Nevada | Churchill | Fallon | 89496 | 1.22 | 1.23
1058 | N60495-GN | GABBS NEVADA EW RANGE | N60495 | NAS Fallon NV | NAVACT | 89496 | United States | Nevada | Nye | Gabbs | 89496 | 1.18 | 1.2
1059 | N60495-HA | EW RANGE FAC | N60495 | NAS Fallon NV | NAVACT | 32033 Austin Highway | United States | Nevada | Churchill | Fallon | 89496 | 1.22 | 1.23
1060 | N60495-SC | SILVER CREEK RANCH | N60495 | NAS Fallon NV | NAVACT | 89496 | United States | Nevada | Churchill | Fallon | 89496 | 1.22 | 1.23
1062 | N62813-WK | WAIKELE | N62813 | JBPHH Pearl Harbor Hawaii | NAVACT | 96797 | United States | Hawaii | Honolulu | Waipahu | 96797 | 2.37 | 2.28
1063 | N62813-WW | WAHIAWA | N62813 | JBPHH Pearl Harbor Hawaii | NAVACT | 96860 | United States | Hawaii | Honolulu | Wahiawa | 96860 | 2.37 | 2.28
1064 | N00245-MC | MURPHY CANYON HSG | N00245 | NAVBASE San Diego CA | NAVACT | 10341 Orleck Street | United States | California | San Diego | San Diego | 92124 | 1.05 | 1.08
1065 | N00245-VA | CHOLLAS HEIGHTS HSG | N00245 | NAVBASE San Diego CA | NAVACT | 3250 Transmitter Road | United States | California | San Diego | San Diego | 92115 | 1.05 | 1.08
1066 | N00245-BW | BROADWAY COMPLEX | N00245 | NAVBASE San Diego CA | NAVACT | 3955 North Harbor Drive | United States | California | San Diego | San Diego | 92132 | 1.05 | 1.08
1067 | N00245-BL | BONITA BLUFFS HSG | N00245 | NAVBASE San Diego CA | NAVACT | 8596 Bonita Bluffs Court | United States | California | San Diego | San Diego | 91977 | 1.05 | 1.08
1068 | N00245-EH | EUCALYPTUS HOUSING | N00245 | NAVBASE San Diego CA | NAVACT | 11201 Gold Bar Way | United States | California | San Diego | San Diego | 92040 | 1.05 | 1.08
1069 | N68436-DF | TOANDOS SITE 6 | N68436 | Naval Base Kitsap Bremerton WA | NAVACT | 98376 | United States | Washington | Jefferson | Quilcene | 98376 | 1.21 | 1.24
1070 | N68436-DG | TOANDOS SITE 7 | N68436 | Naval Base Kitsap Bremerton WA | NAVACT | 98376 | United States | Washington | Jefferson | Quilcene | 98376 | 1.21 | 1.24
1084 | N68436-BA | BANGOR WA | N68436 | Naval Base Kitsap Bremerton WA | NAVACT | 1103 Tautog Circle | United States | Washington | Kitsap | Bangor | 98315 | 1.21 | 1.24
1085 | N68436-MA | MANCHESTER WA | N68436 | Naval Base Kitsap Bremerton WA | NAVACT | 7411 South Beach Drive | United States | Washington | Kitsap | Bremerton | 98366 | 1.21 | 1.24
1185 | JBCY0001 | JOINT BASE CHARLESTON NORTH YARD | DKFX | JB Charleston | AFACT | 2920 Avenue B | United States | South Carolina | Charleston | North Charleston | 29405 | 0.99 | 0.96
1186 | JBCE0001 | JOINT BASE CHARLESTON ENGINEERING SUPPORT | DKFX | JB Charleston | AFACT | 1690 South Avenue A | United States | South Carolina | Charleston | North Charleston | 29505 | 0.99 | 0.96
1338 | N50092-IA | JEBLCFS HOUSING AREA | N50092 | JNTEXPBASE Little Creek - FS VA | NAVACT | 2200 Shore Drive | United States | Virginia | Virginia Beach (City) | Virginia Beach | 23451 | 1 | 0.96
1435 | AYCB0001 | BARRO RADIO RELAY ANNEX SITE # 1 | KRSM | HILL AFB | AFACT | 100 Barro Relay Street | United States | Utah | Davis | Unknown | 84056-5206 | 1.05 | 1.02
1688 | FSQH0001 | EDWARDS MISSILE TRACKING ANNEX A-10 SITE # 1 | FSPM | EDWARDS AFB | AFACT | 100 Dutch Mountain | United States | California | San Bernardino | Unknown | 93516 | 1.2 | 1.25
2122 | HXDE0001 | GILA RIVER SPACE SURVEILLANCE STATION | TDKA | PETERSON AFB | AFACT | Highway 347 North of Maricopia | United States | Arizona | Pinal | Maricopia | 85239 | 0.925 | 0.905
2338 | KHKK0001 | HAWKINSVILLE SPACE SURVEILLANCE STATION | TDKA | PETERSON AFB | AFACT | 895 East Columbus Highway | United States | Georgia | Pulaski | Hawkinsville | 31036 | 0.865 | 0.83
2400 | LWAD0001 | JORDAN LAKE SPACE SURVEILLANCE STATION | TDKA | PETERSON AFB | AFACT | Jones Corner Road | United States | Alabama | Elmore | Wetumpka | 36093 | 0.855 | 0.83
2466 | MRGD0001 | LAKE KICKAPOO SPACE SURVEILLANCE STATION | TDKA | PETERSON AFB | AFACT | PO BOX 365 | United States | Texas | Archer | Archer City | 76351 | 0.865 | 0.84
3093 | SDEG0001 | SAN DIEGO SPACE SURVEILLANCE STATION | TDKA | PETERSON AFB | AFACT | 989 Heritage Road | United States | California | San Diego | Chula Vista | 92101 | 1.05 | 1.08
3189 | TTNL0001 | TATTNALL SPACE SURVEILLANCE STATION | TDKA | PETERSON AFB | AFACT | 591 Naval Street | United States | Georgia | Tattnall | Glennville | 30427 | 0.865 | 0.83
3211 | UAUH0001 | RED RIVER SPACE SURVEILLANCE STATION | TDKA | PETERSON AFB | AFACT | County Road 65 | United States | Arkansas | Lafayette | Lewisville | 71845 | 0.845 | 0.82
3276 | VPXB0001 | SHIP SHOAL ISLAND | MUHJ | LANGLEY AFB | AFACT | 37 Sweeney Boulevard | United States | Virginia | Hampton | Unknown | 23665 | 1 | 0.96
3387 |  | VERONA TEST ANNEX SITE 1 |  |  | AFACT |  | United States | New York | Oneida | Vernon |  | 1.16 | 1.08
3621 | 42Z04 | STATE QUARTERS | 42307 | Fort Indiantown Gap Training Site | ARGUARD | 1 Lightner Road | United States | Pennsylvania | Lebanon | Annville | 17003 | 1.01 | 1.02
3754 | 01A20 | Aliceville Readiness Center | 010NG | Alabama National Guard | ARGUARD | 539 Memorial Parkway N.W. | United States | Alabama | Pickens | Aliceville | 35442 | 0.855 | 0.83
3925 |  | Baraga |  |  | ARACT |  | United States | Michigan | Baraga | Baraga |  | 1.035 | 1.055
4016 |  | BETHLEHEM READINESS CENTER |  |  | ARGUARD |  | United States | Pennsylvania | Lehigh | Bethlehem |  | 1.065 | 1.105
4104 | AWUB0003 | BARKSDALE AIR FORCE BASE SITE #3 | AWUB | BARKSDALE AIR FORCE BASE | AFACT | 5239 Hemingway Drive | United States | Louisiana | Bossier | Barksdale AFB | 71111 | 0.84 | 0.81
4245 | 54941 | Camp Dawson Afrc | 540NG | West Virginia National Guard | ARGUARD | 12957 River Road | United States | West Virginia | Preston | Kingwood | 26537 | 1.02 | 1.03
4274 | 04655 | Camp Navajo | 76897 | Camp Navajo | ARGUARD | #1 Hughes Road | United States | Arizona | Coconino | Bellemont | 86015 | 0.925 | 0.905
4588 |  | Creston Usarc |  |  | ARRES |  | United States | Iowa | Union | Creston |  | 1.01 | 1.01
5074 | 18B05 | Frankfort | 180NG | Indiana National Guard | ARGUARD | 705 Burlington Avenue | United States | Indiana | Clinton | Frankfort | 46041 | 0.955 | 0.96
5942 | 48305 | Lone Star Army Ammunition Plant | 48255 | Fort Hood | ARACT | Adjacent to the south of Route 82 between State Hwy. 8 and North Farm 2148 | United States | Texas | Bowie | Texarkana | 75505 | 0.85 | 0.83
5948 | 48315 | Longhorn AAP | 48315 | Longhorn Army Ammunition Plant | ARACT |  | United States | Texas | Harrison | Marshall | 75671 | 0.85 | 0.83
6091 | 48F25 | Marshall | 480NG | Texas National Guard | ARGUARD | 2109 Warren Drive | United States | Texas | Harrison | Marshall | 75672 | 0.85 | 0.83
6391 | 48F75 | New Braunfels | 480NG | Texas National Guard | ARGUARD | 2253 Interstate Highway 35 W | United States | Texas | Comal | New Braunfels | 78130 | 0.865 | 0.84
6955 | 48515 | Red River Army Depot | 48515 | Red River Army Depot | ARACT | 100 Main Drive | United States | Texas | Bowie | Texarkana | 75507 | 0.85 | 0.83
7002 |  | Richton |  |  | ARGUARD |  | United States | Mississippi | PERRY | RICHTON |  | 0.9 | 0.86
7794 | 19675 | WASHINGTON USARC-IA-19675 | 27864 | 88TH RRC - MINNESOTA | ARRES | 1411 North Marion Avenue | United States | Iowa | Washington | Washington | 52353 | 1.01 | 1.01
7811 | 48855 | WATTS-GUILLOT USARC | 06510 | 63RD RRC - CALIFORNIA | ARRES | 2800 West 15th Street | United States | Texas | Bowie | Texarkana | 73542 | 0.85 | 0.83
9487 | 09327 | NEW HAVEN AFRC | 090NG | CONNECTICUT NATIONAL GUARD | ARGUARD | 30 Woodward Avenue | United States | Connecticut | New Haven | New Haven | 06512 | 1.165 | 1.205
9490 | 04326 | PPMR CSMS | 040NG | ARIZONA NATIONAL GUARD | ARGUARD | N 52nd Street | United States | Arizona | Maricopa | Phoenix | 85008 | 0.91 | 0.89
9495 | 18936 | SIGNATURE INDPLS INTL AIRPORT | 180NG | INDIANA NATIONAL GUARD | ARGUARD | 2640 Cargo Drive | United States | Indiana | Marion | Indianapolis | 46241 | 0.94 | 0.94
9496 | 10376 | SMYRNA READINESS CENTER | 100NG | DELAWARE NATIONAL GUARD | ARGUARD | 103 Artisan Drive | United States | Delaware | Kent | Smyrna | 19977 | 1.09 | 1.11
9498 | 54184 | SUMMERSVILLE | 540NG | WEST VIRGINIA NATIONAL GUARD | ARGUARD | 3 Armory Way | United States | West Virginia | Nicholas | Summersville | 26651 | 1.02 | 1.03
9500 | 1725 | WILLIAM A HORNSBY DALEVILLE | 010NG | ALABAMA NATIONAL GUARD | ARGUARD | US Highway 84 East | United States | Alabama | Dale | Daleville | 36322 | 0.89 | 0.86
182821 | 800289 | 255 North Equity Drive Smithfield | 82387 | Joint Recruiting Program | USACE | 255 North Equity Drive | United States | North Carolina | Johnston | Smithfield | 27577 | 0.885 | 0.855
182855 | 82387-13261 | W Main St Jacksonville | 82387 | Joint Recruiting Program | USACE | 1501 West Main Street | United States | Arkansas | Pulaski | Jacksonville | 72076 | 0.83 | 0.8
182928 | 18081-10057 | 1350 Walnut Hill Ln Irving | 18081 | Army Mission Support | USACE | 1350 Walnut Hill Lane, Suite 150 | United States | Texas | Dallas | Irving | 75038 | 0.83 | 0.82
182931 | 82387-11073 | 6440 Beltline Road N Irving | 82387 | Joint Recruiting Program | USACE | 6440 Beltline Road, Suite 150 | United States | Texas | Dallas | Irving | 75063 | 0.83 | 0.82
182945 | 800290 | 5135 Sunset Blvd Lexington | 82387 | Joint Recruiting Program | USACE | 5135 Sunset Boulevard, Suite F | United States | South Carolina | Lexington | Lexington | 29072 | 0.87 | 0.83
182998 | 18081-10192 | 7 Ces/Cerf Dyess Afb | 18081 | Army Mission Support | USACE | Ces/Cerf 71- 3rd | United States | Texas | Taylor | Dyess Afb | 79607 | 0.88 | 0.86
183044 | 82387-12315 | Museum Rd Conway | 82387 | Joint Recruiting Program | USACE | 1150 Museum Road | United States | Arkansas | Faulkner | Conway | 72032 | 0.845 | 0.82
184463 | 800351 | 5500 South Olive Street Pine Bluff | 82387 | Joint Recruiting Program | USACE | 502 Mallard Loop Town Center | United States | Arkansas | Jefferson | Pine Bluff | 71611 | 0.86 | 0.84
184829 | 82387-12706 | Richmond Rd Texarkana | 82387 | Joint Recruiting Program | USACE | 2400 Richmond Road, Suite 103 | United States | Texas | Bowie | Texarkana | 75503 | 0.85 | 0.83
185029 | 18081-10035 | 107 Chapel Lane Boston | 18081 | Army Mission Support | USACE | 107 Chapel Lane | United States | Texas | Bowie | New Boston | 75570 | 0.85 | 0.83
185299 | 82387-11662 | E BROADWAY RD TEMPE | 82387 | Joint Recruiting Program | USACE | 1350 East Broadway, Suite 103 | United States | Arizona | Maricopa | Tempe | 85281 | 0.91 | 0.89
185300 | 82387-11485 | CENTRAL AVE HOT SPRINGS | 82387 | Joint Recruiting Program | USACE | 3935 Central Avenue Central Bldg Center | United States | Arkansas | Garland | Hot Springs | 71901 | 0.845 | 0.82
185302 | 711190 | 2121 41ST AVENUE CAPITOLA | 82387 | Joint Recruiting Program | USACE | 2121 41st Avenue, Suites 102A,110,204 | United States | California | Santa Cruz | Capitola | 95010 | 1.12 | 1.16
185304 | 82387-11649 | E ALOSTA AVE AZUSA | 82387 | Joint Recruiting Program | USACE | 992 East Alosta Avenue, Suites B, E, & F | United States | California | Los Angeles | Azusa | 91702 | 1.02 | 1.06
185305 | 82387-10518 | 222 MAIN STREET BARSTOW | 82387 | Joint Recruiting Program | USACE | 222 Main Street, Suite 101 | United States | California | San Bernardino | Barstow | 92311 | 1.2 | 1.25
185307 | 82387-12937 | SHATTUCK SQ BERKELEY | 82387 | Joint Recruiting Program | USACE | 64 Shattuck Square, Suite F | United States | California | Alameda | Berkeley | 94704 | 1.2 | 1.25
185309 | 82387-12178 | MAIN ST BLOOMINGDALE | 82387 | Joint Recruiting Program | USACE | 88 Main Street | United States | New Jersey | Passaic | Bloomingdale | 07403 | 1.165 | 1.235
185310 | 82387-12224 | MANCHESTER MANCHESTER | 82387 | Joint Recruiting Program | USACE | 4347 - 4349 Manchester, Spaces I & J | United States | Missouri | St. Louis | Manchester | 63011 | 0.985 | 1.005
185317 | 82387-11925 | GIBSON WEST PLAINS | 82387 | Joint Recruiting Program | USACE | 1601 Gibson | United States | Missouri | Howell | West Plains | 65775 | 0.985 | 1.005
185327 | 82387-10713 | 3160 SOUTH 6TH ST KLAMATH FALLS | 82387 | Joint Recruiting Program | USACE | 3160 South 6th Street | United States | Oregon | Klamath | Klamath Falls | 97603 | 1.12 | 1.145
185331 | 01530-10016 | 904 WEST LIBERTY STREET YORK | 01530 | 81ST RRC - ALABAMA | ARRES | 904 West Liberty Street | United States | South Carolina | York | York | 29745 | 0.92 | 0.885
185333 | 800306 | 240 & 260 S BREA BLVD BREA | 82387 | Joint Recruiting Program | USACE | 240 & 260 South Brea Boulevard, Suites 103 & 104 | United States | California | Orange | Brea | 92821 | 1.02 | 1.06
185334 | 82387-10429 | 1ST ST GILROY | 82387 | Joint Recruiting Program | USACE | 1230 1st Street, Suite 203 | United States | California | Santa Clara | Gilroy | 95020 | 1.2 | 1.25
185335 | 82387-11192 | 81637 US HIGHWAY 111 INDIO | 82387 | Joint Recruiting Program | USACE | 81637 US Highway 111, Suite 5 | United States | California | Riverside | Indio | 92201 | 1.08 | 1.12
185336 | 82387-10742 | 3321 W. CENTURY BLVD INGLEWOOD | 82387 | Joint Recruiting Program | USACE | 3321 West Century Boulevard | United States | California | Los Angeles | Inglewood | 90303 | 1.02 | 1.06
185337 | 82387-11850 | FIRESTONE BLVD DOWNEY | 82387 | Joint Recruiting Program | USACE | 8556 Firestone Boulevard | United States | California | Los Angeles | Downey | 90241 | 1.02 | 1.06
185339 | 82387-12314 | MURIETTA BLVD LIVERMORE | 82387 | Joint Recruiting Program | USACE | 922 & 924 Murietta Boulevard, Peppertree Plaza | United States | California | Alameda | Livermore | 94550 | 1.2 | 1.25
185342 | 82387-12841 | S MARY AVE SUNNYVALE | 82387 | Joint Recruiting Program | USACE | 1322 South Mary Avenue, Suites A, B, C | United States | California | Santa Clara | Sunnyvale | 94087 | 1.2 | 1.25
185345 | 82387-10650 | 2880 SUNRISE BLVD RANCHO CORDOVA | 82387 | Joint Recruiting Program | USACE | 2880 Sunrise Boulevard | United States | California | Sacramento | Rancho Cordova | 95670 | 1.13 | 1.17
185346 | 82387-12591 | OLSON DRIVE RANCHO CORDOVA | 82387 | Joint Recruiting Program | USACE | 10947 Olson Drive, Zinfandel Square, Suites 401 & 402 | United States | California | Sacramento | Rancho Cordova | 95670 | 1.13 | 1.17
185347 | 82387-13040 | SUNRISE BLVD RANCHO CORDOVA 1 | 82387 | Joint Recruiting Program | USACE | 2880 Sunrise Boulevard, Suite 122 | United States | California | Sacramento | Rancho Cordova | 95742 | 1.13 | 1.17
185348 | 800295 | 86 WEST BELLE MILL ROAD RED BLUFF | 82387 | Joint Recruiting Program | USACE | 86 West Belle Mill Road | United States | California | Tehama | Red Bluff | 96080 | 1.125 | 1.165
185350 | 82387-10358 | 16919-21 DEVONSHIRE BOULEVARD GRANADA HILLS | 82387 | Joint Recruiting Program | USACE | 6919 - 6921 Devonshire Boulevard | United States | California | Los Angeles | San Fernando | 91344 | 1.02 | 1.06
185355 | 710135 | 10000 COORS BLVD BYPASS NW ALBUQUERQUE | 18081 | ARMY MISSION SUPPORT | USACE | 10000 Coors Boulevard Bypass Northwest, Suite D13 | United States | New Mexico | Bernalillo | Albuquerque | 87114 | 0.9 | 0.87
185359 | 710769 | 400 6TH STREET SW ALBUQUERQUE | 82387 | Joint Recruiting Program | USACE | 400 6th Street Southwest | United States | New Mexico | Bernalillo | Albuquerque | 87102 | 0.9 | 0.87
185365 | 710123 | 505 CENTRAL AVE NW ALBUQUERQUE | 82387 | Joint Recruiting Program | USACE | 505 Central Avenue Northwest | United States | New Mexico | Bernalillo | Albuquerque | 87102 | 0.9 | 0.87
185370 | 82387-10008 | 100 CORPORATE PARKWAY AMHERST | 82387 | Joint Recruiting Program | USACE | 100 Corporate Parkway, Parking Lease | United States | New York | Erie | Amherst | 14226 | 1.09 | 1.1
185371 | 82387-11553 | CORPORATE PKWY AMHERST | 82387 | Joint Recruiting Program | USACE | 100 Corporate Parkway, Suite 138 | United States | New York | Erie | Amherst | 14228 | 1.09 | 1.1
185374 | 18081-10191 | 6TH RECRUTING BDE NORTH LAS VEGAS | 18081 | ARMY MISSION SUPPORT | USACE | 4539 North 5th Street | United States | Nevada | Clark | North Las Vegas | 89031 | 1.14 | 1.17
185375 | 82387-12367 | N FIFTH ST NORTH LAS VEGAS | 82387 | Joint Recruiting Program | USACE | 4539 North Fifth Street | United States | Nevada | Clark | North Las Vegas | 89031 | 1.14 | 1.17
185376 | 710551 | 445 W. CRAIG ROAD NORTH LAS VEGAS | 82387 | Joint Recruiting Program | USACE | 445 West Craig Road, Suites 113, 14, 115 | United States | Nevada | Clark | North Las Vegas | 89032 | 1.14 | 1.17
185377 | 82387-12102 | LAFAYETTE SQ BUFFALO | 82387 | Joint Recruiting Program | USACE | 25 Lafayette Square, Suite 111 | United States | New York | Erie | Buffalo | 14203 | 1.09 | 1.1
185382 | 82387-10389 | 1807 14TH STREET SE ALBANY | 82387 | Joint Recruiting Program | USACE | 1807 14th Street Southeast, Heritage Mall | United States | Oregon | Linn | Albany | 97321 | 1.12 | 1.145
185394 | 82387-12777 | S CAMINO DEL RIO DURANGO | 82387 | Joint Recruiting Program | USACE | 400 SouthCamino Del Rio, Suite H | United States | Colorado | La Plata | Durango | 81301 | 1.015 | 1
185399 | 82387-11913 | GARDEN ST TITUSVILLE | 82387 | Joint Recruiting Program | USACE | 2847B Garden Street, Garden Street Mall | United States | Florida | Brevard | Titusville | 32796 | 0.78 | 0.75
185401 | 82387-13231 | W FRANKLIN RD BOISE | 82387 | Joint Recruiting Program | USACE | 8269 West Franklin Road | United States | Idaho | Ada | Boise | 83709 | 0.99 | 0.98
185410 | 82387-10938 | 5085 FAYETTEVILLE ROAD LUMBERTON | 82387 | Joint Recruiting Program | USACE | 5085 Fayetteville Road | United States | North Carolina | Robeson | Lumberton | 28358 | 0.885 | 0.855
185412 | 82387-12571 | NW VAN BUREN CORVALLIS | 82387 | Joint Recruiting Program | USACE | 560 Northwest Van Buren & 572 Northwest Van Buren, Edwards Building | United States | Oregon | Benton | Corvallis | 97339 | 1.12 | 1.145
185424 | 710246 | HAWK'S CREEK FORT WORTH | 82387 | Joint Recruiting Program | USACE | 6712-6718 Westworth Boulevard | United States | Texas | Tarrant | Fort Worth | 76108 | 0.83 | 0.82
185428 | 82387-10725 | 323 WEST WISHKAH STREET ABERDEEN | 82387 | Joint Recruiting Program | USACE | 323 West Wishkah Street, Suites A, B, And C | United States | Washington | Grays Harbor | Aberdeen | 98520 | 1.085 | 1.095
185432 | 800273 | 2421 HIGHWAY 80 WEST DUBLIN | 82387 | Joint Recruiting Program | USACE | 2421 Highway 80 West, Suite 101 | United States | Georgia | Laurens | Dublin | 31021 | 0.865 | 0.83
185451 | 82387-11648 | E ALDRICH RD BOLIVAR | 82387 | Joint Recruiting Program | USACE | 800 Aldrich Road East, Suite 2 | United States | Missouri | Polk | Bolivar | 65613 | 0.985 | 1.005
185452 | 82387-10018 | 1000 ELM STREET MANCHESTER | 82387 | Joint Recruiting Program | USACE | 100 Elm Street | United States | New Hampshire | Hillsborough | Manchester | 03101 | 1.075 | 1.075
185453 | 82387-12980 | SOUTH WILLOW SHOPPING CENTER MANCHESTER | 82387 | Joint Recruiting Program | USACE | 1525 South Willow Street, Willow Shopping Center | United States | New Hampshire | Hillsborough | Manchester | 03104 | 1.075 | 1.075
185457 | 82387-13385 | WHITE SANDS MALL ALAMOGORDO | 82387 | Joint Recruiting Program | USACE | 3199 North White Sands, White Sands Mall | United States | New Mexico | Otero | Alamogordo | 88310 | 0.96 | 0.94
185458 | 710948 | 5645 TEXAS AVENUE FORT DIX | 66155 |  | USACE | 5645 Texas Avenue | United States | New Jersey | Burlington | Fort Dix | 08640 | 1.19 | 1.26
185462 | 18081-10594 | SEC 23, T10N, R6E PRAIRIE DU SAC | 18081 | ARMY MISSION SUPPORT | USACE | Sec 23, T10n, R6e | United States | Wisconsin | Sauk | Prairie Du Sac | 53578 | 1.085 | 1.12
185468 | 82387-10312 | 15319 E INDIANA AVE SPOKANE | 82387 | Joint Recruiting Program | USACE | 15319 Indiana Avenue East | United States | Washington | Spokane | Spokane | 99216 | 1.05 | 1.05
185469 | 710716 | 10925 N. SR2, NEWPORT HIGHWAY SPOKANE | 82387 | Joint Recruiting Program | USACE | 10925 State Route 2, Suite 4,5,6,7 | United States | Washington | Spokane | Spokane | 99218 | 1.05 | 1.05
185475 | 82387-13105 | TYGART VLY MALL ELKINS | 82387 | Joint Recruiting Program | USACE | Tygart Valley Mall | United States | West Virginia | Randolph | Elkins | 26241 | 1.02 | 1.03
185478 | 82387-13364 | WEST RIDGE MALL TOPEKA | 82387 | Joint Recruiting Program | USACE | 1801 Southsest Wanamaker Road, West Ridge Mall, Room K16A | United States | Kansas | Shawnee | Topeka | 66604 | 1.005 | 1.025
185481 | 82387-12045 | I-49 N SVC RD OPELOUSAS | 82387 | Joint Recruiting Program | USACE | 5620 I-49 Service Road, Suites 6a-6d | United States | Louisiana | St. Landry | Opelousas | 70570 | 0.855 | 0.825
185494 | 82387-11534 | COMPUTER DR E ALBANY | 82387 | Joint Recruiting Program | USACE | 14 East Computer Drive | United States | New York | Albany | Albany | 12205 | 1.03 | 1.05
185496 | 82387-12130 | LEWISTON RD BATAVIA | 82387 | Joint Recruiting Program | USACE | 8351 Lewiston Road | United States | New York | Genesee | Batavia | 14020 | 1.06 | 1.075
185511 | 82387-10289 | 14TH AND CHAPLINE WHEELING | 82387 | Joint Recruiting Program | USACE | 14th & Chapline Roads | United States | West Virginia | Ohio | Wheeling | 26003 | 1.02 | 1.03
185515 | 82387-11117 | 703 GREEN ROAD MADISON | 82387 | Joint Recruiting Program | USACE | 703 Green Road, Suite 2, Office #4 | United States | Indiana | Jefferson | Madison | 47250 | 0.955 | 0.96
185522 | 82387-10257 | 1408 CENTRE STREET ROSLINDALE | 82387 | Joint Recruiting Program | USACE | 1408 Centre Street | United States | Massachusetts | Suffolk | Boston | 02131 | 1.2 | 1.26
185524 | 82387-13089 | TREMONT ST BOSTON | 82387 | Joint Recruiting Program | USACE | 141 Tremont Street | United States | Massachusetts | Suffolk | Boston | 02115 | 1.2 | 1.26
185525 | 82387-11141 | 734 EDELWEISS VILLAGE PARKWAY GAYLORD | 82387 | Joint Recruiting Program | USACE | 734 Edelweiss Village Parkway | United States | Michigan | Otsego | Gaylord | 49735 | 1.035 | 1.055
185528 | 82387-11967 | HALL RD UTICA | 82387 | Joint Recruiting Program | USACE | 8641 Hall Road | United States | Michigan | Macomb | Utica | 48317 | 1.035 | 1.055
185539 | 800065 | 22775 THREE NOTCH ROAD CALIFORNIA | 82387 | Joint Recruiting Program | USACE | 22775 Three Notch Road, Units D & E | United States | Maryland | St. Mary's | California | 20619 | 1.09 | 1.09
185540 | 82387-12340 | N BELT HWY SAINT JOSEPH | 82387 | Joint Recruiting Program | USACE | 1403 North Belt Highway Northgate Shopping Center | United States | Missouri | Buchanan | St. Joseph | 64506 | 0.985 | 1.005
185544 | 82387-12201 | MAIN ST SACO | 82387 | Joint Recruiting Program | USACE | 156 Main Street | United States | Maine | York | Saco | 04072 | 1.13 | 1.13
185545 | 82387-11470 | CATONSVILLE PLAZA CATONSVILLE | 82387 | Joint Recruiting Program | USACE | 5439 Baltimore National Pike, Catonsville Plaza | United States | Maryland | Baltimore | Catonsville | 21228 | 0.97 | 0.97
185547 | 82387-12439 | N MITCHELL CADILLAC | 82387 | Joint Recruiting Program | USACE | 1031-1037 North Mitchell Street | United States | Michigan | Wexford | Cadillac | 49601 | 1.035 | 1.055
185549 | 82387-13226 | W DIVISION SAINT CLOUD | 82387 | Joint Recruiting Program | USACE | 2719 West Division Street | United States | Minnesota | Stearns | St. Cloud | 56302 | 1.085 | 1.12
185550 | 82387-11121 | 7075 DIXIE HIGHWAY CLARKSTON | 82387 | Joint Recruiting Program | USACE | 7075 Dixie Highway | United States | Michigan | Oakland | Clarkston | 48346 | 1.035 | 1.055
185551 | 82387-13236 | W GRAND RIVER HOWELL | 82387 | Joint Recruiting Program | USACE | 204 West Grand River Avenue, Suites 250, 260 & 270 | United States | Michigan | Livingston | Howell | 48843 | 1.035 | 1.055
185554 | 710068 | 1113 EAST COLLEGE DRIVE MARSHALL | 82387 | Joint Recruiting Program | USACE | 1113 East College Drive | United States | Minnesota | Lyon | Marshall | 56258 | 1.085 | 1.12
185556 | 82387-13388 | WILDCAT DR PORTLAND | 82387 | Joint Recruiting Program | USACE | 1500 Wildcat Drive | United States | Texas | San Patricio | Portland | 78374 | 0.84 | 0.81
185557 | 82387-11353 | AVENUE F DEL RIO | 82387 | Joint Recruiting Program | USACE | 1601 F Avenue, Suite 3 | United States | Texas | Val Verde | Del Rio | 78840 | 0.99 | 0.96
185559 | 82387-12322 | N 1680 E ST GEORGE | 82387 | Joint Recruiting Program | USACE | 435 North 1680 East Street, Suites 9, 9-A, 10, 10-A | United States | Utah | Washington | St. George | 84770 | 1.03 | 0.995
185560 | 82387-12462 | N SANDHILLS BLVD ABERDEEN | 82387 | Joint Recruiting Program | USACE | 1808-B Sandhills Boulevard, Sandhills Shopping Center | United States | North Carolina | Moore | Aberdeen | 28315 | 0.93 | 0.9
185565 | 82387-12787 | S COLUMBIA RD GRAND FORKS | 82387 | Joint Recruiting Program | USACE | 2550 South Columbia Road, Best Shopping Plaza | United States | North Dakota | Grand Forks | Grand Forks | 58201 | 1.03 | 1.03
185571 | 82387-12207 | MAIN ST STURBRIDGE | 82387 | Joint Recruiting Program | USACE | 128 Main Street, Unit 1 Sturbridge Professional Center | United States | Massachusetts | Worcester | Sturbridge | 01566 | 1.2 | 1.26
185576 | 82387-13220 | W CLEVELAND AVE MADERA | 82387 | Joint Recruiting Program | USACE | 2295 West Cleveland Avenue, Suite C | United States | California | Madera | Madera | 93637 | 1.125 | 1.165
185577 | 800178 | 19035 S. BEAVERCREEK ROAD OREGON CITY | 82387 | Joint Recruiting Program | USACE | 19035 South Beavercreek Road, Suites 19035, 19041, 19073, 19073A | United States | Oregon | Clackamas | Oregon City | 97045 | 1.12 | 1.145
185581 | 82387-12972 | SOUTH BOSTON SUPPORT ACTIVITY | 66155 |  | USACE | 495 Summer Street, Barnes Building | United States | Massachusetts | Suffolk | Boston | 02210 | 1.2 | 1.26
185583 | 710994 | 270 KENNEDY MEMORIAL DRIVE WATERVILLE | 82387 | Joint Recruiting Program | USACE | 270 Kennedy Memorial Drive | United States | Maine | Kennebec | Waterville | 04901 | 1.02 | 1
185587 | 82387-12565 | NW EASTMAN PKWY GRESHAM | 82387 | Joint Recruiting Program | USACE | 830 Northwest Eastman Parkway | United States | Oregon | Multnomah | Gresham | 97030 | 1.08 | 1.1
185589 | 82387-10319 | 15550 MAIN ST. HESPERIA | 82387 | Joint Recruiting Program | USACE | 15550 Main Street, Suite A3 | United States | California | San Bernardino | Hesperia | 92345 | 1.2 | 1.25
185594 | 01530-10015 | 804 FAIRVIEW ROAD ROCKY MOUNT | 01530 | 81ST RRC - ALABAMA | ARRES | 804 Fairview Road | United States | North Carolina | Nash | Rocky Mount | 27801 | 0.885 | 0.855
185601 | 01530-10030 | NAVAL AIR STATION PENSACOLA | 01530 | 81ST RRC - ALABAMA | ARRES | Naval Air Corry Station | United States | Florida | Escambia | Pensacola | 32508 | 0.81 | 0.78
185602 | 82387-12934 | SERGEANT RD SIOUX CITY | 82387 | Joint Recruiting Program | USACE | 4283 Sergeant Road | United States | Iowa | Woodbury | Sioux City | 51106 | 1.01 | 1.01
185603 | 82387-12846 | S MONROE LEBANON | 82387 | Joint Recruiting Program | USACE | 742 South Monroe Street | United States | Missouri | Laclede | Lebanon | 65536 | 0.985 | 1.005
185605 | 82387-12986 | SOUTHGATE PLZ MAYSVILLE | 82387 | Joint Recruiting Program | USACE | Southgate Plaza, US Highways 62-68 | United States | Kentucky | Mason | Maysville | 41056 | 0.87 | 0.87
185606 | 82387-10375 | 1706B, BUILDING FORT LEONARD WOOD | 82387 | Joint Recruiting Program | USACE | Building 1706B | United States | Missouri | Pulaski | Fort Leonard Wood | 65473 | 1.09 | 1.12
185607 | 82387-11157 | 7634 WEST DODGE RD OMAHA | 82387 | Joint Recruiting Program | USACE | 7634 West Dodge Road, Crossroads Plaza | United States | Nebraska | Douglas | Omaha | 68114 | 0.92 | 0.91
185610 | 82387-13402 | WINSTON MELROSE PARK | 82387 | Joint Recruiting Program | USACE | 1254 Winston Plaza | United States | Illinois | Cook | Melrose Park | 60160 | 1.18 | 1.25
185611 | 82387-13230 | W FOURTH ST MANSFIELD | 82387 | Joint Recruiting Program | USACE | 2010 West Fourth Street | United States | Ohio | Richland | Mansfield | 44906 | 0.925 | 0.9195
185612 | 82387-11566 | COURTHOUSE SQ TERRE HAUTE | 82387 | Joint Recruiting Program | USACE | Courthouse Square | United States | Indiana | Vigo | Terre Haute | 47808 | 0.955 | 0.96
185613 | 82387-12258 | MELROSE AVE BRONX | 82387 | Joint Recruiting Program | USACE | 560 Melrose Avenue, 2nd Floor | United States | New York | Bronx | New York City | 10455 | 1.36 | 1.46
185616 | 82387-13085 | TOWNE CENTRE ELIZABETHTOWN | 82387 | Joint Recruiting Program | USACE | 143 Towne Centre, Untis 143 & 167 | United States | Kentucky | Hardin | Elizabethtown | 42701 | 1.01 | 1
185617 | 82387-12807 | S GOLDEN RD GOLDEN | 82387 | Joint Recruiting Program | USACE | 17714 South Golden Road, The Village Shopping Center | United States | Colorado | Jefferson | Golden | 80401 | 0.99 | 0.98
185618 | 710337 | 3250 N POST INDIANAPOLIS | 18081 | ARMY MISSION SUPPORT | USACE | 3250 North Post Road | United States | Indiana | Marion | Indianapolis | 46282 | 0.94 | 0.94
185622 | 711021 | 23080 ALESSANDRO BL. MORENO VALLEY | 82387 | Joint Recruiting Program | USACE | 23080 Alessandro Boulevard, Suites 229-230 | United States | California | Riverside | Moreno Valley | 92553 | 1.08 | 1.12
185624 | 82387-12366 | N FERDON BLVD CRESTVIEW | 82387 | Joint Recruiting Program | USACE | 1094 North Ferdon Boulevard | United States | Florida | Okaloosa | Crestview | 32536 | 0.88 | 0.85
185631 | 82387-10752 | 3410 EAST MAIN STREET RICHMOND | 82387 | Joint Recruiting Program | USACE | 3410 East Main Street | United States | Indiana | Wayne | Richmond | 47374 | 0.955 | 0.96
185632 | 710910 | 480 HWY 70 HAVELOCK | 82387 | Joint Recruiting Program | USACE | 480 Highway 70 | United States | North Carolina | Craven | Havelock | 28532 | 1.03 | 1
185637 | 82387-12431 | N MCKINLEY LITTLE ROCK | 82387 | Joint Recruiting Program | USACE | 415 North Mckinley Street, Suite 100 | United States | Arkansas | Pulaski | Little Rock | 72201 | 0.83 | 0.8
185653 | 82387-10360 | 16TH AVE S BIRMINGHAM | 82387 | Joint Recruiting Program | USACE | 2100 16th Ave South, Suite 100 Ash Plaza | United States | Alabama | Jefferson | Birmingham | 35204 | 0.855 | 0.83
185656 | 82387-12517 | NEWMARKET DR NEWPORT NEWS | 82387 | Joint Recruiting Program | USACE | 605 Newmarket Drive, Suites 21, 22, 23, & 24 | United States | Virginia | Newport News | Newport News | 23605 | 0.98 | 0.94
185663 | 18081-10677 | STARKE FL | 18081 | ARMY MISSION SUPPORT | USACE | 2119,20,21,22,23,24 25,27&14,15,16,17,18 | United States | Florida | Bradford | Starke | 32091 | 0.825 | 0.805
185664 | 82387-11305 | ADAMSON PKWY MORROW | 82387 | Joint Recruiting Program | USACE | 1590 Adamson Parkway, Suite 225 | United States | Georgia | Clayton | Morrow | 30260 | 0.83 | 0.8
185670 | 710596 | 1700 TAMIAMI TRAIL PORT CHARLOTTE | 82387 | Joint Recruiting Program | USACE | 1700 Tamiami Trail, Unit G-3 | United States | Florida | Charlotte | Port Charlotte | 33948 | 0.825 | 0.805
185673 | 82387-12037 | HWY 44 INVERNESS | 82387 | Joint Recruiting Program | USACE | 2607B Highway 44 Citrus Center | United States | Florida | Citrus | Inverness | 34450 | 0.825 | 0.805
185675 | 82387-10073 | 10660 SIERRA AVENUE FONTANA | 82387 | Joint Recruiting Program | USACE | 10660 Sierra Avenue, Suite L & M | United States | California | San Bernardino | Fontana | 92337 | 1.2 | 1.25
185676 | 710065 | 1681 LINCOLN BLVD ORANGE | 82387 | Joint Recruiting Program | USACE | 1681 Lincoln Boulevard | United States | California | Orange | Orange | 92867 | 1.02 | 1.06
185677 | 800320 | 14521 VENTURA BLVD VAN NUYS | 82387 | Joint Recruiting Program | USACE | 14521 Ventura Boulevard | United States | California | Los Angeles | Van Nuys | 91401 | 1.02 | 1.06
185680 | 82387-11080 | 6545 MERCANTILE WAY LANSING | 82387 | Joint Recruiting Program | USACE | 6545 Mercantile Way, Suite 12 | United States | Michigan | Ingham | Lansing | 48933 | 1.035 | 1.055
185683 | 82387-12806 | S GLENBURNIE NEW BERN | 82387 | Joint Recruiting Program | USACE | 1222 - 1224 South Glenburnie Road, Glenburnie Plaza | United States | North Carolina | Craven | New Bern | 28562 | 1.03 | 1
185685 | 82387-11555 | CORTANA PL BATON ROUGE | 82387 | Joint Recruiting Program | USACE | 9401 Cortana Place, Cortana Mall | United States | Louisiana | East Baton Rouge | Baton Rouge | 70815 | 0.855 | 0.825
185688 | 82387-10635 | 2800 S EASTERN AVENU OKLAHOMA CITY | 82387 | Joint Recruiting Program | USACE | 2800 South Eastern Avenue | United States | Oklahoma | Pottawatomie | Oklahoma City | 73129 | 0.86 | 0.83
185689 | 82387-10013 | 100 MANHATTAN TOWN CTR MANHATTAN | 82387 | Joint Recruiting Program | USACE | 100 Manhattan Town Center | United States | Kansas | Riley | Manhattan | 66502 | 1.05 | 1.07
185694 | 82387-11689 | E FRANKLIN ST CHAPEL HILL | 82387 | Joint Recruiting Program | USACE | 1502 East Franklin Street, Suite 3 | United States | North Carolina | Orange | Chapel Hill | 27514 | 0.885 | 0.855
185698 | 710552 | 9494 W. NORTHERN #104 PEORIA | 82387 | Joint Recruiting Program | USACE | 9494 West Northern Avenue, Suite #104 | United States | Arizona | Maricopa | Peoria | 85345 | 0.91 | 0.89
185699 | 82387-12303 | MONTGOMERY HWY DOTHAN | 82387 | Joint Recruiting Program | USACE | 3245 Montgomery Highway, Suite 204 | United States | Alabama | Houston | Dothan | 36303 | 0.89 | 0.86
185700 | 82387-12271 | MID RIVERS DR SAINT PETERS | 82387 | Joint Recruiting Program | USACE | 1600 Mid Rivers Drive, Unit 254 | United States | Missouri | St. Charles | St. Peters | 63376 | 0.985 | 1.005
185704 | 710499 | 1309 CONTINENTAL DRI ABINGDON | 42560 | 99TH RRC - PENNSYLVANIA | ARRES | 1309 Continental Drive, Wiliam Paca Business Center | United States | Maryland | Harford | Abingdon | 21009 | 0.94 | 0.94
185706 | 82387-10768 | 355 HANCOCK AVENUE ATHENS | 82387 | Joint Recruiting Program | USACE | 355 Hancock Avenue, R G Stephens Jr Federal Building | United States | Georgia | Clarke | Athens | 30601 | 0.85 | 0.83
185711 | 82387-12061 | JACKSON CROSSING JACKSON | 82387 | Joint Recruiting Program | USACE | 1066 Jackson Crossing | United States | Michigan | Jackson | Jackson | 49201 | 1.035 | 1.055
185712 | 82387-11378 | BELCREST RD HYATTSVILLE | 82387 | Joint Recruiting Program | USACE | 6525 Belcrest Road, Rooms 285, 450, 425, & 555 | United States | Maryland | Prince George's | Hyattsville | 20782 | 0.97 | 0.97
185713 | 82387-10170 | 123 S BROAD ST LANCASTER | 82387 | Joint Recruiting Program | USACE | 123 South Broad Street, Suites 300-304 | United States | Ohio | Fairfield | Lancaster | 43130 | 0.925 | 0.9195
185719 | 82387-13241 | W I-40 FRONTAGE GALLUP | 82387 | Joint Recruiting Program | USACE | 1300 West I-40 Frontage Road, Suites 140 & 142 | United States | New Mexico | McKinley | Gallup | 87301 | 0.93 | 0.905
185723 | 82387-13254 | W MAIN NORMAN 1 | 82387 | Joint Recruiting Program | USACE | 3625 West Main Street, Suite 110 | United States | Oklahoma | Cleveland | Norman | 73072 | 0.86 | 0.83
185725 | 82387-11543 | COON RAPIDS BLVD COON RAPIDS | 82387 | Joint Recruiting Program | USACE | 3059 Coon Rapids Boulevard, Coon Rapids Square | United States | Minnesota | Anoka | Coon Rapids | 55433 | 1.085 | 1.12
185727 | 82387-11899 | FRONTAGE RD SCOTTSBLUFF | 82387 | Joint Recruiting Program | USACE | 2302 Frontage Road, Monument Mall | United States | Nebraska | Scotts Bluff | Scottsbluff | 69361 | 0.93 | 0.915
185728 | 82387-11496 | CHAMBERSBURG RD HUBER HEIGHTS | 82387 | Joint Recruiting Program | USACE | 6144 Chambersburg Road, Huber Heights Center | United States | Ohio | Montgomery | Huber Heights | 45424 | 0.9 | 0.889
185732 | 710211 | 929 25TH AVE CORALVILLE | 82387 | Joint Recruiting Program | USACE | 929 25th Avenue, Suites 1, 2, 3 & 4 | United States | Iowa | Johnson | Coralville | 52241 | 1.01 | 1.01
185733 | 82387-11365 | BARATARIA BLVD MARRERO | 82387 | Joint Recruiting Program | USACE | 1985 Barataria Boulevard, Suites A & B | United States | Louisiana | Jefferson | Marrero | 70072 | 0.89 | 0.86
185739 | 82387-12942 | SHEPHERD ST WINSTON SALEM | 82387 | Joint Recruiting Program | USACE | 501 Shepherd Street | United States | North Carolina | Forsyth | Winston Salem | 27103 | 0.885 | 0.855
185742 | 82387-12654 | PLANK RD FREDERICKSBURG | 82387 | Joint Recruiting Program | USACE | 4300 Plank Road, Suites 245, 250A-D | United States | Virginia | Fredericksburg | Fredericksburg | 22407 | 1.1 | 1.1
185744 | 800175 | 853 NORTH HIGHWAY 99W MCMINNVILLE | 82387 | Joint Recruiting Program | USACE | 853 North Highway 99W, Vintage Place, Building B | United States | Oregon | Yamhill | McMinnville | 97128 | 1.12 | 1.145
185745 | 82387-10913 | 49A NEWNAN STA. DR. NEWNAN | 82387 | Joint Recruiting Program | USACE | 49A Newnan Station Drive | United States | Georgia | Coweta | Newnan | 30265 | 0.865 | 0.83
185747 | 82387-12822 | S JEFFERSON MOUNT PLEASANT | 82387 | Joint Recruiting Program | USACE | 2306 South Jefferson Avenue, Suite G | United States | Texas | Titus | Mount Pleasant | 75455 | 0.865 | 0.84
185749 | 82387-12576 | OCEAN BEACH HWY LONGVIEW | 82387 | Joint Recruiting Program | USACE | 740 Ocean Beach Highway, Suites A-D Bldg A | United States | Washington | Cowlitz | Longview | 98362 | 1.085 | 1.095
185750 | 82387-13064 | THE MALL AT SIERRA VISTA SIERRA VISTA | 82387 | Joint Recruiting Program | USACE | The Mall At Sierra Vista, Suites 1164,1166,1167a, 1167b | United States | Arizona | Cochise | Sierra Vista | 85635 | 1.08 | 1.05
185756 | 82387-12746 | RYAN RD WARREN | 82387 | Joint Recruiting Program | USACE | 29136 Ryan Road | United States | Michigan | Macomb | Warren | 48092 | 1.035 | 1.055
185757 | 800005 | 5632 & 5634 W ROOSEVELT ROAD CHICAGO | 82387 | Joint Recruiting Program | USACE | 5632 & 5634 West Roosevelt Road | United States | Illinois | DuPage | Chicago | 60804 | 1.18 | 1.25
185759 | 18081-10179 | 600 SOUTH STREET NEW ORLEANS | 18081 | ARMY MISSION SUPPORT | USACE | 600 South Street | United States | Louisiana | Orleans | New Orleans | 70112 | 0.89 | 0.86
185762 | 82387-13296 | W PERKINS AVE SANDUSKY | 82387 | Joint Recruiting Program | USACE | 912 West Perkins Avenue | United States | Ohio | Erie | Sandusky | 44870 | 0.925 | 0.9195
185763 | 710436 | 112 DEL GUZZI DR PORT ANGELES | 82387 | Joint Recruiting Program | USACE | 112 Del Guzzi Drive, Suite 1a, 1b, & 1c | United States | Washington | Clallam | Port Angeles | 98362 | 1.085 | 1.095
185764 | 82387-10523 | 2233 LOUISIANA ST LAWRENCE | 82387 | Joint Recruiting Program | USACE | 2233 Louisiana Street, Suite H1 | United States | Kansas | Douglas | Lawrence | 66044 | 1.005 | 1.025
185765 | 82387-11357 | AVOCADO BLVD LA MESA | 82387 | Joint Recruiting Program | USACE | 3835 Avocado Boulevard, Suite 270 | United States | California | San Diego | La Mesa | 91941 | 1.05 | 1.08
185766 | 82387-11669 | E CHARLES PAGE SAND SPRINGS | 82387 | Joint Recruiting Program | USACE | 114 East Charles Page Boulevard, Suite 500 | United States | Oklahoma | Tulsa | Sand Springs | 74063 | 0.875 | 0.85
185767 | 82387-12267 | METROTECH DR CHANTILLY | 82387 | Joint Recruiting Program | USACE | 13881-B Metrotech Drive Sully Shopping Center | United States | Virginia | Fairfax | Chantilly | 20151 | 1.08 | 1.08
185768 | 01530-10022 | CAMP SHELBY HATTIESBURG | 01530 | 81ST RRC - ALABAMA | ARGUARD | 6 Street at Jackson Ave at Camp Shelby | United States | Mississippi | Forrest | Hattiesburg | 39407 | 0.9 | 0.86
185769 | 82387-11406 | BONITA LAKES CIR MERIDIAN | 82387 | Joint Recruiting Program | USACE | 1000 Bonita Lakes Circle, Space SC2-3 | United States | Mississippi | Lauderdale | Meridian | 39301 | 0.97 | 0.93
185770 | 82387-12650 | PINEVIEW DR MORGANTOWN | 82387 | Joint Recruiting Program | USACE | 1231 Pineview Drive | United States | West Virginia | Monongalia | Morgantown | 26505 | 1.02 | 1.03
185773 | 82387-11448 | CAMEL DR GILLETTE | 82387 | Joint Recruiting Program | USACE | 900 Camel Drive, Suite D | United States | Wyoming | Campbell | Gillette | 82716 | 1.045 | 1.035
185776 | 82387-13326 | W WASHINGTON ST BRAINERD | 82387 | Joint Recruiting Program | USACE | 702 West Washington Street | United States | Minnesota | Crow Wing | Brainerd | 56401 | 1.085 | 1.12
185778 | 82387-12244 | MAYFIELD RD CLEVELAND HEIGHTS | 82387 | Joint Recruiting Program | USACE | 3522 Mayfield Road | United States | Ohio | Cuyahoga | Cleveland Hts | 44118 | 0.925 | 0.9195
185780 | 82387-12672 | PRAIRIE ST ST CHARLES | 82387 | Joint Recruiting Program | USACE | 2075 Prairie Street, Suite 104 | United States | Illinois | Kane | St. Charles | 60174 | 1.03 | 1.045
185782 | 710946 | 551 AIRLIFT DRIVE CHICOPEE | 82387 | Joint Recruiting Program | USACE | 551 Airlift Drive | United States | Massachusetts | Hampden | Chicopee | 01022 | 1.13 | 1.17
185789 | 82387-12023 | HUDSON LN MONROE | 82387 | Joint Recruiting Program | USACE | 1401 Hudson Lane, Suite #203 Cross Bank Building | United States | Louisiana | Ouachita | Monroe | 71201 | 0.855 | 0.825
185790 | 82387-12559 | NW 48TH ST MIAMI | 82387 | Joint Recruiting Program | USACE | 7785 Northwest 48th Street, Suite 275 | United States | Florida | Miami-Dade | Miami-Dade | 33166 | 0.82 | 0.8
185792 | 82387-12646 | PINECREST DR MARSHALL | 82387 | Joint Recruiting Program | USACE | 1300 Pinecrest Drive, Suites 26 & 27 | United States | Texas | Harrison | Marshall | 75670 | 0.85 | 0.83
185795 | 82387-10837 | 411 EAST FRANKLIN ST RICHMOND | 82387 | Joint Recruiting Program | USACE | 411 East Franklin Street | United States | Virginia | Richmond | Richmond | 23230 | 0.92 | 0.89
185797 | 82387-11790 | EASTERN BLVD MONTGOMERY | 82387 | Joint Recruiting Program | USACE | 500 Eastern Boulevard | United States | Alabama | Montgomery | Montgomery | 36117 | 0.87 | 0.85
185799 | 82387-11964 | H ST CHULA VISTA | 82387 | Joint Recruiting Program | USACE | 627 H Street | United States | California | San Diego | Chula Vista | 91910 | 1.05 | 1.08
185804 | 82387-11681 | E EXPOSITION AURORA | 82387 | Joint Recruiting Program | USACE | 14187 East Exposition Avenue | United States | Colorado | Adams | Aurora | 80012 | 0.99 | 0.98
185812 | 82387-11989 | HIGHWAY 153 HIXSON | 82387 | Joint Recruiting Program | USACE | 5741 Highway 153, Suite B | United States | Tennessee | Hamilton | Hixson | 37343 | 0.82 | 0.8
185815 | 18081-10213 | 8154 HANGAR ROAD SAN ANGELO | 18081 | ARMY MISSION SUPPORT | USACE | 8154 Hangar Road | United States | Texas | Tom Green | San Angelo | 76902 | 0.89 | 0.86
185820 | 18081-10438 | NAVAL RES RECR-YORKTOWN YORKTOWN | 18081 | ARMY MISSION SUPPORT | USACE | 1737 Old Williamsburg Road, Naval Res Recr-Yorktown | United States | Virginia | York | Yorktown | 23691 | 1 | 0.96
185821 | 82387-12894 | SAGE AVE MOBILE 1 | 82387 | Joint Recruiting Program | USACE | 311A & 311B Sage Avenue | United States | Alabama | Mobile | Mobile | 36606 | 0.84 | 0.81
185822 | 82387-11752 | E SEMINOLE SPRINGFIELD | 82387 | Joint Recruiting Program | USACE | 1803 East Seminole Street, Tower Grove Shopping Center | United States | Missouri | Greene | Springfield | 65804 | 0.985 | 1.005
185823 | 82387-11712 | E LOHMAN ST LAS CRUCES | 82387 | Joint Recruiting Program | USACE | 2001 East Lohman Street, Suites A & B | United States | New Mexico | Dona Ana | Las Cruces | 88001 | 1.02 | 1
185824 | 82387-12487 | N WOODLAND BLVD DELAND | 82387 | Joint Recruiting Program | USACE | 1412 North Woodland Boulevard, Gateway Village Shopping | United States | Florida | Volusia | Deland | 32720 | 0.825 | 0.805
185826 | 82387-11370 | BAYTREE RD VALDOSTA | 82387 | Joint Recruiting Program | USACE | 1525 Baytree Road, Suite L | United States | Georgia | Lowndes | Valdosta | 31602 | 0.86 | 0.82
185832 | 82387-10255 | 14050 NW 14TH STREET SUNRISE | 82387 | Joint Recruiting Program | USACE | 14050 Northwest 14th Street, Sawgrass Commerce | United States | Florida | Broward | Sunrise | 33323 | 0.82 | 0.8
185833 | 82387-12575 | OBERLIN RD RALEIGH | 82387 | Joint Recruiting Program | USACE | 505 Oberlin Road, Suite 151 | United States | North Carolina | Wake | Raleigh | 27605 | 0.885 | 0.855
185835 | 82387-13348 | WASHINGTON ST WATERTOWN | 82387 | Joint Recruiting Program | USACE | 1402 Washington Street | United States | New York | Jefferson | Watertown | 13601 | 1.17 | 1.17
185839 | 18081-10455 | NORWOOD AIRPORT NORWOOD | 18081 | ARMY MISSION SUPPORT | USACE | Norwood Airport County Of Plymouth | United States | Massachusetts | Norfolk | Norwood | 02062 | 1.165 | 1.215
185844 | 82387-13045 | SUNSET BLVD SAN ANGELO | 82387 | Joint Recruiting Program | USACE | Sunset Boulevard, Sunset Mall | United States | Texas | Tom Green | San Angelo | 76904 | 0.89 | 0.86
185852 | 82387-13126 | UNIVERSITY DR HUNTSVILLE 1 | 82387 | Joint Recruiting Program | USACE | 6125 University Drive, University Plaza | United States | Alabama | Madison | Huntsville | 35805 | 0.83 | 0.8
185853 | 82387-12823 | S KIMBROUGH ST SPRINGFIELD | 82387 | Joint Recruiting Program | USACE | 3019 South Kimbrough Street | United States | Missouri | Greene | Springfield | 65804 | 0.985 | 1.005
185855 | 710510 | 3000 MIDLANTIC DRIVE MOUNT LAUREL | 18081 | ARMY MISSION SUPPORT | USACE | 3000 Midlantic Drive, Suite 201 | United States | New Jersey | Burlington | Masonville | 08054 | 1.17 | 1.24
185857 | 82387-13159 | VETERANS PKWY SPRINGFIELD | 82387 | Joint Recruiting Program | USACE | 3169 Veterans Parkway | United States | Illinois | Sangamon | Springfield | 62704 | 1.03 | 1.045
185858 | 710427 | 701 SAN JACINTO STREET HOUSTON | 82387 | Joint Recruiting Program | USACE | 701 San Jacinto Street Houston Customs House | United States | Texas | Harris | Houston | 77002 | 0.865 | 0.84
185859 | 82387-12026 | HUMBERT RD ALTON | 82387 | Joint Recruiting Program | USACE | 4115 Humbert Road | United States | Illinois | Madison | Alton | 62002 | 1.03 | 1.045
185860 | 800362 | 11173 E 31ST STREET TULSA | 82387 | Joint Recruiting Program | USACE | 11173 East 31st Street, Suites A(Mc), B(Af), & C(Na) | United States | Oklahoma | Tulsa | Tulsa | 74146 | 0.875 | 0.85
185863 | 82387-13128 | UNIVERSITY PLZ MERCERVILLE | 82387 | Joint Recruiting Program | USACE | 96 Flock Road, University Plaza | United States | New Jersey | Mercer | Mercerville | 08109 | 1.17 | 1.24
185864 | 710129 | 6125 WEST NATIONAL AVENUE WEST ALLIS | 82387 | Joint Recruiting Program | USACE | 6125 West National Avenue | United States | Wisconsin | Milwaukee | West Allis | 53214 | 1.09 | 1.13
185869 | 82387-10423 | 1991 NE CORNELL RD HILLSBORO | 82387 | Joint Recruiting Program | USACE | 1991 Northeast Cornell Road | United States | Oregon | Washington | Hillsboro | 97124 | 1.08 | 1.1
185871 | 82387-13165 | VIRGINIA AVE NORTH BEND | 82387 | Joint Recruiting Program | USACE | 1611 Virginia Avenue, Pony Village Mall, Suite 1 | United States | Oregon | Coos | North Bend | 97459 | 1.12 | 1.145
185872 | 82387-10746 | 33RD AVE W LYNNWOOD | 82387 | Joint Recruiting Program | USACE | 18415 33rd Avenue West | United States | Washington | Snohomish | Lynnwood | 98036 | 1.085 | 1.095
185874 | 82387-10654 | 2900 W WASHINGTON STEPHENVILLE | 82387 | Joint Recruiting Program | USACE | 2900 Washington Lane, Suite 112 (#20) | United States | Texas | Erath | Stephenville | 76401 | 0.865 | 0.84
185885 | 54B46 | JACKSON COUNTY AFRC | 540NG | WEST VIRGINIA NATIONAL GUARD | ARGUARD | 8832 Point Pleasant Road | United States | West Virginia | Jackson | Millwood | 25262 | 1.02 | 1.03
185887 | 41C15 | SILVERTON ARMORY | 410NG | OREGON NATIONAL GUARD | ARGUARD | 421 S. Water Street | United States | Oregon | Marion | Silverton | 97381 | 1.12 | 1.145
185889 | N00620-DB | DUGUALLA BAY | N00620 | NAS Whidbey Island WA | NAVACT | 36699 North State Route 20 | United States | Washington | Island | Oak Harbor | 98277 | 1.26 | 1.29
185891 | 21B91 | OWENSBORO READINESS CENTER | 210NG | KENTUCKY NATIONAL GUARD | ARGUARD | 3300 Tamarack Road | United States | Kentucky | Daviess | Owensboro | 42301 | 0.87 | 0.87
185892 | 08372 | PETERSON AFB A/DACQ SITE | 08005 | FORT CARSON | ARACT |  | United States | Colorado | El Paso | Colorado Spgs | 80913 | 1.04 | 1.02
185897 | 42E06 | STR FRNT RECRTNG OFF-PITTSBURGH | 420NG | PENNSYLVANIA NATIONAL GUARD | ARGUARD | 100 Robinson Center Drive | United States | Pennsylvania | Allegheny | Pittsburgh | 15205 | 1.065 | 1.105
185901 | 22A73 | STRORE FRONT RECRUITING DENHAM SPRINGS | 220NG | LOUISIANA NATIONAL GUARD | ARGUARD | 7755 Magnolia Beach Road | United States | Louisiana | Livingston | Denham Springs | 70726 | 0.855 | 0.825
185904 | 24A35 | BEL AIR SFRO | 240NG | MARYLAND NATIONAL GUARD | ARGUARD | 5 Bel Air South Parkway | United States | Maryland | Harford | Bel Air | 21015 | 0.94 | 0.94
185907 | 40824 | BROKEN ARROW AFRC | 400NG | OKLAHOMA NATIONAL GUARD | ARGUARD | 8000 New Orleans Street | United States | Oklahoma | Wagoner | Broken Arrow | 74014 | 0.875 | 0.85
185908 | 40C76 | MUSKOGEE AFRC | 400NG | OKLAHOMA NATIONAL GUARD | ARGUARD | 6800 South Cherokee Street | United States | Oklahoma | Muskogee | Muskogee | 74403 | 0.875 | 0.85
185925 | 82387-12906 | SANDLAKE RD ORLANDO | 82387 | Joint Recruiting Program | USACE | 1650 Sandlake Road, Suite 113 | United States | Florida | Orange | Orlando | 32809 | 0.825 | 0.805
185949 | 801125 | EAST VAN BUREN PHOENIX | 82387 | Joint Recruiting Program | USACE | East Van Buren | United States | Arizona | Maricopa | Phoenix | 85012 | 0.91 | 0.89
185963 | 82387-12256 | MEHEULA PKWY MILILANI | 82387 | Joint Recruiting Program | USACE | 95-1249 Meheula Parkway, Suite 202 | United States | Hawaii | Honolulu | Mililani | 96789 | 2.51 | 2.42
185966 | 18081-10036 | 108 PEACHTREE PARKWAY BYRON | 18081 | ARMY MISSION SUPPORT | USACE | 108 Peachtree Parkway, Suite 302 | United States | Georgia | Peach | Byron | 31008 | 0.88 | 0.85
185969 | 800987 | MILE HILL ROAD PORT ORCHARD | 82387 | Joint Recruiting Program | USACE | Mile Hill Road | United States | Washington | Kitsap | Port Orchard | 98366 | 1.21 | 1.24
185989 | 800490 | 77-6425 KUAKINI HWY KAILUA KONA | 82387 | Joint Recruiting Program | USACE | 77-6425 Kuakini Highway | United States | Hawaii | Hawaii | Kailua Kona | 96740 | 2.51 | 2.42
185997 | 801038 | SW PINE ISLAND ROAD CAPE CORAL | 82387 | Joint Recruiting Program | USACE | 1242 SW Pine Coral Road | United States | Florida | Lee | Cape Coral | 33991 | 0.825 | 0.805
186006 | 801023 | Cobbs Ford Road, Prattville | 82387 | Joint Recruiting Program | USACE | 2735 Legends Parkway | United States | Alabama | Autauga | Prattville | 36066 | 0.87 | 0.85
186048 | 82387-12984 | SOUTHFIELD CTR SAINT LOUIS | 82387 | Joint Recruiting Program | USACE | 5479 Southfield Center | United States | Missouri | St. Louis | St. Louis | 63123 | 0.985 | 1.005
186052 | 711107 | 550 WEST FORT ST BOISE | 82387 | Joint Recruiting Program | USACE | 550 West Fort Street, James A McClure Federal Building/Courthouse | United States | Idaho | Ada | Boise | 83724 | 0.99 | 0.98
186063 | 800551 | EAST DEYOUNG FRESNO | 70132 | INDEPENDENT DUTY HOUSING PROGRAM | USACE | East Deyoung Drive | United States | California | Fresno | Fresno | 93720 | 1.125 | 1.165
186081 | 82387-12210 | MAIN ST WALTHAM | 82387 | Joint Recruiting Program | USACE | 633 Main Street | United States | Massachusetts | Middlesex | Waltham | 02451 | 1.165 | 1.215
186127 | 800618 | NW UNIVERSITY BLVD PORT SAINT LUCIE | 82387 | Joint Recruiting Program | USACE | 584 Northwest University Boulevard | United States | Florida | St. Lucie | Port St. Lucie | 34986 | 0.825 | 0.805
186153 | 800968 | CENTREVILLE ROAD CENTREVILLE | 82387 | Joint Recruiting Program | USACE | Centreville Road | United States | Virginia | Fairfax | Centreville | 20121 | 1.08 | 1.08
186179 | 800714 | WASHINGTON BLVD LAUREL | 82387 | Joint Recruiting Program | USACE | Washington Boulevard | United States | Maryland | Prince George's | Laurel | 20723 | 0.97 | 0.97
186226 | 800659 | OAK STREET PLAZA QUINCY | 82387 | Joint Recruiting Program | USACE | 5200 Oak Street | United States | Illinois | Adams | Quincy | 62301 | 1.03 | 1.045
186227 | 801050 | ROUTE 251 PERU | 82387 | Joint Recruiting Program | USACE | Route 251 | United States | Illinois | LaSalle | Peru | 61354 | 1.03 | 1.045
186245 | 82387-12451 | N PENN INDEPENDENCE | 82387 | Joint Recruiting Program | USACE | 201 North Penn Avenue | United States | Kansas | Montgomery | Independence | 67301 | 1.005 | 1.025
186249 | 801054 | W 6TH STREET JUNCTION CITY | 82387 | Joint Recruiting Program | USACE | West 6th Street | United States | Kansas | Geary | Junction City | 66441 | 1.17 | 1.18
186263 | 801264 | ROCK LANDING D NEWPORT NEWS | 18081 | ARMY MISSION SUPPORT | USACE | Rock Landing Drive | United States | Virginia | Newport News | Newport News | 23606 | 0.98 | 0.94
186275 | 800650 | E GREEN STREET CHAMPAIGN | 82387 | Joint Recruiting Program | USACE | East Green Street | United States | Illinois | Champaign | Champaign | 61820 | 1.03 | 1.045
186292 | 82387-12608 | PARK MALL PEEKSKILL | 82387 | Joint Recruiting Program | USACE | 1045 Park Street, Park Mall | United States | New York | Westchester | Peekskill | 10566 | 1.06 | 1.075
186307 | 82387-11010 | 58TH ST N SAINT PETERSBURG | 82387 | Joint Recruiting Program | USACE | 910 58th Street North, Tyrone Gardens Suites 19A-D | United States | Florida | Pinellas | St. Petersburg | 33710 | 0.82 | 0.8
186322 | 801021 | GRAND AVENUE GADSDEN | 82387 | Joint Recruiting Program | USACE | 115 West Grand Avenue | United States | Alabama | Etowah | Gadsden | 35907 | 0.855 | 0.83
186328 | 801024 | McQueen Smith Road South, Prattville | 82387 | Joint Recruiting Program | USACE | 589 McQueen Smith Road | United States | Alabama | Autauga | Prattville | 36066 | 0.87 | 0.85
186373 | 82387-12287 | MINERAL KING VISALIA | 82387 | Joint Recruiting Program | USACE | 4347 Mineral King Highway | United States | California | Tulare | Visalia | 93277 | 1.125 | 1.165
186377 | 800580 | EAST GIBSON ROAD WOODLAND | 82387 | Joint Recruiting Program | USACE | 1264 East Gibson Road | United States | California | Yolo | Woodland | 95776 | 1.13 | 1.17
186379 | 82387-12374 | N FRESNO ST FRESNO | 82387 | Joint Recruiting Program | USACE | 6073 North Fresno Street, Suite 105 | United States | California | Fresno | Fresno | 93710 | 1.125 | 1.165
186399 | 801156 | WESTSIDE PLAZA DRIVE MARIANNA | 82387 | Joint Recruiting Program | USACE |  | United States | Florida | Jackson | Marianna | 32448 | 0.825 | 0.805
186414 | 800572 | S. EL CAMINO REAL SAN MATEO | 82387 | Joint Recruiting Program | USACE | 2850 S. El Camino Real | United States | California | San Mateo | San Mateo | 94403 | 1.125 | 1.165
186433 | 800955 | ADAMS WEATHERFORD | 82387 | Joint Recruiting Program | USACE | Adams Drive | United States | Texas | Parker | Weatherford | 76086 | 0.865 | 0.84
186457 | 710084 | 3114 Moores Lane Texarkana | 70132 | Independent Duty Housing Program | USACE | 3114 Moores Lane | United States | Texas | Bowie | Texarkana | 75503 | 0.85 | 0.83
186771 | 801097 | Hulen Bend Blvd Fort Worth | 82387 | Joint Recruiting Program | USACE | 6306 Hulen Bend Boulevard | United States | Texas | Tarrant | Fort Worth | 76132 | 0.83 | 0.82
187320 | 82387-11918 | 2881 GEAR RD TURLOCK | 82387 | Joint Recruiting Program | USACE | 2881 Geer Road | United States | California | Stanislaus | Turlock | 95382 | 1.125 | 1.165
187585 | 18081-10214 | 819 Taylor Fort Worth | 18081 | Army Mission Support | USACE | 819 Taylor Street | United States | Texas | Tarrant | Fort Worth | 76102 | 0.83 | 0.82
187740 | 01328 | MOUT Training Site - Fort McClellan | 01910 | Fort McClellan Training Center | ARGUARD | 621 Northeast Mout Road | United States | Alabama | Calhoun | Anniston | 36201 | 0.85 | 0.83
187741 | 01041 | Pelham Range Training Site - Fort McClellan | 01910 | Fort McClellan Training Center | ARGUARD | 3Gate 3 Road West | United States | Alabama | Calhoun | Alexandria | 36250 | 0.85 | 0.83
187837 | 810075 | 1065 S. SCHILLINGER RD MOBILE | 82387 | Joint Recruiting Program | USACE | 1065 South Schillinger Road | United States | Alabama | Mobile | Mobile | 36695 | 0.84 | 0.81
187839 | 810109 | 110 FORUM DRIVE COLUMBIA | 82387 | Joint Recruiting Program | USACE | 110 Forum Drive | United States | South Carolina | Lexington | Columbia | 29223 | 0.87 | 0.83
187922 | 810107 | 5003 SOUTHPARK DRIVE DURHAM | 82387 | Joint Recruiting Program | USACE | 5003 Southpark Drive | United States | North Carolina | Durham | Durham | 27707 | 0.885 | 0.855
188091 | 810225 | 1 CADDY COVE MAUMELLE | 70132 | Independent Duty Housing Program | USACE | 1 Caddy Cove | United States | Arkansas | Pulaski | Maumelle | 72113 | 0.83 | 0.8
188548 | 820381 | 601 MAIN STREET COLUMBIA | 82387 | Joint Recruiting Program | USACE | 601 Main Street | United States | South Carolina | Lexington | Columbia | 29201 | 0.87 | 0.83
188563 | 820420 | 9101 BOULEVARD 26 (GRAPEVINE HWY.) NORTH RICHLAND HILLS | 82387 | Joint Recruiting Program | USACE | 9101 Boulevard 26 (Grapevine Highway) | United States | Texas | Tarrant | North Richland Hills | 76180 | 0.83 | 0.82
188597 | 5519 | HOT SPRINGS AFRC | 06510 | 63rd Readiness Division | ARRES | 2161 Albert Pike Road | United States | Arkansas | Garland | Hot Springs | 71913 | 0.845 | 0.82
188601 | 5001 | JONESBORO AFRC | 06510 | 63rd Readiness Division | ARRES | 6109 CW Post Road | United States | Arkansas | Craighead | Jonesboro | 72401 | 0.845 | 0.82
188670 | 820124 | 130 FORUM RD SUITE 4 COLUMBIA | 82387 | Joint Recruiting Program | USACE | 130 Forum Road, Suite 4 | United States | South Carolina | Lexington | Columbia | 29223 | 0.87 | 0.83
188672 | 820925 | 1300 PINECREST DR MARSHALL | 82387 | Joint Recruiting Program | USACE | 1300 Pinecrest Drive | United States | Texas | Harrison | Marshall | 75670 | 0.85 | 0.83
188980 | 5047 | ARKADELPHIA AFRC | 06510 | 63rd Readiness Division | ARRES | 232 McClellan Boulevard | United States | Arkansas | Clark | Arkadelphia | 71923 | 0.845 | 0.82
189015 | 821181 | 1100 CORPORATION PARKWAY RALEIGH | 82387 | Joint Recruiting Program | USACE | 1100 Corporation Parkway | United States | North Carolina | Wake | Raleigh | 27610 | 0.885 | 0.855
189093 | 820487 | 3571 N. BELTLINE IRVING | 82387 | Joint Recruiting Program | USACE | 3571 North Beltline Road | United States | Texas | Dallas | Irving | 75038 | 0.83 | 0.82
189150 | 820718 | 86 WAL MART PLAZA SYLVA | 82387 | Joint Recruiting Program | USACE | 86 Wal Mart Plaza | United States | North Carolina | Jackson | Sylva | 28779 | 0.885 | 0.855
189288 | 821075 | 4008 EAST FRANKLIN BLVD GASTONIA | 82387 | Joint Recruiting Program | USACE | 4008 East Franklin Boulevard | United States | North Carolina | Gaston | Gastonia | 28056 | 0.885 | 0.855
189391 | 820372 | 6020 PARKER AVE, NORTH RICHLAND HILLS, TX | 82387 | Joint Recruiting Program | USACE | 6020 Parker Avenue | United States | Texas | Tarrant | North Richland Hills | 76180 | 0.83 | 0.82
189413 | 37062 | Knightdale USARC | 01530 | 81st Readiness Division | ARRES | 408 Hinton Oaks Boulevard | United States | North Carolina | Wake | Knightdale | 27545 | 0.885 | 0.855
189744 | 821924 | 4132 MCKNIGHT ROAD TEXARKANA | 82387 | Joint Recruiting Program | USACE | 4132 McKnight Road | United States | Texas | Bowie | Texarkana | 75503 | 0.85 | 0.83
189859 | N83447-ND | NCIS DALLAS | N83447 | NAS JRB Ft. Worth TX | NAVACT | 1701 East Lamar Boulevard | United States | Texas | Tarrant | Arlington | 76011 | 0.83 | 0.82
190007 | 5201 | EL DORADO AFRC | 06510 | 63rd Readiness Division | ARRES | 101 US Highway 167B | United States | Arkansas | Union | El Dorado | 71730 | 0.845 | 0.82
190604 | 822348 | 1523 WEST MAIN STREET JACKSONVILLE, AR | 82387 | Joint Recruiting Program | USACE | 1523 West Main Street | United States | Arkansas | Pulaski | Jacksonville | 72076 | 0.83 | 0.8
191238 | 37B43 | fayetteville storefront recruiting | 370NG | North Carolina National Guard | ARGUARD | 387 Westwood Shopping Center | United States | North Carolina | Cumberland | Fayetteville | 28314 | 0.87 | 0.84
191256 | 01C56 | Decatur Regional Training Institute | 010NG | Alabama National Guard | ARGUARD | 4218 US HIghway 31 South | United States | Alabama | Morgan | Decatur | 35603 | 0.83 | 0.8
191417 | 823993 | 303 BANCARIO ROAD MARION | 82387 | Joint Recruiting Program | USACE | 303 Bancario Road | United States | Arkansas | Crittenden | Marion | 72364 | 0.845 | 0.82
191694 | 824306 | 3133 Sistine Chapel Circle Jonesboro | 70132 | Independent Duty Housing Program | USACE | 3133 Sistine Chapel Circle | United States | Arkansas | Craighead | Jonesboro | 72404 | 0.845 | 0.82
191976 | 824572 | 4310 BUFFALO GAP RD. ABILENE | 82387 | Joint Recruiting Program | USACE | 4310 Buffalo Gap Road | United States | Texas | Taylor | Abilene | 79606 | 0.88 | 0.86
192049 | 824453 | 2915 LAKEWOOD VILLAGE NORTH LITTLE ROCK | 82387 | Joint Recruiting Program | USACE | 2915 Lakewood Village | United States | Arkansas | Pulaski | North Little Rock | 72116 | 0.83 | 0.8
192139 | 824590 | 1916 SKIBO ROAD FAYETTEVILLE | 82387 | Joint Recruiting Program | USACE | 1916 Skibo Road | United States | North Carolina | Cumberland | Fayetteville | 28314 | 0.87 | 0.84
192303 | 824902 | 3009 HIGHWAY 77 PANAMA CITY | 82387 | Joint Recruiting Program | USACE | 3009 Highway 77 | United States | Florida | Bay | Panama City | 32405 | 0.85 | 0.83
192437 | 825075 | 1618 N JORDAN LANE FAYETTEVILLE | 70132 | Independent Duty Housing Program | USACE | 1618 North Jordan Lane | United States | Arkansas | Washington | Fayetteville | 72703 | 0.845 | 0.82
192488 | 825079 | 507 RIDGE POINT DRIVE FORT SMITH | 70132 | Independent Duty Housing Program | USACE | 507 Ridge Point Drive | United States | Arkansas | Sebastian | Fort Smith | 72908 | 0.845 | 0.82
192613 | 825241 | 408 DRIFTWOOD STREET LOWELL | 70132 | Independent Duty Housing Program | USACE | 408 Driftwood Street | United States | Arkansas | Benton | Lowell | 72745 | 0.845 | 0.82
192637 | 37928 | 504 N. MCPHERSON CHURCH RD FAYETTEVILLE | 37225 | Fort Bragg | ARACT | 504 North McPherson Church Road | United States | North Carolina | Cumberland | Fayetteville | 28305 | 0.87 | 0.84
192733 | 37B44 | Fayetteville 1-120 Lease | 370NG | North Carolina National Guard | ARGUARD | 210 Fairway Drive | United States | North Carolina | Cumberland | Fayetteville | 28305 | 0.87 | 0.84
192757 | 825449 | 324 SUMMER STREET LOWELL | 70132 | Independent Duty Housing Program | USACE | 324 Summer Street | United States | Arkansas | Benton | Lowell | 72745 | 0.845 | 0.82
192817 | 825625 | 4600 SOUTHWEST BEDINGFIELD STREET BENTONVILLE | 70132 | Independent Duty Housing Program | USACE | 4600 Southwest Bedingfield Street | United States | Arkansas | Benton | Bentonville | 72712 | 0.845 | 0.82
1 | M00146-0001 | MCAS CHERRY POINT MAIN BASE | M00146 | MCAS CHERRY POINT NC | MCACT | 198 C Street | United States | North Carolina | Craven | Cherry Point | 28533 | 1.03 | 1
10 | M00146-0011 | HANCOCK ISLAND 2 | M00146 | MCAS CHERRY POINT NC | MCACT | No Physical Address | United States | North Carolina | Craven | Cherry Point | 28533 | 1.03 | 1
100 | M67695-0002 | SPOIL AREA | M67695 | MCSF BLOUNT ISLAND | MCACT | Heckscher Drive | United States | Florida | Duval | Jacksonville | 32226 | 0.8 | 0.78
1007 | N68967-BV | BAYVIEW IDAHO SITE 2 | N68967 | NAVSTA Everett WA | NAVACT | 33890 Northeast Main Street | United States | Idaho | Kootenai | Bayview | 83803 | 1.055 | 1.045
101 | M67865-0001 | MCAS MIRAMAR MAIN BASE | M67865 | MCAS MIRAMAR | MCACT | 8630 Pless Road | United States | California | San Diego | San Diego | 92145 | 1.05 | 1.08
1015 | N00620-AE | NAVWPNSYSTRAFAC BRDMAN | N00620 | NAS Whidbey Island WA | NAVACT | 76966 Bombing Range Road | United States | Oregon | Morrow | Boardman | 97818 | 1.12 | 1.145
1016 | N00620-CA | KITSAP COUNTY ARPT | N00620 | NAS WHIDBEY ISLAND WA | NAVACT | 8850 State Highway 3 SW | United States | Washington | Kitsap | Bremerton | 98267 | 1.21 | 1.24
1017 | N00620-FA | LAKE HANCOCK | N00620 | NAS Whidbey Island WA | NAVACT | 98253 | United States | Washington | Island | Oak Harbor | 98253 | 1.26 | 1.29
1019 | N61064-BA | MAUNA KAPU OAHU | N61064 | CNIC PMRF Barking Sands | NAVACT | 96792 | United States | Hawaii | Honolulu | Waipahu | 96792 | 2.37 | 2.28
102 | M67865-0002 | MIRAMAR WEST | M67865 | MCAS MIRAMAR | MCACT | Mirimar Road | United States | California | San Diego | Miramar Naval Air Sta. | 92145 | 1.05 | 1.08
1020 | N61064-EA | KAMOKALA RIDGE | N61064 | CNIC PMRF Barking Sands | NAVACT | 96752 | United States | Hawaii | Kauai | Kekaha | 96752 | 2.8 | 2.72
1021 | N61064-HA | AF FACILITIES HAWAII | N61064 | CNIC PMRF Barking Sands | NAVACT | 96752 | United States | Hawaii | Kauai | Kekaha | 96752 | 2.8 | 2.72
1022 | N61064-LA | MT KAALA OAHU | N61064 | CNIC PMRF Barking Sands | NAVACT | 96752 | United States | Hawaii | Honolulu | Waialua | 96752 | 2.51 | 2.42
1023 | N68436-DB | TOANDOS SITE 2 | N68436 | Naval Base Kitsap Bremerton WA | NAVACT | 98376 | United States | Washington | Jefferson | Quilcene | 98376 | 1.21 | 1.24
1033 | N60042-QA | CARRIZO IMPACT AREA | N60042 | NAF El Centro CA | NAVACT | 92243 | United States | California | Imperial | El Centro | 92243 | 1.11 | 1.15
1034 | N60042-RA | HOLTVILLE CARRIER LS | N60042 | NAF El Centro CA | NAVACT | 92243 | United States | California | Imperial | El Centro | 92243 | 1.11 | 1.15
1036 | N60042-VA | TARGET 103A LOOM LOBBY | N60042 | NAF El Centro CA | NAVACT | 92243 | United States | California | Imperial | El Centro | 92243 | 1.11 | 1.15
1037 | N60042-WA | TARGET 68 INKEY BARLEY | N60042 | NAF El Centro CA | NAVACT | 92243 | United States | California | Imperial | El Centro | 92243 | 1.11 | 1.15
104 | M67865-0004 | BIG BEAR REC AREA | M67865 | MCAS MIRAMAR | MCACT | 310 Willow Lane | United States | California | San Bernardino | Big Bear City | 92314 | 1.2 | 1.25
1040 | N60191-AD | ALF FENTRESS CHESAPKE | N60191 | NAS Oceana VA | NAVACT | 2500 Lockheed Avenue | United States | Virginia | Virginia Beach (City) | Virginia Beach | 23322 | 1 | 0.96
1041 | N60191-AJ | SO BIRDNECK-PROSPTY RD | N60191 | NAS OCEANA VA | NAVACT | 23451 | United States | Virginia | Virginia Beach (City) | Virginia Beach | 23451 | 1 | 0.96
1042 | N60191-AL | BODIE ISLAND CAPE HATT | N60191 | NAS Oceana VA | NAVACT | 100 Range Road | United States | North Carolina | Dare | Wanchese | 27959 | 0.885 | 0.855
105 | M68479-0002 | SYRACUSE MCRC | M68479 | HDQTRS 4TH MARDIV NEW ORLEANS | MCRES | 1099 East Molloy Road | United States | New York | Onondaga | Syracuse | 13211 | 1.06 | 1.075
106 | M68479-0003 | LYNCHBURG VA AFRC | M68479 | HDQTRS 4TH MARDIV NEW ORLEANS | MCRES | 314 Graves Mill Road | United States | Virginia | Lynchburg | Lynchburg | 24502 | 0.92 | 0.89
107 | M68479-0004 | BALTIMORE MD MCRC | M68479 | HDQTRS 4TH MARDIV NEW ORLEANS | MCRES | 7000 Hamlet Avenue | United States | Maryland | Baltimore | Baltimore | 21234 | 0.97 | 0.97
1071 | N00245-HG | HOWARD GILMORE HSG | N00245 | NAVBASE SAN DIEGO CA | NAVACT | 7901 Valley View Circle | United States | California | San Diego | La Mesa | 91941 | 1.05 | 1.08
1075 | N62688-YF | CRANEY ISLAND | N62688 | NAVSTA NORFOLK VA | NAVACT | 4501 Ceder Lane | United States | Virginia | Portsmouth | Portsmouth | 23703 | 1 | 0.96
1076 | N62688-ZG | HARVEY PT NC | N62688 | NAVSTA NORFOLK VA | NAVACT | 23511 | United States | North Carolina | Perquimans | Hertford | 23511 | 0.885 | 0.855
108 | M68479-0006 | MEMPHIS TN MCRC | M68479 | HDQTRS 4TH MARDIV NEW ORLEANS | MCRES | 3114 Jackson Avenue | United States | Tennessee | Shelby | Memphis | 38112 | 0.82 | 0.8
1080 | N63042-SJ | NAVOPSPTCEN SAN JOSE | N63042 | NAS Lemoore CA | NAVRES | 995 East Mission Street | United States | California | Santa Clara | San Jose | 95112 | 1.2 | 1.25
1082 | N63406-HD | HARBOR DRIVE | N63406 | NAVBASE Point Loma | NAVACT | 32444 Echo Lane | United States | California | San Diego | San Diego | 92147 | 1.05 | 1.08
1086 | N68436 | NAVAL BASE KITSAP BREMERTON WA | N68436 | Naval Base Kitsap Bremerton WA | NAVACT | 120 Dewey Street | United States | Washington | Kitsap | Bremerton | 98314 | 1.21 | 1.24
1087 | N68436-GM | GOLD MOUNTAIN WA | N68436 | Naval Base Kitsap Bremerton WA | NAVACT | 911 Carver Street | United States | Washington | Kitsap | Bremerton | 98312 | 1.21 | 1.24
1089 | N68469-AM | BLOSSOM POINT MD | N68469 | Naval Support Activity Wash. | NAVACT | 10050 Blossom Point Road | United States | Maryland | Charles | La Plata | 20693 | 1 | 0.99
1095 | N69168 | CSO NS TREASURE ISLAND CA | N69168 | CSO NS Treasure Island CA | NAVACT | 410 Avenue of the Palms | United States | California | San Francisco | San Francisco | 94130 | 1.2 | 1.25
1098 | N69232 | NAVBASE VENTURA CTY PT MUGU CA | N69232 | NAVBASE Ventura City Pt Mugu CA | NAVACT | 621 Pleasant Valley Road | United States | California | Ventura | Point Mugu | 93043 | 1.08 | 1.12
1099 | N69232-AJ | CAMARILLO HSG | N69232 | NAVBASE Ventura City Pt Mugu CA | NAVACT | 1135 Sparrow Drive | United States | California | Ventura | Camarillo | 93010 | 1.08 | 1.12
110 | M68479-0008 | TAMPA FL MCRC | M68479 | HDQTRS 4TH MARDIV NEW ORLEANS | MCRES | 5121 West Gandy Boulevard | United States | Florida | Hillsborough | Tampa | 33611 | 0.82 | 0.8
111 | M68479-0009 | JACKSONVILLE FL MAINT | M68479 | HDQTRS 4TH MARDIV NEW ORLEANS | MCRES | 8820 Somers Road South | United States | Florida | Duval | Jacksonville | 32226 | 0.8 | 0.78
1111 | N68436-DC | TOANDOS SITE 3 | N68436 | Naval Base Kitsap Bremerton WA | NAVACT | 98376 | United States | Washington | Jefferson | Quilcene | 98376 | 1.21 | 1.24
1112 | N68967-FO | FORT LAWTON SITE 3 | N68967 | NAVSTA EVERETT WA | NAVACT | 670 Washington Avenue | United States | Washington | King | Seattle | 98101 | 1.12 | 1.14
1114 | N00204-PC | NAS PENSACOLA 3 | N00204 | NAS PENSACOLA FL | NAVACT | 191C Radford Boulevard | United States | Florida | Escambia | Pensacola | 32508 | 0.81 | 0.78
1115 | N00213-CB | NAS KEY WEST 2 | N00213 | NAS KEY WEST FL | NAVACT | 2 Offshore Island Road East | United States | Florida | Monroe | Key West Nav Air St | 33040 | 0.91 | 0.89
1116 | N00213-DC | SEA TECH FACILITY | N00213 | NAS KEY WEST FL | NAVACT | 91 Beach Road North | United States | Florida | Broward | Dania | 33004 | 0.82 | 0.8
1117 | N00216-CC | CABANISS R/W 31 O/R | N00216 | NAS CORPUS CHRISTI TX | NAVACT | 7114 Brizena Street | United States | Texas | Nueces | Corpus Christi | 78413 | 0.84 | 0.81
1118 | N00216-WB | WALDRON R/W 13 O/R N | N00216 | NAS CORPUS CHRISTI TX | NAVACT | 1602 Carribean Drive | United States | Texas | Nueces | Corpus Christi | 78418 | 0.84 | 0.81
112 | M68479-0010 | BROOKLYN NY | M68479 | HDQTRS 4TH MARDIV NEW ORLEANS | MCRES | 1 Aviation Road | United States | New York | Kings | New York City | 11234 | 1.36 | 1.46
1122 | N63043-AE | OLF BRAVO 1 | N63043 | NAS Meridian MS | NAVACT | 255 Rosenbaum Avenue | United States | Mississippi | Kemper | Preston | 39354 | 0.9 | 0.86
1126 | N63406-SS | SPAWARS SOUTH | N63406 | NAVBASE Point Loma | NAVACT | 53570 Hull Street | United States | California | San Diego | San Diego | 92152 | 1.05 | 1.08
113 | M68479-0012 | GREEN BAY WI | M68479 | HDQTRS 4TH MARDIV NEW ORLEANS | MCRES | 2949 Ramada Way | United States | Wisconsin | Oconto | Unknown | 54161 | 1.085 | 1.12
1138 | M00146-0023 | POINT OF MARSH TARGET | M00146 | MCAS Cherry Point NC | MCACT | No Physical Address | United States | North Carolina | Carteret | Atlantic | 28511 | 1.03 | 1
1140 | M60169-0005 | SITE 5 | M60169 | MCAS Beaufort SC | MCACT | Local Directions 5 | United States | South Carolina | Beaufort | Beaufort | 29904 | 1.03 | 1
1142 | N91192 | NIROP MINNEAPOLIS MN | N91192 | NIROP MINNEAPOLIS MN | NAVACT | 5001 East River Road | United States | Minnesota | Anoka | Fridley |  | 1.085 | 1.12
1143 | N32443-SC | NNSY SCOTT CENTER | N32443 | NAVSUPPACT Norfolk NSY | NAVACT | 310 Andrews Street | United States | Virginia | Portsmouth | Portsmouth | 23709 | 1 | 0.96
1145 | N69232-HL | FT HUNTER LIGGETT BLACKJACK | N69232 | NAVBASE Ventura City Pt Mugu CA | NAVACT | 238 California Avenue | United States | California | Monterey | Jolon | 93928 | 1.22 | 1.26
1146 | N60495-RR | NAVOPSPTCEN RENO | N60495 | NAS Fallon NV | NAVRES | 4601 Cocoa Avenue | United States | Nevada | Washoe | Reno | 89506 | 1.18 | 1.2
1147 | N00213-CC | NAS KEY WEST 3 | N00213 | NAS KEY WEST FL | NAVACT | 1480 Boca Chica Road | United States | Florida | Monroe | Key West | 33040 | 0.91 | 0.89
1148 | N62813-KL | KALAELOA | N62813 | JBPHH Pearl Harbor Hawaii | NAVACT | 96860 | United States | Hawaii | Honolulu | Barbers Point | 96860 | 2.44 | 2.36
115 | M68479-0014 | GALVESTON TX MCRC | M68479 | HDQTRS 4TH MARDIV NEW ORLEANS | MCRES | Fort Point | United States | Texas | Galveston | Galveston | 77550 | 0.865 | 0.84
1151 | N00216-CA | CABANISS R/W 13 O/R W | N00216 | NAS CORPUS CHRISTI TX | NAVACT | 6709 Ayers Street | United States | Texas | Nueces | Corpus Christi | 78413 | 0.84 | 0.81
1153 | N68967-OP | OUTPOST KOOTENAI ID | N68967 | NAVSTA Everett WA | NAVACT | 83813 | United States | Idaho | Bonner | Cocolalla | 83813 | 1.055 | 1.045
1155 | N00245-HT | HOME TERRACE CONDOS | N00245 | NAVBASE San Diego CA | NAVACT | 4505 Home Avenue | United States | California | San Diego | San Diego | 92105 | 1.05 | 1.08
1158 | N61018-GP | LAKE GLENDORA TEST FACILITY | N61018 | NAVAL SUPPORT ACTIVITY CRANE | NAVACT | 2588 East County Road 300 | United States | Indiana | Sullivan | Sullivan | 47882 | 0.955 | 0.96
116 | M68479-0015 | CHICAGO IL MCRC | M68479 | HDQTRS 4TH MARDIV NEW ORLEANS | MCRES | 3034 West Foster Avenue | United States | Illinois | Cook | Chicago | 60625 | 1.18 | 1.25
1163 | N69170-CA | HANSON MASS | N69170 | SOUTH WEYMOUTH MA NAS CSO | NAVACT | 1134CA Maine Street | United States | Massachusetts | Norfolk | Weymouth | 02188 | 1.165 | 1.215
1167 | N00213-YA | SPLS AREA N OF FLEMING | N00213 | NAS Key West FL | NAVACT | 804 Fleming Key Spoil Island Road | United States | Florida | Monroe | Key West | 33040 | 0.91 | 0.89
1169 | N60191-OC | OWLS CREEK | N60191 | NAS Oceana VA | NAVACT | 1000 Bells Road | United States | Virginia | Virginia Beach (City) | Virginia Beach | 23451 | 1 | 0.96
117 | M68479-0016 | PICO-RIVERA CA MCRC | M68479 | HDQTRS 4TH MARDIV NEW ORLEANS | MCRES | 3551 San Gabriel River Parkway | United States | California | Los Angeles | Pico-Rivera | 90660 | 1.02 | 1.06
1170 | N69212-SS | SUPSHIPS NEWPORT NEWS | N69212 | NAVAL WEAPONS STATION YORKTOWN | NAVACT | 3100 Huntington Avenue | United States | Virginia | Newport News (City) | Newport News | 23607 | 1 | 0.96
1171 | N00213-XA | PEARY COURT | N00213 | NAS Key West FL | NAVACT | 599 White Street | United States | Florida | Monroe | Key West | 33040 | 0.91 | 0.89
1173 | N60087-DA | TOPSHAM | N60087 | NAS BRUNSWICK ME | NAVACT | 14 Canam Drive | United States | Maine | Sagadahoc | Topsham | 04086 | 1.02 | 1
1174 | N00245-LN | LA MESA PARK HOUSING | N00245 | NAVBASE San Diego CA | NAVACT | 4271 Palm Avenue | United States | California | San Diego | La Mesa | 91941 | 1.05 | 1.08
1175 | N60191-WI | NAVOPSPTCEN WILMINGTON NC | N60191 | NAS Oceana VA | NAVRES | 2144 West Lake Shore Drive | United States | North Carolina | New Hanover | Wilmington | 24801 | 0.92 | 0.89
1177 | N61151-CA | CABIN PT STA 39A | N61151 | NSA SOUTH POTOMAC | NAVACT | 1217 ROYAL WAY | United States | Virginia | King George | Dahlgren | 22520 | 1.1 | 1.1
118 | M68479-0017 | YAKIMA WA AFRC | M68479 | HDQTRS 4TH MARDIV NEW ORLEANS | MCRES | 1702 Tahoma Avenue | United States | Washington | Yakima | Yakima | 98902 | 1.09 | 1.1
1180 | N61064-CA | PORT ALLEN | N61064 | CNIC PMRF Barking Sands | NAVACT | 96716 | United States | Hawaii | Kauai | Port Allen | 96716 | 2.8 | 2.72
1181 | N61064-OA | KAULA ISLAND | N61064 | CNIC PMRF Barking Sands | NAVACT | 96752 | United States | Hawaii | Kauai | Lihue | 96752 | 2.8 | 2.72
1183 | N42237-AT | NOSC-MCRC ATLANTA | N42237 | SUBASE Kings Bay GA | NAVRES | 1210 Naval Forces Court | United States | Georgia | Cobb | Marietta | 30069 | 0.83 | 0.8
1189 | N60191-CH | NOSC-MCRC CHARLOTTE NC | N60191 | NAS Oceana VA | NAVRES | 6115 North Hills Circle | United States | North Carolina | Mecklenburg | Charlotte | 28213 | 0.885 | 0.855
1190 | N60191-GR | NAVOPSPTCEN GREENSBORO NC | N60191 | NAS Oceana VA | NAVRES | 7838 McCloud Road | United States | North Carolina | Guilford | Greensboro | 27409 | 0.885 | 0.855
1191 | N60191-RA | NAVOPSPTCEN RALEIGH NC | N60191 | NAS Oceana VA | NAVRES | 2725 Western Boulevard | United States | North Carolina | Wake | Raleigh | 27606 | 0.885 | 0.855
1192 | N47608-SP | SOUTHAMPTON | N47608 | Naval Air Station Patuxent River | NAVACT | 20653 | United States | Maryland | St. Mary's | Patuxent River | 20653 | 1.09 | 1.09
1193 | N47608-SG | SOUTHGATE | N47608 | Naval Air Station Patuxent River | NAVACT | N/A | United States | Maryland | St. Mary's | Patuxent River | 20653 | 1.09 | 1.09
1194 | N83447-AU | NAVOPSPTCEN AUSTIN TX | N83447 | NAS JRB Ft. Worth TX | NAVRES | 4601 Fairview Drive | United States | Texas | Travis | Austin | 78731 | 0.865 | 0.84
1195 | N61152-SV | NAVACAD NORTH SEVERN | N61152 | NAVSUPPACT ANNAPOLIS | NAVACT | NA342 Kinkaid Road | United States | Maryland | Anne Arundel | Annapolis | 21402 | 0.99 | 0.99
1196 | N61152-CB | CHESAPEAKE BAY DETACH | N61152 | NAVSUPPACT ANNAPOLIS | NAVACT | 5812 BaySide Road | United States | Maryland | Calvert | Solomons | 20732 | 0.99 | 0.98
1197 | N42237-CO | NOSC COLUMBUS GA | N42237 | SUBASE Kings Bay GA | NAVRES | 414 4th Street | United States | Georgia | Muscogee | Columbus | 31901 | 0.94 | 0.91
1198 | N42237-AU | NOSC-MCRC AUGUSTA GA | N42237 | SUBASE Kings Bay GA | NAVRES | 2869 Central Avenue | United States | Georgia | Richmond | Augusta | 30909 | 0.91 | 0.88
1199 | JBCC0001 | JOINT BASE CHARLESTON RNCFSU DET 3 | DKFX | JB Charleston | AFACT | 3205 Magruder Avenue | United States | South Carolina | Richland | Fort Jackson | 29207 | 0.87 | 0.84
120 | M68479-0019 | WILMINGTON NC MCRC | M68479 | HDQTRS 4TH MARDIV NEW ORLEANS | MCRES | 2150 Burnett Boulevard | United States | North Carolina | New Hanover | Wilmington | 28401 | 0.9 | 0.87
1200 | N42237-GV | NOSC-MCRC GREENVILE SC | N42237 | SUBASE Kings Bay GA | NAVRES | 699 Perimeter Road, Donaldson Center | United States | South Carolina | Greenville | Greenville | 29605 | 0.92 | 0.885
1201 | N60508-FO | Foley Tower | N60508 | NAS Whiting Field, Milton FL | NAVACT | 1916 Juniper Street | United States | Alabama | Baldwin | Foley | 36535 | 0.855 | 0.83
1203 | N61007-CS | COMMISSARY SITE | N61007 | Naval Support Activity Orlando | NAVACT | 7151 Earhart Drive | United States | Florida | Orange | Orlando | 32827 | 0.825 | 0.805
1206 | N00128-KY | NAVOPSPTCEN LOUISVILLE KY | N00128 | Naval Station Great Lakes IL | NAVRES | 5401 Southside Drive | United States | Kentucky | Jefferson | Louisville | 40214 | 0.87 | 0.87
1208 | N00128-CH | NAVOPSPTCEN CHATTANOOGA TN | N00128 | Naval Station Great Lakes IL | NAVRES | 4051 Amnicola Highway | United States | Tennessee | Hamilton | Chattanooga | 37406 | 0.82 | 0.8
1209 | N00128-KN | NOSC KNOXVILLE TN | N00128 | Naval Station Great Lakes IL | NAVRES | 2101 Alcoa Highway | United States | Tennessee | Knox | Knoxville | 37920 | 0.835 | 0.82
1212 | N00639-RG | NMCB15 RICHARDS-GEBAUR | N00639 | NAVSUPPACT MIDSOUTH MEMPHIS TN | NAVRES | 600 Seabee Drive | United States | Missouri | Cass | Belton | 640123228 | 0.95 | 0.97
1213 | N61152-BA | GAMBRILLS MD | N61152 | NAVSUPPACT ANNAPOLIS | NAVACT | 100 Dairy Lane | United States | Maryland | Anne Arundel | Annapolis | 21054 | 0.99 | 0.99
1214 | N68469-AE | ARLINGTON SERVICE CTR | N68469 | Naval Support Activity Wash. | NAVACT | 809 South Courthouse Road | United States | Virginia | Arlington | Arlington | 22204 | 1.08 | 1.08
1216 | N68469-CR | NSWC CARDEROCK | N68469 | Naval Support Activity Wash. | NAVACT | 9500 MacArthur Boulevard | United States | Maryland | Montgomery | Bethesda | 20817 | 1.02 | 1.02
1217 | N68469-DA | NDEPT POTOMAC ANNEX | N68469 | Naval Support Activity Wash. | NAVACT | 22222 | United States | District of Columbia | District of Columbia | Washington, DC | 22222 | 1.04 | 1.04
1219 | N68469-SS | NEBRASKA AVE COMPLEX | N68469 | Naval Support Activity Wash. | NAVACT | 3801 Nebraska Avenue | United States | District of Columbia | District of Columbia | Washington, DC | 20390 | 1.04 | 1.04
122 | M68479-0021 | NEWPORT NEWS VA MCRC | M68479 | HDQTRS 4TH MARDIV NEW ORLEANS | MCRES | 7401 Warwick Boulevard | United States | Virginia | Newport News | Newport News | 23607 | 0.98 | 0.94
1222 | N61151-AA | KIDD STA 29 | N61151 | NSA SOUTH POTOMAC | NAVACT | 645 North Independence Drive | United States | Virginia | Westmoreland | Westmoreland | 22520 | 0.92 | 0.89
1223 | N61151-AX | COPSICO STATION | N61151 | NSA SOUTH POTOMAC | NAVACT | 6120 Mount Holly Road | United States | Virginia | Westmoreland | Westmoreland | 22520 | 0.92 | 0.89
1225 | N61151-BN | BULLETS NECK | N61151 | NSA SOUTH POTOMAC | NAVACT | 20658 | United States | Maryland | Charles | Indian Head | 20640 | 1 | 0.99
1226 | N61151-CL | COLONIAL BEACH | N61151 | NSA SOUTH POTOMAC | NAVACT | 22443 | United States | Virginia | Westmoreland | Colonial Beach | 22443 | 0.92 | 0.89
1227 | N61151-CP | COLES PT STA 41 | N61151 | NSA SOUTH POTOMAC | NAVACT | 22469 | United States | Virginia | Westmoreland | Westmoreland | 22469 | 0.92 | 0.89
1228 | N61151-FA | THOROUGHFARE ISLAND | N61151 | NSA SOUTH POTOMAC | NAVACT | 20640 | United States | Maryland | Charles | Indian Head | 20640 | 1 | 0.99
123 | M68479-0022 | BROOK PARK OH MCRC | M68479 | HDQTRS 4TH MARDIV NEW ORLEANS | MCRES | 5572 Smith Road | United States | Ohio | Cuyahoga | Brook Park | 44130 | 0.925 | 0.9195
1230 | N61151-GA | MARSH ISLAND | N61151 | NSA SOUTH POTOMAC | NAVACT | 20640 | United States | Maryland | Charles | Indian Head | 20640 | 1 | 0.99
1231 | N61151-HA | MUSE BEACH | N61151 | NSA SOUTH POTOMAC | NAVACT | 523 Muse Road | United States | Virginia | Westmoreland | Westmoreland | 22520 | 0.92 | 0.89
1232 | N61151-HI | HOG ISLAND | N61151 | NSA SOUTH POTOMAC | NAVACT | 20640 | United States | Maryland | Charles | Indian Head | 20640 | 1 | 0.99
1233 | N61151-IA | RUM POINT | N61151 | NSA SOUTH POTOMAC | NAVACT | 20640 | United States | Maryland | Charles | Indian Head | 20640 | 1 | 0.99
1234 | N61151-IH | NSF INDIAN HEAD | N61151 | NSA SOUTH POTOMAC | NAVACT | 20640 | United States | Maryland | Charles | Indian Head | 20640 | 1 | 0.99
1235 | N61151-LD | CHARLES COUNTY | N61151 | NSA SOUTH POTOMAC | NAVACT | 20602 | United States | Maryland | Charles | St. Charles | 20602 | 1 | 0.99
1236 | N61151-LE | STRATFORD HALL | N61151 | NSA SOUTH POTOMAC | NAVACT | 122 Haulover Circle | United States | Virginia | Westmoreland | Westmoreland | 22520 | 0.92 | 0.89
1237 | N61151-PN | PUMPKIN NECK | N61151 | NSA SOUTH POTOMAC | NAVACT | 22485 | United States | Virginia | King George | King George | 22485 | 1.1 | 1.1
1238 | N61151-SN | STUMP NECK AREA | N61151 | NSA SOUTH POTOMAC | NAVACT | 2008 Stump Neck Road | United States | Maryland | Charles | Indian Head | 20640 | 1 | 0.99
1239 | N61151-WF | WAKE FIELD | N61151 | NSA SOUTH POTOMAC | NAVACT | 209 Monument Drive | United States | Virginia | Westmoreland | Westmoreland | 22520 | 0.92 | 0.89
124 | M68479-0023 | LAFAYETTE LA MCRC | M68479 | HDQTRS 4TH MARDIV NEW ORLEANS | MCRES | 1710 Surrey Street | United States | Louisiana | Lafayette | Lafayette | 70508 | 0.855 | 0.825
1241 | N60191-CO | COLUMBIA, NC | N60191 | NAS Oceana VA | NAVACT | 23460 | United States | North Carolina | Tyrrell | Columbia | 29203 | 0.885 | 0.855
1246 | N50092-AE | JEBLCFS RADIO ISLAND | N50092 | JNTEXPBASE Little Creek - FS VA | NAVACT | 28516 | United States | North Carolina | Carteret | Morehead City | 28516 | 1.03 | 1
1247 | N00207-CF | CECIL FIELD NADEP | N00207 | NAS Jacksonville FL | NAVACT | 6206 Aviation Avenue | United States | Florida | Duval | Cecil Field | 32215 | 0.8 | 0.78
1248 | N32414-PH | DET PHILADELPHIA PA | N32414 | NAVSUPPACT Mechanicsburg PA | NAVACT | 700 Robbins Avenue | United States | Pennsylvania | Philadelphia | Philadelphia | 19111 | 1.14 | 1.21
125 | M68479-0024 | HUNTSVILLE AL MCRC | M68479 | HDQTRS 4TH MARDIV NEW ORLEANS | MCRES | 3506 Memorial Parkway S | United States | Alabama | Madison | Huntsville | 35801 | 0.83 | 0.8
1252 | N61152-CC | CHESAPEAKE BAY DET 1 | N61152 | NAVSUPPACT ANNAPOLIS | NAVACT | 5813 Bayside Road | United States | Maryland | Calvert | Solomons | 20732 | 1.005 | 1
1254 | N68469-NL | NAVAL RESEARCH LAB 1 | N68469 | NAVAL SUPPORT ACTIVITY WASH | NAVACT | 203755320 | United States | District Of Columbia | District Of Columbia | Washington | 203755320 | 1.04 | 1.04
1256 | N00128-DD | NAVOPSPTCEN DECATUR IL 1 | N00128 | Naval Station Great Lakes IL | NAVACT | 2596 East Federal Drive | United States | Illinois | Macon | Decatur | 62526 | 1.03 | 1.045
1258 | N00128-SM | NAVOPSPTCEN ST LOUIS 1 | N00128 | Naval Station Great Lakes IL | NAVACT | 630442314 | United States | Missouri | St. Louis | St. Louis | 63044 | 0.985 | 1.005
126 | M68479-0025 | MONTGOMERY AL | M68479 | HDQTRS 4TH MARDIV NEW ORLEANS | MCRES | 1650 Federal Drive | United States | Alabama | Montgomery | Montgomery | 36107 | 0.87 | 0.85
1264 | N32411-FI | NUWC FISHERS ISLAND NY | N32411 | Naval Station Newport RI | NAVACT | 69 Oriental Avenue | United States | New York | Suffolk | Fishers Island | 06390 | 1.06 | 1.075
1268 | N63042-SN | SEQUOIA NATL FOREST | N63042 | NAS Lemoore CA | NAVACT | 93257 | United States | California | Tulare | Sequoia National Park | 93257 | 1.125 | 1.165
127 | M68479-0026 | TERRE HAUTE IN | M68479 | HDQTRS 4TH MARDIV NEW ORLEANS | MCRES | 200 South Fruitridge Avenue | United States | Indiana | Vigo | Terre Haute | 47803 | 0.955 | 0.96
1273 | N32446-CN | USS CONSTITUTION | N32446 | NSY Portsmouth | NAVACT | 1 Constitution Road | United States | Massachusetts | Suffolk | Boston | 02108 | 1.2 | 1.26
128 | M68479-0027 | SAN BRUNO | M68479 | HDQTRS 4TH MARDIV NEW ORLEANS | MCRES | 900 Commodore Drive | United States | California | San Mateo | San Bruno | 94066 | 1.125 | 1.165
1281 | N62813-RT | RED HILL TANK SITE | N62813 | JBPHH Pearl Harbor Hawaii | NAVACT | 96818 | United States | Hawaii | Honolulu | Honolulu | 96818 | 2.37 | 2.28
1282 | N61151-SM | ST MARYS MD STA 46 | N61151 | NSA SOUTH POTOMAC | NAVACT | 19700 Mulberry Fields Road | United States | Maryland | St. Mary's | St. Marys City | 20650 | 1.09 | 1.09
1284 | N63042-MM | MOSES MOUNTAIN | N63042 | NAS Lemoore CA | NAVACT | 800 Buchanan Street | United States | California | Tulare | Sequoia National Park | 94710 | 1.125 | 1.165
1285 | N63042-HM | HEDRICK MILL POND | N63042 | NAS Lemoore CA | NAVACT | 2500 Balch Park Road | United States | California | Tulare | Sequoia National Park | 93257 | 1.125 | 1.165
1286 | N63042-SC | SHAKE CAMP | N63042 | NAS Lemoore CA | NAVACT | 93257 | United States | California | Tulare | Sequoia National Park | 93257 | 1.125 | 1.165
1287 | N00246-AW | AMPHIB BASE CRNDO WEST | N00246 | NAVBASE Coronado | NAVACT | 600 South Seal Road | United States | California | San Diego | Coronado | 92118 | 1.05 | 1.08
1289 | N69213-EB | NWS EARLE 1 | N69213 | Naval Weapons Station Earle NJ | NAVACT | 077225001 | United States | New Jersey | Monmouth | Colts Neck | 07722 | 1.24 | 1.31
129 | M68479-0028 | EBENSBURG PA | M68479 | HDQTRS 4TH MARDIV NEW ORLEANS | MCRES | 621 Industrial Park Road | United States | Pennsylvania | Cambria | Ebensburg | 15931 | 1.065 | 1.105
1290 | N69213-EC | NWS EARLE 2 | N69213 | Naval Weapons Station Earle NJ | NAVACT | 077225001 | United States | New Jersey | Monmouth | Colts Neck | 07722 | 1.24 | 1.31
1292 | N69213-WH | WATERFRONT EARLE 2 | N69213 | Naval Weapons Station Earle NJ | NAVACT | 07737 | United States | New Jersey | Monmouth | Colts Neck | 07737 | 1.24 | 1.31
1298 | N60191-PP | PALMETTO POINT 1 | N60191 | NAS OCEANA VA | NAVACT | 27925 | United States | North Carolina | Tyrrell | Columbia | 27925 | 0.885 | 0.855
1299 | N60191-PQ | PALMETTO POINT 2 | N60191 | NAS OCEANA VA | NAVACT | 27925 | United States | North Carolina | Tyrrell | Columbia | 27925 | 0.885 | 0.855
13 | M00146-0015 | FILE 128 - CONTIGUOUS TO SA PV | M00146 | MCAS CHERRY POINT NC | MCACT | 1 Jackson Drive | United States | North Carolina | Craven | Cherry Point | 28533 | 1.03 | 1
130 | M68479-0029 | BAKERSFIELD CA | M68479 | HDQTRS 4TH MARDIV NEW ORLEANS | MCRES | 4201 Chester Avenue | United States | California | Kern | Bakersfield | 93301 | 1.16 | 1.21
1300 | N60191-PR | PALMETTO POINT 3 | N60191 | NAS OCEANA VA | NAVACT | 27925 | United States | North Carolina | Tyrrell | Columbia | 27925 | 0.885 | 0.855
1301 | N60191-PS | PALMETTO POINT 4 | N60191 | NAS OCEANA VA | NAVACT | 27925 | United States | North Carolina | Tyrrell | Columbia | 27925 | 0.885 | 0.855
1302 | N60191-PT | PALMETTO POINT 5 | N60191 | NAS OCEANA VA | NAVACT | 27925 | United States | North Carolina | Tyrrell | Columbia | 27925 | 0.885 | 0.855
1303 | N32414-ME | NSA MECHANICSBURG 1 | N32414 | NAVSUPPACT MECHANICSBURG PA | NAVACT | 170550787 | United States | Pennsylvania | Cumberland | Mechanicsburg | 170550787 | 1.01 | 1.02
1304 | N32446-NP | NAVOPSPTCEN PLAINVILLE | N32446 | NSY Portsmouth | NAVRES | 1 Linsley Drive | United States | Connecticut | Hartford | Plainville |  | 1.165 | 1.205
1306 | N32446-NQ | NAVOPSPTCEN QUINCY MA | N32446 | NSY Portsmouth | NAVRES | 85 Sea Street | United States | Massachusetts | Norfolk | Quincy | 02169 | 1.165 | 1.215
1308 | N32446-NA | NAVOPSPTCEN ALBANY NY | N32446 | NSY PORTSMOUTH | NAVRES | 780 Washington Avenue SE | United States | New York | Albany | Albany | 122031492 | 1.03 | 1.05
1309 | N32414-NB | NAVOPSPTCEN BUFFALO NY | N32414 | NAVSUPPACT Mechanicsburg PA | NAVRES | 3 Porter Avenue | United States | New York | Erie | Buffalo | 14201 | 1.09 | 1.1
131 | M68479-0030 | FOLSOM MCRC | M68479 | HDQTRS 4TH MARDIV NEW ORLEANS | MCRES | 585 Kedron Avenue | United States | Pennsylvania | Delaware | Folsom | 19033 | 1.065 | 1.105
1310 | N32414-NR | NAVOPSPTCEN ROCHESTER NY | N32414 | NAVSUPPACT Mechanicsburg PA | NAVRES | 439 Paul Road | United States | New York | Monroe | Rochester | 14624 | 1.06 | 1.075
1313 | N32414-NS | NAVOPSPTCEN SYRACUSE NY | N32414 | NAVSUPPACT Mechanicsburg PA | NAVRES | 5803 East Molloy Road | United States | New York | Onondaga | Syracuse | 13211 | 1.06 | 1.075
1314 | 54950 | Marshall County Readiness Center | 540NG | West Virginia National Guard | ARGUARD | 1600 Lafayette Avenue | United States | West Virginia | Marshall | Moundsville | 26041 | 1.02 | 1.03
1315 | N60191-RI | NAVOPSPTCEN RICHMOND VA | N60191 | NAS Oceana VA | NAVRES | 6000 Strathmore Road | United States | Virginia | Chesterfield | Chesterfield | 23234 | 0.92 | 0.89
1316 | N60191-RO | NAVOPSPTCEN ROANOKE VA | N60191 | NAS Oceana VA | NAVRES | 5301 Barns Avenue Northwest | United States | Virginia | Roanoke | Roanoke | 24019 | 0.92 | 0.89
1318 | N32446-NF | NAVOPSPTCEN FORT SCHUYLER NY | N32446 | NSY Portsmouth | NAVRES | 4 Pennyfield Avenue | United States | New York | Bronx | New York City | 10465 | 1.36 | 1.46
1320 | N00158-JR | JACKSONVL.RD(MOQS) | N00158 | NAS JRB WILLOW GROVE PA | NAVACT | 1019 Jacksonville Road | United States | Pennsylvania | Bucks | Warminster | 19090 | 1.065 | 1.105
1321 | N47608-EA | HERMANVILLE | N47608 | Naval Air Station Patuxent River | NAVACT | 20429 Poplar Ridge Road | United States | Maryland | St. Mary's | Patuxent River | 20653 | 1.09 | 1.09
1322 | N32414-LE | NOSC MC LEHIGH VALLEY | N32414 | NAVSUPPACT Mechanicsburg PA | NAVRES | 1400 Postal Road | United States | Pennsylvania | Lehigh | Bethlehem | 18103 | 1.065 | 1.105
1325 | N60191-DB | LONDON BRIDGE CREEK VA | N60191 | NAS Oceana VA | NAVACT | 20 London Bridge Road | United States | Virginia | Virginia Beach (City) | Virginia Beach | 23454 | 1 | 0.96
1326 | N60191-ZA | OCEANA SCH VA BEACH VA | N60191 | NAS Oceana VA | NAVACT | 90 Oceana Boulevard | United States | Virginia | Virginia Beach (City) | Virginia Beach | 23454 | 1 | 0.96
1327 | N60495-EA | TARGET B-20 | N60495 | NAS Fallon NV | NAVACT | 18700 Pole Line Road | United States | Nevada | Churchill | Fallon | 89496 | 1.22 | 1.23
1328 | N60508-GW | VORTAC Gateswood | N60508 | NAS Whiting Field, Milton FL | NAVACT | 34201 Lee Road | United States | Alabama | Baldwin | Robertsdale | 36537 | 0.855 | 0.83
1329 | N61008-DA | ST ANDREWS BCH SITE 4 | N61008 | Naval Support Acty. Panama City | NAVACT | 4700 Thomas Dirve, Unit 233 | United States | Florida | Bay | Panama City | 32408 | 0.87 | 0.85
1330 | N61014-MV | NAVPMOSSP MTN VIEW | N61014 | NAVSUPPDET Monterey CA | NAVACT | 564 Vernon Road | United States | California | Santa Clara | Mountain View | 94040 | 1.2 | 1.25
1337 | N50173 | NAVHOSP BEAUFORT SC | N50173 | NAVHOSP BEAUFORT SC | NAVACT | 1 Pinckney Blvd | United States | South Carolina | Beaufort | Beaufort | 29902 | 1.03 | 1
1340 | N47608-TR | TIPPET'S ROAD | N47608 | Naval Air Station Patuxent River | NAVACT | 20653 | United States | Maryland | St. Mary's | Patuxent River | 20653 | 1.09 | 1.09
1341 | N32411-CT | CLOTHING TEXTILE R AND D F | N32411 | Naval Station Newport RI | NAVACT | 86 Kansas Street | United States | Massachusetts | Middlesex | Natick | 01760 | 1.22 | 1.28
1343 | N00245-PI | PALETA INDUSTRIAL | N00245 | NAVBASE San Diego CA | NAVACT | 2485 Recreation Way | United States | California | San Diego | San Diego | 92136 | 1.05 | 1.08
1344 | JUBJ0001 | MAXWELL AIR FORCE BASE GUNTER ANNEX SITE # 1 | PNQS | MAXWELL AFB | AFACT | 250 Northern Boulevard | United States | Alabama | Montgomery | Gunter AFB | 36114 | 0.89 | 0.87
1345 | AAWZ0001 | ACC AMIC SITE # 1 | AAWZ | ACC AMIC | AFACT | 11817 CANON BLVD | United States | Virginia | Newport News | Unknown | 23606 | 0.98 | 0.94
1346 | ABAA0001 | ABSTON ANG STATION SITE # 1 | FAKZ | MONTGOMERY REGIONAL AIRPORT ANG BASE | AFGUARD | 1000 Air Base Boulevard NW | United States | Alabama | Montgomery | Montgomery | 36108 | 0.87 | 0.85
1348 | ACBF0001 | ST LOUIS AIR FORCE STATION SITE # 1 | VDYD | SCOTT AFB | AFACT | 3200 South 2nd Street | United States | Missouri | St. Louis | St. Louis | 63118 | 0.985 | 1.005
1349 | ACFJ0001 | AIR FORCE PLANT 4 SITE # 1 | TTQK | AIR FORCE PLANT 42 | AFACT | 1 Lockheed Boulevard | United States | Texas | Tarrant | Fort Worth | 76101 | 0.83 | 0.82
1350 | ACFL0001 | AIR FORCE PLANT 6 SITE # 1 | TTQK | AIR FORCE PLANT 42 | AFACT | 86 South Cobb Drive | United States | Georgia | Cobb | Marietta | 30063 | 0.83 | 0.8
1351 | ACHA0001 | AIR FORCE PLANT 44 SITE # 1 | TTQK | AIR FORCE PLANT 42 | AFACT | 1151 Hermans Road E | United States | Arizona | Pima | Tucson | 85734 | 0.94 | 0.92
1352 | ACHQ0001 | AIR FORCE PLANT NO 59 SITE # 1 | TTQK | AIR FORCE PLANT 42 | AFACT | 600 Main Street | United States | New York | Broome | Johnson City | 13790 | 1.06 | 1.075
1353 | ACJP0001 | LOS ANGELES AFB SITE # 1 | ACJP | LOS ANGELES AFB | AFACT | 2420 West Vela Way | United States | California | Los Angeles | El Segundo | 90245 | 1.02 | 1.06
1357 | AEBR0001 | ALBSEWERMETERINGS SITE # 1 | MHMV | KIRTLAND | AFACT | 2050 Wyoming Boulevard | United States | New Mexico | Bernalillo | Kirtland AFB | 87117 | 0.92 | 0.89
1358 | AECW0001 | ALCOA AGS SITE # 1 | PSXE | MCGHEE TYSON AIRPORT | AFGUARD | 2151 Airbase Road West | United States | Tennessee | Blount | Louisville | 37777-6219 | 0.835 | 0.82
1359 | AEDC0001 | AEDC, WHITE OAK SITE # 1 | ANZY | ARNOLD | AFACT | 10905 New Hampshire Avenue | United States | Maryland | Montgomery | Unknown | 20903 | 1.02 | 1.02
136 | M00243-0001 | MCRD SAN DIEGO MAIN BASE | M00243 | MARCORPRCUITDEP SAN DIEGO CA | MCACT | 1600 Henderson Avenue | United States | California | San Diego | San Diego | 92140 | 1.05 | 1.08
1361 | AGGN0001 | ALTUS AIR FORCE BASE SITE # 1 | AGGN | ALTUS AIR FORCE BASE | AFACT | 401 North L Avenue | United States | Oklahoma | Jackson | Altus AFB | 73523 | 0.95 | 0.93
1362 | AGGS0001 | ALTUS ILS MIDDLE MARKER ANNEX SITE # 1 | AGGN | ALTUS AIR FORCE BASE | AFACT | 999 North Perimeter Road | United States | Oklahoma | Jackson | Altus AFB | 73523 | 0.95 | 0.93
1363 | AGTC0001 | ALZADA MINI-MUTES RADAR SITE SITE # 1 | FXBM | ELLSWORTH AFB | AFACT | 123 HIGHWAY 212 | United States | Montana | Carter | Alzada | 59311 | 1.1 | 1.08
1364 | AGTE0001 | ALZADA MINI-MUTE RADAR SITE (21MM8) SITE # 1 | FXBM | ELLSWORTH AFB | AFACT | 124 Hulett Road (ATGE) | United States | Wyoming | Crook | Hulett | 82720 | 1.045 | 1.035
1377 | AJXF0001 | ANDREWS SITE # 1 | AJXF | ANDREWS AIR FORCE BASE | AFACT | 1841 Westover Drive | United States | Maryland | Prince George's | Andrews AFB | 20762 | 1 | 1
1378 | AJXJ0001 | ANDREWS ANNEX SITE 1 | VLSB | SHAW AIR FORCE BASE | AFACT | 200 Boyd Drive | United States | South Carolina | Georgetown | Andrews | 29510 | 0.92 | 0.885
1380 | ALAY0001 | ALAMOGORDO SITE # 1 | KWRD | HOLLOMAN | AFACT | US Highway 70 | United States | New Mexico | Otero | Holloman AFB | 88330 | 1.02 | 1
1381 | ALHK0001 | ANTELOPE RIDGE RADIO RELAY SITE # 1 | KRSM | HILL AFB | AFACT | 100 Antelope Ridge Road | United States | Utah | Davis | Unknown | 84056-5206 | 1.05 | 1.02
1382 | ALHM0001 | ANTELOPE BUTTE MINI-MUTE RADAR STE 21MM6 SITE # 1 | FXBM | ELLSWORTH AFB | AFACT | 124 Belle Fourche Road (ALHM) | United States | South Dakota | Butte | Belle Fourche | 57717 | 0.955 | 0.93
1384 | ALTA0001 | ANVIL MOUNTAIN RADIO RELAY SITE SITE # 1 | VNMH | EARECKSON AS | AFACT | 1126 Main Road | United States | Alaska | Nome | Nome | 99762 | 2.52 | 2.47
1386 | ALYE0001 | APALACHICOLA RADIO RELAY ANNEX SITE # 1 | XLWU | TYNDALL AFB | AFACT | 415 Auxiliary Airport Road (CR-202) | United States | Florida | Franklin | Apalachicola | 32320 | 0.825 | 0.805
1387 | ALYR0001 | APEX COMMUNICATION ANNEX SITE # 1 | RKMF | NELLIS | AFACT | Alyr Road | United States | Nevada | Clark | Las Vegas | 89191 | 1.19 | 1.21
1389 | ANJD0001 | COLDWATER DROP ZONE, ARKABUTLA LAKE, MISSISSIPPI SITE # 1 | PYKL | MEMPHIS IAP | AFGUARD |  | United States | Mississippi | Tate | Coldwater | 38618 | 0.9 | 0.86
139 | N60087 | NAS BRUNSWICK ME | N60087 | NAS BRUNSWICK ME | NAVACT | 1251 Orion Street | United States | Maine | Cumberland | Brunswick | 04011 | 0.99 | 0.97
1391 | ANYG0001 | MESA RESEARCH SITE SITE # 1 | NUEX | LUKE AIR FORCE BASE | AFACT | 6030 Kent Street S | United States | Arizona | Maricopa | Mesa | 85212-6004 | 0.93 | 0.91
1392 | ANZY0001 | ARNOLD SITE # 1 | ANZY | ARNOLD | AFACT | 100 Kindel Drive | United States | Tennessee | Coffee | Arnold AFB | 37389 | 0.92 | 0.89
1395 | AQRC0001 | ATLANTIC CITY IAP SITE # 1 | AQRC | ATLANTIC CITY IAP | AFGUARD | 400 Langley Road | United States | New Jersey | Atlantic | Egg Harbor Township | 08234 | 1.165 | 1.235
1397 | AQXG0001 | ATTERBURY RESERVE FORCES TRAINING (ANG) SITE # 1 | LDXF | HULMAN FLD | AFGUARD | 124 Durbin Street | United States | Indiana | Bartholomew | Edinburgh | 46124 | 0.955 | 0.96
1398 | AQYX0001 | ATTU RESEARCH SITE SITE # 1 | FTQW | EIELSON AIR FORCE BASE | AFACT | 520 Attu Bluff | United States | Alaska | Aleutians West | Unknown | 99702 | 4.45 | 4.11
140 | N00216 | NAS CORPUS CHRISTI TX | N00216 | NAS CORPUS CHRISTI TX | NAVACT | 127 Naval Air Station Drive | United States | Texas | Nueces | Corpus Christi | 78419 | 0.84 | 0.81
141 | N00206 | NAS JRB NEW ORLEANS LA | N00206 | NAS JRB NEW ORLEANS LA | NAVACT | 400 Russell Avenue | United States | Louisiana | Plaquemines | Belle Chasse | 70143 | 0.91 | 0.88
1411 | ASPQ0001 | ARBUCKLE AIRFIELD SITE # 1 | QSEU | MOODY AIR FORCE BASE | AFACT | 29 South Boulevard | United States | Florida | Highlands | Avon Park | 33825 | 0.825 | 0.805
1412 | ASPR0001 | AVONPARKAFRANGE SITE # 1 | QSEU | MOODY AIR FORCE BASE | AFACT | 29 South Boulevard | United States | Florida | Highlands | Avon Park | 33825 | 0.825 | 0.805
1413 | ATGB0001 | BD-EMITTER SITE SITE # 1 | QYZH | MT HOME AFB | AFACT | Rowland Route | United States | Idaho | Owyhee | Unknown | 83604 | 1.17 | 1.16
1414 | ATGC0001 | BE-EMITTER SITE SITE # 1 | QYZH | MT HOME AFB | AFACT | Three Creek Road | United States | Idaho | Twin Falls | Unknown | 83302 | 1.055 | 1.045
1415 | ATGD0001 | BF-EMITTER SITE SITE # 1 | QYZH | MT HOME AFB | AFACT | Blackstone Grasmere Road | United States | Idaho | Owyhee | Unknown | 83604 | 1.17 | 1.16
1416 | ATGE0001 | BG-EMITTER SITE SITE # 1 | QYZH | MT HOME AFB | AFACT | Idaho State Highway 51 | United States | Idaho | Owyhee | Unknown | 83604 | 1.17 | 1.16
1417 | ATGF0001 | BK-EMITTER SITE SITE # 1 | QYZH | MT HOME AFB | AFACT | Crows Nest Road | United States | Idaho | Gooding | Unknown | 83332 | 1.055 | 1.045
1418 | ATGG0001 | BJ-EMITTER SITE SITE # 1 | QYZH | MT HOME AFB | AFACT | 1 Three Creeks Road (ATGG) | United States | Idaho | Twin Falls | Unknown | 83301 | 1.055 | 1.045
1419 | ATGH0001 | BI-EMITTER SITE SITE # 1 | QYZH | MT HOME AFB | AFACT | Battle Creek Road | United States | Idaho | Owyhee | Unknown | 83604 | 1.17 | 1.16
1420 | ATGI0001 | BC-EMITTER SITE SITE # 1 | QYZH | MT HOME AFB | AFACT | Clover Three Creeks Road | United States | Idaho | Twin Falls | Unknown | 83321 | 1.055 | 1.045
1422 | ATPZ0001 | BADLANDS AIR FORCE RANGE SITE # 1 | FXBM | ELLSWORTH AFB | AFACT | 123 US Highway 44 | United States | South Dakota | Shannon | Kyle | 57752 | 0.97 | 0.94
1423 | ATQZ0001 | FORT WAYNE IAP-1 8.48 ACRES | ATQZ | FORT WAYNE IAP | AFGUARD | Ferguson Road | United States | Indiana | Allen | Fort Wayne | 46809 | 0.955 | 0.96
1431 | AWUB0001 | BARKSDALE AIR FORCE BASE, Louisiana | AWUB | BARKSDALE AIR FORCE BASE | AFACT | 109 East Barksdale Boulevard | United States | Louisiana | Bossier | Barksdale AFB | 71111 | 0.84 | 0.81
1432 | AWUN0001 | BARKSDALE ILS MIDDLE MARKER ANNEX SITE # 1, Louisiana | AWUB | BARKSDALE AIR FORCE BASE | AFACT | 109 East Barksdale Boulevard (AWUN) | United States | Louisiana | Bossier | Barksdale AFB | 71110 | 0.84 | 0.81
1434 | AXQD0001 | BARNES MAP (ANG) SITE # 1 | AXQD | BARNES MAP (ANG) | AFGUARD | 175 East Falcon Drive | United States | Massachusetts | Hampden | Unknown | 01085 | 1.13 | 1.17
1436 | AYED0001 | BARTER ISLAND DEW STATION BAR SITE # 1 | VNMH | EARECKSON AS | AFACT | 1 Main Road | United States | Alaska | North Slope | Kaktovik | 99747 | 2.52 | 2.47
1438 | AZYB0001 | BB-EMITTER SITE SITE # 1 | QYZH | MT HOME AFB | AFACT | Castleford Road | United States | Idaho | Owyhee | Unknown | 83604 | 1.17 | 1.16
1439 | AZYC0001 | AA-EMITTER SITE SITE # 1 | QYZH | MT HOME AFB | AFACT | 1 Crows Nest Road (AZYC) | United States | Idaho | Twin Falls | Unknown | 83321 | 1.055 | 1.045
1440 | AZYD0001 | AB-EMITTER SITE SITE # 1 | QYZH | MT HOME AFB | AFACT | 1 Clover Three Creeks Road (AZYD) | United States | Idaho | Owyhee | Unknown | 83604 | 1.17 | 1.16
1441 | AZYE0001 | AC-EMITTER SITE SITE # 1 | QYZH | MT HOME AFB | AFACT | Clover Road | United States | Idaho | Twin Falls | Unknown | 83321 | 1.055 | 1.045
1442 | AZYF0001 | AE-EMITTER SITE SITE # 1 | QYZH | MT HOME AFB | AFACT | 2 Three Creeks Road (AZYF) | United States | Idaho | Twin Falls | Unknown | 83301 | 1.055 | 1.045
1443 | AZYG0001 | AF-EMITTER SITE SITE # 1 | QYZH | MT HOME AFB | AFACT | 3 Three Creeks Road (AZYG) | United States | Idaho | Twin Falls | Unknown | 83301 | 1.055 | 1.045
1444 | AZYH0001 | AG-EMITTER SITE SITE # 1 | QYZH | MT HOME AFB | AFACT | 4 Three Creeks Road (AZYH) | United States | Idaho | Twin Falls | Unknown | 83301 | 1.055 | 1.045
1445 | AZYJ0001 | AH-EMITTER SITE SITE # 1 | QYZH | MT HOME AFB | AFACT | 2 Clover Three Creek Road (AZYJ) | United States | Idaho | Twin Falls | Unknown | 83321 | 1.055 | 1.045
1446 | AZYK0001 | AI-EMITTER SITE SITE # 1 | QYZH | MT HOME AFB | AFACT | 1 Castleford Road (AZYK) | United States | Idaho | Twin Falls | Unknown | 83321 | 1.055 | 1.045
1447 | AZYL0001 | AK-EMITTER SITE SITE # 1 | QYZH | MT HOME AFB | AFACT | Sheep Creek Road | United States | Idaho | Owyhee | Unknown | 83604 | 1.17 | 1.16
1448 | AZYM0001 | AJ-EMITTER SITE SITE # 1 | QYZH | MT HOME AFB | AFACT | 3 Clover Three Creeks Anx (AZYM) | United States | Idaho | Twin Falls | Unknown | 83321 | 1.055 | 1.045
1449 | AZYN0001 | AM-EMITTER SITE SITE # 1 | QYZH | MT HOME AFB | AFACT | 1 Clover Road (AZYN) | United States | Idaho | Owyhee | Unknown | 83627 | 1.17 | 1.16
1450 | AZYP0001 | AN-EMITTER SITE SITE # 1 | QYZH | MT HOME AFB | AFACT | 10 Idaho State Highway 51 (AZYP) | United States | Idaho | Owyhee | Unknown | 83604 | 1.17 | 1.16
1451 | AZYQ0001 | AO-EMITTER SITE SITE # 1 | QYZH | MT HOME AFB | AFACT | 1 Idaho State Highway 51 (AZYQ) | United States | Idaho | Owyhee | Unknown | 83604 | 1.17 | 1.16
1452 | AZYR0001 | AP-EMITTER SITE SITE # 1 | QYZH | MT HOME AFB | AFACT | 2 Idaho State Highway 51 (AZYR) | United States | Idaho | Owyhee | Unknown | 83604 | 1.17 | 1.16
1453 | AZYS0001 | AQ-EMITTER SITE SITE # 1 | QYZH | MT HOME AFB | AFACT | 1 Rowland Route (AZYS) | United States | Idaho | Owyhee | Unknown | 83604 | 1.17 | 1.16
1454 | AZYT0001 | AT-EMITTER SITE SITE # 1 | QYZH | MT HOME AFB | AFACT | Missile Base Road | United States | Idaho | Owyhee | Unknown | 83604 | 1.17 | 1.16
1455 | AZYU0001 | AU-EMITTER SITE SITE # 1 | QYZH | MT HOME AFB | AFACT | 3 Idaho State Highway 51 (AZYU) | United States | Idaho | Owyhee | Unknown | 83604 | 1.17 | 1.16
1456 | AZYV0001 | AV-EMITTER SITE SITE # 1 | QYZH | MT HOME AFB | AFACT | 4 Idaho State Highway 51 (AZYV) | United States | Idaho | Owyhee | Unknown | 83604 | 1.17 | 1.16
1458 | BAAL0001 | KALAELOA ANG SITE # 1 | MABE | KEAUKAHA MILITARY RESERVATION | AFGUARD | 911367 Saratoga Street | United States | Hawaii | Honolulu | Barbers Point | 96707 | 2.44 | 2.36
1459 | BAAM0001 | BARKING SANDS COMMUNICATION STATION SITE # 1 | MABE | KEAUKAHA MILITARY RESERVATION | AFGUARD | Nohili Road | United States | Hawaii | Kauai | Kekaha | 96752 | 2.8 | 2.72
1460 | BAEY0001 | BEALE AF BASE SITE # 1 | BAEY | BEALE AF BASE | AFACT | 6900 East Gavin Mandray Drive | United States | California | Yuba | Beale AFB | 95903 | 1.21 | 1.26
1462 | BAWB0001 | BEAR CREEK RADIO RELAY SITE SITE # 1 | VNMH | EARECKSON AS | AFACT | 0 Main Road | United States | Alaska | Yukon-Koyukuk | Tanana | 99777 | 2.52 | 2.47
1464 | BBYW0001 | BEAVER CREEK RADIO RELAY SITE SITE # 1 | VNMH | EARECKSON AS | AFACT | 0 Main Road | United States | Alaska | Southeast Fairbanks | Charlieskin Village | 99764 | 2.32 | 2.3
1465 | BBYY0001 | BEAVER CREEK RESEARCH SITE SITE # 1 | FTQW | EIELSON AIR FORCE BASE | AFACT | 100 Beaver Creek | United States | Alaska | Southeast Fairbanks | Unknown | 99702 | 2.32 | 2.3
1468 | BEHK0001 | BELLE FOURCHE RADAR BOMB SCORING SITE SITE # 1 | FXBM | ELLSWORTH AFB | AFACT | 125 Belle Fourche Road (BEHK) | United States | South Dakota | Butte | Belle Fourche | 57717 | 0.955 | 0.93
1469 | BETM0001 | SCOTT MARS COMMUNICATION ANNEX SITE # 1 | VDYD | SCOTT AFB | AFACT | Plum Hill School | United States | Illinois | St. Clair | Freeburg | 62243 | 1.1 | 1.12
1470 | BETP0001 | BELLEVILLE TEST ANNEX SITE # 1 | VDYD | SCOTT AFB | AFACT | Turkey Hill Lane | United States | Illinois | St. Clair | Freeburg | 62243 | 1.1 | 1.12
1473 | BFMV0001 | BELLOWS SITE # 1 | LXEZ | KADENA AIR BASE | AFACT | 220 Tinker Road | United States | Hawaii | Honolulu | Kailua | 96795 | 2.51 | 2.42
1477 | BKTZ0001 | NASHVILLE IAP SITE # 1 | BKTZ | NASHVILLE IAP | AFGUARD | 240 Knapp Boulevard | United States | Tennessee | Davidson | Nashville | 37217 | 0.835 | 0.82
1478 | BLZZ0001 | BETHEL RADIO RELAY SITE SITE # 1 | VNMH | EARECKSON AS | AFACT | 0 Main Road | United States | Alaska | Bethel | Unknown | 99559 | 2.52 | 2.47
1479 | BMTS0001 | BALD MOUNTAIN TRAINING SITE SITE # 1 | QYZH | MT HOME AFB | AFACT | Mud Flat Road | United States | Idaho | Owyhee | Unknown | 83624 | 1.17 | 1.16
148 | N68469 | NAVAL SUPPORT ACTIVITY WASH | N68469 | NAVAL SUPPORT ACTIVITY WASH | NAVACT | 901 M Street | United States | District of Columbia | District of Columbia | Washington, DC | 20374 | 1.04 | 1.04
1482 | BPLZ0001 | BIG MOUNTAIN RADIO RELAY SITE SITE # 1 | VNMH | EARECKSON AS | AFACT | 0 Main Road | United States | Alaska | Lake and Peninsula | Iliamna | 99606 | 4.45 | 4.11
1485 | BRAQ0001 | BIRCH LAKE RECREATION ANNEX SITE # 1 | FTQW | EIELSON AIR FORCE BASE | AFACT | 100 Birch Lake Park | United States | Alaska | Fairbanks North Star | Unknown | 99702 | 2.09 | 2.08
1486 | BRKR0001 | BIRMINGHAM APRT SITE # 1 | BRKR | BIRMINGHAM INTERNATIONAL AIRPORT | AFGUARD | 5401 East Lake Boulevard | United States | Alabama | Jefferson | Birmingham | 35217 | 0.855 | 0.83
1487 | BRMC0001 | BUCKLEY AFB REGIONAL MEDICAL CENTER SITE # 1 | CRWU | BUCKLEY AFB | AFACT | 830 South Potomac Circle | United States | Colorado | Arapahoe | Unknown | 80011 | 1.01 | 1
149 | N00639 | NAVSUPPACT MIDSOUTH MEMPHIS TN | N00639 | NAVSUPPACT MIDSOUTH MEMPHIS TN | NAVACT | 5722 Integrity Drive | United States | Tennessee | Shelby | Millington | 38054 | 0.87 | 0.86
1491 | BSYA0001 | BLACK ROCK RADIO RELAY ANNEX SITE # 1 | KRSM | HILL AFB | AFACT | 100 Black Rock Street | United States | Utah | Davis | Unknown | 84056-5206 | 1.05 | 1.02
1492 | BTSG0001 | BLAIR LAKE AIR FORCE RANGEEX SITE # 1 | FTQW | EIELSON AIR FORCE BASE | AFACT | 100 Blair Lake | United States | Alaska | Fairbanks North Star | Unknown | 99702 | 2.09 | 2.08
1493 | BVGM0001 | BLUE ASH ANG STN SITE # 1 | WAAR | SPRINGFIELD BECKLEY | AFGUARD | 10649 Mckinley Road | United States | Ohio | Hamilton | Blue Ash | 45242 | 0.925 | 0.9195
1494 | BVHT0001 | BLUE BUTTE COMMUNICATION SITE SITE # 1 | QYZH | MT HOME AFB | AFACT | Hammett Road | United States | Idaho | Elmore | Unknown | 83627 | 1.17 | 1.16
1497 | BXRH0001 | BOISE AIR TERML SITE # 1 | BXRH | BOISE AIR TERML | AFGUARD | 3787 West Aeronca St Northwest | United States | Idaho | Ada | Unknown | 83705 | 0.99 | 0.98
1498 | BXSR0001 | BOLES WELLS WATER SYSTEM ANNEX SITE # 1 | KWRD | HOLLOMAN | AFACT | US Highway 54 | United States | New Mexico | Otero | Holloman AFB | 88330 | 1.02 | 1
150 | N47608 | NAVAL AIR STATION PATUXENT RIVER | N47608 | NAVAL AIR STATION PATUXENT RIVER | NAVACT | 21897 Cedar Point Road | United States | Maryland | St. Mary's | Patuxent River | 20670 | 1.09 | 1.09
1500 | BYBZ0001 | BORON NEXRAD SITE SITE # 1 | FSPM | EDWARDS AFB | AFACT | 225 North Rosamond Boulevard | United States | California | San Bernardino | Edwards | 93524 | 1.2 | 1.25
1502 | BYPV0001 | BONITO LAKE WATER SYSTEM ANNEX SITE # 1 | KWRD | HOLLOMAN | AFACT | US Highway 70 | United States | New Mexico | Otero | Holloman AFB | 88330 | 1.02 | 1
1504 | BYXJ0001 | BONNEVILLE RADIO RELAY ANNEX SITE # 1 | KRSM | HILL AFB | AFACT | 100 Bonneville Relay St | United States | Utah | Davis | Unknown | 84056-5206 | 1.05 | 1.02
1508 | CBTM0001 | BOULDER SEISMOLOGICAL RESEARCH SITE SITE # 1 | KRSM | HILL AFB | AFACT | 635 HIGHWAY | United States | Wyoming | Sublette | Unknown | 82923 | 1.045 | 1.035
1509 | CCCU0001 | CHERRY CREEK COMMUNICATIONS ANNEX SITE # 1 | CRWU | BUCKLEY AFB | AFACT | 14101 Alameda Avenue E | United States | Colorado | Arapahoe | Aurora | 80014-4196 | 0.99 | 0.98
1510 | CCML0001 | BOVINE MOUNTAIN GAPFILLER RADAR SITE # 1 | KRSM | HILL AFB | AFACT | 7285 4th Street | United States | Utah | Box Elder | Unknown | 84313 | 1.03 | 0.995
1512 | CDDZ0001 | BOWMANS BAYOU RADIO RELAY ANNEX D-1(A) SITE # 1 | FTFA | EGLIN AFB (MAIN BASE, RES, SRI) | AFACT | 100 Bovine Street | United States | Florida | Walton | Point Washington | 32454 | 0.88 | 0.85
1514 | CDUA0001 | BRACKETTVILLE NEXRAD WEATHER SITE SITE # 1 | MXDP | LAUGHLIN AIR FORCE BASE | AFACT | 90 W (14 KM east of Brackettville) | United States | Texas | Kinney | Unknown | 78832 | 0.865 | 0.84
1515 | CEAH0001 | CEDAR PASS RADIO RELAY ANNEX SITE # 1 | KRSM | HILL AFB | AFACT | 100 Bovine Street | United States | Utah | Davis | Unknown | 84056-5206 | 1.05 | 1.02
1516 | CEKT0001 | BRADLEY IAP SITE # 1 | CEKT | BRADLEY IAP | AFGUARD | 100 East Nicholson Road | United States | Connecticut | Hartford | East Granby | 06026 | 1.165 | 1.205
1517 | CFJG0001 | BRANDYWINE GLOBECOM ANNEX SITE # 1 | AJXF | ANDREWS AIR FORCE BASE | AFACT | 22 Air Force Road | United States | Maryland | Prince George's | Brandywine | 20613 | 1 | 1
1518 | CFJN0001 | BRANDYWINE FAMILY HOUSING ANNEX SITE # 1 | AJXF | ANDREWS AIR FORCE BASE | AFACT | 13001 Molly Berry Road | United States | Maryland | Prince George'S | Brandywine | 20613-7402 | 1 | 1
1519 | CFJQ0001 | BRANDYWINE STORAGE ANNEX SITE # 1 | AJXF | ANDREWS AIR FORCE BASE | AFACT | 14180 Brandywine Road | United States | Maryland | Prince George's | Brandywine | 20613 | 1 | 1
152 | N00158 | NAS JRB WILLOW GROVE PA | N00158 | NAS JRB WILLOW GROVE PA | NAVACT | 1301 Easton Road | United States | Pennsylvania | Montgomery | Willow Grove | 19090 | 1.065 | 1.105
1521 | CNBC0001 | BROOKS SITE # 1 | CNBC | BROOKS CITY AFB, SA | AFACT | 2510 Kennedy Circle | United States | Texas | Bexar | Brooks AFB | 78235 | 0.89 | 0.87
1523 | CPBT0001 | CONGER RANGE RADIO RELAY ANNEX SITE # 1 | KRSM | HILL AFB | AFACT | 100 Conger Range Street | United States | Utah | Davis | Unknown | 84056-5206 | 1.05 | 1.02
1524 | CPBU0001 | CONGER PEAK RADIO RELAY ANNEX SITE # 1 | KRSM | HILL AFB | AFACT | 100 Conger Peak Street | United States | Utah | Davis | Unknown | 84056-5206 | 1.05 | 1.02
1525 | CPBV0001 | CONGER MTN RADIO RELAY ANNEX SITE # 1 | KRSM | HILL AFB | AFACT | 100 Conger Mountain Relay Street | United States | Utah | Davis | Unknown | 84056 | 1.05 | 1.02
1526 | CPBW0001 | CONFUSION RANGE RADIO RELAY ANNEX SITE # 1 | KRSM | HILL AFB | AFACT | 100 Confusion Range | United States | Utah | Davis | Unknown | 84056-5206 | 1.05 | 1.02
1527 | CPBX0001 | COWBOY OVERLOOK RADIO RELAY ANNEX SITE # 1 | KRSM | HILL AFB | AFACT | 100 Cowboy Overlook Street | United States | Utah | Davis | Unknown | 84056-5206 | 1.05 | 1.02
1528 | CPBY0001 | COWBOY PASS RADIO RELAY ANNEX SITE # 1 | KRSM | HILL AFB | AFACT | 100 Cowboy Pass Street | United States | Utah | Davis | Unknown | 84056-5206 | 1.05 | 1.02
153 | N00129 | NAVSUBASE NEW LONDON CT | N00129 | NAVSUBASE NEW LONDON CT | NAVACT | 600 Shark Boulevard | United States | Connecticut | New London | Groton | 06349 | 1.2 | 1.23
1530 | CRWU0001 | BUCKLEY AFB SITE # 1 | CRWU | BUCKLEY AFB | AFACT | 510 South Aspen Street | United States | Colorado | Arapahoe | Aurora | 80011 | 1.01 | 1
1531 | CTGB0001 | GRISSOM ARB SITE # 1 | CTGB | GRISSOM ARB | AFRES | 7104 Warthog Street | United States | Indiana | Miami | Unknown | 46971 | 0.99 | 1
1533 | CULT0001 | BURLINGTON POL RETAIL DISTRIBUTION STN SITE #1 | PTFL | MCGUIRE AFB | AFACT | 1915 Burlington-Jacksonville Road | United States | New Jersey | Burlington | Burlington | 08016 | 1.19 | 1.26
1534 | CURZ0001 | BURLINGTON IAP SITE #1 | CURZ | BURLINGTON INTERNATIONAL AIRPORT | AFGUARD | 30 Falcon Street | United States | Vermont | Chittenden | South Burlington | 05403 | 1.01 | 1.01
1535 | CUYS0001 | BURNT MOUNTAIN RESEARCH SITE SITE # 1 | FTQW | EIELSON AIR FORCE BASE | AFACT | 100 Burnt Mountain | United States | Alaska | Yukon-Koyukuk | Unknown | 99702 | 2.52 | 2.47
1536 | CVVM0001 | BYRD FIELD SITE # 1 | CVVM | BYRD FIELD | AFGUARD | 50 Falcon Road | United States | Virginia | Henrico | Unknown | 23150 | 0.92 | 0.89
154 | N42237 | SUBASE KINGS BAY GA | N42237 | SUBASE KINGS BAY GA | NAVACT | 1063 USS Tennessee Avenue | United States | Georgia | Camden | Kings Bay |  | 0.99 | 0.95
1543 | CYPR0001 | CMP SLBY RGE SITE # 1 | JTVE | GPT BIL REG APT ANG | AFGUARD | 312 Forest Service Road | United States | Mississippi | Perry | Beaumont | 39423 | 0.9 | 0.86
1544 | CYQL0001 | CAMP BLANDING SITE # 1 | LSGA | JACKSONVILLE IAP | AFGUARD | 5629 State Road | United States | Florida | Clay | Unknown | 32091 | 0.8 | 0.78
1546 | CYQY0001 | CAMP BEAUREGARD TRAINING SITE SITE # 1 | RQLH | NAS JOINT RESERVE BASE, NOLA | AFGUARD | 556 9th Street | United States | Louisiana | Rapides | Camp Beauregard | 71359 | 0.855 | 0.825
1548 | CYTL0001 | CAMP GRAYLING WEAPONS RANGE SITE # 1 | TDVG | ALPENA CO REG APT | AFGUARD | 10930 West Steelgate Road | United States | Michigan | Otsego | Waters | 49733 | 1.035 | 1.055
1549 | CYUX0001 | CAMP MABRY SITE # 1 | CYUX | CAMP MABRY | AFGUARD | 2210 35th Street | United States | Texas | Travis | Unknown | 78703 | 0.865 | 0.84
155 | N60508 | NAS WHITING FLD MILTON FL | N60508 | NAS WHITING FLD MILTON FL | NAVACT | 7550 USS Essex Street | United States | Florida | Santa Rosa | Milton | 32570 | 0.81 | 0.78
1550 | CYWU0001 | CAMPION AIR FORCE STATION SITE # 1 | VNMH | EARECKSON AS | AFACT | 0 Galena-Campion Highway | United States | Alaska | Yukon-Koyukuk | Unknown | 99741 | 2.52 | 2.47
1551 | CZQZ0001 | CANNON AFB SITE # 1 | CZQZ | CANNON AIR FORCE BASE | AFACT | 602 North Torch Boulevard | United States | New Mexico | Curry | Cannon AFB | 88103 | 1.01 | 0.99
1553 | CZRP0001 | CANNON PLACE HOUSING AREA SITE # 1 | CZQZ | CANNON AIR FORCE BASE | AFACT | 3902 Lew Wallace Drive | United States | New Mexico | Curry | Clovis | 88101 | 1.01 | 0.99
1554 | DAXG0001 | CANYON LAKE RECREATION ANNEX SITE # 1 | TYMX | RANDOLPH AIR FORCE BASE | AFACT | 781 Jacobs Creek Park Road | United States | Texas | Comal | Canyon Lake | 78133 | 0.865 | 0.84
1555 | DBEH0001 | CAPE CANAVERAL AIR FORCE STATION SITE # 1 | SXHT | PATRICK | AFACT | 920 Samuel C. Phillips Parkway | United States | Florida | Brevard | Cape Canaveral AFS | 32920 | 0.78 | 0.75
1557 | DBHQ0001 | CAPE COD AIR STATION SITE # 1 | MXRD | HANSCOM AFB | AFACT | 1 Flat Rock Hill Road | United States | Massachusetts | Barnstable | Bourne | 02561 | 1.165 | 1.215
1558 | DBQT0001 | CAPE LISBURNE LONG RANGE RADAR SITE SITE # 1 | VNMH | EARECKSON AS | AFACT | 130 Main Road | United States | Alaska | North Slope | Point Hope | 99766 | 2.52 | 2.47
1559 | DBST0001 | CAPE NEWENHAM LONG RANGE RADAR SITE SITE # 1 | VNMH | EARECKSON AS | AFACT | 200 Main Road | United States | Alaska | Bethel | Platinum | 99651 | 2.52 | 2.47
156 | N60201 | NAVSTA MAYPORT FL | N60201 | NAVSTA MAYPORT FL | NAVACT | 3491 Mayport Road | United States | Florida | Duval | Jacksonville | 32228 | 0.8 | 0.78
1560 | DBWT0001 | CAPE ROMANZOF LONG RANGE RADAR SITE SITE # 1 | VNMH | EARECKSON AS | AFACT | 100 Main Road | United States | Alaska | Wade Hampton | Hooper Bay | 99604 | 2.32 | 2.3
1561 | DBZT0001 | CAPE SAN BLAS MISSILE TRACKING ANNEX D-3 SITE # 1 | FTFA | EGLIN AFB (MAIN BASE, RES, SRI) | AFACT | 501 Ponce De Leon Street | United States | Florida | Gulf | Port St Joe | 32456 | 0.825 | 0.805
1562 | DCFT0001 | CAPITAL AIRPORT SITE # 1 | DCFT | ABRAHAM LINCOLN CAPITAL AIRPORT | AFGUARD | 3101 J David Jones Parkway | United States | Illinois | Sangamon | Springfield | 62707 | 1.03 | 1.045
1564 | DDKP0001 | CARRABELLE MISSILE TRACKING ANNEX SITE # 1 | XLWU | TYNDALL AFB | AFACT | 830 Marine Street | United States | Florida | Franklin | Carrabelle | 32322 | 0.825 | 0.805
1567 | DDPM0001 | CARSWELL AIR RESERVE STATION SITE # 1 | DDPM | CARSWELL AIR RESERVE STATION | AFRES | 1215 Depot Street | United States | Texas | Tarrant | Unknown | 76127 | 0.83 | 0.82
1568 | DEDS0001 | CARTER CREEK RECREATION CENTER SITE # 1 | KRSM | HILL AFB | AFACT | 35 HIWAY 150 | United States | Utah | Summit | Unknown | 84055 | 1.03 | 0.995
1571 | DETG0001 | CASTLE MOUNTAIN RADIO RELAY ANNEX SITE # 1 | KRSM | HILL AFB | AFACT | 100 Castle Mountain Road | United States | Utah | Davis | Unknown | 84056-5206 | 1.05 | 1.02
1577 | DJCF0001 | CHANNEL ISLANDS ANG STATION SITE # 1 | DJCF | CHANNEL ISLANDS ANG STATION | AFGUARD | 4146 Navalair Road | United States | California | Ventura | Port Hueneme | 93041 | 1.7 | 1.74
1579 | DKFX0001 | JB Charleston SITE # 1 | DKFX | JB Charleston | AFACT | 700 Hill Boulevard | United States | South Carolina | Charleston | Unknown | 29404 | 0.99 | 0.96
1580 | DKSK0001 | CHARLESTON DEFENSE FUEL SUPPORT POINT SITE # 1 | DKFX | JB Charleston | AFACT | 5862 North Rhett Avenue | United States | South Carolina | Berkeley | Unknown | 29406 | 0.99 | 0.96
1582 | DMSZ0001 | CHENA RIVER RESEARCH SITE SITE # 1 | FTQW | EIELSON AIR FORCE BASE | AFACT | 523 Chena River | United States | Alaska | Fairbanks North Star | Unknown | 99702 | 2.09 | 2.08
1583 | DNKQ0001 | CHERRY CREEK SITE # 1 | FSPM | EDWARDS AFB | AFACT | 3500 Rosamond Boulevard | United States | Nevada | White Pine | Unknown | 89301 | 1.18 | 1.2
1584 | DPEZ0001 | CHEYENNE REGIONAL APT SITE # 1 | DPEZ | CHEYENNE REGIONAL APT | AFGUARD | 217 Dell Range Boulevard | United States | Wyoming | Laramie | Unknown | 82009 | 1.05 | 1.04
1585 | DRAW0001 | DRAW EMITTER SITE SITE # 1 | FNWZ | DYESS AIR FORCE BASE | AFACT | 2111 1054 Road | United States | Texas | Lynn | Tahoka | 79373 | 0.865 | 0.84
1589 | DSRY0001 | CHRISTMAS VALLEY RADAR SITE SITE # 1 | AAWZ | ACC AMIC | AFACT | 94481 Christmas Valley Highway | United States | Oregon | Klamath | Unknown | 97641 | 1.12 | 1.145
159 | N57095-MH | NAVMEDCEN PORTSMOUTH VA | N57095 | NAVSUPPACT HAMPTON ROADS VA | NAVACT | 620 John Paul Jones Circle | United States | Virginia | Portsmouth | Portsmouth | 23708 | 1 | 0.96
1592 | DTWB0001 | CINCINNATI DEFENSE FUEL SUPPORT POINT SITE # 1 | ZHTV | WRIGHT-PATTERSON AFB | AFACT | 4820 River Road | United States | Ohio | Hamilton | Cincinnati | 45202-1806 | 0.925 | 0.9195
1594 | DVTR0001 | CLARK INSTRUMENT ROUTE SITE (RBS) SITE # 1 | FXBM | ELLSWORTH AFB | AFACT | 123 Hulett Road | United States | Wyoming | Crook | Hulett | 82720 | 1.045 | 1.035
1595 | DWNX0001 | CLAUSEN MISSILE TRACKING ANNEX SITE # 1 | FTFA | EGLIN AFB (MAIN BASE, RES, SRI) | AFACT | 501 West Deleon Street | United States | Florida | Okaloosa | Destin | 32541 | 0.88 | 0.85
1596 | DXEB0001 | CLEAR AIR FORCE STATION SITE # 1 | DXEB | CLEAR AIR FORCE STATION | AFACT | 200 A Street W | United States | Alaska | Denali | Clear A.F.B. | 99704 | 2.52 | 2.47
1597 | DYAB0001 | DYESS ILS MIDDLE MARKER ANNEX 01 SITE # 1 | FNWZ | DYESS AIR FORCE BASE | AFACT | 3231 FARM TO MARKET 707 | United States | Texas | Taylor | Tye | 79563 | 0.88 | 0.86
1598 | DYAC0001 | DYESS ILS MIDDLE MARKER ANNEX 02 SITE # 1 | FNWZ | DYESS AIR FORCE BASE | AFACT | 487AIRBASE RD | United States | Texas | Taylor | Tye | 79563 | 0.88 | 0.86
1599 | DZAQ0001 | CLINTON OUTDOOR TRAINING SITE SITE # 1 | JLSS | PGH IAP ARS | AFRES | 790 Bocktown-Cork Road | United States | Pennsylvania | Beaver | Unknown | 15026 | 1.065 | 1.105
160 | N91780 | ORD RESEARCH LAB UNIV PARK PA | N91780 | ORD RESEARCH LAB UNIV PARK PA | NAVACT | 168010000 | United States | Pennsylvania | Centre | State College | 16801 | 1.065 | 1.105
1600 | EACU0001 | CLIVE RADIO RELAY ANNEX SITE # 1 | KRSM | HILL AFB | AFACT | 100 CLIVE RADIO RELAY | United States | Utah | Davis | Unknown | 84056 | 1.05 | 1.02
1601 | EAPP0001 | CLOVIS NEXRAD WEATHER SITE SITE # 1 | CZQZ | CANNON AIR FORCE BASE | AFACT | 3400 New Mexico State Road 288 | United States | New Mexico | Curry | Melrose | 88124 | 1.01 | 0.99
1602 | EAZP0001 | MIDDLE GEORGIA REGIONAL AIRPORT SITE # 1 | EAZP | MIDDLE GEORGIA REGIONAL AIRPORT | AFGUARD | 7791 Airport Drive N | United States | Georgia | Bibb | Macon | 31216 | 0.88 | 0.85
1603 | EBPM0001 | COCOA OCEAN BEACH TRACKING ANNEX SITE # 1 | SXHT | PATRICK | AFACT | 3502 Ocean Beach Boulevard | United States | Florida | Brevard | Cocoa Beach | 32931 | 0.78 | 0.75
1604 | ECMV0001 | COLD BAY LONG RANGE RADAR SITE SITE # 1 | VNMH | EARECKSON AS | AFACT | 300 Main Road | United States | Alaska | Aleutians East | Cold Bay | 99571 | 4.45 | 4.11
1606 | EDNW0001 | COLONY RADAR BOMB SCORING SITE SITE # 1 | FXBM | ELLSWORTH AFB | AFACT | 123 Aladdin Road | United States | Wyoming | Crook | Aladdin | 82710 | 1.045 | 1.035
1607 | EEFK0001 | COLUMBIA FALLS RADAR SITE SITE # 1 | AAWZ | ACC AMIC | AFACT | Tibbetstown Road | United States | Maine | Washington | Unknown | 04623 | 1.02 | 1
1608 | EEPZ0001 | COLUMBUS SITE # 1 | EEPZ | COLUMBUS | AFACT | 555 SIMLER BLVD | United States | Mississippi | Lowndes | Unknown | 39710 | 0.91 | 0.87
1609 | EGYN0001 | CAVALIER ASN SITE # 1 | JFSD | GRAND FORKS AFB | AFACT | 711 Sprakey Egyn Drive | United States | North Dakota | Pembina | Mountain | 58220 | 1.09 | 1.09
161 | N57095 | NAVSUPPACT HAMPTON ROADS VA | N57095 | NAVSUPPACT HAMPTON ROADS VA | NAVACT | 7918 Blandy Road | United States | Virginia | Norfolk | Norfolk | 23551 | 1 | 0.96
1610 | EHEM0001 | CONE MOUNTAIN RRL SITE # 1 | KRSM | HILL AFB | AFACT | Cone Mountain Radio Relay | United States | Utah | Davis | Unknown | 84056-5206 | 1.05 | 1.02
1611 | EHFZ0001 | CONFUSION PEAK RADIO RELAY ANNEX SITE # 1 | KRSM | HILL AFB | AFACT | 100 Confusion Peak Radio Relay Annex | United States | Utah | Juab | Unknown | 84083 | 1.03 | 0.995
1612 | EHQT0001 | CONNER (21MM5) RADAR BOMB SCORING SITE SITE # 1 | FXBM | ELLSWORTH AFB | AFACT | 123 Belle Fourche Road | United States | South Dakota | Butte | Belle Fourche | 57717 | 0.955 | 0.93
1614 | ELAW0001 | ELDORADO ASN SITE # 1 | JCGU | GOODFELLOW AFB | AFACT | Eldorado AFS | United States | Texas | Schleicher | Unknown | 76936 | 0.865 | 0.84
1617 | EQDF0001 | COVENTRY ANG STATION SITE # 1 | TWLR | QUONSET STATE AIRPORT | AFGUARD | 570 Read School House Road | United States | Rhode Island | Kent | Coventry | 02816 | 1.11 | 1.15
1618 | EQTL0001 | COYLE ANG TRAINING ANNEX SITE # 1 | AQRC | ATLANTIC CITY IAP | AFGUARD | 400 Langley Road | United States | New Jersey | Burlington | Chatsworth | 08019 | 1.17 | 1.24
162 | N62688 | NAVSTA NORFOLK VA | N62688 | NAVSTA NORFOLK VA | NAVACT | 1520 Gilbert Street | United States | Virginia | Norfolk | Norfolk | 23511 | 1 | 0.96
1621 | ERNM0001 | CLAIBORNE AIR FORCE RANGE SITE # 1 | AWUB | BARKSDALE AIR FORCE BASE | AFRES | 240 East Woodworth Road | United States | Louisiana | Rapides | Forest Hill | 71485 | 0.855 | 0.825
1622 | ERVD0001 | CAMP PENDLETON ANG SITE # 1 | ERVD | CAMP PENDLETON ANG | AFGUARD | 203 Red Horse Drive | United States | Virginia | Virginia Beach (City) | Virginia Beach | 23451 | 0.98 | 0.94
1624 | ERWM0001 | CAMP RILEA ANG STATION SITE 1 | TQKD | PORTLAND IAP OR | AFGUARD | 91588 Rilea McCarter Road | United States | Oregon | Clatsop | Warrenton | 97146 | 1.12 | 1.145
1628 | ETQJ0001 | CAMP PARKS COMMUNICATIONS ANNEX SITE # 1 | ACJP | LOS ANGELES AFB | AFACT | 636 5th Street | United States | California | Alameda | Dublin | 94568 | 1.2 | 1.25
1629 | ETRD0001 | CAMP MURRAY AGS SITE # 1 | ETRD | CAMP MURRAY AGS | AFGUARD | 118 Infanry Drive East | United States | Washington | Pierce | Tacoma | 98430 | 1.21 | 1.16
163 | N60191 | NAS OCEANA VA | N60191 | NAS OCEANA VA | NAVACT | 1750 Tomcat Boulevard | United States | Virginia | Virginia Beach (City) | Virginia Beach | 23460 | 1 | 0.96
1630 | EUBC0001 | CAMP PERRY ANG SITE # 1 | EUBC | CAMP PERRY ANG | AFGUARD | 1200 North Camp Perry Eastern Road | United States | Ohio | Ottawa | Port Clinton | 43452 | 0.925 | 0.9195
1636 | EWHW0001 | CRATER ISLAND RADIO RELAY ANNEX SITE # 1 | KRSM | HILL AFB | AFACT | CRATER ISLAND RADIO RELAY | United States | Utah | Davis | Unknown | 84056-5206 | 1.05 | 1.02
1637 | EXNR0001 | CROSS CITY RADAR SITE SITE # 1 | QSEU | MOODY AIR FORCE BASE | AFACT | 23 Old Town Boulevard | United States | Florida | Dixie | Unknown | 32680 | 0.825 | 0.805
1639 | EYCZ0001 | CUDDEBACK LAKE AIR FORCE RANGE SITE # 1 | RKMF | NELLIS | AFACT | Cuddeback Lake Road | United States | California | San Bernardino | San Bernardino | 93528 | 1.2 | 1.25
1640 | EYDZ0001 | CUDJOE KEY AIR FORCE STATION SITE # 1 | AAWZ | ACC AMIC | AFACT | Blimp Road | United States | Florida | Monroe | Unknown | 33042-9551 | 0.91 | 0.89
1644 | EYYP0001 | CUSICK SURVIVAL TRAINING SITE SITE # 1 | GJKZ | FAIRCHILD AIR FORCE BASE | AFACT | 3962 North Tacoma Creek Road | United States | Washington | Pend Oreille | Unknown | 99119 | 1.085 | 1.095
1646 | FAKZ0001 | MONTGOMERY REGIONAL AIRPORT ANG BASE # 1 | FAKZ | MONTGOMERY REGIONAL AIRPORT ANG BASE | AFGUARD | 5187 Selma Highway SW | United States | Alabama | Montgomery | Montgomery | 36108 | 0.87 | 0.85
1648 | FBJS0001 | DAVIDSONVILLE FAMILY HOUSING ANX SITE # 1 | AJXF | ANDREWS AIR FORCE BASE | AFACT | 17 Queen Anne Bridge Road | United States | Maryland | Anne Arundel | Davidsonville | 21035 | 1 | 1
1650 | FBNV0001 | DAVIS MONTHAN AFB SITE # 1 | FBNV | DAVIS MONTHAN AFB | AFACT | 2775 Craycroft Road S | United States | Arizona | Pima | Davis Monthan AFB | 85707 | 0.95 | 0.93
1651 | FBPK0001 | DAVIS-MONTHAN AF MISSILE SITE N0 8 SITE # 1 | FBNV | DAVIS MONTHAN AFB | AFACT | 1580 Duval Mine Road W | United States | Arizona | Pima | Green Valley | 85614 | 0.95 | 0.93
1652 | FBPP0001 | DAVIS-MONTHAN AF MISSILE SITE NO 12 SITE # 1 | FBNV | DAVIS MONTHAN AFB | AFACT | 122661 Broadway Road | United States | Arizona | Pima | Davis Monthan AFB | 85653 | 0.95 | 0.93
1653 | FBPW0001 | DAVIS-MONTHAN RADIO RELAY ANNEX SITE # 1 | FBNV | DAVIS MONTHAN AFB | AFACT | 1 Control Road N | United States | Arizona | Pima | Catalina | 85738 | 0.95 | 0.93
1654 | FDBK0001 | DEEP CREEK VALLEY RADIO RELAY ANNEX SITE # 1 | KRSM | HILL AFB | AFACT | Deep Creek Valley Radio Relay Annex | United States | Utah | Davis | Unknown | 84056-5206 | 1.05 | 1.02
1655 | FDGJ0001 | DEERING NEXT GENERATION WEATHER SITE SITE # 1 | QJVF | MINOT AFB | AFACT | McHenry County Route 8 | United States | North Dakota | McHenry | Deering | 58731 | 1.09 | 1.09
1656 | FECV0001 | DEMING RADAR SITE (TARS #3) SITE # 1 | AAWZ | ACC AMIC | AFACT | County Road 331 | United States | New Mexico | Luna | Unknown | 88030 | 0.93 | 0.905
1657 | FEQW0001 | BUCKLEY ANNEX SITE # 1 | PDPG | MARCH AIR RESERVE BASE | AFRES | 6760 Irvington Plaza | United States | Colorado | Denver | Denver | 80279-2000 | 0.99 | 0.98
1658 | FFAN0001 | DES MOINES INTERNATIONAL AIRPORT SITE # 1 | FFAN | DES MOINES INTERNATIONAL AIRPORT | AFGUARD | 3100 McKinley Avenue | United States | Iowa | Polk | Des Moines | 50321 | 0.95 | 0.95
1659 | FGNL0001 | DISAPPOINTMENT RADIO RELAY ANNEX SITE # 1 | KRSM | HILL AFB | AFACT | Disappointment Radio Relay Annex | United States | Utah | Millard | Unknown | 84728 | 1.03 | 0.995
166 | N62604 | CBC GULFPORT MS | N62604 | CBC GULFPORT MS | NAVACT | 4902 Marvin Shields Boulevard | United States | Mississippi | Harrison | Gulfport | 39501 | 0.87 | 0.83
1660 | FGWB0001 | DOBBINS ARB SITE # 1 | FGWB | DOBBINS AIR RESERVE BASE | AFRES | 1555 Atlantic Avenue | United States | Georgia | Cobb | Unknown | 30069 | 0.83 | 0.8
1661 | FJRP0001 | CHAR/DOUGLAS IAP SITE # 1 | FJRP | CHARLOTTE/DOUGLAS INTERNATIONAL AIRPORT | AFGUARD | 4930 Minuteman Way | United States | North Carolina | Mecklenburg | Charlotte | 28208 | 0.885 | 0.855
1662 | FKNN0001 | BANGOR IAP SITE # 1 | FKNN | BANGOR IAP | AFGUARD | 103 Maineiac Avenue | United States | Maine | Penobscot | Unknown | 04401 | 1.05 | 1.03
1663 | FKPR0001 | BANGOR MIDDLE MARKER ANNEX SITE # 1 | FKNN | BANGOR IAP | AFGUARD | 0 | United States | Maine | Penobscot | Bangor | 04401 | 1.21 | 1.24
1665 | FLUH0001 | DRIFTWOOD BAY RADIO RELAY SITE SITE # 1 | VNMH | EARECKSON AS | AFACT | 0 Main Road | United States | Alaska | Aleutians West | Unalaska | 99685 | 4.45 | 4.11
1666 | FMGP0001 | DUGWAY RADIO RELAY ANNEX NO 1 SITE # 1 | KRSM | HILL AFB | AFACT | Dugway Radio Relay Annex #1 | United States | Utah | Davis | Unknown | 84056-5206 | 1.05 | 1.02
1667 | FMGQ0001 | DUGWAY RADIO RELAY ANNEX NO 2 SITE # 1 | KRSM | HILL AFB | AFACT | Dugway Radio Relay Annex #2 | United States | Utah | Tooele | Unknown | 84080 | 1.11 | 1.08
1668 | FMKM0001 | DULUTH INTERNATIONAL AIRPORT SITE # 1 | FMKM | DULUTH INTERNATIONAL AIRPORT | AFGUARD | 4680 Viper Street | United States | Minnesota | St. Louis | Duluth | 55811 | 1.11 | 1.13
166958 | 3700B | Gold Hill Tower Site | 37225 | Fort Bragg | ARACT | FAA tower 1041305 | United States | North Carolina | Rowan | Gold Hill | 28071 | 0.885 | 0.855
166960 | 18149 | Mishawaka Sf Recruiting | 180NG | Indiana National Guard | ARGUARD | 2540 Miracle Lane | United States | Indiana | St. Joseph | Mishawaka | 46545 | 0.955 | 0.96
166965 | N00246-CM | CAMP MORENA | N00246 | NAVBASE Coronado | NAVACT | 91934 | United States | California | San Diego | Jacumba | 91934 | 1.05 | 1.08
167 | N00213 | NAS KEY WEST FL | N00213 | NAS KEY WEST FL | NAVACT | 8000 Overseas Highway | United States | Florida | Monroe | Key West NAS | 33040 | 0.91 | 0.89
1670 | FNCQ0001 | DUNLAP MINI-MUTE RBS SITE 4 SITE # 1 | CZQZ | CANNON AIR FORCE BASE | AFACT | 29197 New Mexico State Road 20 | United States | New Mexico | De Baca | Fort Sumner | 88119 | 0.93 | 0.905
1671 | FNSP0001 | DUTCH MOUNTAIN RADIO RELAY ANNEX SITE # 1 | KRSM | HILL AFB | AFACT | Dutch Mountain Radio Relay Annex | United States | Utah | Tooele | Unknown | 84034 | 1.11 | 1.08
1672 | FNWZ0001 | DYESS AIR FORCE BASE SITE # 1 | FNWZ | DYESS AIR FORCE BASE | AFACT | 710 South 3rd Street | United States | Texas | Taylor | Abilene | 79607 | 0.88 | 0.86
1673 | FNXC0001 | DYESS COMMUNICATIONS ANNEX TRANSMITTER SITE # 1 | FNWZ | DYESS AIR FORCE BASE | AFACT | 1001 Farm to Market Road 707 | United States | Texas | Taylor | Tye | 79563 | 0.88 | 0.86
1674 | FNXH0001 | DYESS COMMUNICATIONS ANNEX (RECEIVER) SITE # 1 | FNWZ | DYESS AIR FORCE BASE | AFACT | 2001 County Road 310 | United States | Texas | Taylor | Tye | 79563 | 0.88 | 0.86
1675 | FNXL0001 | DYESS NORTH WEATHER STATION SITE # 1 | FNWZ | DYESS AIR FORCE BASE | AFACT | 3250 Airbase Road | United States | Texas | Taylor | Tye | 79563 | 0.88 | 0.86
1676 | FNXM0001 | DYESS SOUTH WEATHER STATION SITE # 1 | FNWZ | DYESS AIR FORCE BASE | AFACT | 3301 Farm to Market Road 707 | United States | Texas | Taylor | Tye | 79563 | 0.88 | 0.86
167756 | 39296 | DSCC AFRC (BRAC 05) | 27864 | 88th Readiness Division | ARRES | 3990 E. Broad St | United States | Ohio | Franklin | Columbus |  | 0.925 | 0.9195
1678 | FPAQ0001 | FORT PIERCE MICROWAVE RELAY ANNEX SITE # 1 | SXHT | PATRICK | AFACT | 2395 Johnston Road | United States | Florida | St. Lucie | Ft Pierce | 34945 | 0.825 | 0.805
1679 | FPBB0001 | FORT DRUM MIL RES SITE # 1 | HAAW | HANCOCK FIELD | AFGUARD | 4895 Nininger Street | United States | New York | Jefferson | Antwerp | 13602 | 1.17 | 1.17
168 | N00207 | NAS JACKSONVILLE FL | N00207 | NAS JACKSONVILLE FL | NAVACT | 7095 Roosevelt Boulevard | United States | Florida | Duval | Jacksonville | 32212 | 0.8 | 0.78
1681 | FPBD0001 | FORT BLISS AIR NATIONAL GUARD STATION SITE # 1 | CYUX | CAMP MABRY | AFGUARD | 1733 Pleasonton Road | United States | Texas | El Paso | Unknown | 79916 | 0.92 | 0.89
1682 | FQVH0001 | EAGLE PASS RADAR SITE (TARS#5) SITE # 1 | AAWZ | ACC AMIC | AFACT | Farm to Market Road 1021, 27 MILES SE OF EAGLE PASS | United States | Texas | Maverick | Unknown | 78860 | 0.865 | 0.84
1683 | FRFK0001 | EASTERN ALABAMA NEXRAD SITE # 1 | PNQS | MAXWELL AFB | AFACT | 170 West Selfridge Street | United States | Alabama | Macon | Franklin | 36444 | 0.855 | 0.83
1684 | FSPM0001 | EDWARDS AFB SITE # 1 | FSPM | EDWARDS AFB | AFACT | 225 Rosamond Boulevard | United States | California | Kern | Unknown |  | 1.24 | 1.28
1685 | FSQA0001 | EDWARDS MISSILE TRACKING SITE # 1 | FSPM | EDWARDS AFB | AFACT | 225 North Rosamond Boulevard | United States | California | Los Angeles | Unknown | 93534 | 1.02 | 1.06
1686 | FSQF0001 | EDWARDS MISSILE TRACKING ANNEX A-12 SITE # 1 | FSPM | EDWARDS AFB | AFACT | 3497 North Rosamond Boulevard | United States | California | Los Angeles | Unknown | 93534 | 1.02 | 1.06
1687 | FSQG0001 | EDWARDS MISSILE TRACKING ANNEX A-11 SITE # 1 | FSPM | EDWARDS AFB | AFACT | 3499 North Rosamond Boulevard | United States | California | Los Angeles | Unknown | 93534 | 1.02 | 1.06
1689 | FTAE0001 | FT CARSON WEAPONS RANGE SITE # 1 | CRWU | BUCKLEY AFB | AFGUARD | 6101 Wetzel Avenue | United States | Colorado | El Paso | Colorado Spgs | 81007 | 1.06 | 1.04
169 | N00204 | NAS PENSACOLA FL | N00204 | NAS PENSACOLA FL | NAVACT | 191 Radford Boulevard | United States | Florida | Escambia | Pensacola | 32508 | 0.81 | 0.78
1690 | FTBR0001 | EGAN RANGE MICROWAVE RELAY ANNEX SITE # 1 | FSPM | EDWARDS AFB | AFACT | 225 North Rosamond Boulevard | United States | Nevada | White Pine | Unknown | 89317 | 1.18 | 1.2
1691 | FTEP0001 | EGLIN AIR FORCE AUXILIARY FIELD #3 (DUKE FLD), SITE # 1 | FTFA | EGLIN AFB (MAIN BASE, RES, SRI) | AFACT | 501 West Deleon Street | United States | Florida | Okaloosa | Crestview | 32542 | 0.88 | 0.85
1692 | FTES0001 | EGLIN AIR FORCE AUXILIARY FIELD #6 SITE # 1 | FTFA | EGLIN AFB (MAIN BASE, RES, SRI) | AFACT | 501 West Deleon Street | United States | Florida | Okaloosa | Milton | 32570 | 0.88 | 0.85
1693 | FTEV0001 | HURLBURT FIELD SITE # 1 | FTEV | HURLBURT FIELD | AFACT | 100 North Bartley Street | United States | Florida | Okaloosa | Hurlburt Field | 32544 | 0.88 | 0.85
1694 | FTEW0001 | EGLIN AIR FORCE AUXILIARY FIELD #10 SITE # 1 | FTFA | EGLIN AFB (MAIN BASE, RES, SRI) | AFACT | 501 West Deleon Street | United States | Florida | Santa Rosa | Milton | 32570 | 0.88 | 0.85
1695 | FTFA0001 | EGLIN AFB SITE # 1 (EGLIN MAIN AND RESERVATION) | FTFA | EGLIN AFB (MAIN BASE, RES, SRI) | AFACT | 501 West Deleon Street | United States | Florida | Okaloosa | Eglin AFB | 32542 | 0.88 | 0.85
1696 | FTQA0001 | EIELSON ALPA RESEARCH SITE (1-1) SITE # 1 | FTQW | EIELSON AIR FORCE BASE | AFACT | 100 Washington Creek | United States | Alaska | Fairbanks North Star | Unknown | 99702 | 2.16 | 2.15
1697 | FTQC0001 | EIELSON ALPA RESEARCH SITE (2-2) SITE # 1 | FTQW | EIELSON AIR FORCE BASE | AFACT | 100 Chatanika | United States | Alaska | Fairbanks North Star | Unknown | 99702 | 2.16 | 2.15
1698 | FTQD0001 | EIELSON ALPA RESEARCH SITE (2-3) SITE # 1 | FTQW | EIELSON AIR FORCE BASE | AFACT | 100 Eldorado Camp | United States | Alaska | Fairbanks North Star | Unknown | 99702 | 2.16 | 2.15
169849 | 42362 | Erie County Usarc | 42560 | 99th Readiness Division | ARRES | 7001 Klier Drive | United States | Pennsylvania | Erie | Fairview | 16415 | 1.065 | 1.105
169850 | 53390 | Fairchild Afb Afrc | 27864 | 88th Readiness Division | ARRES | 300 East Eaker Avenue | United States | Washington | Spokane | Fairchild AFB |  | 1.07 | 1.07
169851 | 48878 | Fort Worth AFRC/OMS/Storage | 06510 | 63rd Readiness Division | ARRES | 11280 White Settlement Road | United States | Texas | Tarrant | Fort Worth | 76108 | 0.83 | 0.82
169877 | FJXW0001 | ELLENDALE NEXT GENERATION SITE SITE # 1 | FJXT | DOVER AFB | AFACT | 113 Ellendale State Forest | United States | Delaware | Sussex | Unknown | 19941 | 1.06 | 1.085
169878 | FKJG0001 | DOVER FAMILY HOUSING ANNEX SITE # 1 | FJXT | DOVER AFB | AFACT | 4300 Carolina Avenue East | United States | Delaware | Kent | Unknown | 19901-5053 | 1.11 | 1.13
169879 | XQPZ0002 | U S A F ACADEMY SITE # 2 | XQPZ | U S A F ACADEMY | AFACT | 8116 North Edgerton Drive | United States | Colorado | El Paso | Air Force Academy | 80840 | 1.06 | 1.04
169880 | TPGH0001 | PORT MAHON POL ANNEX SITE # 1 | FJXT | DOVER AFB | AFACT | 999 East Port Mahon Road | United States | Delaware | Kent | Unknown | 19961 | 1.11 | 1.13
169881 | FJXT0001 | DOVER AFB SITE # 1 | FJXT | DOVER AFB | AFACT | 201 East Eagle Way | United States | Delaware | Kent | Unknown | 19902 | 1.11 | 1.13
169884 | CLBA0001 | COLUMBIA BLVD SITE 1 | SXHT | PATRICK | AFACT | 4799 Deep Marsh Road | United States | Florida | Brevard | Titusville | 32780 | 0.78 | 0.75
169885 | SMRD0001 | SEMINOLE RANCH 4D SITE 1 | SXHT | PATRICK | AFACT | 1 Hatbill Road | United States | Florida | Brevard | Mims | 32754 | 0.78 | 0.75
169886 | STLB0001 | SATELLITE BLVD SITE 1 | SXHT | PATRICK | AFACT | 1 Satellite Boulevard | United States | Florida | Brevard | Cocoa | 32926 | 0.78 | 0.75
169887 | DSTR0001 | DESERET ALDF 1 | SXHT | PATRICK | AFACT | 13574 Deseret Lane | United States | Florida | Osceola | St. Cloud |  | 0.825 | 0.805
169888 | LRWP0001 | LORI WILSON PARK SITE 1 | SXHT | PATRICK | AFACT | 1500 North Atlantic Avenue | United States | Florida | Brevard | Cocoa Beach | 32931 | 0.78 | 0.75
169889 | WTPV0001 | WTP VIERA - SUNTREE | SXHT | PATRICK | AFACT | 2725 Judge Fran Jamieson Way | United States | Florida | Brevard | Viera | 32940 | 0.78 | 0.75
169890 | JPBT0001 | JUPITER BORESIGHT 1 | SXHT | PATRICK | AFACT | 500 North Delaware Boulevard | United States | Florida | Palm Beach | Jupiter | 33458 | 0.82 | 0.8
169891 | VRXA0001 | SILVER ISLAND RADIO RELAY ANNEX NO 1 SITE # 1 | KRSM | HILL AFB | AFACT | Silver Island Radio Relay Annex | United States | Utah | Tooele | Unknown | 84083-5206 | 1.11 | 1.08
169892 | LWTC0001 | LWTC, NFAC SITE #1 | ANZY | ARNOLD | AFACT | 221 De France Avenue | United States | California | Santa Clara | San Jose | 94035 | 1.2 | 1.25
169894 | 13627 | Store Front Recruiting Roswell | 130NG | Georgia National Guard | ARGUARD | 875 Mansell Road, Suite A-2 | United States | Georgia | Fulton | Roswell | 30076 | 0.83 | 0.8
169896 | N60042-TA | TARGET 101 SHADE TREE | N60042 | NAF El Centro CA | NAVACT | 92243 | United States | California | Imperial | El Centro | 92243 | 1.11 | 1.15
169897 | RLGC0001 | PATRIOT GOLF COURSE | MXRD | HANSCOM AFB | AFACT | 200 Springs Road | United States | Massachusetts | Middlesex | Bedford | 01730 | 1.22 | 1.28
169899 | 26535 | 5500 Enterprise Drive | 26155 | Detroit Arsenal | ARACT | 5500 Enterprise Drive | United States | Michigan | Macomb | Warren | 48397 | 1.035 | 1.055
1699 | FTQE0001 | EIELSON ALPA RESEARCH SITE (2-4) SITE # 1 | FTQW | EIELSON AIR FORCE BASE | AFACT | 100 Hayes Creek | United States | Alaska | Fairbanks North Star | Unknown | 99702 | 2.16 | 2.15
169901 | N60042-SS | SECTION 16 | N60042 | NAF El Centro CA | NAVACT | 92243 | United States | California | Imperial | El Centro | 92243 | 1.11 | 1.15
169902 | N60042-RE | RE HAZARD CONSTRUCTION | N60042 | NAF El Centro CA | NAVACT | 92243 | United States | California | Imperial | El Centro | 92243 | 1.11 | 1.15
169903 | N60042-SO | SEC 1 3 5 7 9 11 | N60042 | NAF El Centro CA | NAVACT | 92243 | United States | California | Imperial | El Centro | 92243 | 1.11 | 1.15
169904 | N60042-ST | SECTION 3 AND 9 | N60042 | NAF El Centro CA | NAVACT | 92243 | United States | California | Imperial | El Centro | 92243 | 1.11 | 1.15
169905 | N60042-SU | SECTION 24 | N60042 | NAF El Centro CA | NAVACT | 92243 | United States | California | Imperial | El Centro | 92243 | 1.11 | 1.15
169906 | N60042-PD | PARACHUTE DROP ZONE | N60042 | NAF El Centro CA | NAVACT | 92243 | United States | California | Imperial | El Centro | 92243 | 1.11 | 1.15
169907 | N60042-SV | CAMERA TARGET SITE 3 | N60042 | NAF El Centro CA | NAVACT | 92243 | United States | California | Imperial | El Centro | 92243 | 1.11 | 1.15
169908 | N60042-SW | CAMERA TARGET SITE 4 | N60042 | NAF El Centro CA | NAVACT | 92243 | United States | California | Imperial | El Centro | 92243 | 1.11 | 1.15
169909 | N60042-SX | CAMERA TARGET SITE 8 | N60042 | NAF El Centro CA | NAVACT | 92243 | United States | California | Imperial | El Centro | 92243 | 1.11 | 1.15
169911 | 18839 | Muscatatuck Urban Training Center | 18055 | Camp Atterbury | ARGUARD | 4230 East Administration Drive | United States | Indiana | Jennings | Butlerville | 47223 | 0.955 | 0.96
169912 | 29518 | Rocheport, Mo USARC | 27864 | 88th Readiness Division | ARRES | 10142 West Alexander Drive | United States | Missouri | Boone | Rocheport | 65279 | 0.985 | 1.005
169913 | N62813-ON | OHANA NUI | N62813 | JBPHH PEARL HARBOR HAWAII | NAVACT | 96818 | United States | Hawaii | Honolulu | Hickam A F Base | 96818 | 2.37 | 2.28
169914 | N62813-HS | HALAWA WATER STG TANKS | N62813 | JBPHH Pearl Harbor Hawaii | NAVACT | 96818 | United States | Hawaii | Honolulu | Pearl Harbor | 96818 | 2.37 | 2.28
169915 | N62813-HK | HALE KEIKI | N62813 | JBPHH Pearl Harbor Hawaii | NAVACT | 153 Bougainville Drive | United States | Hawaii | Honolulu | Pearl Harbor | 96818 | 2.37 | 2.28
169916 | N62813-BR | BOUGAINVILLE ROAD | N62813 | JBPHH Pearl Harbor Hawaii | NAVACT | 96818 | United States | Hawaii | Honolulu | Pearl Harbor | 96818 | 2.37 | 2.28
169917 | N62813-PF | PARCEL F | N62813 | JBPHH Pearl Harbor Hawaii | NAVACT | 96701 | United States | Hawaii | Honolulu | Aiea | 96701 | 2.37 | 2.28
169918 | N62813-PG | PARCEL G | N62813 | JBPHH Pearl Harbor Hawaii | NAVACT | 96701 | United States | Hawaii | Honolulu | Aiea | 96701 | 2.37 | 2.28
169919 | N62813-KS | KAIMAKANI STREET | N62813 | JBPHH Pearl Harbor Hawaii | NAVACT | 96701 | United States | Hawaii | Honolulu | Aiea | 96701 | 2.37 | 2.28
169925 | 13955 | Stockbridge Storefront Lease | 130NG | Georgia National Guard | ARGUARD | 5244 Henry Boulevard, Suite 100 | United States | Georgia | Henry | Stockbridge | 30281 | 0.865 | 0.83
169927 | 13821 | Dublin Annex | 130NG | Georgia National Guard | ARGUARD | 259 Hamilton Street | United States | Georgia | Laurens | Dublin | 31021 | 0.865 | 0.83
169929 | 42093 | HERMITAGE READINESS CENTER | 420NG | Pennsylvania National Guard | ARGUARD | 4485 East State Street | United States | Pennsylvania | McKean | Hermitage | 16148 | 1.065 | 1.105
169930 | 17782 | Iema Building Joc Ops | 170NG | Illinois National Guard | ARGUARD | 2200 South Dirksen Parkway, Room 120 | United States | Illinois | Sangamon | Springfield | 62703 | 1.03 | 1.045
169935 | 13722 | Statesboro Armory | 130NG | Georgia National Guard | ARGUARD | 18934 North US Highway 301 | United States | Georgia | Bulloch | Statesboro | 30461 | 0.865 | 0.83
169937 | 37290 | Snow Camp Training Site | 33224 | Camp Butner | ARGUARD | 1335 Major Hill Road (SR 2348) | United States | North Carolina | Alamance | Snow Camp | 27349 | 0.885 | 0.855
169942 | 42692 | Cambridge Springs | 420NG | Pennsylvania National Guard | ARGUARD | 22992 Center Street Extension | United States | Pennsylvania | Crawford | Cambridge Springs | 16403 | 1.065 | 1.105
169944 | 13927 | General Lucius D. Clay National Guard Center | 130NG | Georgia National Guard | ARGUARD | 1000 Southeast Halsey Avenue | United States | Georgia | Cobb | Marietta | 30069 | 0.83 | 0.8
169945 | 17658 | Mt Vernon Armed Forces Reserve Center | 170NG | Illinois National Guard | ARGUARD | 600 Shiloh Drive | United States | Illinois | Jefferson | Mt Vernon | 62864 | 1.03 | 1.045
169946 | 19536 | Muscatine AFRC | 190NG | Iowa National Guard | ARGUARD | 5901 Grandview Avenue | United States | Iowa | Muscatine | Muscatine | 52761 | 1.01 | 1.01
169947 | 39188 | Marysville Tacc | 390NG | Ohio National Guard | ARGUARD | 2000Coleman'S Crossing Boulevard | United States | Ohio | Union | Marysville | 43040 | 0.925 | 0.9195
169948 | 27645 | Montevideo Mvsc | 270NG | Minnesota National Guard | ARGUARD | 171 William Avenue | United States | Minnesota | Chippewa | Montevideo | 56265 | 1.085 | 1.12
169949 | 18858 | Merriliville Store Front Recruiting | 180NG | Indiana National Guard | ARGUARD | 5160 East 81st Avenue, Madalyn Plaza | United States | Indiana | Lake | Merrillville | 46410 | 0.955 | 0.96
169952 | 26226 | Jackson Readiness Center | 260NG | Michigan National Guard | ARGUARD | 4850 Cooper Road | United States | Michigan | Jackson | Jackson | 49201 | 1.035 | 1.055
169953 | 48103 | Northwest Houston | 480NG | Texas National Guard | ARGUARD | 900 West Rankin Road | United States | Texas | Harris | Houston | 77067 | 0.865 | 0.84
169954 | 41698 | The Dalles Readiness Center | 410NG | Oregon National Guard | ARGUARD | 402 Scenic Drive | United States | Oregon | Wasco | The Dalles | 97058 | 1.12 | 1.145
169956 | 26785 | Lease Recruiting Sta HOLLAND | 260NG | Michigan National Guard | ARGUARD | 24 East Ninth Street | United States | Michigan | Allegan | Holland | 49423 | 1.035 | 1.055
169958 | N62813-AL | AIEA LAUNDRY | N62813 | JBPHH Pearl Harbor Hawaii | NAVACT | 96701 | United States | Hawaii | Honolulu | Aiea | 96701 | 2.37 | 2.28
169959 | N62813-HH | HALAWA HOUSING | N62813 | JBPHH Pearl Harbor Hawaii | NAVACT | 99-600 Ulune Street | United States | Hawaii | Honolulu | Aiea | 96701 | 2.37 | 2.28
169960 | N62813-HA | HICKAM | N62813 | JBPHH Pearl Harbor Hawaii | NAVACT | 96818 | United States | Hawaii | Honolulu | Hickam AFBase | 96818 | 2.37 | 2.28
169961 | N62813-FK | FORT KAM TR PL | N62813 | JBPHH Pearl Harbor Hawaii | NAVACT | 96818 | United States | Hawaii | Honolulu | Hickam AFBase | 96818 | 2.37 | 2.28
169962 | N62813-BP | BISHOP POINT | N62813 | JBPHH Pearl Harbor Hawaii | NAVACT | 96818 | United States | Hawaii | Honolulu | Hickam AFBase | 96818 | 2.37 | 2.28
169963 | N62813-FI | FORD ISLAND | N62813 | JBPHH Pearl Harbor Hawaii | NAVACT | 96818 | United States | Hawaii | Honolulu | Ford Island | 96818 | 2.37 | 2.28
169964 | N62813-ED | EWA DRUM | N62813 | JBPHH Pearl Harbor Hawaii | NAVACT | 96797 | United States | Hawaii | Honolulu | Waipahu | 96797 | 2.37 | 2.28
169965 | N62813-NC | NUUANU CEMETARY | N62813 | JBPHH Pearl Harbor Hawaii | NAVACT | 2162 Nuuanu Avenue | United States | Hawaii | Honolulu | Honolulu | 96817 | 2.37 | 2.28
169966 | N62813-LI | LAULAUNUI ISLAND | N62813 | JBPHH Pearl Harbor Hawaii | NAVACT | 96797 | United States | Hawaii | Honolulu | Waipahu | 96797 | 2.37 | 2.28
169967 | N62813-BA | BARPT RESERVOIR NO. 2 | N62813 | JBPHH Pearl Harbor Hawaii | NAVACT | 96707 | United States | Hawaii | Honolulu | Makakilo | 96707 | 2.37 | 2.28
169968 | N62813-BB | BARPT PUMPSTA RES NO.1 | N62813 | JBPHH Pearl Harbor Hawaii | NAVACT | 96707 | United States | Hawaii | Honolulu | Makakilo | 96707 | 2.37 | 2.28
169969 | N62813-LA | LOT 13056 | N62813 | JBPHH Pearl Harbor Hawaii | NAVACT | 96862 | United States | Hawaii | Honolulu | Barbers Point | 96862 | 2.44 | 2.36
169970 | N62813-LC | LOT 13058-A | N62813 | JBPHH Pearl Harbor Hawaii | NAVACT | 96862 | United States | Hawaii | Honolulu | Barbers Point | 96862 | 2.44 | 2.36
169971 | N62813-LD | LOT 13054-D | N62813 | JBPHH PEARL HARBOR HAWAII | NAVACT | 96862 | United States | Hawaii | Honolulu | Barbers Point | 96862 | 2.44 | 2.36
169972 | N62813-LE | LOT 13054-B | N62813 | JBPHH PEARL HARBOR HAWAII | NAVACT | 96862 | United States | Hawaii | Honolulu | Barbers Point | 96862 | 2.44 | 2.36
169973 | N62813-LF | LOT 13053 | N62813 | JBPHH Pearl Harbor Hawaii | NAVACT | 96862 | United States | Hawaii | Honolulu | Barbers Point | 96862 | 2.44 | 2.36
169974 | N62813-LG | LOT 13052 | N62813 | JBPHH Pearl Harbor Hawaii | NAVACT | 96862 | United States | Hawaii | Honolulu | Barbers Point | 96862 | 2.44 | 2.36
169975 | N62813-LH | LOT 13061-A | N62813 | JBPHH PEARL HARBOR HAWAII | NAVACT | 96862 | United States | Hawaii | Honolulu | Barbers Point | 96862 | 2.44 | 2.36
169976 | N62813-LJ | LOT 13061-D | N62813 | JBPHH PEARL HARBOR HAWAII | NAVACT | 96862 | United States | Hawaii | Honolulu | Barbers Point | 96862 | 2.44 | 2.36
169977 | N62813-LK | LOT 13062-A | N62813 | JBPHH PEARL HARBOR HAWAII | NAVACT | 96862 | United States | Hawaii | Honolulu | Barbers Point | 96862 | 2.44 | 2.36
169978 | N62813-LN | LOT 13051-C | N62813 | JBPHH Pearl Harbor Hawaii | NAVACT | 96862 | United States | Hawaii | Honolulu | Barbers Point | 96862 | 2.44 | 2.36
169979 | N62813-LO | LOT 13051-D | N62813 | JBPHH PEARL HARBOR HAWAII | NAVACT | 96862 | United States | Hawaii | Honolulu | Barbers Point | 96862 | 2.44 | 2.36
169980 | N62813-LP | LOT 13051-A | N62813 | JBPHH PEARL HARBOR HAWAII | NAVACT | 96862 | United States | Hawaii | Honolulu | Barbers Point | 96862 | 2.44 | 2.36
169981 | N62813-LQ | LOT 13049 | N62813 | JBPHH Pearl Harbor Hawaii | NAVACT | 96862 | United States | Hawaii | Honolulu | Barbers Point | 96862 | 2.44 | 2.36
169982 | N62813-LR | LOT 13066-B | N62813 | JBPHH Pearl Harbor Hawaii | NAVACT | 96862 | United States | Hawaii | Honolulu | Barbers Point | 96862 | 2.44 | 2.36
169983 | N62813-LS | LOT 13064-B | N62813 | JBPHH PEARL HARBOR HAWAII | NAVACT | 96862 | United States | Hawaii | Honolulu | Barbers Point | 96862 | 2.44 | 2.36
169984 | N62813-LT | LOT 13047 | N62813 | JBPHH PEARL HARBOR HAWAII | NAVACT | 96862 | United States | Hawaii | Honolulu | Barbers Point | 96862 | 2.44 | 2.36
169985 | N62813-LU | LOT 13069-B | N62813 | JBPHH Pearl Harbor Hawaii | NAVACT | 96862 | United States | Hawaii | Honolulu | Barbers Point | 96862 | 2.44 | 2.36
169986 | N62813-WB | WHITE PLAINS BEACH | N62813 | JBPHH Pearl Harbor Hawaii | NAVACT | 96862 | United States | Hawaii | Honolulu | Barbers Point | 96862 | 2.44 | 2.36
169987 | N62813-NB | NIMITZ BEACH | N62813 | JBPHH Pearl Harbor Hawaii | NAVACT | 96862 | United States | Hawaii | Honolulu | Barbers Point | 96862 | 2.44 | 2.36
169988 | N62813-KP | BRAC (PEND) KALAELOA | N62813 | JBPHH Pearl Harbor Hawaii | NAVACT | 96862 | United States | Hawaii | Honolulu | Barbers Point | 96862 | 2.44 | 2.36
169989 | N62813-MR | WAIANAE | N62813 | JBPHH PEARL HARBOR HAWAII | NAVACT | 96857 | United States | Hawaii | Honolulu | Waianae | 96857 | 2.51 | 2.42
169990 | N62813-CS | CAMP STOVER | N62813 | JBPHH Pearl Harbor Hawaii | NAVACT | 2 Wilikina Drive | United States | Hawaii | Honolulu | Wheeler Air Force Base | 96786 | 2.37 | 2.28
169991 | N62813-WL | NAVMAG PH WL BR | N62813 | JBPHH PEARL HARBOR HAWAII | NAVACT | 96706 | United States | Hawaii | Honolulu | Ewa Beach | 96706 | 2.37 | 2.28
169992 | 28350 | Columbus Recruiting Station | 280NG | Mississippi National Guard | ARGUARD | 2321 North Highway 45, Suite H | United States | Mississippi | Lowndes | Columbus | 39705 | 0.89 | 0.85
169993 | 38394 | Fargo Leased Facility | 380NG | North Dakota National Guard | ARGUARD | 1424 Northwest 44th Street | United States | North Dakota | Cass | Fargo | 58102 | 1.09 | 1.09
169996 | 06543 | Fresno Sf | 060NG | California National Guard | ARGUARD | 3745 West Shaw Avenue | United States | California | Fresno | Fresno | 93722 | 1.125 | 1.165
169998 | 26671 | Lease Recruiting Sta GARDEN CITY | 260NG | Michigan National Guard | ARGUARD | 30104 Ford Road | United States | Michigan | Wayne | Garden City | 48135 | 1.03 | 1.06
17 | M00146-0020 | ALF BOGUE | M00146 | MCAS CHERRY POINT NC | MCACT | 8073 Bogue Olf Access Road | United States | North Carolina | Carteret | Bogue | 28570 | 1.03 | 1
170 | N00196 | NAS ATLANTA GA | N00196 | NAS ATLANTA GA | NAVACT | 800 Richardson Road | United States | Georgia | Cobb | Marietta | 30060 | 0.83 | 0.8
1700 | FTQL0001 | EIELSON ALPA RESEARCH SITE (3-3) SITE # 1 | FTQW | EIELSON AIR FORCE BASE | AFACT | 100 Chena Hot Springs | United States | Alaska | Fairbanks North Star | Unknown | 99702 | 2.16 | 2.15
170002 | 17354 | Mid America Readiness Center | 170NG | Illinois National Guard | ARGUARD | 650 Armory Road | United States | Illinois | St. Clair | O'Fallon | 62269 | 1.08 | 1.1
170003 | 16294 | Prison Ridge | 160NG | Idaho National Guard | ARGUARD |  | United States | Idaho | Ada | Boise | 83705 | 0.99 | 0.98
170008 | N32414-SC | NAVOPSPTCEN SCHENECTADY | N32414 | NAVSUPPACT Mechanicsburg PA | NAVACT | 251 Rudy Chase Drive | United States | New York | Schenectady | Schenectady | 12302 | 1.05 | 1.07
170009 | 47645 | Chattanooga Gta-Brac | 01530 | 81st Readiness Division | ARRES | 6510 Bonny Oaks Drive | United States | Tennessee | Hamilton | Chattanooga | 37416 | 0.82 | 0.8
170010 | 27146 | Faribault Armed Forces Reserve Center (Afrc) | 270NG | Minnesota National Guard | ARGUARD | 3000 West Airport Drive | United States | Minnesota | Rice | Faribault | 55021 | 1.085 | 1.12
170012 | 20073 | Manhattan Airport | 20605 | Fort Riley | ARACT | 5600 Fort Riley Boulevard | United States | Kansas | Riley | Manhattan | 66502 | 1.17 | 1.18
170013 | BFTS0001 | BURNS FLAT TRAINING SITE | WWYK | TINKER AFB | AFACT | 501 Sooner Drive | United States | Oklahoma | Washita | Burns Flat | 73624 | 0.875 | 0.85
170016 | LDSA0001 | DFAS ANNEX | YWHG | WHITEMAN | AFACT | 27 West Arkansas Road | United States | Maine | Aroostook | Limestone | 04750 | 1.02 | 1
170025 | 19903 | Dubuque Usarc | 27864 | 88th Readiness Division | ARRES | 10686 Jet Center Road | United States | Iowa | Dubuque | Dubuque | 52003 | 1.01 | 1.01
170027 | N63406-OU | OLD TOWN SITE 2 | N63406 | NAVBASE Point Loma | NAVACT | 1500 Midway Drive | United States | California | San Diego | San Diego | 92152 | 1.05 | 1.08
170029 | 28963 | Camp Mccain Spur | 280NG | Mississippi National Guard | ARGUARD |  | United States | Mississippi | Grenada | Elliott | 38926 | 0.9 | 0.86
170030 | N62813-LM | LOT 13063-A AND 13063-B | N62813 | JBPHH Pearl Harbor Hawaii | NAVACT | 96862 | United States | Hawaii | Honolulu | Barbers Point | 96862 | 2.44 | 2.36
170033 | 31474 | Lincoln Store Front Recruiting | 310NG | Nebraska National Guard | ARGUARD | 505 North 27th Street, Suite 9 | United States | Nebraska | Lancaster | Lincoln | 68503 | 0.93 | 0.915
170034 | 28348 | St. Martin Readiness Center | 280NG | Mississippi National Guard | ARGUARD | 7105 McCann Road | United States | Mississippi | Jackson | Unknown | 39532 | 0.91 | 0.87
170035 | GTCC0001 | GOTT COMPANY PROPERTY | AJXF | ANDREWS AIR FORCE BASE | AFACT | 13709 Cherry Tree Crossing Road | United States | Maryland | Prince George's | Brandywine | 20613 | 1 | 1
170036 | 45252 | Summerville Readiness Center (Lease) | 450NG | South Carolina National Guard | ARGUARD | 2737 West 5th Street | United States | South Carolina | Dorchester | Summerville | 29483 | 0.92 | 0.885
170037 | 28551 | Tupelo Aasf (New) | 280NG | Mississippi National Guard | ARGUARD | 3305 West Jackson Street | United States | Mississippi | Lee | Tupelo | 38801 | 0.9 | 0.86
170081 | KSCC0001 | KENNEDY SPACE CENTER COMMUNICATIONS | SXHT | PATRICK | AFACT | 1 Kennedy Parkway | United States | Florida | Brevard | Cape Canaveral | 32925 | 0.78 | 0.75
170082 | N61064-GA | LAND GRANT 8153 | N61064 | CNIC PMRF BARKING SANDS | NAVACT | 96752 | United States | Hawaii | Kauai | Waimea | 96752 | 2.8 | 2.72
170083 | N61064-GB | LAND GRANT 8144 | N61064 | CNIC PMRF BARKING SANDS | NAVACT | 96792 | United States | Hawaii | Kauai | Waimea | 96792 | 2.8 | 2.72
170084 | N61064-MW | MANA WELL SITE | N61064 | CNIC PMRF BARKING SANDS | NAVACT | 96792 | United States | Hawaii | Kauai | Waimea | 96792 | 2.8 | 2.72
170085 | N61064-PS | NIIHAU PERCH SITE | N61064 | CNIC PMRF BARKING SANDS | NAVACT | 96792 | United States | Hawaii | Kauai | Niihau Island | 96792 | 2.8 | 2.72
170086 | N61064-BS | MAKAHA RIDGE BORE SITE | N61064 | CNIC PMRF Barking Sands | NAVACT | 96792 | United States | Hawaii | Kauai | Kokee | 96792 | 2.8 | 2.72
170087 | N61064-RS | NIIHAU RADAR SITE | N61064 | CNIC PMRF BARKING SANDS | NAVACT | 96792 | United States | Hawaii | Kauai | Niihau Island | 96792 | 2.8 | 2.72
170088 | N62813-BL | BARBERS PT LIGHTHOUSE | N62813 | JBPHH Pearl Harbor Hawaii | NAVACT | 96760 | United States | Hawaii | Honolulu | Barbers Point | 96760 | 2.44 | 2.36
170090 | N60201-FB | FERNANDINA BEACH | N60201 | NAVSTA Mayport FL | NAVACT | 650 Airport Road | United States | Florida | Nassau | Fernandina Beach | 32034 | 0.825 | 0.805
170091 | N00245-SW | 1220 PACIFIC HWY | N00245 | NAVBASE San Diego CA | NAVACT | 1220 Pacific Highway | United States | California | San Diego | San Diego | 92114 | 1.05 | 1.08
1701 | FTQS0001 | EIELSON ALPA RESEARCH SITE (3-23) SITE # 1 | FTQW | EIELSON AIR FORCE BASE | AFACT | 100 Fish Creek | United States | Alaska | Fairbanks North Star | Unknown | 99702 | 2.16 | 2.15
170103 | 20017 | Wichita North | 200NG | Kansas National Guard | ARGUARD | 2808 North New York Street | United States | Kansas | Sedgwick | Wichita | 67219 | 0.96 | 0.98
170174 | 05323 | Jacksonville Recruiting | 050NG | Arkansas National Guard | ARGUARD | 2050 Hardin Avenue, Suite F | United States | Arkansas | Pulaski | Jacksonville | 72076 | 0.83 | 0.8
170178 | N00207-OP | ORANGE PARK FL | N00207 | NAS Jacksonville FL | NAVACT | 85 Industrial Loop Drive North | United States | Florida | Clay | Orange Park | 32073 | 0.8 | 0.78
170181 | 41370 | Grants Pass Storefront | 410NG | Oregon National Guard | ARGUARD | 1301 6th Street Northeast | United States | Oregon | Josephine | Grants Pass | 97526-1277 | 1.12 | 1.145
170183 | 04073 | Arrowhead Storefront Recruiting | 040NG | Arizona National Guard | ARGUARD | 7700 West Arrowhead Towne Center, Suite 2028 | United States | Arizona | Maricopa | Phoenix | 85038 | 0.91 | 0.89
170186 | 23212 | AUBURN RECRUITING STOREFRONT | 230NG | Maine National Guard | ARGUARD | 550 Center | United States | Maine | Androscoggin | Auburn | 04210 | 1.02 | 1
170187 | 05984 | Conway Recruiting | 050NG | Arkansas National Guard | ARGUARD | 1113 Museum Road | United States | Arkansas | Faulkner | Conway | 72032 | 0.845 | 0.82
170188 | 05008 | Fayetteville Recruiting | 050NG | Arkansas National Guard | ARGUARD | 3049 College Avenue | United States | Arkansas | Washington | Fayetteville | 72703 | 0.845 | 0.82
170189 | 29121 | Florissant Store Front | 290NG | Missouri National Guard | ARGUARD | 2424 North Lindbergh | United States | Missouri | St. Louis | Florissant | 63033 | 0.985 | 1.005
170192 | 05654 | Fort Smith Recruiting | 050NG | Arkansas National Guard | ARGUARD | 4900 Rogers Avenue, Suite 103-B | United States | Arkansas | Sebastian | Fort Smith | 72903 | 0.845 | 0.82
170193 | 05327 | Little Rock Recruiting | 050NG | Arkansas National Guard | ARGUARD | 800 Reservoir Road | United States | Arkansas | Pulaski | Little Rock | 72227 | 0.83 | 0.8
170195 | 46217 | Mobridge Readiness Center | 460NG | South Dakota National Guard | ARGUARD | 1213 Lakefront Drive | United States | South Dakota | Walworth | Mobridge | 57601 | 0.955 | 0.93
170198 | 01868 | Store Front Recruiting - Montgomery | 010NG | Alabama National Guard | ARGUARD | 2935 East Boulevard | United States | Alabama | Montgomery | Montgomery | 36116-1023 | 0.87 | 0.85
1702 | FTQT0001 | EIELSON ALPA RESEARCH SITE (3-34) SITE # 1 | FTQW | EIELSON AIR FORCE BASE | AFACT | 100 Cleary Creek | United States | Alaska | Fairbanks North Star | Unknown | 99702 | 2.16 | 2.15
170201 | 01943 | Store Front Recruiting - Spanish Fort | 010NG | Alabama National Guard | ARGUARD | 1422 10th Avenue | United States | Alabama | Baldwin | Spanish Fort | 36527-5811 | 0.855 | 0.83
170202 | 53073 | Str Fnt Recruiting - Lynnwood | 530NG | Washington National Guard | ARGUARD |  | United States | Washington | Snohomish | Lynnwood | 98037 | 1.085 | 1.095
170204 | 41004 | Pendleton Storefront | 410NG | Oregon National Guard | ARGUARD | 203 South Main St, Milarkey Building | United States | Oregon | Umatilla | Pendleton | 97801-2272 | 1.16 | 1.19
170205 | 41502 | Salem Storefront | 410NG | Oregon National Guard | ARGUARD | 3056 Lancaster Drive Northeast | United States | Oregon | Marion | Salem | 97302-1396 | 1.12 | 1.145
170206 | 41270 | Springfield Storefront | 410NG | Oregon National Guard | ARGUARD | 3000 Gateway Street, Gateway Mall | United States | Oregon | Lane | Springfield | 97477-1033 | 1.12 | 1.145
170208 | BRDM0001 | BRANDON MEDICAL ANNEX | NVZR | MACDILLAFB | AFACT | 220 West Grand Regency Boulevard | United States | Florida | Hillsborough | Brandon | 33511 | 0.82 | 0.8
170209 | BRCC0001 | BRANDON RESOURCE CENTER ANNEX. | NVZR | MACDILLAFB | AFACT | 710 East Oakfield Drive | United States | Florida | Hillsborough | Brandon | 33511/4954 | 0.82 | 0.8
170210 | MDGP0001 | NASA CLINIC RMC SITE 1 | MUHJ | LANGLEY AFB | AFACT | 18 West Taylor Street | United States | Virginia | Hampton (City) | Hampton | 23663-2206 | 1 | 0.96
170211 | CCWP0001 | COCOA WATER PLANT DOPPLER | SXHT | PATRICK | AFACT | 15122 Wewahootee Road | United States | Florida | Brevard | Cocoa | 32922 | 0.78 | 0.75
170212 | CCRS0001 | CARTER COUNTY RADIO REPEATER SITE | FXBM | ELLSWORTH AFB | AFACT | 124 Highway 212 | United States | Montana | Carter | Unknown | 59311 | 1.1 | 1.08
170221 | BWMF0001 | BWI ADMINISTRATIVE OFFICE | PTFL | MCGUIRE AFB | AFACT | 46 Aviation Boulevard, Cargo Building D, Door 46 | United States | Maryland | Baltimore | Baltimore Airport | 21240 | 0.97 | 0.97
170226 | N60191-EL | NAVOPSPTCEN ELEANOR WV | N60191 | NAS Oceana VA | NAVRES | 111 Army Navy Drive | United States | West Virginia | Cabell | Unknown | 25168 | 1.02 | 1.03
170234 | N42237-LA | LAKE ALLATOONA AREA | N42237 | SUBASE Kings Bay GA | NAVACT | 166 Sandtown Road | United States | Georgia | Bartow | Cartersville | 30101 | 0.865 | 0.83
170237 | 31991 | Beatrice National Guard/Reserve Center | 310NG | Nebraska National Guard | ARGUARD | 1400 West Scott Road | United States | Nebraska | Gage | Beatrice | 68310 | 0.93 | 0.915
170238 | 38230 | Bismarck Sfro | 380NG | North Dakota National Guard | ARGUARD | 2930 North 14th Street, Suite 400 | United States | North Dakota | Burleigh | Bismarck | 58503 | 1.09 | 1.09
170239 | 30A22 | Bozeman Storefront Recruiting Office | 300NG | Montana National Guard | ARGUARD | 2825 West Main Street | United States | Montana | Gallatin | Bozeman | 59718 | 1.1 | 1.08
170241 | 09C55 | Bridgeport Storefront | 090NG | Connecticut National Guard | ARGUARD | 300 Fairfield Avenue | United States | Connecticut | Fairfield | Bridgeport | 06604 | 1.16 | 1.2
170242 | 46A21 | Brookings Storefront Recruit | 460NG | South Dakota National Guard | ARGUARD | 1826 6th Street | United States | South Dakota | Brookings | Brookings | 57006 | 0.955 | 0.93
170244 | 29A27 | Camdenton Store Front | 290NG | Missouri National Guard | ARGUARD | 98 North Highway 5 | United States | Missouri | Camden | Camdenton | 65020 | 0.985 | 1.005
170246 | 28807 | Clarksdale Army National Guard Readiness Center | 280NG | Mississippi National Guard | ARGUARD |  | United States | Mississippi | Coahoma | Clarksdale | 38614 | 0.9 | 0.86
170247 | 39B45 | Columbus Storefront | 390NG | Ohio National Guard | ARGUARD | 2060 North High Street | United States | Ohio | Franklin | Columbus | 43201 | 0.925 | 0.9195
170248 | 41C31 | Cp Rilea Acub | 410NG | Oregon National Guard | ARGUARD |  | United States | Oregon | Clatsop | Seaside | 97138 | 1.12 | 1.145
170249 | 39B75 | Dayton Storefront | 390NG | Ohio National Guard | ARGUARD | 1133 South Edwin Moses Boulevard | United States | Ohio | Montgomery | Dayton | 45408 | 0.9 | 0.889
170252 | 39B96 | Findlay Storefront | 390NG | Ohio National Guard | ARGUARD | 2033 Tiffin Avenue, Unit 7 | United States | Ohio | Hancock | Findlay | 45840 | 0.925 | 0.9195
170254 | 08A96 | Grand Junction-DHS | 080NG | Colorado National Guard | ARGUARD | 2810 Riverside Parkway | United States | Colorado | Mesa | Grand Junction | 81501 | 1.015 | 1
170256 | 41B68 | Grizzly Mountain Commo Tower | 410NG | Oregon National Guard | ARGUARD |  | United States | Oregon | Crook | Prineville | 97754-7735 | 1.12 | 1.145
170258 | 30A78 | Helena Skyway Storefront Recruiting Office | 300NG | Montana National Guard | ARGUARD | Skyway Shopping Center, Suite H | United States | Montana | Lewis and Clark | Helena | 59602 | 1.1 | 1.08
170265 | 13A26 | Lawrenceville Store Front | 130NG | Georgia National Guard | ARGUARD | 905 Parkside Walk Lane, Suite 107 | United States | Georgia | Gwinnett | Lawrenceville | 30043 | 0.865 | 0.83
170272 | 38B43 | Minot Sfro | 380NG | North Dakota National Guard | ARGUARD | 1525 31st Avenue Southwest, Suite C-2 | United States | North Dakota | Ward | Minot | 58701 | 1.15 | 1.15
170273 | 30B27 | Missoula Afrc | 300NG | Montana National Guard | ARGUARD | 9383 Running Road West | United States | Montana | Missoula | Missoula | 59801 | 1.1 | 1.08
170276 | 12A02 | Ne Florida Timberlands | 12A01 | Camp Blanding | ARGUARD | Sharron Road | United States | Florida | Clay | Green Cove Springs | 32656 | 0.8 | 0.78
170279 | 29992 | North Kansas City Store Front | 290NG | Missouri National Guard | ARGUARD | 7829 North Oak Trafficway | United States | Missouri | Jackson | Kansas City | 64118 | 0.95 | 0.97
170280 | 20C43 | Olathe Str Front Recruiting | 200NG | Kansas National Guard | ARGUARD | 539 East Santa Fe, Suite #1A | United States | Kansas | Johnson | Olathe | 66061 | 1.005 | 1.025
170281 | 12D12 | Orlando Store Front Lease | 120NG | Florida National Guard | ARGUARD | 2941 East Colonial Drive | United States | Florida | Orange | Orlando | 32803 | 0.825 | 0.805
170282 | 29758 | Ozark Store Front | 290NG | Missouri National Guard | ARGUARD | 1721 South 20th Street | United States | Missouri | Christian | Ozark | 65721 | 0.985 | 1.005
170284 | 35B41 | Raton Store Front Recruiting Office | 350NG | New Mexico National Guard | ARGUARD | 140 South Second Street | United States | New Mexico | Colfax | Raton | 87740 | 0.93 | 0.905
170290 | 45A76 | Charleston Store Front Lease | 450NG | South Carolina National Guard | ARGUARD | 214 St. James Avenue | United States | South Carolina | Berkeley | Goose Creek | 29445 | 0.97 | 0.94
170291 | 45A68 | Citadel Storefront Lease | 450NG | South Carolina National Guard | ARGUARD | 171 Moultrie Street | United States | South Carolina | Charleston | Charleston | 29409 | 0.97 | 0.94
1703 | FTQW0001 | EIELSON AIR FORCE BASE | FTQW | EIELSON AIR FORCE BASE | AFACT | 3112 Briadway Avenue | United States | Alaska | Fairbanks North Star | Eielson AFB | 99702 | 2.16 | 2.15
170301 | 12D15 | Temple Terrace Storefront Lease | 120NG | Florida National Guard | ARGUARD | 10660 56th Street | United States | Florida | Hillsborough | Tampa | 33617-3641 | 0.82 | 0.8
170302 | 48E12 | Str Fnt Recruiters Houston 2 | 480NG | Texas National Guard | ARGUARD | 3218 South Loop West | United States | Texas | Harris | Houston | 77025-5232 | 0.865 | 0.84
170304 | 13D26 | Swainsboro Annex | 130NG | Georgia National Guard | ARGUARD | 673 Kite Road | United States | Georgia | Emanuel | Swainsboro | 30401 | 0.865 | 0.83
170305 | TWSN0001 | TOWNSEND AIR TO GROUND WEAPONS RANGE | XDQU | SAVANNAH/HILTON HEAD IAP | AFGUARD | Tram Road | United States | Georgia | Mcintosh | Townsend | 31331 | 0.99 | 0.95
170307 | 29D11 | Warensburg Store Front | 290NG | Missouri National Guard | ARGUARD | 505 C Maguire Street | United States | Missouri | Johnson | Warrensburg | 64093 | 1.14 | 1.16
170309 | 09C50 | Torrington Storefront | 090NG | Connecticut National Guard | ARGUARD | 1 South Main Street | United States | Connecticut | Litchfield | Torrington | 06790 | 1.165 | 1.205
170312 | 45C80 | Lexington Storefront Rr Office | 450NG | South Carolina National Guard | ARGUARD | 109-T Old Chapin Road | United States | South Carolina | Lexington | Lexington | 29072 | 0.87 | 0.83
170313 | 53R20 | STR FNT RECRUITING LAKEWOOD | 530NG | Washington National Guard | ARGUARD | 10020 Southwest Bridgeport Way | United States | Washington | Pierce | Lakewood | 98499-2319 | 1.12 | 1.14
170316 | 09C25 | Stamford Storefront | 090NG | Connecticut National Guard | ARGUARD | 51 Bank Street | United States | Connecticut | Fairfield | Stamford | 06901 | 1.16 | 1.2
170317 | 48F27 | Str Fnt Recruiters Mcallen | 480NG | Texas National Guard | ARGUARD | 2700 North 23rd Street, Suite 600 | United States | Texas | Hidalgo | Mcallen | 78503-5670 | 0.865 | 0.84
170319 | 48F30 | Str Fnt Recruiters Mesquite | 480NG | Texas National Guard | ARGUARD | 1765 North Town East Boulevard, Suite 145 | United States | Texas | Dallas | Mesquite | 75150-4151 | 0.83 | 0.82
170320 | 29C72 | St. Louis County Store Front | 290NG | Missouri National Guard | ARGUARD | 4280 Telegraph Road | United States | Missouri | St. Louis | St. Louis | 63119 | 0.985 | 1.005
170321 | 49B56 | Str Frnt Recruiting, Murrary | 490NG | Utah National Guard | ARGUARD | 6318 South State Street | United States | Utah | Salt Lake | Salt Lake City | 84107 | 1.03 | 0.99
170323 | 49B55 | Store Front Recruiting - Orem | 490NG | Utah National Guard | ARGUARD | 575 East University Parkway, Suite M-220 | United States | Utah | Utah | Orem | 84057 | 1.03 | 0.995
170324 | 49B61 | Store Front Recruiting - Riverton | 490NG | Utah National Guard | ARGUARD | 1870 West 12600 South | United States | Utah | Salt Lake | Riverton | 84065 | 1.03 | 0.99
170327 | 13556 | Store Front Kennesaw | 130NG | Georgia National Guard | ARGUARD | 2505 East Chastain Meadows Parkway | United States | Georgia | Cobb | Marietta | 30066 | 0.83 | 0.8
170337 | 25E24 | Hyannis Storefront | 250NG | Massachusetts National Guard | ARGUARD | 11 Enterprise Road | United States | Massachusetts | Barnstable | Hyannis | 02601 | 1.165 | 1.215
170363 | 06138 | San Jose Sf | 060NG | California National Guard | ARGUARD | 3275 Stevens Creek Boulevard | United States | California | Santa Clara | San Jose | 95117 | 1.2 | 1.25
170365 | 25E02 | Barnes Building Isa | 250NG | Massachusetts National Guard | ARGUARD | 495 Summer Street | United States | Massachusetts | Suffolk | Boston | 02210 | 1.2 | 1.26
170367 | 25E03 | Brockton Storefront | 250NG | Massachusetts National Guard | ARGUARD | 200 Westgate Drive, Westgate Mall | United States | Massachusetts | Plymouth | Brockton | 02301 | 1.165 | 1.215
170368 | 36643 | Brooklyn Recruiting Storefront | 360NG | New York National Guard | ARGUARD | 8514 4th Avenue | United States | New York | Kings | New York City | 11209 | 1.36 | 1.46
170369 | 27B41 | Camp Ripley Acub | 27B40 | Camp Ripley | ARGUARD | 115 Little Falls Highway | United States | Minnesota | Morrison | Little Falls | 56345 | 1.085 | 1.12
170370 | 18711 | Carmel Storefront Recruiting | 180NG | Indiana National Guard | ARGUARD | 729 South Rangeline Road, Mohawk Landing Shopping Center | United States | Indiana | Hamilton | Carmel | 46032 | 0.94 | 0.94
170371 | 06071 | Chula Vista Sf | 060NG | California National Guard | ARGUARD | 730 H Street | United States | California | San Diego | Chula Vista | 91910 | 1.05 | 1.08
170374 | 06943 | Costa Mesa USARC | 06510 | 63rd Readiness Division | ARRES | 2651 Newport Boulevard | United States | California | Orange | Costa Mesa | 92627-4627 | 1.02 | 1.06
170375 | 09C35 | Danielson Storefront | 090NG | Connecticut National Guard | ARGUARD | 136 Main Street, 2nd Floor | United States | Connecticut | Windham | Danielson | 06239 | 1.165 | 1.205
170376 | 25E08 | Dorchester Storefront | 250NG | Massachusetts National Guard | ARGUARD | 1578 Dorchester Avenue | United States | Massachusetts | Suffolk | Boston | 02122 | 1.2 | 1.26
170377 | 25E06 | Fall River Storefront | 250NG | Massachusetts National Guard | ARGUARD | 33 Rodman Street | United States | Massachusetts | Bristol | Fall River | 02724 | 1.165 | 1.215
170378 | 18685 | Johnson County Armory | 180NG | Indiana National Guard | ARGUARD | 325 Minuteman | United States | Indiana | Johnson | Franklin | 46131 | 0.955 | 0.96
170379 | 06850 | Hacienda Hghts Sf | 060NG | California National Guard | ARGUARD | 16025 Gale Avenue, Suite 5-A | United States | California | Los Angeles | Hacienda Heights | 91745 | 1.02 | 1.06
170382 | 42011 | Huntingdon Readiness Center | 420NG | Pennsylvania National Guard | ARGUARD | 10034 Raystown Road | United States | Pennsylvania | Huntingdon | Huntingdon | 16652 | 1.065 | 1.105
170384 | 55864 | SFC Gabrielson / SPC Hoyer USARC | 27864 | 88th Readiness Division | ARRES | 1935 Engineer Way | United States | Wisconsin | St. Croix | Hammond | 54015 | 1.085 | 1.12
170385 | 49L03 | Lta Beaver Training Area | 490NG | Utah National Guard | ARGUARD |  | United States | Utah | Beaver | Beaver | 84713 | 1.03 | 0.995
170386 | 49L02 | Lta Price Training Area | 490NG | Utah National Guard | ARGUARD |  | United States | Utah | Carbon | Price | 84501 | 1.03 | 0.995
170387 | 49L04 | Lta Richfield Training Area | 490NG | Utah National Guard | ARGUARD |  | United States | Utah | Sevier | Richfield | 84701 | 1.03 | 0.995
170388 | 49L01 | Lta Vernal Training Area | 490NG | Utah National Guard | ARGUARD | Uintah | United States | Utah | Uintah | Vernal | 84078 | 1.03 | 0.995
170389 | 27417 | Maplewood Store Front Lease | 270NG | Minnesota National Guard | ARGUARD | 3035 White Bear Avenue | United States | Minnesota | Ramsey | Maplewood | 55109 | 1.06 | 1.11
170390 | 25E04 | Marlborough Storefront | 250NG | Massachusetts National Guard | ARGUARD | 601 Donald Lynch Boulevard, Solomon Pond Mall | United States | Massachusetts | Middlesex | Marlborough | 01752 | 1.165 | 1.215
170398 | 09C45 | New Haven Storefront | 090NG | Connecticut National Guard | ARGUARD | 324 State Street | United States | Connecticut | New Haven | New Haven | 06512 | 1.165 | 1.205
170399 | 25E01 | North Attleborough Storefront | 250NG | Massachusetts National Guard | ARGUARD | 999 South Washington Street, Emerald Square Mall | United States | Massachusetts | Bristol | North Attleboro | 02760 | 1.165 | 1.215
1704 | FTTQ0001 | EKALAKA MIMI-MUTE RADAR SITE (21MM10) SITE # 1 | FXBM | ELLSWORTH AFB | AFACT | 124 Ekalaka Road | United States | Montana | Carter | Ekalaka | 59324 | 1.1 | 1.08
170401 | 06617 | Ontario Sf | 060NG | California National Guard | ARGUARD | 1520 North Mountain Avenue | United States | California | San Bernardino | Ontario | 91762 | 1.2 | 1.25
170405 | 27672 | Shakopee Store Front Recruiting | 270NG | Minnesota National Guard | ARGUARD | 165 East First Avenue, River City Centre | United States | Minnesota | Scott | Shakopee | 55379 | 1.085 | 1.12
170406 | 29A03 | St Peters Store Front | 290NG | Missouri National Guard | ARGUARD | 276 Suemandy Drive | United States | Missouri | St. Charles | St. Peters | 63376 | 0.985 | 1.005
170408 | 13A71 | Store Front Columbus | 130NG | Georgia National Guard | ARGUARD | 6201 Veterans Parkway | United States | Georgia | Muscogee | Columbus | 31909 | 0.94 | 0.91
170413 | 53R30 | Str Fnt Recruiting - Lacey | 530NG | Washington National Guard | ARGUARD | 8221 Marvin Road | United States | Washington | Thurston | Lacey | 98513 | 1.085 | 1.095
170416 | 06393 | Temecula Sf | 060NG | California National Guard | ARGUARD | 41790 Winchster Road | United States | California | Riverside | Temecula | 92590 | 1.08 | 1.12
170417 | 06434 | Victorville Sf | 060NG | California National Guard | ARGUARD | 12180 Ridgecrest Road, Suite 112 | United States | California | San Bernardino | Victorville | 92395 | 1.2 | 1.25
170418 | 48648 | Wallisville Landing Site | 480NG | Texas National Guard | ARGUARD | 20020 IH 10 Feeder Road, Ranger Station | United States | Texas | Chambers | Wallisville | 77597 | 0.865 | 0.84
170428 | CVVM0002 | BYRD FIELD SITE #2 | CVVM | BYRD FIELD | AFGUARD | 700 Portugee Road West | United States | Virginia | Henrico | Unknown | 23150-6200 | 0.92 | 0.89
170429 | CYPR0002 | CAMP SHELBY ASSUALT RUNWAYSITE #2 | JTVE | GPT BIL REG APT ANG | AFGUARD | 46 North 46th Street | United States | Mississippi | Forrest | Camp Shelby | 39401 | 0.9 | 0.86
170430 | FLLA0001 | O'FALLON ADMINISTRATION OFFICE | VDYD | SCOTT AFB | AFACT | 1734 Corporate Crossing Street | United States | Illinois | St Clair | O Fallon | 62269 | 1.1 | 1.12
170431 | FRVH0001 | FAIRVIEW HEIGHTS ADMINISTRATION OFFICE | VDYD | SCOTT AFB | AFACT | 16 Executive Drive | United States | Illinois | St Clair | Fairview Heights | 62208 | 1.1 | 1.12
170432 | QMSN0002 | SITE #1 MOFFETT FIELD CANTONMENT AREA | QMSN | MOFFETT FIELD | AFGUARD | 680 Macon Road | United States | California | Santa Clara | Moffett Field | 94035 | 1.2 | 1.25
170433 | QMSN0003 | SITE #2 MUNITIONS STORAGE AREA MSA-3 | QMSN | MOFFETT FIELD | AFGUARD | 561 North Perimeter Road | United States | California | Santa Clara | Moffett Field | 94035 | 1.2 | 1.25
170434 | QMSN0004 | SITE #3 MUNITIONS STORAGE AREA MSA-1 | QMSN | MOFFETT FIELD | AFGUARD | 147 Marriage Road | United States | California | Santa Clara | Moffett Field | 94035 | 1.2 | 1.25
170435 | QMSN0005 | SITE # 5 VEHICLE MAINT. BLDG.146 | QMSN | MOFFETT FIELD | AFGUARD | 146 Cody Road | United States | California | Santa Clara | Moffett Field | 94035 | 1.2 | 1.25
170436 | QMSN0007 | SITE # 7 BLDG'S 684 & 686 | QMSN | MOFFETT FIELD | AFGUARD | 686 Macon Road | United States | California | Santa Clara | Moffett Field | 94035 | 1.2 | 1.25
170438 | TACX0001 | TINKER AEROSPACE COMPLEX | WWYK | TINKER AFB | AFACT | 7448 Southeast 74th Street | United States | Oklahoma | Oklahoma | Oklahoma City | 73145 | 0.88 | 0.85
170439 | N61064-M2 | MILOLII SITE 2 | N61064 | CNIC PMRF Barking Sands | NAVACT | SITE 2 96752 | United States | Hawaii | Kauai | Kekaha | 96752 | 2.8 | 2.72
170440 | N61064-M3 | MILOLII SITE 3 | N61064 | CNIC PMRF Barking Sands | NAVACT | SITE 3 96752 | United States | Hawaii | Kauai | Kekaha | 96752 | 2.8 | 2.72
170441 | N61064-C1 | PORT ALLEN PIER | N61064 | CNIC PMRF BARKING SANDS | NAVACT | 96716 | United States | Hawaii | Kauai | Port Allen | 96716 | 2.8 | 2.72
170442 | N61064-IB | NASA KOKEE PARCEL B | N61064 | CNIC PMRF BARKING SANDS | NAVACT | PARCEL B 96752 | United States | Hawaii | Kauai | Kokee | 96752 | 2.8 | 2.72
170443 | N61064-IC | NASA KOKEE PARCEL C | N61064 | CNIC PMRF BARKING SANDS | NAVACT | PARCEL C 96752 | United States | Hawaii | Kauai | Kokee | 96752 | 2.8 | 2.72
170444 | N61064-ID | NASA KOKEE PARCEL D | N61064 | CNIC PMRF BARKING SANDS | NAVACT | PARCEL D 96752 | United States | Hawaii | Kauai | Kokee | 96752 | 2.8 | 2.72
170445 | N61064-IE | NASA KOKEE PARCEL E | N61064 | CNIC PMRF BARKING SANDS | NAVACT | PARCEL E 96752 | United States | Hawaii | Kauai | Kokee | 96752 | 2.8 | 2.72
170446 | N61064-IF | NASA KOKEE PARCEL F | N61064 | CNIC PMRF BARKING SANDS | NAVACT | PARCEL F 96752 | United States | Hawaii | Kauai | Kokee | 96752 | 2.8 | 2.72
170447 | STNX0001 | NGA ARNOLD SITE | VDYD | SCOTT AFB | AFACT | 3838 Vogel Road | United States | Missouri | Jefferson | Arnold | 63010 | 0.985 | 1.005
170448 | N63406-OP | OVER FLOW PARKING | N63406 | NAVBASE Point Loma | NAVACT | 1300 North Harbor Drive | United States | California | San Diego | San Diego | 91941 | 1.05 | 1.08
170462 | 21A41 | Burlington Readiness Center | 210NG | Kentucky National Guard | ARGUARD | 2676 Conrad Lane | United States | Kentucky | Boone | Burlington | 41005 | 0.87 | 0.87
170468 | 42620 | MOON TOWNSHIP CSMS WEST | 420NG | Pennsylvania National Guard | ARGUARD |  | United States | Pennsylvania | Allegheny | Moon Township | 15108 | 1.065 | 1.105
170469 | 44B30 | Providence Storefront Recruiting Office | 440NG | Rhode Island National Guard | ARGUARD | 212 Weybossett Street | United States | Rhode Island | Providence | Providence | 02903 | 1.11 | 1.15
170475 | DCL01 | COURT OF MILITARY APPEALS | WHS01 | WASHINGTON HEADQUARTERS | WHS | 450 E Street | United States | District of Columbia | District of Columbia | Washington, DC | 20001 | 1.04 | 1.04
170476 | DCL02 | DWIGHT D. EISENHOWER BLDG | WHS01 | WASHINGTON HEADQUARTERS | WHS | 1700 Pennsylvania Avenue | United States | District of Columbia | District of Columbia | Washington, DC | 20001 | 1.04 | 1.04
170477 | DCL03 | NEW EXECUTIVE BUILDING | WHS01 | WASHINGTON HEADQUARTERS | WHS | 725 Northwest 17th Street | United States | District of Columbia | District of Columbia | Washington, DC | 20001 | 1.04 | 1.04
170481 | DCL07 | 1222 22ND STREET NW | WHS01 | WASHINGTON HEADQUARTERS | WHS | 122 Northwest 22nd Street | United States | District Of Columbia | District Of Columbia | Washington | 20001 | 1.04 | 1.04
170482 | DCL08 | NATIONAL PRESS BUILDING | WHS01 | WASHINGTON HEADQUARTERS | WHS | 529 Northwest 14th Street | United States | District of Columbia | District of Columbia | Washington, DC | 20001 | 1.04 | 1.04
170483 | DCL09 | TRANSPOINT BUILDING | WHS01 | WASHINGTON HEADQUARTERS | WHS | 2100 Southwest 2nd Street | United States | District Of Columbia | District Of Columbia | Washington | 20001 | 1.04 | 1.04
170484 | DCL10 | WHITE HOUSE | WHS01 | WASHINGTON HEADQUARTERS | WHS | 1000 Northwest Pennsylvania Avenue | United States | District of Columbia | District of Columbia | Washington, DC | 20001 | 1.04 | 1.04
170489 | MDL05 | 2803 52ND AVE | WHS01 | WASHINGTON HEADQUARTERS | WHS | 2803 52nd Avenue | United States | Maryland | Prince George's | Hyattsville | 20781 | 0.97 | 0.97
170491 | MDL07 | 6340 COLUMBIA PARK | WHS01 | WASHINGTON HEADQUARTERS | WHS | 6340 Columbia Park Road | United States | Maryland | Prince George's | Landover | 20785 | 0.97 | 0.97
170493 | MDL09 | TECH ROAD LEASE | WHS01 | WASHINGTON HEADQUARTERS | WHS | 11800 Tech Road | United States | Maryland | Montgomery | Silver Spring | 20901 | 1.02 | 1.02
170495 | MDL11 | METRO III | WHS01 | WASHINGTON HEADQUARTERS | WHS | 625 Belcrest Road | United States | Maryland | Prince George's | Hyattsville | 20781 | 0.97 | 0.97
170497 | MDL13 | SILVER SPRING METRO 1 | WHS01 | WASHINGTON HEADQUARTERS | WHS | 1335 East-West Highway | United States | Maryland | Montgomery | Silver Spring | 20901 | 1.02 | 1.02
170498 | MDL14 | SUITLAND DAY CARE CENTER | WHS01 | WASHINGTON HEADQUARTERS | WHS | SUITLAND | United States | Maryland | Prince George's | Suitland | 20746 | 0.97 | 0.97
170499 | MDL15 | WESTOVER OFFICE BUILDING | WHS01 | WASHINGTON HEADQUARTERS | WHS | CORPORATE | United States | Maryland | Frederick | Frederick | 21701 | 0.94 | 0.94
1705 | FUUM0001 | EL PASO MOUNTAIN MICROWAVE REPEATER ANX SITE # 1 | FSPM | EDWARDS AFB | AFACT | ROSAMOND | United States | California | Kern | Randsburg | 93554 | 1.16 | 1.21
170500 | VAL01 | ALBEMARLE POINT BLDG 4 | WHS01 | WASHINGTON HEADQUARTERS | WHS | ALBEMARLE | United States | Maryland | Frederick | New Midway | 21775 | 0.94 | 0.94
170502 | VAL03 | BLUERIDGE OFFICE CENTER | WHS01 | WASHINGTON HEADQUARTERS | WHS | BATTLEVIEW | United States | Virginia | Manassas (City) | Manassas | 20108 | 1.08 | 1.08
170508 | VAL09 | CRYSTAL MALL 2 | WHS01 | WASHINGTON HEADQUARTERS | WHS | BELL | United States | Virginia | Arlington | Arlington | 22201 | 1.08 | 1.08
170512 | VAL13 | CRYSTAL PARK 3 | WHS01 | WASHINGTON HEADQUARTERS | WHS | CRYSTAL | United States | Virginia | Arlington | Arlington | 22201 | 1.08 | 1.08
170515 | VAL16 | CRYSTAL PARK 5 | WHS01 | WASHINGTON HEADQUARTERS | WHS | CRYSTAL | United States | Virginia | Arlington | Arlington | 22201 | 1.08 | 1.08
170516 | VAL17 | CRYSTAL SQUARE 2 | WHS01 | WASHINGTON HEADQUARTERS | WHS | CRYSTAL | United States | Virginia | Arlington | Arlington | 22201 | 1.08 | 1.08
170518 | VAL19 | CRYSTAL SQUARE 4 | WHS01 | WASHINGTON HEADQUARTERS | WHS | 18TH | United States | Virginia | Arlington | Arlington | 22201 | 1.08 | 1.08
170519 | VAL20 | CRYSTAL SQUARE 5 | WHS01 | WASHINGTON HEADQUARTERS | WHS | 18TH | United States | Virginia | Arlington | Arlington | 22201 | 1.08 | 1.08
170521 | VAL22 | DULLES WEST | WHS01 | WASHINGTON HEADQUARTERS | WHS | AVIATION | United States | Virginia | Loudoun | Dulles | 20151 | 0.92 | 0.89
170522 | VAL23 | EISENHOWER INDUSTRIAL CENTER | WHS01 | WASHINGTON HEADQUARTERS | WHS | EISENHOWER | United States | Virginia | Alexandria | Alexandria | 22301 | 1.08 | 1.08
170523 | VAL24 | FLEET DISTRIBUTION CENTER | WHS01 | WASHINGTON HEADQUARTERS | WHS | FLEET | United States | Virginia | Alexandria | Alexandria | 22301 | 1.08 | 1.08
170524 | VAL25 | FRANCONIA WAREHOUSE | WHS01 | WASHINGTON HEADQUARTERS | WHS | LOISDALE | United States | Virginia | Fairfax | Fort Belvoir | 22150 | 1.08 | 1.08
170525 | VAL26 | CRYSTAL GATEWAY 1 | WHS01 | WASHINGTON HEADQUARTERS | WHS | CLARK | United States | Virginia | Arlington | Arlington | 22201 | 1.08 | 1.08
170526 | VAL27 | CRYSTAL GATEWAY 2 | WHS01 | WASHINGTON HEADQUARTERS | WHS | CLARK | United States | Virginia | Arlington | Arlington | 22201 | 1.08 | 1.08
170528 | VAL29 | GATEWAY 4 | WHS01 | WASHINGTON HEADQUARTERS | WHS | 12TH | United States | Virginia | Arlington | Arlington | 22201 | 1.08 | 1.08
170529 | VAL30 | GATEWAY NORTH | WHS01 | WASHINGTON HEADQUARTERS | WHS | 12TH | United States | Virginia | Arlington | Arlington | 22201 | 1.08 | 1.08
170530 | VAL31 | GUNSTON COMMERCE CENTER | WHS01 | WASHINGTON HEADQUARTERS | WHS | FURNACE | United States | Virginia | Fairfax | Lorton | 22079 | 1.08 | 1.08
170532 | VAL33 | HOFFMAN BLDG 2 | WHS01 | WASHINGTON HEADQUARTERS | WHS | STOVAL | United States | Virginia | Alexandria (City) | Alexandria | 22301 | 1.08 | 1.08
170533 | VAL34 | HYBLA VALLEY OFFICE BLDG | WHS01 | WASHINGTON HEADQUARTERS | WHS | TELEGRAPH | United States | Virginia | Alexandria (City) | Alexandria | 22301 | 1.08 | 1.08
170534 | VAL35 | IMP BUILDING | WHS01 | WASHINGTON HEADQUARTERS | WHS | RICHMOND | United States | Virginia | Alexandria | Alexandria | 22309 | 1.08 | 1.08
170536 | VAL37 | JAMES POLK BUILDING | WHS01 | WASHINGTON HEADQUARTERS | WHS | CLARK | United States | Virginia | Arlington | Arlington | 22201 | 1.08 | 1.08
170538 | VAL39 | ZACHARY TAYLOR BUILDING (NC-3) | WHS01 | WASHINGTON HEADQUARTERS | WHS | CRYSTAL PLAZA | United States | Virginia | Arlington | Arlington | 22201 | 1.08 | 1.08
170539 | VAL40 | GANNET BLDG | WHS01 | WASHINGTON HEADQUARTERS | WHS | WILSON | United States | Virginia | Arlington | Arlington | 22201 | 1.08 | 1.08
170542 | VAL43 | 1500 WILSON BLVD | WHS01 | WASHINGTON HEADQUARTERS | WHS | WILSON | United States | Virginia | Arlington | Arlington | 22201 | 1.08 | 1.08
170543 | VAL44 | 1501 WILSON BLVD | WHS01 | WASHINGTON HEADQUARTERS | WHS | WILSON | United States | Virginia | Arlington | Arlington | 22201 | 1.08 | 1.08
170544 | VAL45 | 1515 WILSON BLVD | WHS01 | WASHINGTON HEADQUARTERS | WHS | WILSON | United States | Virginia | Arlington | Arlington | 22201 | 1.08 | 1.08
170545 | VAL46 | 1525 WILSON BLVD | WHS01 | WASHINGTON HEADQUARTERS | WHS | WILSON | United States | Virginia | Arlington | Arlington | 22201 | 1.08 | 1.08
170546 | VAL47 | 1555 WILSON BLVD | WHS01 | WASHINGTON HEADQUARTERS | WHS | WILSON | United States | Virginia | Arlington | Arlington | 22201 | 1.08 | 1.08
170549 | VAL50 | 1919 S. EADS | WHS01 | WASHINGTON HEADQUARTERS | WHS | EADS | United States | Virginia | Arlington | Arlington | 22201 | 1.08 | 1.08
170554 | VAL55 | XEROX BUILDING | WHS01 | WASHINGTON HEADQUARTERS | WHS | GENERAL WASHINGTON | United States | Virginia | Alexandria | Alexandria | 22301 | 1.08 | 1.08
170555 | VAL56 | ONE LIBERTY CENTER | WHS01 | WASHINGTON HEADQUARTERS | WHS | RANDOLPH | United States | Virginia | Arlington | Arlington | 22201 | 1.08 | 1.08
170556 | VAL57 | LEE BUSINESS CENTER | WHS01 | WASHINGTON HEADQUARTERS | WHS | WILLARD | United States | Virginia | Fairfax | Chantilly | 20151 | 1.08 | 1.08
170558 | VAL59 | NASH STREET BUILDING | WHS01 | WASHINGTON HEADQUARTERS | WHS | KEY | United States | Virginia | Arlington | Arlington | 22201 | 1.08 | 1.08
170565 | VAL66 | NORTHPOINT BLDG E | WHS01 | WASHINGTON HEADQUARTERS | WHS | FALCOM | United States | Virginia | Loudoun | Sterling | 20163 | 0.92 | 0.89
170566 | VAL67 | PARKRIDGE TWO BUILDING | WHS01 | WASHINGTON HEADQUARTERS | WHS | PARKRIDGE | United States | Virginia | Fairfax | Reston | 20190 | 1.08 | 1.08
170570 | VAL71 | ROSSLYN METRO CENTER | WHS01 | WASHINGTON HEADQUARTERS | WHS | MOORE | United States | Virginia | Arlington | Rosslyn | 22209 | 1.08 | 1.08
170573 | VAL74 | RESTON HERNDON CENTER | WHS01 | WASHINGTON HEADQUARTERS | WHS | EDEN | United States | Virginia | Fairfax | Herndon | 20170 | 1.08 | 1.08
170574 | VAL75 | SUFFOLK BUILDING | WHS01 | WASHINGTON HEADQUARTERS | WHS | COLUMBIA | United States | Virginia | Falls Church | Falls Church | 22040 | 1.08 | 1.08
170577 | VAL78 | SKYLINE THREE | WHS01 | WASHINGTON HEADQUARTERS | WHS | LEESBURG | United States | Virginia | Falls Church (City) | Falls Church | 22040 | 1.08 | 1.08
170578 | VAL79 | SKYLINE IV | WHS01 | WASHINGTON HEADQUARTERS | WHS | LEESBURG | United States | Virginia | Falls Church | Falls Church | 22040 | 1.08 | 1.08
170579 | VAL80 | SKYLINE V | WHS01 | WASHINGTON HEADQUARTERS | WHS | LEESBURG | United States | Virginia | Falls Church (City) | Falls Church | 22040 | 1.08 | 1.08
170580 | VAL81 | SKYLINE VI | WHS01 | WASHINGTON HEADQUARTERS | WHS | LEESBURG | United States | Virginia | Falls Church | Falls Church | 22040 | 1.08 | 1.08
170583 | VAL84 | ALEXANDRIA TECH CENTER 4 | WHS01 | WASHINGTON HEADQUARTERS | WHS | EISENHOWER | United States | Virginia | Alexandria (City) | Alexandria | 22301 | 1.08 | 1.08
170585 | MDL16 | EPC PERRYVILLE | WHS01 | WASHINGTON HEADQUARTERS | WHS | PRINCIPIO FURNACE | United States | Maryland | Cecil | Perryville | 21903 | 1.005 | 1
170587 | VAL86 | CENTURY BUILDING | WHS01 | WASHINGTON HEADQUARTERS | WHS | CRYSTAL | United States | Virginia | Arlington | Arlington | 22202 | 1.08 | 1.08
170589 | VAL88 | PENTAGON MOTORPOOL | WHS01 | WASHINGTON HEADQUARTERS | WHS | 15TH | United States | Virginia | Arlington | Arlington | 22202 | 1.08 | 1.08
170590 | VAL89 | NSCBT STAFFORD | WHS01 | WASHINGTON HEADQUARTERS | WHS | JEFFERSON DAVIS | United States | Virginia | Stafford | Stafford | 22554 | 1.08 | 1.08
170591 | VAL90 | TYCON COURTHOUSE | WHS01 | WASHINGTON HEADQUARTERS | WHS | CHAINBRIDGE | United States | Virginia | Fairfax | Vienna | 22182 | 1.08 | 1.08
170592 | VAL91 | 6539 WALKER LANE (Metro Park IV) | WHS01 | WASHINGTON HEADQUARTERS | WHS | WALKER | United States | Virginia | Fairfax | Springfield | 22009 | 1.08 | 1.08
170597 | N60495-RH | RATTLESNAKE HILL | N60495 | NAS Fallon NV | NAVACT | INDUSTRIAL | United States | Nevada | Churchill | Fallon | 89406 | 1.22 | 1.23
170598 | CPMS01 | CPMS SACRAMENTO | DLA01 | DEF LOGISTICS AGENCY LEASES | WHS | I STREET | United States | California | Sacramento | Sacramento | 95814 | 1.13 | 1.17
170599 | CPMS02 | CPMS DENVER | DLA01 | DEF LOGISTICS AGENCY LEASES | WHS | BROADWAY | United States | Colorado | Denver | Denver | 80202 | 0.99 | 0.98
1706 | FVFH0001 | ELEPHANT BUTTE SPACE SURVELLIANCE STATION | TDKA | PETERSON AFB | AFACT | Elephant Butte SSS | United States | New Mexico | Sierra | Truth Or Consequences | 87901 | 0.93 | 0.905
170600 | CPMS03 | CPMS JACKSONVILLE | DLA01 | DEF LOGISTICS AGENCY LEASES | WHS | WEST BAY | United States | Florida | Duval | Jacksonville | 32202 | 0.8 | 0.78
170601 | CPMS04 | CPMS SMYRNA | DLA01 | DEF LOGISTICS AGENCY LEASES | WHS | HERODIAN WAY | United States | Georgia | Cobb | Smyrna | 30080 | 0.83 | 0.8
170602 | CPMS05 | CPMS HONOLULU | DLA01 | DEF LOGISTICS AGENCY LEASES | WHS | ALA MOANA BLVD | United States | Hawaii | Honolulu | Honolulu | 96850 | 2.37 | 2.28
170603 | CPMS06 | CPMS BOSTON | DLA01 | DEF LOGISTICS AGENCY LEASES | WHS | CONGRESS | United States | Massachusetts | Suffolk | Boston | 02203 | 1.2 | 1.26
170604 | CPMS07 | CPMS NEW YORK CITY | DLA01 | DEF LOGISTICS AGENCY LEASES | WHS | VARICK | United States | New York | New York | New York City | 10014 | 1.36 | 1.46
170605 | CPMS08 | CPMS CLEVELAND | DLA01 | DEF LOGISTICS AGENCY LEASES | WHS | NINTH | United States | Ohio | Cuyahoga | Cleveland | 44199 | 0.925 | 0.9195
170606 | CPMS09 | CPMS PHILADELPHIA | DLA01 | DEF LOGISTICS AGENCY LEASES | WHS | INDEPENDENCE WEST | United States | Pennsylvania | Philadelphia | Philadelphia | 19106 | 1.14 | 1.21
170607 | CPMS10 | CPMS DALLAS | DLA01 | DEF LOGISTICS AGENCY LEASES | WHS | COMMERCE | United States | Texas | Dallas | Dallas | 75242 | 0.83 | 0.82
170608 | CPMS11 | CPMS SEATTLE 1 | DLA01 | DEF LOGISTICS AGENCY LEASES | WHS | SECOND | United States | Washington | King | Seattle | 98101 | 1.12 | 1.14
170609 | CPMS12 | CPMS SEATTLE 2 | DLA01 | DEF LOGISTICS AGENCY LEASES | WHS | SECOND | United States | Washington | King | Seattle | 98174 | 1.12 | 1.14
170610 | DAPS01 | DAPS SACRAMENTO | DLA01 | DEF LOGISTICS AGENCY LEASES | WHS | J | United States | California | Sacramento | Sacramento | 95814 | 1.13 | 1.17
170611 | DAPS02 | DAPS ATLANTA | DLA01 | DEF LOGISTICS AGENCY LEASES | WHS | SPRING | United States | Georgia | Fulton | Atlanta | 30303 | 0.83 | 0.8
170612 | DAPS03 | DAPS SAVANNAH | DLA01 | DEF LOGISTICS AGENCY LEASES | WHS | OGLETHORPE | United States | Georgia | Chatham | Savannah | 31401 | 0.84 | 0.81
170613 | DAPS04 | DAPS INDIANAPOLIS 1 | DLA01 | DEF LOGISTICS AGENCY LEASES | WHS | 56TH | United States | Indiana | Marion | Indianapolis | 46249 | 0.94 | 0.94
170614 | DAPS05 | DAPS BATTLE CREEK | DLA01 | DEF LOGISTICS AGENCY LEASES | WHS | WASHINGTON | United States | Michigan | Calhoun | Battle Creek | 49017 | 1.035 | 1.055
170615 | DAPS06 | DAPS KANSAS CITY | DLA01 | DEF LOGISTICS AGENCY LEASES | WHS | 12TH | United States | Missouri | Clay | Kansas City | 64106 | 0.95 | 0.97
170616 | DAPS07 | DAPS CLEVELAND | DLA01 | DEF LOGISTICS AGENCY LEASES | WHS | NINTH | United States | Ohio | Cuyahoga | Cleveland | 44199 | 0.925 | 0.9195
170617 | DAPS08 | DAPS OVERLAND | DLA01 | DEF LOGISTICS AGENCY LEASES | WHS | WOODSON | United States | Missouri | St Louis | Overland | 63114 | 0.985 | 1.005
170618 | DAPS09 | DAPS NEW YORK CITY | DLA01 | DEF LOGISTICS AGENCY LEASES | WHS | FEDERAL | United States | New York | New York | New York City | 10278 | 1.36 | 1.46
170619 | DERE01 | DER A EAST DES MOINES | DLA01 | DEF LOGISTICS AGENCY LEASES | WHS | WALNUT | United States | Iowa | Polk | Des Moines | 50309 | 0.95 | 0.95
170620 | DERE02 | DER A EAST VALPARAISO | DLA01 | DEF LOGISTICS AGENCY LEASES | WHS | EASTPORTE CENTER | United States | Indiana | Porter | Valparaiso | 46383 | 0.955 | 0.96
170621 | DERE03 | DER A EAST PASADENA | DLA01 | DEF LOGISTICS AGENCY LEASES | WHS | BURKE | United States | Texas | Harris | Pasadena | 77504 | 0.865 | 0.84
170622 | DERE04 | DER A EAST CORPUS CHRISTI | DLA01 | DEF LOGISTICS AGENCY LEASES | WHS | CARANCAHUA | United States | Texas | Nueces | Corpus Christi | 78470 | 0.84 | 0.81
170623 | DERE05 | DER A EAST HOUSTON | DLA01 | DEF LOGISTICS AGENCY LEASES | WHS | LABRANCH | United States | Texas | Harris | Houston | 77004 | 0.865 | 0.84
170624 | DERE06 | DER A EAST ABILENE | DLA01 | DEF LOGISTICS AGENCY LEASES | WHS | ESTATES | United States | Texas | Taylor | Abilene | 79602 | 0.88 | 0.86
170625 | DERE07 | DER A EAST BEAUMONT | DLA01 | DEF LOGISTICS AGENCY LEASES | WHS | WILLOW | United States | Texas | Jefferson | Beaumont | 77701 | 0.865 | 0.84
170626 | DERE08 | DER A EAST CHARLESTON | DLA01 | DEF LOGISTICS AGENCY LEASES | WHS | SUMMERS | United States | West Virginia | Kanawha | Charleston | 25301 | 1 | 1.01
170627 | DERE09 | DER A EAST LYNNWOOD | DLA01 | DEF LOGISTICS AGENCY LEASES | WHS | 198TH | United States | Washington | Snohomish | Lynnwood | 98036 | 1.085 | 1.095
170628 | DLIS01 | DLIS BATTLE CREEK 1 | DLA01 | DEF LOGISTICS AGENCY LEASES | WHS | WASHINGTON | United States | Michigan | Calhoun | Battle Creek | 49017 | 1.035 | 1.055
170629 | DLIS02 | DLIS BATTLE CREEK 2 | DLA01 | DEF LOGISTICS AGENCY LEASES | WHS | WASHINGTON | United States | Michigan | Calhoun | Battle Creek | 49017 | 1.035 | 1.055
170630 | DNSC01 | DNSC NEW HAVEN | DLA01 | DEF LOGISTICS AGENCY LEASES | WHS | DAWKINS | United States | Indiana | Allen | New Haven | 46774 | 0.955 | 0.96
170631 | DNSC02 | DNSC HAMMOND | DLA01 | DEF LOGISTICS AGENCY LEASES | WHS | SHEFFIELD | United States | Indiana | Lake | Hammond | 46327 | 0.955 | 0.96
170632 | DAPS10 | DAPS INDIANAPOLIS 2 | DLA01 | DEF LOGISTICS AGENCY LEASES | WHS | SHEFFIELD | United States | Indiana | Lake | Hammond | 46320 | 0.955 | 0.96
170633 | DNSC03 | DNSC SOMERVILLE | DLA01 | DEF LOGISTICS AGENCY LEASES | WHS | US HIGHWAY 206 | United States | New Jersey | Somerset | Unknown | 08876 | 1.165 | 1.235
170634 | DNSC04 | DNSC SCOTIA | DLA01 | DEF LOGISTICS AGENCY LEASES | WHS | AMSTERDAM | United States | New York | Schenectady | Scotia | 12302 | 1.05 | 1.07
170635 | DERE10 | DER A EAST CUSHING | DLA01 | DEF LOGISTICS AGENCY LEASES | WHS | 1/2 HARRISON | United States | Oklahoma | Payne | Cushing | 74023 | 0.875 | 0.85
170636 | DRMS01 | DRMS BATTLE CREEK 1 | DLA01 | DEF LOGISTICS AGENCY LEASES | WHS | WASHINGTON | United States | Michigan | Calhoun | Battle Creek | 49017 | 1.035 | 1.055
170637 | DAPS11 | DAPS AURORA | DLA01 | DEF LOGISTICS AGENCY LEASES | WHS | SALIDA | United States | Colorado | Adams | Aurora | 80011 | 0.99 | 0.98
170638 | DERW01 | DER A WEST LYNNWOOD | DLA01 | DEF LOGISTICS AGENCY LEASES | WHS | 198TH | United States | Washington | Snohomish | Lynnwood | 98036 | 1.085 | 1.095
170639 | DRMS02 | DRMS BATTLE CREEK 2 | DLA01 | DEF LOGISTICS AGENCY LEASES | WHS | WASHINGTON | United States | Michigan | Calhoun | Battle Creek | 49017 | 1.035 | 1.055
170640 | DLIS03 | DLIS DAVENPORT UNIVERSITY | DLA01 | DEF LOGISTICS AGENCY LEASES | WHS | VAN BUREN | United States | Michigan | Calhoun | Battle Creek | 49017 | 1.035 | 1.055
170641 | DERE11 | DER A EAST BATON ROUGE | DLA01 | DEF LOGISTICS AGENCY LEASES | WHS | SENIC | United States | Louisiana | East Baton Rouge | Baton Rouge | 70805 | 0.855 | 0.825
170642 | CPMS13 | CPMS SAN FRANCISCO | DLA01 | DEF LOGISTICS AGENCY LEASES | WHS | 7TH | United States | California | San Francisco | San Francisco | 94103 | 1.2 | 1.25
170643 | CPMS14 | CPMS SEATTLE 3 | DLA01 | DEF LOGISTICS AGENCY LEASES | WHS | SIXTH | United States | Washington | King | Seattle | 98101 | 1.12 | 1.14
170644 | DERW02 | DER A WEST OAKLAND | DLA01 | DEF LOGISTICS AGENCY LEASES | WHS | CLAY | United States | California | Alameda | Oakland | 94612 | 1.2 | 1.25
170645 | DERW03 | DER A WEST LANCASTER | DLA01 | DEF LOGISTICS AGENCY LEASES | WHS | K | United States | California | Los Angeles | Lancaster | 93534 | 1.02 | 1.06
170646 | DNSC05 | DNSC WARREN | DLA01 | DEF LOGISTICS AGENCY LEASES | WHS | PINE EXTENSION | United States | Ohio | Trumbull | Warren | 44485 | 0.95 | 0.95
170647 | JBCA0001 | JOINT BASE CHARLESTON AIR PARK | DKFX | CHARLESTON AFB | AFACT | AIR PARK | United States | South Carolina | Charleston | North Charleston | 29406 | 0.97 | 0.94
170648 | 24503 | Adelphi Readiness Center | 240NG | Maryland National Guard | ARGUARD | Powder Mill | United States | Maryland | Prince George's | Hyattsville | 20783 | 0.97 | 0.97
170650 | 08A03 | Alamosa | 080NG | Colorado National Guard | ARGUARD | Old Sanford | United States | Colorado | Alamosa | Alamosa | 81101 | 0.99 | 0.98
170651 | 05450 | NW ARKANSAS AFRC | 050NG | Arkansas National Guard | ARGUARD | Minuteman Avenue, Bentonville, Ar | United States | Arkansas | Benton | Bentonville | 72712 | 0.845 | 0.82
170652 | 30843 | Butte USARC | 27864 | 88th Readiness Division | ARRES | S Parkmont | United States | Montana | Silver Bow | Butte | 59701 | 1.1 | 1.08
170653 | 17412 | Downers Grove Storefront | 170NG | Illinois National Guard | ARGUARD | Ogden | United States | Illinois | DuPage | Downers Grove | 60515 | 1.18 | 1.25
170654 | 17C37 | Fairview Heights Storefront | 170NG | Illinois National Guard | ARGUARD | Lincoln | United States | Illinois | St. Clair | Fairview Heights | 62208 | 1.08 | 1.1
170655 | 08A63 | Fort Lupton | 080NG | Colorado National Guard | ARGUARD | 9th | United States | Colorado | Weld | Fort Lupton | 80621 | 1.015 | 1
170657 | 31914 | Kearney Storefront Recruiting Lease | 310NG | Nebraska National Guard | ARGUARD | 24th Suite E | United States | Nebraska | Buffalo | Kearney | 68845 | 0.93 | 0.915
170658 | 56A66 | Laramie Complex | 560NG | Wyoming National Guard | ARGUARD | Highway 130 | United States | Wyoming | Albany | Laramie | 82070 | 1.045 | 1.035
170660 | 30B17 | Mcdonald Pass | 300NG | Montana National Guard | ARGUARD |  | United States | Montana | Lewis And Clark | Helena | 59601 | 1.1 | 1.08
170661 | 50420 | North Hyde Park | 500NG | Vermont National Guard | ARGUARD | Vermont | United States | Vermont | Lamoille | North Hyde Park | 05655 | 1.01 | 1.01
170662 | 04A01 | Paradise Valley Storefront Recruiting | 040NG | Arizona National Guard | ARGUARD | Cactus # G004 | United States | Arizona | Maricopa | Paradise Valley | 85253 | 0.91 | 0.89
170664 | 30A17 | Proposed Bitteroot Valley | 300NG | Montana National Guard | ARGUARD | Hwy 93, Hamilton, 59840 | United States | Montana | Ravalli | Hamilton | 59840 | 1.1 | 1.08
170665 | 30B33 | Proposed Mission Valley Land Acquisition | 300NG | Montana National Guard | ARGUARD |  | United States | Montana | Lake | St. Ignatius | 59865 | 1.1 | 1.08
170666 | 30B42 | Proposed Townsend Land Acquisition | 300NG | Montana National Guard | ARGUARD | Hwy 287, Townsend, 59644 | United States | Montana | Broadwater | Townsend | 59644 | 1.1 | 1.08
170667 | 04A06 | Sierra Vista Storefront Recruiting | 040NG | Arizona National Guard | ARGUARD | El Mercado | United States | Arizona | Cochise | Sierra Vista | 85635 | 1.08 | 1.05
170674 | 48833 | Str Fnt Recruiters Houston 3 | 480NG | Texas National Guard | ARGUARD | Tomball Parkway, Suite 5C-1 | United States | Texas | Harris | Houston | 77095 | 0.865 | 0.84
170684 | 08A81 | Windsor | 080NG | Colorado National Guard | ARGUARD | Great Western | United States | Colorado | Weld | Windsor | 80550 | 1.015 | 1
170687 | 49A86 | Nephi Readiness Center | 490NG | Utah National Guard | ARGUARD | AIRPORT | United States | Utah | Juab | Nephi | 84648 | 1.03 | 0.995
170688 | 42521 | ELIZABETHTOWN READINESS CENTER/FMS 16 | 420NG | Pennsylvania National Guard | ARGUARD | Market | United States | Pennsylvania | Lancaster | Elizabethtown | 17022 | 1.065 | 1.105
170691 | 25E20 | Haverhill Storefront | 250NG | Massachusetts National Guard | ARGUARD | Winter | United States | Massachusetts | Essex | Haverhill | 01830 | 1.165 | 1.215
1707 | FVLW0001 | ELIDA MINI-MUTE RBS SITE #10 SITE # 1 | CZQZ | CANNON AIR FORCE BASE | AFACT | 1506 San Patricio Road | United States | New Mexico | Chaves | Roswell | 88201 | 0.93 | 0.905
170705 | 54A80 | Logan Readiness Center | 540NG | West Virginia National Guard | ARGUARD | 22 Mine | United States | West Virginia | Logan | Logan | 25601 | 1.02 | 1.03
170708 | 56A90 | Rawlins | 560NG | Wyoming National Guard | ARGUARD |  | United States | Wyoming | Carbon | Rawlins | 82301 | 1.045 | 1.035
170709 | M67001-0008 | GSRA SITE | M67001 | MCB Camp Lejeune NC | MCACT |  | United States | North Carolina | Onslow | Camp Lejeune | 28445 | 1.01 | 0.98
170710 | 51550 | Mark Center | 51105 | Fort Belvoir | ARACT |  | United States | Virginia | Alexandria | Alexandria | 22304 | 1.08 | 1.08
170711 | 41A06 | Albany Readiness Center | 410NG | Oregon National Guard | ARGUARD |  | United States | Oregon | Linn | Albany | 97321 | 1.12 | 1.145
170712 | 41A12 | Ashland Readiness Center | 410NG | Oregon National Guard | ARGUARD |  | United States | Oregon | Jackson | Ashland | 97520 | 1.12 | 1.145
170714 | 41A31 | Burns Readiness Center | 410NG | Oregon National Guard | ARGUARD |  | United States | Oregon | Harney | Burns | 97720 | 1.12 | 1.145
170715 | 34A65 | Elizabeth Str Frnt Recruiting | 340NG | New Jersey National Guard | ARGUARD | Elizabeth | United States | New Jersey | Union | Elizabeth | 07201 | 1.165 | 1.235
170716 | 41A87 | Washington County Readiness Center | 410NG | Oregon National Guard | ARGUARD | 34th | United States | Oregon | Washington | Hillsboro | 97123 | 1.08 | 1.1
170717 | 41A04 | Corvallis Readiness Center | 410NG | Oregon National Guard | ARGUARD |  | United States | Oregon | Benton | Corvallis | 97330 | 1.12 | 1.145
170718 | 12B04 | Gainesville Alachua County | 120NG | Florida National Guard | ARGUARD |  | United States | Florida | Alachua | Gainesville | 32608 | 0.825 | 0.805
170719 | 41A62 | Polk County Readiness Center | 410NG | Oregon National Guard | ARGUARD | Westview | United States | Oregon | Polk | Dallas | 97338 | 1.12 | 1.145
170721 | 41A77 | Grants Pass Readiness Center | 410NG | Oregon National Guard | ARGUARD |  | United States | Oregon | Josephine | Grants Pass | 97526 | 1.12 | 1.145
170722 | 39629 | Delaware Tacc | 390NG | Ohio National Guard | ARGUARD | Houk | United States | Ohio | Delaware | Delaware | 43015 | 0.925 | 0.9195
170723 | 41A79 | Gresham Readiness Center | 410NG | Oregon National Guard | ARGUARD |  | United States | Oregon | Multnomah | Gresham | 97030 | 1.08 | 1.1
170724 | 41A91 | Hood River Readiness Center | 410NG | Oregon National Guard | ARGUARD |  | United States | Oregon | Hood River | Hood River | 97031 | 1.12 | 1.145
170725 | 41B66 | Kliever Readiness Center Fms | 410NG | Oregon National Guard | ARGUARD |  | United States | Oregon | Multnomah | Portland | 97211 | 1.08 | 1.1
170726 | 41C36 | Woodburn Readiness Center | 410NG | Oregon National Guard | ARGUARD |  | United States | Oregon | Marion | Woodburn | 97071 | 1.12 | 1.145
170728 | 41B14 | Lebanon Readiness Center | 410NG | Oregon National Guard | ARGUARD |  | United States | Oregon | Linn | Lebanon | 97355 | 1.12 | 1.145
170729 | 41B26 | Milton Freewater Readiness Center | 410NG | Oregon National Guard | ARGUARD |  | United States | Oregon | Umatilla | Milton-Freewater | 97862 | 1.16 | 1.19
170730 | 41B37 | Newport Readiness Center | 410NG | Oregon National Guard | ARGUARD |  | United States | Oregon | Lincoln | Newport | 97365 | 1.12 | 1.145
170731 | 34B60 | No Bergen Str Frnt Recruiting | 340NG | New Jersey National Guard | ARGUARD | Bergenline | United States | New Jersey | Hudson | North Bergen | 07047-5251 | 1.165 | 1.235
170732 | 41B53 | Pendleton Readiness Center | 410NG | Oregon National Guard | ARGUARD |  | United States | Oregon | Umatilla | Pendleton | 97801 | 1.16 | 1.19
170734 | 41B72 | Redmond Readiness Center | 410NG | Oregon National Guard | ARGUARD |  | United States | Oregon | Deschutes | Redmond | 97756 | 1.12 | 1.145
170735 | 41B91 | St Helens Readiness Center | 410NG | Oregon National Guard | ARGUARD |  | United States | Oregon | Columbia | St. Helens | 97051 | 1.12 | 1.145
170736 | M67399-0004 | COPPER MOUNTAIN | M67399 | MCAGCC Twentynine Palms CA | MCACT | SIESTA | United States | California | San Bernardino | Twentynine Palms | 92252 | 1.2 | 1.25
170737 | 51712 | FAIRFAX RC | 510NG | Virginia National Guard | ARGUARD | Braddock | United States | Virginia | Fairfax | Fairfax | 22032 | 1.08 | 1.08
170740 | 51A05 | NEWPORT NEWS SFRO | 510NG | Virginia National Guard | ARGUARD | Jefferson | United States | Virginia | Newport News | Newport News | 23602 | 0.98 | 0.94
170742 | 31558 | Columbus National Guard/Reserve Center | 310NG | Nebraska National Guard | ARGUARD | Armory | United States | Nebraska | Platte | Columbus | 68601 | 0.93 | 0.915
170744 | 28407 | Southaven Readiness Center | 280NG | Mississippi National Guard | ARGUARD |  | United States | Mississippi | De Soto | Southaven | 38671 | 0.9 | 0.86
170746 | 08B06 | Greeley (Storefront) | 080NG | Colorado National Guard | ARGUARD | 10th | United States | Colorado | Weld | Greeley | 80634 | 1.015 | 1
170747 | 08B53 | Thornton (Storefront) | 080NG | Colorado National Guard | ARGUARD | Thornton | United States | Colorado | Adams | Thornton | 80229 | 0.99 | 0.98
170748 | 31597 | Mccook National Guard/Reserve Center | 310NG | Nebraska National Guard | ARGUARD | 6 & 34 | United States | Nebraska | Red Willow | McCook | 69001 | 0.93 | 0.915
170749 | 51A01 | MIDLOTHIAN SFRO | 510NG | Virginia National Guard | ARGUARD | Southshore Point | United States | Virginia | Chesterfield | Midlothian | 23112 | 0.92 | 0.89
170750 | 34B80 | Princeton | 340NG | New Jersey National Guard | ARGUARD | River | United States | New Jersey | Mercer | Princeton | 08540 | 1.17 | 1.24
170753 | 45B22 | Necola Storefront Recruiting | 450NG | South Carolina National Guard | ARGUARD | At Sandhill, Suite 136-2 | United States | South Carolina | Richland | Columbia | 29229 | 0.87 | 0.83
170754 | 51396 | Fredericksburg MP | 510NG | Virginia National Guard | ARGUARD | Deacon | United States | Virginia | Fredericksburg | Fredericksburg | 22405 | 1.1 | 1.1
170759 | N00213-AW | AUTEC WEST PALM BEACH | N00213 | NAS Key West FL | NAVACT | CLEMATIS | United States | Florida | Palm Beach | West Palm Beach | 33401 | 0.82 | 0.8
170760 | N00206-SN | SPAWAR NEW ORLEANS | N00206 | NAS JRB New Orleans LA | NAVACT | LAKESHORE | United States | Louisiana | Orleans | New Orleans | 70145 | 0.91 | 0.88
170765 | 45A72 | Charleston Readiness Center | 450NG | South Carolina National Guard | ARGUARD | Hagood | United States | South Carolina | Charleston | Charleston | 29409 | 0.99 | 0.96
170766 | 47E97 | Chattanooga Storefront | 470NG | Tennessee National Guard | ARGUARD | Suite 6, R&R Plaza, 6219 Lee | United States | Tennessee | Hamilton | Chattanooga | 37421 | 0.82 | 0.8
170768 | 05A46 | Booneville Arngrc | 050NG | Arkansas National Guard | ARGUARD | Zip 72927 | United States | Arkansas | Logan | Booneville | 72927 | 0.845 | 0.82
170769 | 13A78 | Conyers Store Front Recruiting | 130NG | Georgia National Guard | ARGUARD | Highway 20 | United States | Georgia | Rockdale | Conyers | 30013 | 0.865 | 0.83
170770 | 12A70 | Palm Coast Flager County | 120NG | Florida National Guard | ARGUARD | Airport Executive | United States | Florida | Flagler | Palm Coast | 32164 | 0.825 | 0.805
170771 | 55A66 | Eau Claire Storefront Recruiting Office | 550NG | Wisconsin National Guard | ARGUARD | Eastridge Center | United States | Wisconsin | Eau Claire | Eau Claire | 54701 | 1.085 | 1.12
170772 | N47608-LW | LINKWOOD MD | N47608 | NAVAL AIR STATION PATUXENT RIVER | NAVACT | VINCENT | United States | Maryland | Dorchester | Linkwood | 21835 | 1.005 | 1
170773 | N47608-VM | VIENNA MD | N47608 | NAVAL AIR STATION PATUXENT RIVER | NAVACT | OCEAN GATEWAY | United States | Maryland | Dorchester | Vienna | 21869 | 1.005 | 1
170774 | N47608-SE | SEAFORD DE | N47608 | NAVAL AIR STATION PATUXENT RIVER | NAVACT | SUSSEX | United States | Delaware | Sussex | Seaford | 19973 | 1.06 | 1.085
170778 | 21A86 | Frankfort Leased Facilities | 210NG | Kentucky National Guard | ARGUARD | Louisville | United States | Kentucky | Franklin | Frankfort | 40601 | 0.87 | 0.87
170780 | 05B46 | Harrison Arngrc | 050NG | Arkansas National Guard | ARGUARD | Zip 72601 | United States | Arkansas | Boone | Harrison | 72601 | 0.845 | 0.82
170782 | 02948 | Nome Readiness Center (New) | 020NG | Alaska National Guard | ARGUARD | Unassigned | United States | Alaska | Nome | Nome | 99762 | 2.52 | 2.47
170786 | 21B36 | Lexington Recruiting | 210NG | Kentucky National Guard | ARGUARD | Mount Tabor | United States | Kentucky | Fayette | Lexington | 40517 | 0.87 | 0.87
170787 | 13A31 | Atlanta Readiness Center | 130NG | Georgia National Guard | ARGUARD | Bakers Ferry | United States | Georgia | Fulton | Atlanta | 30331 | 0.83 | 0.8
170788 | 21B57 | Louisville Recruiting | 210NG | Kentucky National Guard | ARGUARD | Outer | United States | Kentucky | Jefferson | Louisville | 40219-3201 | 0.87 | 0.87
170789 | 25E30 | Lowell Storefront | 250NG | Massachusetts National Guard | ARGUARD | Merrimack | United States | Massachusetts | Middlesex | Lowell | 01852 | 1.165 | 1.215
170791 | 55B93 | Milwaukee Readiness Center & Fms | 550NG | Wisconsin National Guard | ARGUARD |  | United States | Wisconsin | Milwaukee | Milwaukee | 53204 | 1.09 | 1.13
170793 | 20C61 | Pittsburg Readiness Center | 200NG | Kansas National Guard | ARGUARD | Rouse | United States | Kansas | Crawford | Pittsburg | 66762 | 1.005 | 1.025
170794 | 55C57 | Platteville Readiness Center | 550NG | Wisconsin National Guard | ARGUARD |  | United States | Wisconsin | Grant | Platteville | 53818 | 1.085 | 1.12
170795 | 36D43 | Queensbury Readiness Center | 360NG | New York National Guard | ARGUARD | Stone Quarry | United States | New York | Warren | Queensbury | 12804 | 1.06 | 1.075
170796 | 24C04 | Reisterstown Sfro | 240NG | Maryland National Guard | ARGUARD | Franklin Reisterstown, Md 21136 | United States | Maryland | Baltimore | Reisterstown | 21136 | 0.97 | 0.97
170798 | 51C92 | WINCHESTER RC & FMS 3 | 510NG | Virginia National Guard | ARGUARD | Pendleton | United States | Virginia | Winchester (City) | Winchester | 22602 | 0.92 | 0.89
170799 | 55E10 | Wisconsin Rapids Readiness Center & Fms | 550NG | Wisconsin National Guard | ARGUARD |  | United States | Wisconsin | Wood | Wisconsin Rapids | 54495 | 1.085 | 1.12
1708 | FWJH0001 | ELLINGTON FIELD SITE # 1 | FWJH | ELLINGTON FIELD | AFGUARD | 14657 Sneider Street | United States | Texas | Harris | Unknown | 77034 | 0.865 | 0.84
170800 | FXBM0002 | ELLSWORTH AFB SITE # 2 | FXBM | ELLSWORTH AFB | AFACT | SCOTT | United States | South Dakota | Pennington | Box Elder | 57706 | 0.97 | 0.94
170801 | M67399-0005 | SWEETWATER AIR STRIP | M67399 | MCAGCC Twentynine Palms CA | MCACT | STATE ROUTE 388 | United States | Nevada | Lyon | Unknown | 89444 | 1.18 | 1.2
170802 | N61011-OR | OUTDOOR RECREATION CTR | N61011 | NSA Saratoga Springs NY | NAVACT | GALWAY | United States | New York | Saratoga | West Milton | 12020 | 1.06 | 1.075
170804 | N00245-HH | HOWARD GILMORE SITE 2 | N00245 | NAVBASE San Diego CA | NAVACT | VALLEY VIEW | United States | California | San Diego | La Mesa | 91941 | 1.05 | 1.08
170808 | 13A77 | Cumming | 130NG | Georgia National Guard | ARGUARD | Aquatic | United States | Georgia | Forsyth | Cumming | 30040 | 0.865 | 0.83
170812 | 08454 | Centennial 2 | 080NG | Colorado National Guard | ARGUARD | Briarwood | United States | Colorado | Arapahoe | Centennial | 80112 | 0.99 | 0.98
170817 | 38605 | Grand Forks Sfro | 380NG | North Dakota National Guard | ARGUARD | South Washington Street | United States | North Dakota | Grand Forks | Grand Forks | 58201 | 1.03 | 1.03
170818 | 47E77 | Johnson City Storefront | 470NG | Tennessee National Guard | ARGUARD | W Walnut (Campus Square) | United States | Tennessee | Washington | Johnson City | 37601 | 0.835 | 0.82
170819 | 41C01 | Marion County Uspfo Activity | 410NG | Oregon National Guard | ARGUARD |  | United States | Oregon | Marion | Salem | 97309-6888 | 1.12 | 1.145
170822 | 22B13 | Store Front Recruiting Hammond | 220NG | Louisiana National Guard | ARGUARD | West University Avenue | United States | Louisiana | Tangipahoa | Hammond | 70401 | 0.855 | 0.825
170825 | 22C43 | Store Front Recruiting Opelousas | 220NG | Louisiana National Guard | ARGUARD | Creswell | United States | Louisiana | St Landry | Opelousas | 70570-1119 | 0.855 | 0.825
170828 | 42A17 | LOGAN VALLEY MALL ALTOONA STORE FRONT RECRUITING OFFICE | 420NG | Pennsylvania National Guard | ARGUARD | I-99 PLANK ROAD EXIT | United States | Pennsylvania | Blair | Altoona | 16602 | 1.065 | 1.105
170829 | 42C66 | LANSDALE STORE FRONT RECRUITING OFFICE | 420NG | Pennsylvania National Guard | ARGUARD | Main Street, Suite #106, Lansdale, Pa 19422. | United States | Pennsylvania | Montgomery | Lansdale | 19422 | 1.065 | 1.105
170830 | 42909 | Str Frnt Recrtng Off-Wilkes-Barre | 420NG | Pennsylvania National Guard | ARGUARD | Public | United States | Pennsylvania | Luzerne | Wilkes Barre | 18701 | 1.065 | 1.105
170834 | 01530-10001 | Army Reserve Center Salisbury | 01530 | 81st Readiness Division | ARRES | 1835 Jake Alexander Blvd | United States | North Carolina | Rowan | Salisbury | 28144 | 0.885 | 0.855
170852 | 01530-10002 | Usar Center Dublin | 01530 | 81st Readiness Division | ARRES | Martin Luther King Jr. | United States | Georgia | Laurens | Dublin | 31021 | 0.865 | 0.83
170924 | 53450-10002 | 107 Engineer Drive Camp Murray | 27864 | 88th Readiness Division | ARRES | Engineer Drive Ar Res - Wenatchee | United States | Washington | Pierce | Tacoma | 98430 | 1.12 | 1.14
170960 | 710879 | 1114 Commerce St Dallas | 18081 | Army Mission Support | USACE | Commerce | United States | Texas | Dallas | Dallas | 75242 | 0.83 | 0.82
170999 | 20820-10002 | Eldorado USARC | 27864 | 88th Readiness Division | ARRES | Vine | United States | Kansas | Butler | El Dorado | 52175-1353 | 1.005 | 1.025
171 | N63043 | NAS MERIDIAN MS | N63043 | NAS MERIDIAN MS | NAVACT | 1600 John C Stennis Drive | United States | Mississippi | Lauderdale | Meridian | 39309 | 0.97 | 0.93
1710 | FWXY0001 | ELLOREE MINI MUTE (SHA3) SITE 1 | VLSB | SHAW AIR FORCE BASE | AFACT | McCords Ferry Road | United States | South Carolina | Orangeburg | Elloree | 29047 | 0.92 | 0.885
171027 | 01530-10003 | Winston Salem MLK Dr | 01530 | 81st Readiness Division | ARRES | Martin Luther King Jr | United States | North Carolina | Forsyth | Winston Salem | 27107 | 0.885 | 0.855
171068 | BTRS0001 | BRADSHAW TRAINING SITE | VNMH | EARECKSON AS | AFACT | BRADSHAW TRAINING SITE-SADDLE | United States | Hawaii | Hawaii | Hilo | 96720 | 2.51 | 2.42
171070 | 27A89 | Elk River Store Front Recruiting Office | 270NG | Minnesota National Guard | ARGUARD | Dodge | United States | Minnesota | Sherburne | Elk River | 55330 | 1.085 | 1.12
171073 | 41931 | Kingsley Access Property | 410NG | Oregon National Guard | ARGUARD | Airport Way And Reber Avenue | United States | Oregon | Klamath | Klamath Falls | 97603 | 1.12 | 1.145
171074 | XDQU0002 | SAVANNAH/HILTON HEAD IAP SITE#2 | XDQU | SAVANNAH/HILTON HEAD IAP | AFGUARD | ROBERT B MILLER JR DR SITE 2 | United States | Georgia | Chatham | Hilton Head | 31408 | 0.85 | 0.83
171075 | XDQU0003 | SAVANNAH/HILTON HEAD IAP SITE#3 | XDQU | SAVANNAH/HILTON HEAD IAP | AFGUARD | ROBERT B MILLER JR DR SITE 3 | United States | Georgia | Chatham | Hilton Head | 31408 | 0.85 | 0.83
171076 | XDQU0004 | SAVANNAH/HILTON HEAD IAP SITE#4 | XDQU | SAVANNAH/HILTON HEAD IAP | AFGUARD | ROBERT B MILLER JR DR SITE 4 | United States | Georgia | Chatham | Hilton Head | 31408 | 0.85 | 0.83
171077 | XDQU0005 | SAVANNAH/HILTON HEAD IAP SITE#5 | XDQU | SAVANNAH/HILTON HEAD IAP | AFGUARD | ROBERT B MILLER JR DR SITE 5 | United States | Georgia | Chatham | Hilton Head | 31408 | 0.85 | 0.83
171078 | N00245-MO | MT OTAY | N00245 | NAVBASE San Diego CA | NAVACT | CATTLEMAN | United States | California | San Diego | Chula Vista | 92101 | 1.05 | 1.08
1711 | FXBM0001 | ELLSWORTH AFB SITE # 1 | FXBM | ELLSWORTH AFB | AFACT | 1958 Scott Drive | United States | South Dakota | Pennington | Ellsworth AFB | 57706 | 0.97 | 0.94
1714 | FXDE0001 | ELLSWORTH FAMILY HOUSING ANNEX #3 SITE # 1 | FXBM | ELLSWORTH AFB | AFACT | RADAR HILL (FXDE) | United States | South Dakota | Pennington | Unknown | 57719-4701 | 0.97 | 0.94
1715 | FXDF0001 | ELLSWORTH FAMILY HOUSING ANNEX #4 SITE # 1 | FXBM | ELLSWORTH AFB | AFACT | RAPID CITY | United States | South Dakota | Pennington | Unknown | 57701-4701 | 0.97 | 0.94
172 | N61011 | NSA SARATOGA SPRINGS NY | N61011 | NSA SARATOGA SPRINGS NY | NAVACT | 19 J F King Drive | United States | New York | Saratoga | Saratoga Spgs | 12866 | 1.06 | 1.075
1725 | FXEL0001 | ELLSWORTH AF MISSILE SITE B8 SITE # 1 | FXBM | ELLSWORTH AFB | AFACT | 123 Wall Road | United States | South Dakota | Pennington | Unknown | 57790 | 0.97 | 0.94
173 | N69212-SG | SUGAR GROVE WV LOWER BASE | N69212 | NAVAL WEAPONS STATION YORKTOWN | NAVACT | 63 Hedrick Drive | United States | West Virginia | Pendleton | Sugar Grove | 268155000 | 1.3 | 1.3
174 | N60042 | NAF EL CENTRO CA | N60042 | NAF EL CENTRO CA | NAVACT | 1605 South 3rd Street | United States | California | Imperial | El Centro | 92243 | 1.11 | 1.15
1742 | FXFH0001 | ELLSWORTH AF MISSILE SITE D7 SITE # 1 | FXBM | ELLSWORTH AFB | AFACT | WALL (FXFH) | United States | South Dakota | Pennington | Unknown | 57790 | 0.97 | 0.94
1749 | FXFU0001 | ELLSWORTH AF MISSILE SITE E7 SITE # 1 | FXBM | ELLSWORTH AFB | AFACT | 123 Kadoka Road | United States | South Dakota | Jackson | Unknown | 57543 | 0.955 | 0.93
175 | N60495 | NAS FALLON NV | N60495 | NAS FALLON NV | NAVACT | 4755 Pasture Road | United States | Nevada | Churchill | Fallon | 89496 | 1.22 | 1.23
176 | N61064 | CNIC PMRF BARKING SANDS HI | N61064 | CNIC PMRF BARKING SANDS | NAVACT | 967520128 | United States | Hawaii | Kauai | Kekaha | 96752 | 2.8 | 2.72
1788 | FXKH0001 | ELLSWORTH AF MISSILE SITE M2 SITE # 1 | FXBM | ELLSWORTH AFB | AFACT | BELLE FOURCHE | United States | South Dakota | Butte | Belle Fourche | 57717 | 0.955 | 0.93
1790 | FXKK0001 | ELLSWORTH AF MISSILE SITE M4 SITE # 1 | FXBM | ELLSWORTH AFB | AFACT | BELLE FOURCHE | United States | South Dakota | Butte | Belle Fourche | 57717 | 0.955 | 0.93
18 | M00146-0021 | OLF ATLANTIC | M00146 | MCAS CHERRY POINT NC | MCACT | 7019 Atlantic Field Road | United States | North Carolina | Carteret | Bogue | 28511 | 1.03 | 1
180 | N00246 | NAVBASE CORONADO | N00246 | NAVBASE CORONADO | NAVACT | 678 McCain Boulevard | United States | California | San Diego | San Diego | 92135 | 1.05 | 1.08
181 | N00245 | NAVBASE SAN DIEGO CA | N00245 | NAVBASE SAN DIEGO CA | NAVACT | 3455 Senn Rd | United States | California | San Diego | San Diego | 92136 | 1.05 | 1.08
1812 | FXLK0001 | ELLSWORTH AF MISSILE SITE O6 SITE # 1 | FXBM | ELLSWORTH AFB | AFACT | NEWELL | United States | South Dakota | Butte | Newell | 57760 | 0.955 | 0.93
1819 | FXNJ0001 | ELLSWORTH RADIO RELAY ANNEX SITE # 1 | FXBM | ELLSWORTH AFB | AFACT | LEAD | United States | South Dakota | Lawrence | Lead | 57754-4701 | 0.955 | 0.93
1821 | FXSB0001 | ELMENDORF AFB SITE #1 | FXSB | JOINT BASE ELMENDORF-RICHARDSON | AFACT | Heritage Circle | United States | Alaska | Anchorage | Elmendorf AFB | 99506 | 2 | 1.99
182203 | 82387-11410 | Brannen St Statesboro | 82387 | Joint Recruiting Program | USACE | Brannen Suites 3 & 4 | United States | Georgia | Bulloch | Statesboro | 30458 | 0.865 | 0.83
182204 | 82387-12082 | 45-480 Kaneohe Bay Dr Kaneohe | 82387 | Joint Recruiting Program | USACE | Kaneohe Bay | United States | Hawaii | Honolulu | Kaneohe | 96744 | 2.65 | 2.56
182205 | 82387-11467 | Cassia St Nampa | 82387 | Joint Recruiting Program | USACE | Cassia 2205 Cassia St | United States | Idaho | Canyon | Nampa | 83651 | 1.055 | 1.045
182206 | 82387-10281 | 1474 N Green River Evansville | 82387 | Joint Recruiting Program | USACE | Green | United States | Indiana | Vanderburgh | Evansville | 47715 | 0.955 | 0.96
182208 | 82387-10104 | 1111 S Green River R Evansville | 82387 | Joint Recruiting Program | USACE | Green R Suites 100 & 100a | United States | Indiana | Vanderburgh | Evansville | 47715 | 0.955 | 0.96
182209 | 82387-12106 | Lake Worth Rd Greenacres | 82387 | Joint Recruiting Program | USACE | Lake Worth Rd Woodlake | United States | Florida | Palm Beach | Lake Worth | 33463 | 0.82 | 0.8
182210 | 82387-10854 | 425 S. Main Ottawa | 82387 | Joint Recruiting Program | USACE | Main | United States | Kansas | Franklin | Ottawa | 66067 | 1.005 | 1.025
182211 | 82387-11552 | Corporate Dr Lexington 1 | 82387 | Joint Recruiting Program | USACE | Corporate 303 | United States | Kentucky | Fayette | Lexington | 40503 | 0.87 | 0.87
182212 | 82387-12825 | S Limestone St Lexington | 82387 | Joint Recruiting Program | USACE | Limestone | United States | Kentucky | Fayette | Lexington | 40508 | 0.87 | 0.87
182213 | 800495 | Bluegrass Station 2 | 18081 | Army Mission Support | USACE | Bluegrass | United States | Kentucky | Fayette | Lexington | 40512 | 0.87 | 0.87
182214 | 82387-11217 | 841 Corporate Dr Lexington | 82387 | Joint Recruiting Program | USACE | Corporate | United States | Kentucky | Fayette | Lexington | 40503 | 0.87 | 0.87
182215 | 82387-11551 | Corporate Dr Lexington | 82387 | Joint Recruiting Program | USACE | Corporate Suite 122 | United States | Kentucky | Fayette | Lexington | 40503 | 0.87 | 0.87
182216 | 18081-10273 | Building One Lexington | 18081 | Army Mission Support | USACE | Building One Bluegrass | United States | Kentucky | Fayette | Lexington | 40512 | 0.87 | 0.87
182217 | 710163 | 5751 Briar Hill Road Lexington | 18081 | Army Mission Support | USACE | Briar Hill Building 135 | United States | Kentucky | Fayette | Lexington | 40516 | 0.87 | 0.87
182218 | 82387-12847 | S Mt Tabor Rd Lexington | 82387 | Joint Recruiting Program | USACE | Mt. Tabor | United States | Kentucky | Fayette | Lexington | 40517 | 0.87 | 0.87
182219 | 82387-11954 | Greenup Ashland | 82387 | Joint Recruiting Program | USACE | Greenup | United States | Kentucky | Boyd | Ashland | 41101 | 0.87 | 0.87
182220 | 18081-10059 | 1427 Greenup Ave Ashland | 18081 | Army Mission Support | USACE | Greenup | United States | Kentucky | Boyd | Ashland | 41101 | 0.87 | 0.87
182221 | 82387-11066 | 640 E John Rowan Blv Bardstown | 82387 | Joint Recruiting Program | USACE | John Rowan Blv | United States | Kentucky | Nelson | Bardstown | 40004 | 0.87 | 0.87
182222 | 710317 | 711 Magazine Street Louisville | 66155 | DoD USMEPCOM | USACE | Magazine | United States | Kentucky | Jefferson | Louisville | 40203 | 0.87 | 0.87
182223 | 82387-11980 | Hendrik Dr Louisville | 82387 | Joint Recruiting Program | USACE | Hendrik | United States | Kentucky | Jefferson | Louisville | 40299 | 0.87 | 0.87
182224 | 82387-11024 | 600 Martin Luther King Jr Place Louisville | 66155 | DoD USMEPCOM | USACE | Martin Luther King Jr | United States | Kentucky | Jefferson | Louisville | 40201 | 0.87 | 0.87
182225 | 82387-13392 | Williamsburg Pl Louisville | 82387 | Joint Recruiting Program | USACE | Williamsburg | United States | Kentucky | Jefferson | Louisville | 40222 | 0.87 | 0.87
182226 | 711119 | Louisville Airport Louisville | 18081 | Army Mission Support | USACE | Louisville Airport Po Box 9129 | United States | Kentucky | Jefferson | Louisville | 40209 | 0.87 | 0.87
182227 | 82387-10904 | 4801 Outer Loop Louisville | 82387 | Joint Recruiting Program | USACE | Outer Suite C513 | United States | Kentucky | Jefferson | Louisville | 40219 | 0.87 | 0.87
182228 | 82387-10024 | 10001 Linn Station Louisville | 82387 | Joint Recruiting Program | USACE | Linn Stes. 113a, 113b,210 | United States | Kentucky | Jefferson | Louisville | 40223 | 0.87 | 0.87
182229 | 82387-10740 | 332 W Broadway Louisville | 82387 | Joint Recruiting Program | USACE | Broadway Suite 101 | United States | Kentucky | Jefferson | Louisville | 40202 | 0.87 | 0.87
182230 | 01530-10020 | Bowman Field, #100 Louisville | 01530 | 81st Readiness Division | ARRES | Bowman Field, #100 | United States | Kentucky | Jefferson | Louisville | 40221 | 0.87 | 0.87
182231 | 82387-12239 | Martin L King Dr Louisville | 82387 | Joint Recruiting Program | USACE | Martin L King | United States | Kentucky | Jefferson | Louisville | 40202 | 0.87 | 0.87
182232 | 82387-12873 | S State St South Holland | 82387 | Joint Recruiting Program | USACE | State | United States | Illinois | Cook | South Holland | 60473 | 1.18 | 1.25
182233 | 82387-11492 | Chad St Dover | 82387 | Joint Recruiting Program | USACE | Chad Dover Afb-Suite 215 | United States | Delaware | Kent | Dover | 19901 | 1.09 | 1.11
182234 | 82387-10206 | 1300 N. Dupont Hwy Dover | 82387 | Joint Recruiting Program | USACE | Dupont | United States | Delaware | Kent | Dover | 19901 | 1.09 | 1.11
182235 | 82387-13284 | W North St Dover | 82387 | Joint Recruiting Program | USACE | North Suite B | United States | Delaware | Kent | Dover | 19901 | 1.09 | 1.11
182236 | 800210 | 1575 S. Federal Highway Fort Lauderdale | 82387 | Joint Recruiting Program | USACE | Federal | United States | Florida | Broward | Fort Lauderdale | 33316 | 0.82 | 0.8
182237 | 18081-10324 | Fb-Ct Fort Lauderdale | 18081 | Army Mission Support | USACE | Fb-Ct Broward Ne 3rd | United States | Florida | Broward | Fort Lauderdale | 33301 | 0.82 | 0.8
182238 | 82387-13288 | W Oglethorpe Hwy Hinesville | 82387 | Joint Recruiting Program | USACE | Oglethorpe Units 1, 2, And 5 | United States | Georgia | Liberty | Hinesville | 31315 | 0.85 | 0.83
182239 | 710277 | 5575 Wendy Bagwell Road, Suite 201 Hiram | 82387 | Joint Recruiting Program | USACE | Wendy Bagwell Road, Suite 201 Meineke | United States | Georgia | Paulding | Hiram | 30141 | 0.865 | 0.83
182240 | 82387-12607 | Park Blvd Seminole 1 | 82387 | Joint Recruiting Program | USACE | Park Blvd Ste 3 Seminole | United States | Florida | Pinellas | Seminole | 33772 | 0.82 | 0.8
182241 | 82387-12606 | Park Blvd Seminole | 82387 | Joint Recruiting Program | USACE | Park Ste 101a Gallery Oak | United States | Florida | Pinellas | Seminole | 33772 | 0.82 | 0.8
182242 | 82387-12215 | Mall Blvd Brunswick | 82387 | Joint Recruiting Program | USACE | Mall Colonial Mall-Glynn | United States | Georgia | Glynn | Brunswick | 31525 | 0.99 | 0.95
182245 | 710114 | 851 Joe Frank Harris Pkwy Cartersville | 82387 | Joint Recruiting Program | USACE | Joe Frank Harris | United States | Georgia | Bartow | Cartersville | 30120 | 0.865 | 0.83
182246 | 82387-12382 | N Green Bay Rd Waukegan | 82387 | Joint Recruiting Program | USACE | Bay R Units D106,D107,D108 | United States | Illinois | Lake | Waukegan | 60085 | 1.18 | 1.25
182247 | 82387-10402 | 1890 Dixwell Street Hamden | 82387 | Joint Recruiting Program | USACE | Dixwell | United States | Connecticut | New Haven | Hamden | 06518 | 1.165 | 1.205
182248 | 82387-12643 | Pike St Pikeville | 82387 | Joint Recruiting Program | USACE | Pike | United States | Kentucky | Pike | Pikeville | 41501 | 0.87 | 0.87
182250 | 710550 | Flagstaff Mall Flagstaff | 82387 | Joint Recruiting Program | USACE | Flagstaff Mall 4650 89, Suites 1, 2, 3, & 4 | United States | Arizona | Coconino | Flagstaff | 86004 | 0.925 | 0.905
182251 | 82387-11401 | Blue Ridge Ext Grandview | 82387 | Joint Recruiting Program | USACE | Blue Ridge Ste A | United States | Missouri | Jackson | Grandview | 64030 | 0.99 | 1.02
182252 | 82387-12511 | Neosho Blvd Neosho | 82387 | Joint Recruiting Program | USACE | Neosho Ste C | United States | Missouri | Newton | Neosho | 64850 | 0.985 | 1.005
182253 | 800139 | 3101 Lusk Dr Neosho | 82387 | Joint Recruiting Program | USACE | Lusk Ste 104 | United States | Missouri | Newton | Neosho | 64850 | 0.985 | 1.005
182254 | 82387-12870 | S Silver Spgs Rd Cape Girardeau | 82387 | Joint Recruiting Program | USACE | Silvr Spgs Rd West Ofce Bldg | United States | Missouri | Cape Girardeau | Cape Girardeau | 63701 | 0.985 | 1.005
182255 | 82387-11343 | Auburn Pk Pl Cape Girardeau | 82387 | Joint Recruiting Program | USACE | Auburn Park Ste 312 | United States | Missouri | Cape Girardeau | Cape Girardeau | 63701 | 0.985 | 1.005
182256 | 18081-10119 | 339 Broadway St Cape Girardeau | 18081 | Army Mission Support | USACE | Broadway | United States | Missouri | Cape Girardeau | Cape Girardeau | 63701 | 0.985 | 1.005
182257 | 82387-10683 | 3019 William St Cape Girardeau | 82387 | Joint Recruiting Program | USACE | William | United States | Missouri | Cape Girardeau | Cape Girardeau | 63701 | 0.985 | 1.005
182258 | 82387-13347 | Washington St Chillicothe | 82387 | Joint Recruiting Program | USACE | Washington | United States | Missouri | Livingston | Chillicothe | 64601 | 0.985 | 1.005
182259 | 82387-10832 | 410 S. Washington St. Chillicothe | 82387 | Joint Recruiting Program | USACE | Washington | United States | Missouri | Livingston | Chillicothe | 64601 | 0.985 | 1.005
182260 | 82387-12272 | Middle Country Rd Selden | 82387 | Joint Recruiting Program | USACE | Middle Country Road Selden Plaza | United States | New York | Suffolk | Selden | 11784 | 1.06 | 1.075
182261 | 82387-12636 | Penn Center Blvd Monroeville | 82387 | Joint Recruiting Program | USACE | Penn Blvd, Suite 411 Penn Center East, Bldg #4 | United States | Pennsylvania | Allegheny | Monroeville | 15146 | 1.065 | 1.105
182262 | 82387-12299 | 100 Mall Blvd Monroeville | 82387 | Joint Recruiting Program | USACE | Mall | United States | Pennsylvania | Allegheny | Monroeville | 15146 | 1.065 | 1.105
182263 | 710991 | 1490 North Center Avenue Somerset | 82387 | Joint Recruiting Program | USACE | Center Avenue 601 | United States | Pennsylvania | Somerset | Somerset | 15501 | 1.065 | 1.105
182264 | 82387-12522 | Ninth St Stroudsburg | 82387 | Joint Recruiting Program | USACE | Ninth Rf | United States | Pennsylvania | Monroe | Stroudsburg | 18360 | 1.17 | 1.21
182265 | 82387-10142 | 11th St Woodward | 82387 | Joint Recruiting Program | USACE | 11th | United States | Oklahoma | Woodward | Woodward | 73802 | 0.875 | 0.85
182266 | 18081-10021 | 1 Prosperity Fire Tower Prosperity | 18081 | Army Mission Support | USACE | Prosperity Fire Tower | United States | South Carolina | Newberry | Prosperity | 29127 | 0.92 | 0.885
182267 | 82387-11583 | Dave Lyle Blvd Rock Hill | 82387 | Joint Recruiting Program | USACE | Dave Lyle Suite 105 | United States | South Carolina | York | Rock Hill | 29730 | 0.92 | 0.885
182268 | 82387-11584 | Davis St Bradford | 82387 | Joint Recruiting Program | USACE | Davis Street Square, Unit 7 | United States | Pennsylvania | Mckean | Bradford | 16701 | 1.065 | 1.105
182269 | 82387-11275 | 946 Bellefonte Ave Lock Haven | 82387 | Joint Recruiting Program | USACE | Bellefonte Rf | United States | Pennsylvania | Clinton | Lock Haven | 17745 | 1.065 | 1.105
182270 | 82387-13080 | Tobyhanna Army Depot | 82387 | Joint Recruiting Program | USACE | Bldg Rf - Tobyhanna Army Depot | United States | Pennsylvania | Monroe | Tobyhanna | 18466 | 1.17 | 1.21
182271 | 82387-12922 | Se Court Ave Pendleton | 82387 | Joint Recruiting Program | USACE | Court | United States | Oregon | Umatilla | Pendleton | 97801 | 1.16 | 1.19
182272 | 82387-13264 | W Main St Lebanon | 82387 | Joint Recruiting Program | USACE | Main Suite K | United States | Tennessee | Wilson | Lebanon | 37087 | 0.835 | 0.82
182273 | 82387-11652 | E Atlantic St South Hill | 82387 | Joint Recruiting Program | USACE | Atlantic | United States | Virginia | Mecklenburg | South Hill | 23970 | 0.92 | 0.89
182276 | 18081-10023 | 1 White Sands Missile Range Blanding | 18081 | Army Mission Support | USACE | White Sands Missile Range | United States | Utah | San Juan | Blanding | 84511 | 1.03 | 0.995
182278 | 82387-10214 | 131 Plaza Road Wise | 82387 | Joint Recruiting Program | USACE | Road, Ste5 Wise County Plaza | United States | Virginia | Wise | Wise | 24293 | 0.92 | 0.89
182279 | 82387-12666 | Potomac Festival Woodbridge | 82387 | Joint Recruiting Program | USACE | Potomac Festival I Suites 14571 & 14569 | United States | Virginia | Prince William | Woodbridge | 22191 | 1.08 | 1.08
182280 | 82387-10237 | 13790-B Telegraph Road Woodbridge | 82387 | Joint Recruiting Program | USACE | Telegraph | United States | Virginia | Prince William | Woodbridge | 22191 | 1.08 | 1.08
182282 | 82387-12743 | Ruben M Torres Brownsville | 82387 | Joint Recruiting Program | USACE | Ruben M Torres Space A-B | United States | Texas | Cameron | Brownsville | 78521 | 0.865 | 0.84
182283 | 82387-12084 | 2246 Keeneland Commerce Murfreesboro | 82387 | Joint Recruiting Program | USACE | Keeneland Commerce | United States | Tennessee | Rutherford | Murfreesboro | 37130 | 0.835 | 0.82
182284 | 82387-10376 | 1717 Old Fort Prkwy Murfreesboro | 82387 | Joint Recruiting Program | USACE | Old Prkwy Unit 1 | United States | Tennessee | Rutherford | Murfreesboro | 37130 | 0.835 | 0.82
182285 | 82387-11874 | Fort Sam Houston | 82387 | Joint Recruiting Program | USACE | Buck Bldg 2003 | United States | Texas | Bexar | Fort Sam Houston | 78234 | 0.89 | 0.87
182286 | 82387-10366 | 1700 Carswell Ave Lackland Air Force B | 82387 | Joint Recruiting Program | USACE | Carswell Bldg 9050.2.2 | United States | Texas | Bexar | Lackland Afb | 78236 | 0.87 | 0.85
182287 | 82387-10577 | 24th Ave Nw Norman | 82387 | Joint Recruiting Program | USACE | 24th | United States | Oklahoma | Cleveland | Norman | 73070 | 0.86 | 0.83
182288 | 82387-13201 | W Boyd Norman | 82387 | Joint Recruiting Program | USACE | Boyd, Suite 202 Campus | United States | Oklahoma | Cleveland | Norman | 73069 | 0.86 | 0.83
182289 | 400NG-10004 | 2115 West Main Norman | 400NG | Oklahoma National Guard | ARGUARD | Main | United States | Oklahoma | Cleveland | Norman | 73019 | 0.86 | 0.83
182290 | 82387-13253 | W Main Norman | 82387 | Joint Recruiting Program | USACE | Main, S.106 Sooner Fashion | United States | Oklahoma | Cleveland | Norman | 73069 | 0.86 | 0.83
182291 | 800358 | 12811 E 86th Pl N Owasso | 82387 | Joint Recruiting Program | USACE | 86th N | United States | Oklahoma | Tulsa | Owasso | 74055 | 0.875 | 0.85
182292 | 82387-12935 | 5522 Shaffer Rd Dubois | 82387 | Joint Recruiting Program | USACE | Shaffer | United States | Pennsylvania | Lycoming | Du Bois | 15801 | 1.065 | 1.105
182293 | 82387-13423 | York Rd Hatboro | 82387 | Joint Recruiting Program | USACE | York | United States | Pennsylvania | Montgomery | Hatboro | 19040 | 1.065 | 1.105
182294 | 18081-10716 | Va Center Fort Meade | 18081 | Army Mission Support | USACE | Va | United States | South Dakota | Meade | Fort Meade | 57741 | 0.955 | 0.93
182295 | 82387-13008 | St. James Ave Goose Creek | 82387 | Joint Recruiting Program | USACE | St James Fidelis Bldg | United States | South Carolina | Berkeley | Goose Creek | 29445 | 0.97 | 0.94
182296 | 18081-10276 | Camp Sibert Gadsden | 18081 | Army Mission Support | USACE | Sibert | United States | Alabama | Etowah | Gadsden | 35902 | 0.855 | 0.83
182298 | 82387-10896 | 4650 N Hywy 89, Ste'S A-8, B-2, B-4 Flagstaff | 82387 | Joint Recruiting Program | USACE | Hywy 89, Ste'S A-8, B-2, B-4 Flagstaff | United States | Arizona | Coconino | Flagstaff | 86004 | 0.925 | 0.905
182299 | 18081-10008 | 1 Fort Huachuca Fort Huachuca | 18081 | Army Mission Support | USACE | Huachuca | United States | Arizona | Cochise | Fort Huachuca | 85635 | 1.08 | 1.05
1823 | FYMX0001 | ELY RADIO RELAY ANNEX SITE # 1 | FSPM | EDWARDS AFB | AFACT | ROSAMOND | United States | Nevada | White Pine | Unknown | 89301 | 1.18 | 1.2
182300 | 82387-10942 | 5122 N. 95th Avenue Glendale | 82387 | Joint Recruiting Program | USACE | 95th Suite A-120 | United States | Arizona | Maricopa | Glendale | 85305 | 0.91 | 0.89
182301 | 82387-11164 | 7700 W Arrowhead 1160 Glendale | 82387 | Joint Recruiting Program | USACE | Arrowhead 1160 Arrowhead Towne | United States | Arizona | Maricopa | Glendale | 85308 | 0.91 | 0.89
182302 | 82387-11335 | Arrowhead Prof Ctr Glendale | 82387 | Joint Recruiting Program | USACE | 79th Ave B49 Arrowhead Prof | United States | Arizona | Maricopa | Glendale | 85308 | 0.91 | 0.89
182303 | 82387-13193 | W Arrowhead Glendale | 82387 | Joint Recruiting Program | USACE | Arrowhead Suite 1031 | United States | Arizona | Maricopa | Glendale | 85308 | 0.91 | 0.89
182304 | 82387-12890 | S White Mtn Show Low | 82387 | Joint Recruiting Program | USACE | White Mntn Pebble Creek | United States | Arizona | Navajo | Show Low | 85901 | 0.925 | 0.905
182305 | 82387-12024 | Hughes Ave Culver City | 82387 | Joint Recruiting Program | USACE | Hughes Ste 100 | United States | California | Los Angeles | Culver City | 90232 | 1.02 | 1.06
182306 | 82387-11554 | Corporate Pointe Culver City | 82387 | Joint Recruiting Program | USACE | Corporate Pointe | United States | California | Los Angeles | Culver City | 90232 | 1.02 | 1.06
182307 | 82387-12950 | Shoppingway Blvd West Memphis | 82387 | Joint Recruiting Program | USACE | Shoppingway | United States | Arkansas | Crittenden | West Memphis | 72301 | 0.845 | 0.82
182308 | 800307 | 501 E Albrtoni St Carson | 82387 | Joint Recruiting Program | USACE | Albrtoni Suite B | United States | California | Los Angeles | Carson | 90746 | 1.02 | 1.06
182309 | 82387-13213 | W Carson St Carson | 82387 | Joint Recruiting Program | USACE | Carson | United States | California | Los Angeles | Carson | 90749 | 1.02 | 1.06
182310 | 82387-10472 | 20700 Avalon Carson | 82387 | Joint Recruiting Program | USACE | Avalon Suite 290 | United States | California | Los Angeles | Carson | 90274 | 1.02 | 1.06
182312 | 82387-10856 | 4255 Campus Drive Irvine | 82387 | Joint Recruiting Program | USACE | Campus A255 | United States | California | Orange | Irvine | 92618 | 1.02 | 1.06
182313 | 82387-12360 | N Diamond Bar Diamond Bar | 82387 | Joint Recruiting Program | USACE | Diamond Bar | United States | California | Los Angeles | Diamond Bar | 91765 | 1.02 | 1.06
182314 | 82387-12396 | N Johnson Ave El Cajon | 82387 | Joint Recruiting Program | USACE | Johnson Ste 104 | United States | California | San Diego | El Cajon | 92021 | 1.05 | 1.08
182315 | 82387-11719 | E Main St El Cajon | 82387 | Joint Recruiting Program | USACE | Main | United States | California | San Diego | El Cajon | 92021 | 1.05 | 1.08
182316 | 711026 | 1541-1641 N. Magnolia Ave El Cajon | 82387 | Joint Recruiting Program | USACE | 1541-1641 Magnolia | United States | California | San Diego | El Cajon | 92020 | 1.05 | 1.08
182317 | 82387-12394 | N Imperial Ave El Centro | 82387 | Joint Recruiting Program | USACE | Imperial | United States | California | Imperial | El Centro | 92243 | 1.11 | 1.15
182318 | 82387-13166 | Vly Cntl Way Lancaster | 82387 | Joint Recruiting Program | USACE | Valley Cntl 44513 Valley Cntl Wy | United States | California | Los Angeles | Lancaster | 93536 | 1.02 | 1.06
182319 | 82387-11840 | Federal Bldg Lemon Grove | 82387 | Joint Recruiting Program | USACE | 6988-6996 Federal Bd | United States | California | San Diego | Lemon Grove | 91945 | 1.05 | 1.08
182320 | 82387-12960 | Skyline Plz Daly City | 82387 | Joint Recruiting Program | USACE | Skyline Ste 172,174,176,178 | United States | California | San Mateo | Daly City | 94015 | 1.125 | 1.165
182321 | 710721 | 1315 E Valley Parkway Escondido | 82387 | Joint Recruiting Program | USACE | Valley | United States | California | San Diego | Escondido | 92025 | 1.08 | 1.11
182322 | 82387-12774 | S Broadway Eureka | 82387 | Joint Recruiting Program | USACE | So Broadway Victoria | United States | California | Humboldt | Eureka | 95501 | 1.125 | 1.165
182324 | 82387-13153 | Vernon Ave Mountain View | 82387 | Joint Recruiting Program | USACE | Vernon | United States | California | Santa Clara | Mountain View | 94043 | 1.2 | 1.25
182325 | 710464 | 546 Vernon Road Mountain View | 66155 | DoD USMEPCOM | USACE | Vernon | United States | California | Santa Clara | Mountain View | 94043 | 1.2 | 1.25
182326 | 82387-10614 | 26413 Jefferson Ave Murrieta | 82387 | Joint Recruiting Program | USACE | Jefferson Suite 101 | United States | California | Riverside | Murrieta | 92562 | 1.08 | 1.12
182327 | 82387-10132 | 11713 Whittier Blvd Whittier | 82387 | Joint Recruiting Program | USACE | Whittier | United States | California | Los Angeles | Whittier | 90601 | 1.02 | 1.06
182328 | 18081-10419 | Monitoring Wells West Burlington | 18081 | Army Mission Support | USACE | Mw117s, Mw117d & Mw123 | United States | Iowa | Des Moines | West Burlington | 52655 | 1.07 | 1.07
182329 | 18081-10309 | Des Moines County West Burlington | 18081 | Army Mission Support | USACE | Des Moines County Union Twnshp, 61 | United States | Iowa | Des Moines | West Burlington | 52655 | 1.07 | 1.07
182330 | 710472 | 1102 Mayde Road Berea | 18081 | Army Mission Support | USACE | Mayde | United States | Kentucky | Madison | Berea | 40403 | 0.95 | 0.95
182331 | 800130 | Hutchinson Mall, Ste. G14a Hutchinson | 82387 | Joint Recruiting Program | USACE | Hutchinson Mall, Ste. G14a | United States | Kansas | Reno | Hutchinson | 67501 | 1.005 | 1.025
182333 | 710335 | 1012 Us 31 Kokomo | 82387 | Joint Recruiting Program | USACE | Us 31 | United States | Indiana | Howard | Kokomo | 46901 | 0.955 | 0.96
182334 | 710894 | 2708 Ryan Lake Charles | 82387 | Joint Recruiting Program | USACE | Ryan Suites A, B, C, And D | United States | Louisiana | Calcasieu | Lake Charles | 70601 | 0.855 | 0.825
182335 | 82387-10937 | 508 Village Lane Hazard | 82387 | Joint Recruiting Program | USACE | Village Hazard Village S/C | United States | Kentucky | Perry | Hazard | 41701 | 0.87 | 0.87
182336 | 82387-11377 | Belair S Pkwy Bel Air | 82387 | Joint Recruiting Program | USACE | Belair Festival Hall | United States | Maryland | Harford | Bel Air | 21014 | 0.94 | 0.94
182337 | 82387-11842 | Federal Building Berlin | 82387 | Joint Recruiting Program | USACE | Federal Building Exchange | United States | New Hampshire | Coos | Berlin | 03570 | 1.075 | 1.075
182338 | 82387-12670 | Powerhouse Plz West Lebanon | 82387 | Joint Recruiting Program | USACE | Powerhouse Plaza 10 Benning | United States | New Hampshire | Grafton | Woodsville | 03784 | 1.075 | 1.075
182339 | 82387-12378 | N Gardner Scottsburg | 82387 | Joint Recruiting Program | USACE | Gardner | United States | Indiana | Scott | Scottsburg | 47170 | 0.955 | 0.96
182341 | 82387-10009 | 100 Cummings Center Beverly | 82387 | Joint Recruiting Program | USACE | Cummings Suite 430a | United States | Massachusetts | Essex | Beverly | 01915 | 1.165 | 1.215
182343 | 800260 | Rabbit Road Tupelo | 82387 | Joint Recruiting Program | USACE | Suite 500 Rabbit | United States | Mississippi | Lee | Tupelo | 38801 | 0.9 | 0.86
182344 | 82387-11140 | 732 S. 11th Street Niles | 82387 | Joint Recruiting Program | USACE | 11th Suite 200 | United States | Michigan | Berrien | Niles | 49120 | 1.035 | 1.055
182345 | 82387-13171 | W 160th St Lakeville | 82387 | Joint Recruiting Program | USACE | 160th | United States | Minnesota | Dakota | Lakeville | 55044 | 1.085 | 1.12
182346 | 82387-13168 | W 10th Rolla | 82387 | Joint Recruiting Program | USACE | 102-04-06-08 10th | United States | Missouri | Phelps | Rolla | 65401 | 1.09 | 1.12
182347 | 800153 | 310 Jackson Avenue N.W. Elk River | 82387 | Joint Recruiting Program | USACE | Jackson Suite A | United States | Minnesota | Sherburne | Elk River | 55330 | 1.085 | 1.12
182348 | 82387-11240 | 890 Main Street Sanford | 82387 | Joint Recruiting Program | USACE | Main | United States | Maine | York | Sanford | 04073 | 1.13 | 1.13
182349 | 82387-11239 | 890 Main St Sanford | 82387 | Joint Recruiting Program | USACE | Main Suite 26 | United States | Maine | York | Sanford | 04073 | 1.13 | 1.13
182350 | 18081-10189 | 696 Virginia Road Concord | 18081 | Army Mission Support | USACE | Virginia Concord, Ma 01742 | United States | Massachusetts | Middlesex | Concord | 01742 | 1.165 | 1.215
182351 | 82387-12519 | Newton St South Hadley | 82387 | Joint Recruiting Program | USACE | Newton Street Hadley Shop | United States | Massachusetts | Hampshire | South Hadley | 01075 | 1.165 | 1.215
182352 | 82387-13260 | W Main St Ionia | 82387 | Joint Recruiting Program | USACE | Main | United States | Michigan | Ionia | Ionia | 48846 | 1.035 | 1.055
182353 | 82387-13329 | W. 8126 Us Highway 2 Iron Mountain | 82387 | Joint Recruiting Program | USACE | 8126 Us 2 | United States | Michigan | Dickinson | Iron Mountain | 49801 | 1.035 | 1.055
182354 | 82387-12874 | S Stephenson Iron Mountain | 82387 | Joint Recruiting Program | USACE | Stephenson | United States | Michigan | Dickinson | Iron Mountain | 49801 | 1.035 | 1.055
182355 | 82387-10592 | 254 N Telegraph Rd Pontiac | 82387 | Joint Recruiting Program | USACE | Telegraph | United States | Michigan | Oakland | Pontiac | 48341 | 1.035 | 1.055
182356 | 82387-13378 | Westnedge Portage | 82387 | Joint Recruiting Program | USACE | Westnedge Bldg 2, Suites A-D | United States | Michigan | Kalamazoo | Portage | 49002 | 1.035 | 1.055
182357 | 710540 | 13 West Exchange Street Saint Paul | 82387 | Joint Recruiting Program | USACE | Exchange | United States | Minnesota | Ramsey | St. Paul | 55102 | 1.06 | 1.11
182359 | 710872 | 85 East Seventh Place Saint Paul | 82387 | Joint Recruiting Program | USACE | Seventh Suite 285 | United States | Minnesota | Ramsey | St. Paul | 55101 | 1.06 | 1.11
182361 | 82387-12769 | S Bridge St Elkton | 82387 | Joint Recruiting Program | USACE | Bridge | United States | Maryland | Cecil | Elkton | 21921 | 1.005 | 1
182362 | 82387-12864 | S Robert St West St Paul | 82387 | Joint Recruiting Program | USACE | Robert | United States | Minnesota | Dakota | West St Paul | 55107 | 1.06 | 1.11
182363 | 82387-11202 | 8245 B Dickerson Lane Salisbury | 82387 | Joint Recruiting Program | USACE | B Dickerson Lane Avalon Plaza Shopping | United States | Maryland | Wicomico | Salisbury | 21801 | 1.005 | 1
182364 | 82387-12281 | Mill River Pl Taunton | 82387 | Joint Recruiting Program | USACE | Mill River Place One Washington | United States | Massachusetts | Bristol | Taunton | 02780 | 1.165 | 1.215
182365 | 711014 | 1650 West 82nd Street Bloomington | 82387 | Joint Recruiting Program | USACE | 82nd Suite 1210 | United States | Minnesota | Hennepin | Bloomington | 55431 | 1.06 | 1.11
182366 | 82387-11879 | France Ave S Bloomington | 82387 | Joint Recruiting Program | USACE | France Avenue, | United States | Minnesota | Hennepin | Bloomington | 55437 | 1.06 | 1.11
182367 | 710435 | 1701 American Blvd E, Suite 13 Bloomington | 82387 | Joint Recruiting Program | USACE | American E, Suite 13 Cedar Business Cente | United States | Minnesota | Hennepin | Bloomington | 55425 | 1.06 | 1.11
182368 | 82387-12090 | Killebrew Dr Bloomington | 82387 | Joint Recruiting Program | USACE | Killebrew Suite 155 | United States | Minnesota | Hennepin | Bloomington | 55425 | 1.06 | 1.11
182370 | 82387-10687 | 303 West Park Ave Greenwood | 82387 | Joint Recruiting Program | USACE | Park | United States | Mississippi | Leflore | Greenwood | 38930 | 0.9 | 0.86
182371 | 800073 | St Patricks Centre Waldorf | 82387 | Joint Recruiting Program | USACE | St. Patrick'S Centre 173 St. Patrick'S | United States | Maryland | Charles | Waldorf | 20603 | 1 | 0.99
182372 | 82387-12089 | Kenwood Bldg Waldorf | 82387 | Joint Recruiting Program | USACE | Kenwood Building 3050 Crain Hwy, 1st & 2nd Fls | United States | Maryland | Charles | Waldorf | 20601 | 1 | 0.99
182373 | 18081-10360 | Helicopter Landing N Weymouth | 18081 | Army Mission Support | USACE | Helicopter Weymouth | United States | Massachusetts | Norfolk | Weymouth | 02191 | 1.165 | 1.215
182374 | 82387-12524 | No 2 Sgt Prentiss Dr Natchez | 82387 | Joint Recruiting Program | USACE | No 2 Sgt Prentiss | United States | Mississippi | Adams | Natchez | 39120 | 0.9 | 0.86
182375 | 82387-11919 | Genesee St Auburn | 82387 | Joint Recruiting Program | USACE | Genesee Rms 110,112,114&115 | United States | New York | Cayuga | Auburn | 13021 | 1.06 | 1.075
182376 | 82387-11716 | E Main St Bayshore | 82387 | Joint Recruiting Program | USACE | Main Ground Floor | United States | New York | Suffolk | Bay Shore | 11706 | 1.06 | 1.075
182377 | 82387-11040 | 607 Tenney Mtn Hwy Plymouth | 82387 | Joint Recruiting Program | USACE | Tenney Mtn Hwy Village Ste 150 | United States | New Hampshire | Grafton | Plymouth | 03264 | 1.075 | 1.075
182380 | 82387-11284 | 9700 Page Blvd Overland | 82387 | Joint Recruiting Program | USACE | Page Pervedel Bldg | United States | Missouri | St Louis | Overland | 63114 | 0.985 | 1.005
182381 | 18081-10227 | 9700 Page Blvd Overland | 18081 | Army Mission Support | USACE | Page Bldg 100 | United States | Missouri | St Louis | Overland | 63132 | 0.985 | 1.005
182382 | 82387-11575 | Crossroads Barn Cobleskill | 82387 | Joint Recruiting Program | USACE | Crossroads Barn 1, 106 M | United States | New York | Schoharie | Cobleskill | 12043 | 1.05 | 1.07
182383 | 82387-12099 | Lady Marion Plz Marion | 82387 | Joint Recruiting Program | USACE | Lady Marion Plaza Us 70 | United States | North Carolina | Mcdowell | Marion | 28752 | 0.885 | 0.855
182384 | 82387-11631 | E 15th St Edmond | 82387 | Joint Recruiting Program | USACE | 15th | United States | Oklahoma | Oklahoma | Edmond | 73034 | 0.86 | 0.83
182385 | 82387-11637 | E 2nd St Edmond | 82387 | Joint Recruiting Program | USACE | 2nd | United States | Oklahoma | Oklahoma | Edmond | 73034 | 0.86 | 0.83
182386 | 82387-12136 | Ligon Mill Rd Wake Forest | 82387 | Joint Recruiting Program | USACE | Ligon Mill | United States | North Carolina | Wake | Wake Forest | 27587 | 0.885 | 0.855
182389 | 800287 | Andy Griffith Parkway Mount Airy | 82387 | Joint Recruiting Program | USACE | Andy Griffith Suite G-1 | United States | North Carolina | Surry | Mount Airy | 27030 | 0.885 | 0.855
182390 | 82387-10496 | 2133 Rockford Street Mount Airy | 82387 | Joint Recruiting Program | USACE | Rockford Street Forrest Oaks Shopping 200 | United States | North Carolina | Surry | Mount Airy | 27030 | 0.885 | 0.855
182392 | 18081-10187 | 68 Darlington Avenue Wilmington | 18081 | Army Mission Support | USACE | Darlington Coe Warehouse Bldg | United States | North Carolina | New Hanover | Wilmington | 28403 | 0.9 | 0.87
182393 | 18081-10737 | Wilmington Terminal | 18081 | Army Mission Support | USACE | Industrial Road And Wilmington Terminal | United States | North Carolina | New Hanover | Wilmington | 28402 | 0.9 | 0.87
182394 | 82387-10783 | 3715 Patriot Way Wilmington | 82387 | Joint Recruiting Program | USACE | Patriot Suites 105, 106, 107 And 109 | United States | North Carolina | New Hanover | Wilmington | 28412 | 0.9 | 0.87
182396 | 82387-11949 | Great Northern North Olmsted | 82387 | Joint Recruiting Program | USACE | Great Northern | United States | Ohio | Cuyahoga | North Olmsted | 44070 | 0.925 | 0.9195
182398 | 82387-13218 | W Chestnut St Washington | 82387 | Joint Recruiting Program | USACE | Chestnut Street Washington Crown #761 | United States | Pennsylvania | Washington | Washington | 15301 | 1.065 | 1.105
182399 | 42560-10002 | 340 N. Washington Av Scranton | 42560 | 99th Readiness Division | ARRES | Washington Av | United States | Pennsylvania | Lackawanna | Scranton | 18503 | 1.065 | 1.105
1824 | GAMH0001 | ENGLAND AIR FORCE BASE SITE 1 | VLSB | SHAW AIR FORCE BASE | AFACT | CHAPPIE JAMES | United States | Louisiana | Rapides | England Afb | 71309 | 0.855 | 0.825
182400 | 82387-11511 | Clairton Rd West Mifflin | 82387 | Joint Recruiting Program | USACE | Clairton Century Iii Mall, #994 | United States | Pennsylvania | Allegheny | West Mifflin | 15123 | 1.065 | 1.105
182402 | 82387-10790 | 380 Westminster Providence | 82387 | Joint Recruiting Program | USACE | Westminster Federal Building | United States | Rhode Island | Providence | Providence | 02903 | 1.11 | 1.15
182403 | 711155 | 222 Richmond Street Providence | 82387 | Joint Recruiting Program | USACE | Richmond | United States | Rhode Island | Providence | Providence | 02903 | 1.11 | 1.15
182404 | 440NG-10001 | 212 Weybosset Street Providence | 440NG | Rhode Island National Guard | ARGUARD | Weybosset | United States | Rhode Island | Providence | Providence | 02903 | 1.11 | 1.15
182405 | 82387-10549 | 233 Weybosset St Providence | 82387 | Joint Recruiting Program | USACE | Weybosset | United States | Rhode Island | Providence | Providence | 02903 | 1.11 | 1.15
182406 | 82387-13411 | South County Commons Way South Kingstown | 82387 | Joint Recruiting Program | USACE | Building 2, Suite A7 36 County Commons | United States | Rhode Island | Washington | South Kingstown | 02882 | 1.155 | 1.195
182408 | 82387-12805 | S Germantown Rd Cordova | 82387 | Joint Recruiting Program | USACE | Germantown Suite 9-A | United States | Tennessee | Shelby | Cordova | 38018 | 0.82 | 0.8
182409 | 82387-10383 | 1784 N Main Street Crossville | 82387 | Joint Recruiting Program | USACE | Main Suite 106 | United States | Tennessee | Cumberland | Crossville | 38555 | 0.835 | 0.82
182410 | 82387-11934 | Goodpasture Eugene | 82387 | Joint Recruiting Program | USACE | Goodpasture Goodpasture Islnd | United States | Oregon | Lane | Eugene | 97401 | 1.12 | 1.145
182412 | 82387-11077 | 65-J Division Ave Eugene | 82387 | Joint Recruiting Program | USACE | Division Suites A,B,C,D | United States | Oregon | Lane | Eugene | 97404 | 1.12 | 1.145
182413 | 82387-11361 | Bailey Hill Eugene | 82387 | Joint Recruiting Program | USACE | Bailey Suite C | United States | Oregon | Lane | Eugene | 97405 | 1.12 | 1.145
182414 | 800170 | 2101 Bailey Hill Road Eugene | 82387 | Joint Recruiting Program | USACE | Bailey Hill | United States | Oregon | Lane | Eugene | 97405 | 1.12 | 1.145
182415 | 82387-12629 | Pearl Rd Parma Heights | 82387 | Joint Recruiting Program | USACE | Pearl Rd York | United States | Ohio | Cuyahoga | Parma Heights | 44130 | 0.925 | 0.9195
182416 | 710354 | 389 Nesconset Highway Hauppauge | 82387 | Joint Recruiting Program | USACE | Nesconset Highway 530 Rt 111/347 | United States | New York | Suffolk | Hauppauge | 11788 | 1.06 | 1.075
182417 | 82387-12993 | Spartanburg Hwy Hendersonville | 82387 | Joint Recruiting Program | USACE | Spartanburg Unit 16 | United States | North Carolina | Henderson | Hendersonville | 28792 | 0.885 | 0.855
182418 | 82387-13042 | Sunset Ave Rocky Mount | 82387 | Joint Recruiting Program | USACE | Sunset Avenue Wellongate | United States | North Carolina | Nash | Rocky Mount | 27804 | 0.885 | 0.855
182420 | 82387-12862 | S Reynolds Rd Toledo | 82387 | Joint Recruiting Program | USACE | Reynolds Units B And G | United States | Ohio | Lucas | Toledo | 43614 | 0.925 | 0.9195
182421 | 82387-12059 | Jackman Rd Toledo | 82387 | Joint Recruiting Program | USACE | Jackman Storeroom #46 | United States | Ohio | Lucas | Toledo | 43613 | 0.925 | 0.9195
182422 | 710671 | Toldeo Area USARC | 27864 | 88th Readiness Division | ARRES | Garden | United States | Ohio | Lucas | Toledo | 43604 | 0.925 | 0.9195
182423 | 710977 | 9727,Et Al Garden Rd Toledo | 27864 | 88th Readiness Division | ARRES | Al Garden | United States | Ohio | Lucas | Toledo | 43607 | 0.925 | 0.9195
182424 | 82387-11768 | E Sylva Shp Ctr Sylva | 82387 | Joint Recruiting Program | USACE | Sylva Shp | United States | North Carolina | Jackson | Sylva | 28779 | 0.885 | 0.855
182425 | 82387-13409 | Woodlawn Cambridge | 82387 | Joint Recruiting Program | USACE | Woodlawn | United States | Ohio | Guernsey | Cambridge | 43725 | 0.925 | 0.9195
182426 | 18081-10573 | Sec 15 T6n R3e Wilber | 18081 | Army Mission Support | USACE | Sec 15 T6n R3e Saline County | United States | Nebraska | Saline | Wilber | 68465 | 0.93 | 0.915
182427 | 18081-10393 | Lawrenceville Rd Trenton | 18081 | Army Mission Support | USACE | Lawrenceville County Of Monmouth | United States | New Jersey | Mercer | Trenton | 08601 | 1.17 | 1.24
182428 | 82387-11573 | Cross Keys Common Turnersville | 82387 | Joint Recruiting Program | USACE | Cross Keys Common 42 | United States | New Jersey | Gloucester | Turnersville | 08012 | 1.165 | 1.235
182429 | 82387-12116 | Landis Ave Vineland | 82387 | Joint Recruiting Program | USACE | Landis | United States | New Jersey | Cumberland | Vineland | 08360 | 1.165 | 1.235
182430 | 82387-12246 | Mcbride Ave West Paterson | 82387 | Joint Recruiting Program | USACE | Mcbride | United States | New Jersey | Passaic | West Paterson | 07424 | 1.165 | 1.235
182431 | 82387-11522 | Colfax Ave Clifton | 82387 | Joint Recruiting Program | USACE | Colfax | United States | New Jersey | Passaic | Clifton | 07055 | 1.165 | 1.235
182432 | 82387-12949 | Shoppes At Cross Keys Florissant | 82387 | Joint Recruiting Program | USACE | Shoppes At Cross | United States | Missouri | St. Louis | Florissant | 63033 | 0.985 | 1.005
182433 | 82387-12351 | N Carson St Carson City | 82387 | Joint Recruiting Program | USACE | Carson Stes 122,123,124,125 | United States | Nevada | Ind.City-Carson City | Carson City | 89706 | 1.18 | 1.2
182434 | 710449 | 3111 South Willow Street North Platte | 27864 | 88th Readiness Division | ARRES | Willow | United States | Nebraska | Lincoln | North Platte | 69101 | 0.93 | 0.915
182435 | 82387-12793 | S Cottonwood North Platte | 82387 | Joint Recruiting Program | USACE | So Cottonwood | United States | Nebraska | Lincoln | North Platte | 69103 | 0.93 | 0.915
182438 | 82387-11506 | Chickasaw Cross Memphis | 82387 | Joint Recruiting Program | USACE | Chickasaw Cross Shopping | United States | Tennessee | Shelby | Memphis | 38111 | 0.82 | 0.8
182439 | 82387-12941 | Shelby Oaks Dr Memphis | 82387 | Joint Recruiting Program | USACE | Shelby Oaks Suite 206 | United States | Tennessee | Shelby | Memphis | 38134 | 0.82 | 0.8
182440 | 82387-10588 | 2500 Mt Moriah Rd Memphis | 82387 | Joint Recruiting Program | USACE | Mt Moriah | United States | Tennessee | Shelby | Memphis | 38115 | 0.82 | 0.8
182441 | 82387-12491 | Nas Millington | 82387 | Joint Recruiting Program | USACE | Bldg S-239 Wing 7 | United States | Tennessee | Shelby | Millington | 38054 | 0.82 | 0.8
182442 | 82387-11999 | Highway 51 N Millington | 82387 | Joint Recruiting Program | USACE | 51 | United States | Tennessee | Shelby | Millington | 38053 | 0.82 | 0.8
182443 | 82387-11738 | E Morris Blvd Morristown | 82387 | Joint Recruiting Program | USACE | Morris Blv | United States | Tennessee | Hamblen | Morristown | 37814 | 0.835 | 0.82
182444 | 82387-10589 | 2505 Perimeter Pl Dr Nashville | 82387 | Joint Recruiting Program | USACE | Perimeter Pl | United States | Tennessee | Davidson | Nashville | 37214 | 0.835 | 0.82
182446 | 82387-12377 | N Gallatin Rd Nashville | 82387 | Joint Recruiting Program | USACE | Gallatin Suite 130 | United States | Tennessee | Davidson | Nashville | 37217 | 0.835 | 0.82
182447 | 82387-11810 | Elm Hill Pike Nashville | 82387 | Joint Recruiting Program | USACE | Elm Hill Suite 130 | United States | Tennessee | Davidson | Nashville | 37214 | 0.835 | 0.82
182448 | 711261 | 20 Bridgestone Park Nashville | 66155 | DoD USMEPCOM | USACE | Bridgestone | United States | Tennessee | Davidson | Nashville | 37214 | 0.835 | 0.82
182450 | 82387-12585 | Okoma Dr Omak | 82387 | Joint Recruiting Program | USACE | Okoma | United States | Washington | Okanogan | Omak | 98841 | 1.085 | 1.095
182451 | 82387-12926 | Se Wyoming Blvd Casper | 82387 | Joint Recruiting Program | USACE | Wyoming Boulevard Eastridge | United States | Wyoming | Natrona | Casper | 82609 | 1.04 | 1.03
182453 | 800332 | 426 West Southline Street Cleveland | 82387 | Joint Recruiting Program | USACE | Southline | United States | Texas | Liberty | Cleveland | 77327 | 0.865 | 0.84
182454 | 82387-11699 | E Houston St Cleveland | 82387 | Joint Recruiting Program | USACE | Houston | United States | Texas | Liberty | Cleveland | 77327 | 0.865 | 0.84
182455 | 82387-11974 | Harvey Rd College Station | 82387 | Joint Recruiting Program | USACE | Harvey | United States | Texas | Brazos | College Station | 77840 | 0.865 | 0.84
182456 | 82387-13124 | University Dr College Station | 82387 | Joint Recruiting Program | USACE | University Suite 225 | United States | Texas | Brazos | College Station | 77840 | 0.865 | 0.84
182457 | 18081-10611 | Sec 33, T18n, R2w Camp Mccoy | 55425 | Fort Mccoy | ARRES | Sec 33, T18n, R2w 8467 + 22 | United States | Wisconsin | Monroe | Fort Mccoy | 54656 | 1.15 | 1.17
182458 | 82387-12632 | Pelham Rd Greenville | 82387 | Joint Recruiting Program | USACE | Pelham Rd Pelham Shpg | United States | South Carolina | Greenville | Greenville | 29615 | 0.92 | 0.885
182459 | 82387-10562 | 24 Vardry St Suite 105 Greenville | 82387 | Joint Recruiting Program | USACE | Vardry St, Suite 105 Vardry Executive | United States | South Carolina | Greenville | Greenville | 29601 | 0.92 | 0.885
182460 | 82387-11490 | Century Dr Greenville | 82387 | Joint Recruiting Program | USACE | Century Drive, Suite 120 | United States | South Carolina | Greenville | Greenville | 29607 | 0.92 | 0.885
182461 | 01530-10007 | 200 Perimeter Road Greenville | 01530 | 81st Readiness Division | ARRES | Perimeter Road Usar | United States | South Carolina | Greenville | Greenville | 29605 | 0.92 | 0.885
182464 | 18081-10610 | Sec 30 Webster | 18081 | Army Mission Support | USACE | Sec 30 T122n R55w | United States | South Dakota | Day | Webster | 57274 | 0.955 | 0.93
182465 | 18081-10635 | Sec13, 24 Webster | 18081 | Army Mission Support | USACE | Sec13, 24 T122n R56w | United States | South Dakota | Day | Webster | 57274 | 0.955 | 0.93
182466 | 18081-10597 | Sec 24 Webster | 18081 | Army Mission Support | USACE | Sec 24 T122n R56w | United States | South Dakota | Day | Webster | 57274 | 0.955 | 0.93
182467 | 82387-11310 | Airport Beltway Hazleton | 82387 | Joint Recruiting Program | USACE | Airport Beltway Rf Suite #142 | United States | Pennsylvania | Luzerne | Hazleton | 18201 | 1.065 | 1.105
182469 | 82387-12676 | Preston Rd Frisco | 82387 | Joint Recruiting Program | USACE | Preston Suite 139 | United States | Texas | Collin | Frisco | 75034 | 0.865 | 0.84
182470 | 82387-12570 | Nw Hwy Garland | 82387 | Joint Recruiting Program | USACE | Nw | United States | Texas | Dallas | Garland | 75041 | 0.83 | 0.82
182474 | 82387-13291 | W Parker Rd Plano | 82387 | Joint Recruiting Program | USACE | Parker Stes 215,217-219 | United States | Texas | Collin | Plano | 75023 | 0.865 | 0.84
182475 | 82387-10603 | 2600 Avenue K Plano | 82387 | Joint Recruiting Program | USACE | K Suite 239 | United States | Texas | Collin | Plano | 75074 | 0.865 | 0.84
182476 | 18081-10538 | Rt. 16, Box 1019 (Fm 2021) Lufkin | 18081 | Army Mission Support | USACE | Rt. 16, Box 1019 (Fm 2021) | United States | Texas | Angelina | Lufkin | 75901 | 0.865 | 0.84
182477 | 18081-10178 | 600 Massie Road Charlottesville | 18081 | Army Mission Support | USACE | Massie Univ Of Virginia | United States | Virginia | Charlottesville | Charlottesville | 22903 | 0.92 | 0.89
182478 | 18081-10268 | Boulders Road Charlottesville | 18081 | Army Mission Support | USACE | Boulders | United States | Virginia | Charlottesville | Charlottesville | 22911 | 0.92 | 0.89
182479 | 18081-10043 | 1180 Seminole Trail Charlottesville | 18081 | Army Mission Support | USACE | Seminole Suite 395 | United States | Virginia | Charlottesville | Charlottesville | 22901 | 0.92 | 0.89
182480 | 18081-10101 | 255 West Main St Charlottesville | 18081 | Army Mission Support | USACE | Main | United States | Virginia | Charlottesville(City) | Charlottesville | 22901 | 0.92 | 0.89
182481 | 82387-11789 | Eastern Ave Saint Johnsbury | 82387 | Joint Recruiting Program | USACE | Eastern Ave Formerly 55 Eastern | United States | Vermont | Caledonia | St. Johnsbury | 05819 | 1.04 | 1.04
182482 | 82387-11022 | 600 Broad St Gadsden | 82387 | Joint Recruiting Program | USACE | Broad | United States | Alabama | Etowah | Gadsden | 35901 | 0.855 | 0.83
182483 | 82387-12690 | Rainbow Dr Gadsden | 82387 | Joint Recruiting Program | USACE | Rainbow | United States | Alabama | Etowah | Gadsden | 35901 | 0.855 | 0.83
182485 | 18081-10061 | 145 Research Blvd Madison | 18081 | Army Mission Support | USACE | Research Bldg 12 | United States | Alabama | Madison | Madison | 35756 | 0.83 | 0.8
182486 | 82387-11873 | Fort Richardson | 82387 | Joint Recruiting Program | USACE | Fourth Bldg 54 | United States | Alaska | Anchorage | Fort Richardson | 99505 | 2 | 1.99
182487 | 82387-13026 | Sterling Hwy Soldotna | 82387 | Joint Recruiting Program | USACE | Sterling Highway Peninsula Center | United States | Alaska | Kenai Peninsula | Soldotna | 99669 | 2.32 | 2.3
182488 | 82387-10462 | 2028 N Trekell109 To 111 Casa Grande | 82387 | Joint Recruiting Program | USACE | Trekell109 To 111 Trekell Business | United States | Arizona | Pinal | Casa Grande | 85222 | 0.925 | 0.905
182492 | 82387-11698 | E Highland Ave Selma | 82387 | Joint Recruiting Program | USACE | Highland Suites 116 & 117 | United States | Alabama | Dallas | Selma | 36701 | 0.855 | 0.83
182493 | 800255 | 700 Quintard Rive, Oxford | 82387 | Joint Recruiting Program | USACE | Quintard Rive Space 60 And 61 | United States | Alabama | Calhoun | Oxford | 36203 | 0.85 | 0.83
182495 | 82387-12114 | Lakeside Dr Richmond | 82387 | Joint Recruiting Program | USACE | Lakeside Suite 120 | United States | California | Contra Costa | Richmond | 94806 | 1.22 | 1.27
182496 | 82387-12015 | Hilltop Mall Rd Richmond | 82387 | Joint Recruiting Program | USACE | Hilltop Mall | United States | California | Contra Costa | Richmond | 94802 | 1.22 | 1.27
182497 | 82387-10054 | 10303b Magnolia Avenue Riverside | 82387 | Joint Recruiting Program | USACE | Magnolia Stes B1,2,3 &4 | United States | California | Riverside | Riverside | 92505 | 1.08 | 1.12
182498 | 82387-10140 | 11th St Riverside | 82387 | Joint Recruiting Program | USACE | 11th St.Ste.109 | United States | California | Riverside | Riverside | 92501 | 1.08 | 1.12
182499 | 82387-11332 | Arlington Riverside | 82387 | Joint Recruiting Program | USACE | Arlington Suite #301 | United States | California | Riverside | Riverside | 92506 | 1.08 | 1.12
1825 | GAMN0001 | ENGLAND INDUSTRIAL AIRPARK SITE # 1 | RQLH | NAS JOINT RESERVE BASE, NOLA | AFGUARD | FLOYD ROGERS | United States | Louisiana | Rapides | Unknown | 71301 | 0.855 | 0.825
182500 | 82387-13120 | University Ave Riverside | 82387 | Joint Recruiting Program | USACE | University Suite 220 | United States | California | Riverside | Riverside | 92507 | 1.08 | 1.12
182501 | 82387-10810 | 40 North Main Street San Andreas | 82387 | Joint Recruiting Program | USACE | Main Suite A | United States | California | Calaveras | San Andreas | 95249 | 1.125 | 1.165
182502 | 82387-11130 | 720 Wilshire Blvd Santa Monica | 82387 | Joint Recruiting Program | USACE | Wilshire Suite 100 | United States | California | Los Angeles | Santa Monica | 90401 | 1.02 | 1.06
182503 | 82387-13397 | Wilshire Blvd Santa Monica | 82387 | Joint Recruiting Program | USACE | Wilshire | United States | California | Los Angeles | Santa Monica | 90403 | 1.02 | 1.06
182504 | 82387-12485 | N Wilcox St Castle Rock | 82387 | Joint Recruiting Program | USACE | Wilcox | United States | Colorado | Douglas | Castle Rock | 80104 | 1.015 | 1
182505 | 82387-12770 | S Briscoe St Castle Rock | 82387 | Joint Recruiting Program | USACE | Briscoe St The On Plum | United States | Colorado | Douglas | Castle Rock | 80104 | 1.015 | 1
182506 | 800143 | 20269-1 Smoky Hill Road Centennial | 82387 | Joint Recruiting Program | USACE | Smoky Hill Road Smoky Hill Town | United States | Colorado | Arapahoe | Centennial | 80015 | 0.99 | 0.98
182507 | 18081-10235 | Adams County Henderson | 18081 | Army Mission Support | USACE | Adams County | United States | Colorado | Adams | Henderson | 80640 | 0.99 | 0.98
182509 | 82387-11589 | Dead Cat Alley Woodland | 82387 | Joint Recruiting Program | USACE | Dead Cat | United States | California | Yolo | Woodland | 95695 | 1.13 | 1.17
182510 | 82387-12880 | S Twenty Mile Rd Parker | 82387 | Joint Recruiting Program | USACE | Twenty Mile Suite 109 | United States | Colorado | Douglas | Parker | 80134 | 1.015 | 1
182511 | 82387-12440 | N Monroe St Tallahassee | 82387 | Joint Recruiting Program | USACE | Monroe St Ste 2038/40/48 Tall | United States | Florida | Leon | Tallahassee | 32303 | 0.825 | 0.805
182512 | 82387-13294 | W Pensacola St Tallahassee | 82387 | Joint Recruiting Program | USACE | Pensacola Westwood Shopping Cn | United States | Florida | Leon | Tallahassee | 32304 | 0.825 | 0.805
182513 | 82387-13295 | W Pensacola St Tallahassee 1 | 82387 | Joint Recruiting Program | USACE | Pensacola Unit 6 | United States | Florida | Leon | Tallahassee | 32304 | 0.825 | 0.805
182514 | 82387-11393 | 2700 Blair Stone Rd Tallahassee | 82387 | Joint Recruiting Program | USACE | Blair Stone | United States | Florida | Leon | Tallahassee | 32301 | 0.825 | 0.805
182515 | 82387-11336 | Ashley Oaks Cir Wesley Chapel | 82387 | Joint Recruiting Program | USACE | Ashley Oaks Suite 102 | United States | Florida | Pasco | Wesley Chapel | 33543 | 0.825 | 0.805
182516 | 82387-12953 | Sidney Simons Columbus | 82387 | Joint Recruiting Program | USACE | Sidney Simons Suite 13 | United States | Georgia | Muscogee | Columbus | 31904 | 0.94 | 0.91
182517 | 710120 | 5900 River Road Columbus | 82387 | Joint Recruiting Program | USACE | River Suite 5a | United States | Georgia | Muscogee | Columbus | 31904 | 0.94 | 0.91
182518 | 82387-10688 | 3031 Manchester Expressway Columbus | 82387 | Joint Recruiting Program | USACE | Manchester Expressway Suite 3m - Peachtree | United States | Georgia | Muscogee | Columbus | 31909 | 0.94 | 0.91
182519 | 82387-11432 | Buena Vista Blvd Columbus | 82387 | Joint Recruiting Program | USACE | Buena Vista Suite D | United States | Georgia | Muscogee | Columbus | 31907 | 0.94 | 0.91
182520 | 18081-10512 | Peachtree Mall Columbus | 18081 | Army Mission Support | USACE | Manchester Highway Peachtree Space 4 | United States | Georgia | Muscogee | Columbus | 31904 | 0.94 | 0.91
182521 | 710763 | 2400 N. Columbia Milledgeville | 82387 | Joint Recruiting Program | USACE | Columbia Suites A-32 & A-33 | United States | Georgia | Baldwin | Milledgeville | 31061 | 0.865 | 0.83
182522 | 82387-12286 | Milwaukee Deerfield | 82387 | Joint Recruiting Program | USACE | Milwaukee Stes 225 & 320 | United States | Illinois | Lake | Deerfield | 60015 | 1.18 | 1.25
182523 | 82387-12376 | N Galena Dixon | 82387 | Joint Recruiting Program | USACE | Galena Suite 180 | United States | Illinois | Lee | Dixon | 61021 | 1.03 | 1.045
182524 | 82387-10120 | 1150 5th Street Coralville | 82387 | Joint Recruiting Program | USACE | 5th Suite 220 | United States | Iowa | Johnson | Coralville | 52241 | 1.01 | 1.01
182525 | 82387-12436 | N Military Trl West Palm Beach | 82387 | Joint Recruiting Program | USACE | Military Trail Golfview Shopping | United States | Florida | Palm Beach | West Palm Beach | 33415 | 0.82 | 0.8
182529 | 82387-12998 | Spring Lake Winter Haven | 82387 | Joint Recruiting Program | USACE | Spring Lake Spring Lake | United States | Florida | Polk | Winter Haven | 33881 | 0.825 | 0.805
182530 | 82387-12458 | N Rand Rd Palatine | 82387 | Joint Recruiting Program | USACE | Rand Road #K Fox Fire | United States | Illinois | Cook | Palatine | 60074 | 1.18 | 1.25
182531 | 82387-13191 | W Alexander St Plant City | 82387 | Joint Recruiting Program | USACE | Alexander St Lake Walden | United States | Florida | Hillsborough | Plant City | 33564 | 0.82 | 0.8
182532 | 82387-12482 | N Westover Rd Albany | 82387 | Joint Recruiting Program | USACE | Westover Rd Park #E,F,G,H | United States | Georgia | Dougherty | Albany | 31707 | 0.89 | 0.85
182534 | 82387-12365 | 1435 North Expressway Griffin | 82387 | Joint Recruiting Program | USACE | North | United States | Georgia | Spalding | Griffin | 30223 | 0.865 | 0.83
182535 | 82387-11051 | 6180 E. State Street Rockford | 82387 | Joint Recruiting Program | USACE | State | United States | Illinois | Winnebago | Rockford | 61108 | 1.03 | 1.045
182536 | 82387-11764 | E State St Rockford | 82387 | Joint Recruiting Program | USACE | State | United States | Illinois | Winnebago | Rockford | 61108 | 1.03 | 1.045
182537 | 82387-13311 | W State St Rockford | 82387 | Joint Recruiting Program | USACE | State | United States | Illinois | Winnebago | Rockford | 61101 | 1.03 | 1.045
182538 | 82387-13328 | W Willow Knoll Peoria | 82387 | Joint Recruiting Program | USACE | Willow | United States | Illinois | Peoria | Peoria | 61614 | 1.03 | 1.045
182539 | 82387-12474 | N University St Peoria | 82387 | Joint Recruiting Program | USACE | University Suite 217b | United States | Illinois | Peoria | Peoria | 61614 | 1.03 | 1.045
182540 | 82387-12948 | Shooting Prk Rd Peru | 82387 | Joint Recruiting Program | USACE | Shooting Prk | United States | Illinois | La Salle | Peru | 61354 | 1.03 | 1.045
182544 | 82387-12030 | Hwy 19 Palatka | 82387 | Joint Recruiting Program | USACE | Hwy 19, Ste E13a,B,C Palatka | United States | Florida | Putnam | Palatka | 32177 | 0.825 | 0.805
182545 | 01530-10037 | Usarc Trng Panama City | 01530 | 81st Readiness Division | ARRES | Usarc Trng | United States | Florida | Bay | Panama City | 32401 | 0.85 | 0.83
182546 | 18081-10522 | Post Office Bldg Panama City | 18081 | Army Mission Support | USACE | Post Office Bldg | United States | Florida | Bay | Panama City | 32401 | 0.85 | 0.83
182547 | 82387-13176 | W 23rd St Panama City | 82387 | Joint Recruiting Program | USACE | 23rd Suites F,J,L | United States | Florida | Bay | Panama City | 32405 | 0.85 | 0.83
182548 | 18081-10144 | 41 N Jefferson St Pensacola | 18081 | Army Mission Support | USACE | Jefferson | United States | Florida | Escambia | Pensacola | 32502 | 0.81 | 0.78
182549 | 82387-12331 | N 9th Ave Pensacola | 82387 | Joint Recruiting Program | USACE | 9th Suites D1 & D3 | United States | Florida | Escambia | Pensacola | 32504 | 0.81 | 0.78
182550 | 710417 | 5043 Bayou Pensacola | 82387 | Joint Recruiting Program | USACE | Suites C Through G | United States | Florida | Escambia | Pensacola | 32507 | 0.81 | 0.78
182551 | 18081-10004 | 1 Brawley Mountain Gainesville | 18081 | Army Mission Support | USACE | Brawley Mountain | United States | Georgia | Hall | Gainesville | 30501 | 0.865 | 0.83
182552 | 18081-10017 | 1 Oconee National Fort Gainesville | 18081 | Army Mission Support | USACE | Oconee National | United States | Georgia | Hall | Gainesville | 30501 | 0.865 | 0.83
182553 | 82387-11587 | Dawsonville Hwy Gainesville | 82387 | Joint Recruiting Program | USACE | Dawsonville Hwy Mcever'S S/C | United States | Georgia | Hall | Gainesville | 30501 | 0.865 | 0.83
182554 | 18081-10005 | 1 Chattahoochee National Gainesville | 18081 | Army Mission Support | USACE | Chattahoochee National | United States | Georgia | Hall | Gainesville | 30501 | 0.865 | 0.83
182555 | 82387-12250 | Mcever Rd Gainesville | 82387 | Joint Recruiting Program | USACE | Mcever Suite B-1 | United States | Georgia | Hall | Gainesville | 30504 | 0.865 | 0.83
182556 | 82387-11248 | 900 Hanger Ave, Bld7 Hickam Afb | 82387 | Joint Recruiting Program | USACE | Hanger Ave, Bld7 | United States | Hawaii | Honolulu | Hickam A F Base | 96853 | 2.37 | 2.28
182557 | 82387-13245 | W Kaahumanu Ave Kahului | 82387 | Joint Recruiting Program | USACE | Kaahumanu Queen Kaahumanu Cntr | United States | Hawaii | Maui | Kahului | 96732 | 2.51 | 2.42
182558 | 800002 | 525 Town Center Boulevard Champaign | 82387 | Joint Recruiting Program | USACE | Town Center | United States | Illinois | Champaign | Champaign | 61822 | 1.03 | 1.045
182559 | 82387-11702 | E John St Champaign | 82387 | Joint Recruiting Program | USACE | John #1401 & #1402 | United States | Illinois | Champaign | Champaign | 61820 | 1.03 | 1.045
182560 | 800104 | 848 Farmington Avenue Berlin | 82387 | Joint Recruiting Program | USACE | Farmington Avenue 372 | United States | Connecticut | Hartford | Berlin | 06037 | 1.165 | 1.205
182561 | 82387-12438 | N Milwaukee Libertyville | 82387 | Joint Recruiting Program | USACE | Milwaukee | United States | Illinois | Lake | Libertyville | 60048 | 1.18 | 1.25
182562 | 82387-12327 | N 32nd St Quincy | 82387 | Joint Recruiting Program | USACE | 32nd | United States | Illinois | Adams | Quincy | 62301 | 1.03 | 1.045
182563 | 711224 | 1304 Chestnut Street, Unit M Murray | 82387 | Joint Recruiting Program | USACE | Chestnut Street, Unit M | United States | Kentucky | Calloway | Murray | 42071 | 0.87 | 0.87
182564 | 82387-11911 | Galleria Blvd Metairie | 82387 | Joint Recruiting Program | USACE | Galleria First Bank Ctr,#1920 | United States | Louisiana | Jefferson | Metairie | 70001 | 0.89 | 0.86
182565 | 82387-13158 | Veterans Mem Blvd Metairie 1 | 82387 | Joint Recruiting Program | USACE | Veterans Memorial | United States | Louisiana | Jefferson | Metairie | 70003 | 0.89 | 0.86
182566 | 82387-13157 | Veterans Mem Blvd Metairie | 82387 | Joint Recruiting Program | USACE | Veterans Memorial Suite 130 | United States | Louisiana | Jefferson | Metairie | 70002 | 0.89 | 0.86
182568 | 82387-11917 | Gause Rd Slidell | 82387 | Joint Recruiting Program | USACE | Gause Road Corpporate Pz | United States | Louisiana | St Tammany | Slidell | 70458 | 0.855 | 0.825
182569 | 82387-11323 | Andrews Laporte | 82387 | Joint Recruiting Program | USACE | Andrews #1 And 2 | United States | Indiana | LaPorte | La Porte | 46350 | 0.955 | 0.96
182570 | 82387-11906 | Fuller Ave Ne Grand Rapids | 82387 | Joint Recruiting Program | USACE | Fuller | United States | Michigan | Kent | Grand Rapids | 49505 | 1.035 | 1.055
182571 | 82387-11474 | Celebration Village Grand Rapids | 82387 | Joint Recruiting Program | USACE | Celebration | United States | Michigan | Kent | Grand Rapids | 49525 | 1.035 | 1.055
182572 | 18081-10186 | 678 Front Nw Grand Rapids | 18081 | Army Mission Support | USACE | Front | United States | Michigan | Kent | Grand Rapids | 49504 | 1.035 | 1.055
182573 | 18081-10389 | Lake Superior Young America | 18081 | Army Mission Support | USACE | Superior | United States | Michigan | Livingston | Hamburg | 55555 | 1.035 | 1.055
182575 | 82387-10510 | 2204 Old M-76 West Branch | 82387 | Joint Recruiting Program | USACE | Old M-76 | United States | Michigan | Ogemaw | West Branch | 48661 | 1.035 | 1.055
182577 | 710855 | 9325 Upland Lane North Maple Grove | 82387 | Joint Recruiting Program | USACE | Upland #325 | United States | Minnesota | Hennepin | Maple Grove | 55369 | 1.06 | 1.11
182578 | 82387-13382 | White Bear Ave Maplewood | 82387 | Joint Recruiting Program | USACE | White Bear Avenue Maplewood | United States | Minnesota | Ramsey | Maplewood | 55109 | 1.06 | 1.11
182579 | 82387-13383 | White Bear Ave N Maplewood | 82387 | Joint Recruiting Program | USACE | White Bear Unit 2 | United States | Minnesota | Ramsey | Maplewood | 55109 | 1.06 | 1.11
182580 | 82387-11065 | 640 Brighton Ave Portland | 82387 | Joint Recruiting Program | USACE | Brighton | United States | Maine | Cumberland | Portland | 04101 | 0.99 | 0.97
182581 | 82387-12199 | Main St Presque Isle | 82387 | Joint Recruiting Program | USACE | Main Suite A-05 And A-06 | United States | Maine | Aroostook | Presque Isle | 04769 | 1.02 | 1
182582 | 82387-11138 | 7305 Baltimore Avenue College Park | 82387 | Joint Recruiting Program | USACE | Baltimore Suite 302 | United States | Maryland | Prince George's | College Park | 20740 | 0.97 | 0.97
182583 | 82387-12150 | Long Pond Rd Plymouth | 82387 | Joint Recruiting Program | USACE | Long Pond Road Brigatine | United States | Massachusetts | Plymouth | Plymouth | 02360 | 1.165 | 1.215
182584 | 82387-13041 | Sunrise Shopping Center Oxon Hill | 82387 | Joint Recruiting Program | USACE | Sunrise Shopping Suites 4 & 15 | United States | Maryland | Prince George's | Oxon Hill | 20745 | 0.97 | 0.97
182585 | 82387-11172 | 79 Main Streetrd #4 Framingham | 82387 | Joint Recruiting Program | USACE | Main Streetrd #4 Suite 102 | United States | Massachusetts | Middlesex | Framingham | 01703 | 1.165 | 1.215
182586 | 82387-10730 | 328 Worcester Rd Framingham | 82387 | Joint Recruiting Program | USACE | Worcester | United States | Massachusetts | Middlesex | Framingham | 01701 | 1.165 | 1.215
182588 | 82387-12086 | Kennedy Blvd Jersey City | 82387 | Joint Recruiting Program | USACE | Kennedy | United States | New Jersey | Hudson | Jersey City | 07306 | 1.165 | 1.235
182589 | 82387-10644 | 2826 West Main St Bozeman | 82387 | Joint Recruiting Program | USACE | Main Stes 8b1,8b2,8b3,8b4 | United States | Montana | Gallatin | Bozeman | 59715 | 1.1 | 1.08
182590 | 82387-11926 | Gilmore Ave Winona | 82387 | Joint Recruiting Program | USACE | Gilmore | United States | Minnesota | Winona | Winona | 55987 | 1.085 | 1.12
182592 | 82387-11346 | Auth Rd Suitland | 82387 | Joint Recruiting Program | USACE | Auth Airmen Memorial Bldg | United States | Maryland | Prince George's | Suitland | 20746 | 0.97 | 0.97
182593 | 82387-11703 | E Joppa Rd Towson | 82387 | Joint Recruiting Program | USACE | B Joppa Radio Park, Ste 330 | United States | Maryland | Baltimore | Towson | 21286 | 0.97 | 0.97
182594 | 82387-13424 | York Rd Towson | 82387 | Joint Recruiting Program | USACE | York Road,327 York At Terracedale | United States | Maryland | Baltimore | Towson | 21204 | 0.97 | 0.97
182595 | 18081-10696 | Town Of Harvard | 18081 | Army Mission Support | USACE | Town Of Harvard County Of Worcester | United States | Massachusetts | Worcester | Harvard | 01451 | 1.2 | 1.26
182596 | 25140-10008 | USAR Center, Cohasst Hingham | 42560 | 99th Readiness Division | ARRES | Usar Center, Cohasst | United States | Massachusetts | Plymouth | Hingham | 02018 | 1.165 | 1.215
182597 | 710871 | 156 Hopedale Avenue Hopedale | 82387 | Joint Recruiting Program | USACE | Hopedale | United States | Massachusetts | Worcester | Hopedale | 01747 | 1.2 | 1.26
182598 | 82387-11841 | Federal Bldg Springfield | 82387 | Joint Recruiting Program | USACE | Federal Bldg 1550 Main | United States | Massachusetts | Hampden | Springfield | 01103 | 1.13 | 1.17
182599 | 82387-12211 | Main St Wareham | 82387 | Joint Recruiting Program | USACE | Main Suite 103 | United States | Massachusetts | Plymouth | Wareham | 02571 | 1.165 | 1.215
182600 | 800480 | 2911 Eyde Parkway East Lansing | 82387 | Joint Recruiting Program | USACE | Eyde Suite #140 | United States | Michigan | Ingham | East Lansing | 48823 | 1.035 | 1.055
182601 | 82387-10605 | 2601 Coolidge Road East Lansing | 82387 | Joint Recruiting Program | USACE | Coolidge Suite 250 | United States | Michigan | Ingham | East Lansing | 48823 | 1.035 | 1.055
182602 | 82387-12038 | Hwy 45 N Columbus | 82387 | Joint Recruiting Program | USACE | 45n | United States | Mississippi | Lowndes | Columbus | 39701 | 0.89 | 0.85
182603 | 82387-13389 | Wilkens-Wise Rd Columbus | 82387 | Joint Recruiting Program | USACE | Wilkens-Wise Suite 27 | United States | Mississippi | Lowndes | Columbus | 39705 | 0.89 | 0.85
182605 | 800154 | Grand Rapids State Bank Parking Lot Grand Rapids | 82387 | Joint Recruiting Program | USACE | Grand Rapids State Bank Parking Lot 523 First | United States | Minnesota | Itasca | Grand Rapids | 55744 | 1.085 | 1.12
182606 | 82387-13403 | Winthrop Ave Lawrence | 82387 | Joint Recruiting Program | USACE | Winthrop Ave Stadium | United States | Massachusetts | Essex | Lawrence | 01843 | 1.165 | 1.215
182607 | 82387-10346 | 165 Centre Street Malden | 82387 | Joint Recruiting Program | USACE | Centre | United States | Massachusetts | Middlesex | Malden | 02148 | 1.165 | 1.215
182608 | 82387-11019 | 6 Pleasant Street Malden | 82387 | Joint Recruiting Program | USACE | Pleasant Suite 211 | United States | Massachusetts | Middlesex | Malden | 02148 | 1.165 | 1.215
182609 | 82387-12194 | Main St Malden | 82387 | Joint Recruiting Program | USACE | Main | United States | Massachusetts | Middlesex | Malden | 02148 | 1.165 | 1.215
182610 | 82387-10809 | 4 Pleasant Street Malden | 82387 | Joint Recruiting Program | USACE | Pleasant Store No.7 | United States | Massachusetts | Middlesex | Malden | 02148 | 1.165 | 1.215
182611 | 82387-10634 | Westover AFB | 82387 | Joint Recruiting Program | USACE | Ellipse | United States | Massachusetts | Hampden | Westover Afb | 01022 | 1.13 | 1.17
182612 | 82387-11598 | Delaware Ave Mccomb | 82387 | Joint Recruiting Program | USACE | Delaware | United States | Mississippi | Pike | McComb | 39648 | 0.9 | 0.86
182613 | 82387-11037 | 606 Crossroads Campus Drive Buffalo | 82387 | Joint Recruiting Program | USACE | Crossroads Campus Suite 104 | United States | Minnesota | Wright | Buffalo | 55313 | 1.085 | 1.12
182615 | 82387-13024 | Sterling Ct Sterling Heights | 82387 | Joint Recruiting Program | USACE | Sterling Suite 113 | United States | Michigan | Macomb | Sterling Heights | 48313 | 1.035 | 1.055
182616 | 18081-10129 | 38600 Van Dyke Sterling Heights | 18081 | Army Mission Support | USACE | Van Dyke Suite 100 | United States | Michigan | Macomb | Sterling Heights | 48312 | 1.035 | 1.055
182617 | 82387-11453 | Canal Pl Philadelphia | 82387 | Joint Recruiting Program | USACE | Canal | United States | Mississippi | Neshoba | Philadelphia | 39350 | 0.9 | 0.86
182618 | 82387-10391 | 1811 E Mary St Garden City | 82387 | Joint Recruiting Program | USACE | Mary Ste A-2 | United States | Kansas | Finney | Garden City | 67846 | 1.005 | 1.025
182619 | 18081-10217 | 8899 East 56th St Fort Benjamin Harris | 18081 | Army Mission Support | USACE | 56th Maj Emmett J. Bean | United States | Indiana | Marion | Fort Ben Harrison | 46216 | 0.94 | 0.94
182620 | 82387-12812 | S Highway Somerset | 82387 | Joint Recruiting Program | USACE | 27 #1 | United States | Kentucky | Pulaski | Somerset | 42501 | 0.87 | 0.87
182623 | 82387-11252 | 905 North 12th St Middlesboro | 82387 | Joint Recruiting Program | USACE | 12th Suite A-5 | United States | Kentucky | Bell | Middlesboro | 40965 | 0.87 | 0.87
182624 | 18081-10596 | Sec 23, T7n, R9w Hastings | 18081 | Army Mission Support | USACE | Sec 23, T7n, R9w Adams County | United States | Nebraska | Adams | Hastings | 68901 | 0.93 | 0.915
182625 | 18081-10234 | Adams County Hastings | 18081 | Army Mission Support | USACE | Adams County Sec 23 T7n R9w | United States | Nebraska | Adams | Hastings | 68901 | 0.93 | 0.915
182626 | 18081-10318 | E1/4 Sec 4 T6n R8w Hastings | 18081 | Army Mission Support | USACE | E1/4 Sec 4 T6n R8w | United States | Nebraska | Adams | Hastings | 68941 | 0.93 | 0.915
182627 | 18081-10632 | Sec. 22 Hastings | 18081 | Army Mission Support | USACE | Sec. 22 T7n, R9w | United States | Nebraska | Adams | Hastings | 68901 | 0.93 | 0.915
182628 | 18081-10656 | Sect. 27 & 26 Hastings | 18081 | Army Mission Support | USACE | Sect. 27 & 26 T7n, R9w | United States | Nebraska | Adams | Hastings | 68901 | 0.93 | 0.915
182629 | 18081-10572 | Sec 14, T7n, R9w Hastings | 18081 | Army Mission Support | USACE | Sec 14, T7n, R9w Adams County | United States | Nebraska | Adams | Hastings | 68901 | 0.93 | 0.915
182630 | 18081-10113 | 303b,Bb, 307b,Bb Hastings | 18081 | Army Mission Support | USACE | 307b,Bb | United States | Nebraska | Adams | Hastings | 68901 | 0.93 | 0.915
182631 | 18081-10574 | Sec 15, T7n, R9w Hastings | 18081 | Army Mission Support | USACE | Sec 15, T7n, R9w | United States | Nebraska | Adams | Hastings | 68901 | 0.93 | 0.915
182632 | 18081-10650 | Sec8, T6n, R8w Hastings | 18081 | Army Mission Support | USACE | Sec8, T6n, R8w | United States | Nebraska | Adams | Hastings | 68902 | 0.93 | 0.915
182633 | 18081-10424 | Mw-110bb Hastings | 18081 | Army Mission Support | USACE | Mw-110bb Se1/4sec22t7nr9w Of 6pm | United States | Nebraska | Adams | Hastings | 68901 | 0.93 | 0.915
182634 | 18081-10633 | Sec. 22 T7n, R9w Hastings | 18081 | Army Mission Support | USACE | Sec. 22 T7n, R9w Adams County | United States | Nebraska | Adams | Hastings | 68901 | 0.93 | 0.915
182635 | 82387-12644 | Pine Lake Rd Lincoln | 82387 | Joint Recruiting Program | USACE | Pine Lake Ste22 | United States | Nebraska | Lancaster | Lincoln | 68512 | 0.93 | 0.915
182637 | 18081-10024 | 100 Centennial Lincoln1 | 18081 | Army Mission Support | USACE | Centennial | United States | Nebraska | Lancaster | Lincoln | 68501 | 0.93 | 0.915
182638 | 82387-10006 | 100 Centennial Lincoln | 82387 | Joint Recruiting Program | USACE | Centennial Rm 259 | United States | Nebraska | Lancaster | Lincoln | 68508 | 0.93 | 0.915
182639 | 82387-12325 | N 27th St Lincoln | 82387 | Joint Recruiting Program | USACE | 27th Bays A,K And L | United States | Nebraska | Lancaster | Lincoln | 68510 | 0.93 | 0.915
182640 | 82387-12277 | Mil Sci Bldg U Of Ne | 82387 | Joint Recruiting Program | USACE | Military Science Bld Rm 205, 14th & Vine | United States | Nebraska | Lancaster | Lincoln | 68588 | 0.93 | 0.915
182641 | 82387-10180 | 1248 "O" Street Lincoln | 82387 | Joint Recruiting Program | USACE | "O" Suite 764 | United States | Nebraska | Lancaster | Lincoln | 68508 | 0.93 | 0.915
182642 | 82387-12283 | Mills Ave Las Vegas | 82387 | Joint Recruiting Program | USACE | Mills Ave Mills | United States | New Mexico | San Miguel | Las Vegas | 87701 | 0.93 | 0.905
182643 | 82387-10084 | 10th Ave S Great Falls | 82387 | Joint Recruiting Program | USACE | 10th | United States | Montana | Cascade | Great Falls | 59403 | 1.1 | 1.08
182644 | 82387-12192 | Main St Laconia | 82387 | Joint Recruiting Program | USACE | Main | United States | New Hampshire | Belknap | Laconia | 03246 | 1.075 | 1.075
182645 | 35955-10002 | White Sands Missile Range Socorro | 35955 | White Sands Missile Range | ARACT | White Sands Missile Range | United States | New Mexico | Socorro | Socorro | 87801 | 1.02 | 1
182646 | 82387-12240 | Martin Luther East Orange | 82387 | Joint Recruiting Program | USACE | Store 2(Aka Main St) 560 Martine Luther | United States | New Jersey | Essex | East Orange | 07018 | 1.16 | 1.23
182647 | 18081-10320 | Eatontown County Eatontown | 18081 | Army Mission Support | USACE | Eatontown County Tinton | United States | New Jersey | Monmouth | Eatontown | 07724 | 1.24 | 1.31
182648 | 18081-10071 | 168 Tinton Avenue Eatontown | 18081 | Army Mission Support | USACE | Tinton | United States | New Jersey | Monmouth | Eatontown | 07724 | 1.24 | 1.31
182649 | 18081-10531 | Roe Eatontown | 18081 | Army Mission Support | USACE | Roe Tinton | United States | New Jersey | Monmouth | Eatontown | 07724 | 1.24 | 1.31
182650 | 18081-10525 | Rd On Tinton Ave Eatontown | 18081 | Army Mission Support | USACE | Rd On Tinton County Of Monmouth | United States | New Jersey | Monmouth | Eatontown | 07724 | 1.24 | 1.31
182651 | 82387-10372 | 17047 Bel Ray Blvd Belton | 82387 | Joint Recruiting Program | USACE | Bel Ray | United States | Missouri | Cass | Belton | 64012 | 0.95 | 0.97
182652 | 82387-10517 | 222 E. Lyndale Helena | 82387 | Joint Recruiting Program | USACE | Lyndale | United States | Montana | Lewis and Clark | Helena | 59601 | 1.1 | 1.08
182655 | 82387-12956 | Silver St Elko | 82387 | Joint Recruiting Program | USACE | Silver Ste 107-A,B,C | United States | Nevada | Elko | Elko | 89801 | 1.18 | 1.2
182656 | 82387-10417 | 1941 South 42nd Street Omaha | 82387 | Joint Recruiting Program | USACE | 42nd Street Suite 542, Center | United States | Nebraska | Douglas | Omaha | 68106 | 0.92 | 0.91
182659 | 82387-11612 | Dodge St Omaha | 82387 | Joint Recruiting Program | USACE | Dodge Suites C&B | United States | Nebraska | Douglas | Omaha | 68131 | 0.92 | 0.91
182660 | 710950 | 5303 F Street Omaha | 66155 | DoD USMEPCOM | USACE | F | United States | Nebraska | Douglas | Omaha | 68117 | 0.92 | 0.91
182661 | 800158 | 10928 Emmet Street Omaha | 82387 | Joint Recruiting Program | USACE | Emmet | United States | Nebraska | Douglas | Omaha | 68164 | 0.92 | 0.91
182663 | 82387-12318 | N 115th St Omaha | 82387 | Joint Recruiting Program | USACE | 115th Suite 202 | United States | Nebraska | Douglas | Omaha | 68154 | 0.92 | 0.91
182666 | 800159 | 7171 Mearcy Road, Suite 305 Omaha | 82387 | Joint Recruiting Program | USACE | Mercy Road, Suite 305 | United States | Nebraska | Douglas | Omaha | 68106 | 0.92 | 0.91
182667 | 82387-10277 | 14533 W. Center Road Omaha | 82387 | Joint Recruiting Program | USACE | Center Galleria Collection | United States | Nebraska | Douglas | Omaha | 68144 | 0.92 | 0.91
182668 | 82387-11318 | Ames Ave Omaha | 82387 | Joint Recruiting Program | USACE | Ames | United States | Nebraska | Douglas | Omaha | 68104 | 0.92 | 0.91
182669 | 800160 | Sorensen Park Plaza Omaha | 82387 | Joint Recruiting Program | USACE | Sorensen Park 6304 73rd Plaza, Building Z, Suite | United States | Nebraska | Douglas | Omaha | 68134 | 0.92 | 0.91
182672 | 82387-11737 | E Moana Ln Reno | 82387 | Joint Recruiting Program | USACE | & 394 Moana Stes 4, 15 & 16 | United States | Nevada | Washoe | Reno | 89502 | 1.18 | 1.2
182674 | 710017 | 3325 Center Ridge Road Brunswick | 82387 | Joint Recruiting Program | USACE | Center Ridge | United States | Ohio | Medina | Brunswick | 44212 | 0.925 | 0.9195
182675 | 82387-12799 | S Elm Broken Arrow | 82387 | Joint Recruiting Program | USACE | Elm Vandever East | United States | Oklahoma | Tulsa | Broken Arrow | 74012 | 0.875 | 0.85
182676 | 82387-12424 | N Main St Sellersville | 82387 | Joint Recruiting Program | USACE | Main | United States | Pennsylvania | Bucks | Sellersville | 18960 | 1.065 | 1.105
182677 | 82387-12042 | Hwy 64 Bartlett | 82387 | Joint Recruiting Program | USACE | 64 | United States | Tennessee | Shelby | Bartlett | 38134 | 0.82 | 0.8
182681 | 82387-13381 | Whiskey Rd S Aiken | 82387 | Joint Recruiting Program | USACE | Whiskey Rd Aiken | United States | South Carolina | Aiken | Aiken | 29802 | 0.92 | 0.885
182682 | 82387-11692 | E Gate Dr Aiken | 82387 | Joint Recruiting Program | USACE | Gate Drive East Gate Shpg | United States | South Carolina | Aiken | Aiken | 29802 | 0.92 | 0.885
182683 | 18081-10537 | Rr Bridge No. 0.95 Plattsmouth | 18081 | Army Mission Support | USACE | Rr 0.95 | United States | Nebraska | Cass | Plattsmouth | 68048 | 0.93 | 0.915
182684 | 82387-10053 | 10300 Nw Prairie Vw Kansas City | 66155 | DoD USMEPCOM | USACE | Prairie | United States | Missouri | Platte | Kansas City | 64154 | 0.95 | 0.97
182685 | 82387-10069 | 10525 N. Ambassador Kansas City | 82387 | Joint Recruiting Program | USACE | Ambassador Suite 103 | United States | Missouri | Platte | Kansas City | 64153 | 0.95 | 0.97
182686 | 82387-13192 | W Armour Blvd Kansas City | 82387 | Joint Recruiting Program | USACE | One Armour Ste 303 | United States | Missouri | Platte | Kansas City | 64111 | 0.95 | 0.97
182687 | 82387-12546 | Northpoint Circle Ii, Ste 101 Kansas City | 82387 | Joint Recruiting Program | USACE | Northpoint Circle Ii, Ste 101 7509 Tiffany Springs | United States | Missouri | Platte | Kansas City | 64153 | 0.95 | 0.97
182688 | 82387-11421 | Broadway Kansas City | 82387 | Joint Recruiting Program | USACE | Broadway | United States | Missouri | Jackson | Kansas City | 64114 | 0.95 | 0.97
182689 | 24194-10004 | Walnut St Kansas City | 82387 | Joint Recruiting Program | USACE | Walnut | United States | Missouri | Platte | Kansas City | 64106 | 0.95 | 0.97
182690 | 82387-10623 | 2700 Paxson Plaza Missoula | 82387 | Joint Recruiting Program | USACE | Paxson Suite I | United States | Montana | Missoula | Missoula | 59801 | 1.1 | 1.08
182692 | 82387-12987 | Southgate Plz W Seneca | 82387 | Joint Recruiting Program | USACE | #19 Southgate Plaza 1044 Union | United States | New York | Erie | West Seneca | 14224 | 1.09 | 1.1
182693 | 82387-11895 | French Lea Rd W Seneca | 82387 | Joint Recruiting Program | USACE | French Lea | United States | New York | Erie | West Seneca | 14224 | 1.09 | 1.1
182694 | 18081-10237 | Airport Rd Maxton | 18081 | Army Mission Support | USACE | Airport Laurinburg-Maxton Airport | United States | North Carolina | Robeson | Maxton | 28364 | 0.885 | 0.855
182695 | 710640 | 225 4th Ave N Fargo | 66155 | DoD USMEPCOM | USACE | 4th | United States | North Dakota | Cass | Fargo | 58102 | 1.09 | 1.09
182696 | 82387-11419 | Broadway Fargo | 82387 | Joint Recruiting Program | USACE | Broadway Suite #4 | United States | North Dakota | Cass | Fargo | 58102 | 1.09 | 1.09
182697 | 82387-10873 | 43rd St S Fargo | 82387 | Joint Recruiting Program | USACE | 43rd | United States | North Dakota | Cass | Fargo | 58103 | 1.09 | 1.09
182699 | 711134 | Plum Brook Station Cleveland | 390NG | Ohio National Guard | ARGUARD | Plum Brook | United States | Ohio | Cuyahoga | Cleveland | 44135 | 0.925 | 0.9195
182700 | 82387-10177 | 1240 E. Ninth Street Cleveland | 82387 | Joint Recruiting Program | USACE | Ninth | United States | Ohio | Cuyahoga | Cleveland | 44199 | 0.925 | 0.9195
182701 | 710326 | 1240 E 9th St Cleveland | 18081 | Army Mission Support | USACE | 9th | United States | Ohio | Cuyahoga | Cleveland | 44199 | 0.925 | 0.9195
182702 | 82387-10176 | 1240 E. 9th Street Cleveland | 82387 | Joint Recruiting Program | USACE | 9th Aj Celebrezze Fedbld | United States | Ohio | Cuyahoga | Cleveland | 44199 | 0.925 | 0.9195
182703 | 711110 | 20637 Emerald Parkway Cleveland | 66155 | DoD USMEPCOM | USACE | Emerald | United States | Ohio | Cuyahoga | Cleveland | 44135 | 0.925 | 0.9195
182705 | 82387-12659 | Pleasant Vly Blvd Altoona | 82387 | Joint Recruiting Program | USACE | Pleasant Valley Rf - Pleasant Valley Blvd | United States | Pennsylvania | Blair | Altoona | 16602 | 1.065 | 1.105
182706 | 82387-11720 | E Main St Gouverneur | 82387 | Joint Recruiting Program | USACE | Main | United States | New York | St Lawrence | Gouverneur | 13642 | 1.06 | 1.075
182707 | 18081-10301 | Crawford Rd Ellerbe | 18081 | Army Mission Support | USACE | Crawford | United States | North Carolina | Richmond | Ellerbe | 28338 | 0.885 | 0.855
182708 | 370NG-10001 | 1458 Highway Patrol Tower Ellerbe | 370NG | North Carolina National Guard | ARGUARD | Patrol Tower Sr 1458 & Sr 1459 | United States | North Carolina | Richmond | Ellerbe | 28338 | 0.885 | 0.855
182709 | 82387-10207 | 1301 Westwood Lane Wilkesboro | 82387 | Joint Recruiting Program | USACE | Westwood Westfield Village, Suite 6 | United States | North Carolina | Wilkes | Wilkesboro | 28697 | 0.885 | 0.855
182710 | 82387-12955 | Silas Creek Pkwy Winston Salem | 82387 | Joint Recruiting Program | USACE | Silas Creek Hanes Mall, Suite Bu-676 | United States | North Carolina | Forsyth | Winston Salem | 27103 | 0.885 | 0.855
182712 | 82387-11515 | Cline St Norwalk | 82387 | Joint Recruiting Program | USACE | Cline | United States | Ohio | Huron | Norwalk | 44857 | 0.925 | 0.9195
182713 | 710514 | Broadway Commons/247 Broadway Greenlawn | 82387 | Joint Recruiting Program | USACE | Broadway Commons/247 Broadway 247 Broadway | United States | New York | Suffolk | Greenlawn | 11740 | 1.06 | 1.075
182714 | 82387-11820 | Erie Blvd W Syracuse | 82387 | Joint Recruiting Program | USACE | Erie | United States | New York | Onondaga | Syracuse | 13204 | 1.06 | 1.075
182715 | 82387-11819 | 2949 Erie Boulevard East Syracuse | 82387 | Joint Recruiting Program | USACE | Erie | United States | New York | Onondaga | Syracuse | 13224 | 1.06 | 1.075
182717 | 710947 | 6001 East Molloy Rd Syracuse | 66155 | DoD USMEPCOM | USACE | Molloy | United States | New York | Onondaga | Syracuse | 13211 | 1.06 | 1.075
182718 | 82387-11517 | Clinton St Syracuse | 82387 | Joint Recruiting Program | USACE | Clinton Atruim Ste 110 | United States | New York | Onondaga | Syracuse | 13202 | 1.06 | 1.075
182719 | 82387-10430 | 2 Clinton Square Syracuse | 82387 | Joint Recruiting Program | USACE | Clinton Atruim Bldg | United States | New York | Onondaga | Syracuse | 13202 | 1.06 | 1.075
182720 | 82387-10869 | 432 North Franklin Syracuse | 82387 | Joint Recruiting Program | USACE | Franklin Foundry Ste 30 | United States | New York | Onondaga | Syracuse | 13204 | 1.06 | 1.075
182721 | 18081-10020 | 1 Pisgah National Forrest Asheville | 18081 | Army Mission Support | USACE | Pisgah National Forrest | United States | North Carolina | Buncombe | Asheville | 28806 | 0.885 | 0.855
182722 | 82387-10330 | 16 Regent Park Blvd Asheville | 82387 | Joint Recruiting Program | USACE | Regent Park Blvd 16a,B,C,D Regent | United States | North Carolina | Buncombe | Asheville | 28806 | 0.885 | 0.855
182723 | 82387-12574 | Oak Plz Asheville | 82387 | Joint Recruiting Program | USACE | Oak Suite 108 | United States | North Carolina | Buncombe | Asheville | 28801 | 0.885 | 0.855
182724 | 800280 | Three South Tunnel Road Asheville | 82387 | Joint Recruiting Program | USACE | Three Tunnel | United States | North Carolina | Buncombe | Asheville | 28805 | 0.885 | 0.855
182725 | 710117 | 4051-A S Memorial Drive Greenville | 82387 | Joint Recruiting Program | USACE | Memorial | United States | North Carolina | Pitt | Greenville | 27834 | 0.885 | 0.855
182726 | 82387-11651 | E Arlington Blvd Greenville | 82387 | Joint Recruiting Program | USACE | Arlington Blvd, Unit 104 | United States | North Carolina | Pitt | Greenville | 27858 | 0.885 | 0.855
182727 | 710589 | 855 South Beckford Drive Henderson | 82387 | Joint Recruiting Program | USACE | Beckford Suite A | United States | North Carolina | Vance | Henderson | 27536 | 0.885 | 0.855
182728 | 82387-11513 | Cleveland St Shelby | 82387 | Joint Recruiting Program | USACE | Cleveland St Cleveland | United States | North Carolina | Cleveland | Shelby | 28150 | 0.885 | 0.855
182729 | 82387-11381 | Berea Commons Berea | 82387 | Joint Recruiting Program | USACE | Berea Commons Front & Bridge, #3 | United States | Ohio | Cuyahoga | Berea | 44017 | 0.925 | 0.9195
182730 | 82387-12276 | Midway Mall Elyria | 82387 | Joint Recruiting Program | USACE | Midway | United States | Ohio | Lorain | Elyria | 44035 | 0.925 | 0.9195
182731 | 82387-12674 | Presidential Dr Fairborn | 82387 | Joint Recruiting Program | USACE | Presidential Suite 160 | United States | Ohio | Greene | Fairborn | 45324 | 0.92 | 0.91
182732 | 82387-12931 | Second Ave Gallipolis | 82387 | Joint Recruiting Program | USACE | Second | United States | Ohio | Gallia | Gallipolis | 45631 | 0.925 | 0.9195
182733 | 82387-10751 | 341 Van Wert Towne Center Van Wert | 82387 | Joint Recruiting Program | USACE | Van Wert Towne | United States | Ohio | Van Wert | Van Wert | 45891 | 0.925 | 0.9195
182734 | 82387-11833 | Fairview Plz Hudson | 82387 | Joint Recruiting Program | USACE | Fairview Plaza Rte 9, Fairview | United States | New York | Columbia | Hudson | 12534 | 1.06 | 1.075
182735 | 711132 | 3995 Burbank Road Wooster | 82387 | Joint Recruiting Program | USACE | Burbank | United States | Ohio | Wayne | Wooster | 44691 | 0.925 | 0.9195
182736 | 82387-13337 | Walnut St Cary | 82387 | Joint Recruiting Program | USACE | Walnut Space Q6612(Cary Towne Ctr) | United States | North Carolina | Wake | Cary | 27511 | 0.885 | 0.855
182737 | 82387-10876 | 440 East Mccullough Charlotte | 82387 | Joint Recruiting Program | USACE | Mccullough Suite 6, Grand Promenade | United States | North Carolina | Mecklenburg | Charlotte | 28262 | 0.885 | 0.855
182738 | 82387-11216 | 8401 University Executive Park Dr Charlotte | 82387 | Joint Recruiting Program | USACE | University Executive Park Suite 122 | United States | North Carolina | Mecklenburg | Charlotte | 28262 | 0.885 | 0.855
182740 | 800282 | 4715 Park Road Charlotte | 82387 | Joint Recruiting Program | USACE | Park | United States | North Carolina | Mecklenburg | Charlotte | 28209 | 0.885 | 0.855
182741 | 82387-12936 | Sharon Lakes Rd Charlotte | 82387 | Joint Recruiting Program | USACE | Sharon Lakes Suite C | United States | North Carolina | Mecklenburg | Charlotte | 28210 | 0.885 | 0.855
182742 | 82387-10205 | 1300 Baxter Street Charlotte | 82387 | Joint Recruiting Program | USACE | Baxter Suites 100,133,150,151,155,157 | United States | North Carolina | Mecklenburg | Charlotte | 28204 | 0.885 | 0.855
182743 | 82387-10122 | 1150 Western Blvd Jacksonville | 82387 | Joint Recruiting Program | USACE | Western Blvd Westwood | United States | North Carolina | Onslow | Jacksonville | 28546 | 1.01 | 0.98
182744 | 82387-13406 | Wonder Dr Kannapolis | 82387 | Joint Recruiting Program | USACE | Wonder Drive Northlite Shopping | United States | North Carolina | Cabarrus | Kannapolis | 28083 | 0.885 | 0.855
182745 | 82387-12344 | N Bragg Blvd Spring Lake | 82387 | Joint Recruiting Program | USACE | Bragg Blvd Southwind | United States | North Carolina | Cumberland | Spring Lake | 28390 | 0.87 | 0.84
182746 | 82387-10310 | 1525-C Cinema Drive Statesville | 82387 | Joint Recruiting Program | USACE | Cinema | United States | North Carolina | Iredell | Statesville | 28625 | 0.885 | 0.855
182748 | 82387-11987 | Highland Way Mitchell | 82387 | Joint Recruiting Program | USACE | Highland Suite R | United States | South Dakota | Davison | Mitchell | 57301 | 0.955 | 0.93
182750 | 800498 | 1 Narraganset Cranston | 82387 | Joint Recruiting Program | USACE | Narraganset | United States | Rhode Island | Providence | Cranston | 02905 | 1.11 | 1.15
182751 | 25140-10007 | Cranston Army Reserve Center | 42560 | 99th Readiness Division | ARRES | Narragansett St. | United States | Rhode Island | Providence | Cranston | 02905 | 1.11 | 1.15
182755 | 82387-12506 | Ne Broadway Portland | 82387 | Joint Recruiting Program | USACE | Broadway | United States | Oregon | Washington | Portland | 97204 | 1.08 | 1.1
182757 | 710460 | 7545 Ne Ambassador Place Portland | 66155 | DoD USMEPCOM | USACE | Ambassador | United States | Oregon | Washington | Portland | 97220 | 1.08 | 1.1
182758 | 82387-10162 | 1220 Sw Third Portland | 82387 | Joint Recruiting Program | USACE | Third E Green-W Wyatt Bldg | United States | Oregon | Washington | Portland | 97204 | 1.08 | 1.1
182761 | 82387-10814 | 4000 Se 82nd Ave. Portland | 82387 | Joint Recruiting Program | USACE | 82nd Ste. 1100,1150,1200 | United States | Oregon | Washington | Portland | 97266 | 1.08 | 1.1
182762 | 82387-13050 | Sw Cedar Hills Blvd Beaverton | 82387 | Joint Recruiting Program | USACE | Cedar Hills Boulevard Suite 228, Bg Bldg | United States | Oregon | Washington | Beaverton | 97005 | 1.08 | 1.1
182763 | 800168 | Sw Cedar Hills Blvd Beaverton | 82387 | Joint Recruiting Program | USACE | Cedar Hills | United States | Oregon | Washington | Beaverton | 97005 | 1.08 | 1.1
182764 | 800169 | 1019 Sw 1st Avenue Canby | 82387 | Joint Recruiting Program | USACE | 1st Avenue Canby | United States | Oregon | Clackamas | Canby | 97013 | 1.12 | 1.145
182765 | 82387-12183 | Main St Clarion | 82387 | Joint Recruiting Program | USACE | Main Street 800 | United States | Pennsylvania | Clarion | Clarion | 16214 | 1.065 | 1.105
182766 | 82387-12168 | Madison St Clarion | 82387 | Joint Recruiting Program | USACE | Madison | United States | Pennsylvania | Clarion | Clarion | 16214 | 1.065 | 1.105
182767 | 82387-12510 | Ne Loop 820 North Richland Hills | 82387 | Joint Recruiting Program | USACE | 820 Suite 99 | United States | Texas | Tarrant | North Richland Hills | 76180 | 0.83 | 0.82
182768 | 82387-12745 | Rufe Snow North Richland Hills | 82387 | Joint Recruiting Program | USACE | Rufe Snow Suite 206 | United States | Texas | Tarrant | North Richland Hills | 76180 | 0.83 | 0.82
182770 | 82387-13063 | Telegraph Rd Bellingham | 82387 | Joint Recruiting Program | USACE | Telegraph 315 Telegraph Rd | United States | Washington | Whatcom | Bellingham | 98226 | 1.085 | 1.095
182773 | 710394 | 419th Fighter Wing Hill Afb | 82387 | Joint Recruiting Program | USACE | Fighter Wing | United States | Utah | Davis | Hill Af Base | 84056 | 1.05 | 1.02
182775 | 82387-12391 | N Hill Field Layton | 82387 | Joint Recruiting Program | USACE | Hill Ste B | United States | Utah | Davis | Layton | 84041 | 1.05 | 1.02
182776 | 82387-11500 | Cheney Plaza Shopping Center Cheney | 82387 | Joint Recruiting Program | USACE | Cheney Plaza Shopping Center 2734 1st | United States | Washington | Spokane | Cheney | 99004 | 1.05 | 1.05
182777 | 710718 | 160&164 South Main Colville | 82387 | Joint Recruiting Program | USACE | Main Silke Building | United States | Washington | Stevens | Colville | 99114 | 1.085 | 1.095
182778 | 82387-11888 | Frazier Dr Franklin | 82387 | Joint Recruiting Program | USACE | B Frazier | United States | Tennessee | Williamson | Franklin | 37067 | 0.835 | 0.82
182779 | 82387-12131 | Liberty Bell Ln Copperas Cove | 82387 | Joint Recruiting Program | USACE | Liberty Bell Stes 115, 117 & 119 | United States | Texas | Coryell | Copperas Cove | 76522 | 0.9 | 0.89
182780 | 82387-12018 | House St Alvin | 82387 | Joint Recruiting Program | USACE | House Street Towne Plaza Shop | United States | Texas | Brazoria | Alvin | 77511 | 0.865 | 0.84
182781 | 82387-11801 | Edmonds Lewisville | 82387 | Joint Recruiting Program | USACE | Edmonds Suite 115 | United States | Texas | Denton | Lewisville | 75067 | 0.865 | 0.84
182783 | 82387-13265 | W Main St Lewisville | 82387 | Joint Recruiting Program | USACE | Main Stes 1108a&B,1148a&B | United States | Texas | Denton | Lewisville | 75067 | 0.865 | 0.84
182784 | 711049 | 7915-A Pat Booker Live Oak | 82387 | Joint Recruiting Program | USACE | Pat Booker | United States | Texas | Bexar | Live Oak | 78233 | 0.87 | 0.85
182785 | 82387-11174 | 7905 Pat Booker Live Oak | 82387 | Joint Recruiting Program | USACE | Pat Booker | United States | Texas | Bexar | Live Oak | 78233 | 0.87 | 0.85
182786 | 82387-13361 | West Loop 289 Lubbock | 82387 | Joint Recruiting Program | USACE | 289 | United States | Texas | Lubbock | Lubbock | 79416 | 0.865 | 0.84
182787 | 82387-13127 | University Lubbock | 82387 | Joint Recruiting Program | USACE | University | United States | Texas | Lubbock | Lubbock | 79401 | 0.865 | 0.84
182788 | 82387-10425 | 19th St Lubbock | 82387 | Joint Recruiting Program | USACE | 19th | United States | Texas | Lubbock | Lubbock | 79410 | 0.865 | 0.84
182789 | 82387-12895 | Sagewood Plz Lubbock | 82387 | Joint Recruiting Program | USACE | Sagewood Plaza 5604 Slide | United States | Texas | Lubbock | Lubbock | 79414 | 0.865 | 0.84
182790 | 82387-11930 | Glenna Goodacre Bldg Lubbock | 82387 | Joint Recruiting Program | USACE | Glenna Goodacre Building Suite 102 | United States | Texas | Lubbock | Lubbock | 79424 | 0.865 | 0.84
182791 | 82387-12964 | Slide Rd Lubbock | 82387 | Joint Recruiting Program | USACE | Slide Suite 407 | United States | Texas | Lubbock | Lubbock | 79424 | 0.865 | 0.84
182793 | 82387-12872 | S State St Salt Lake City | 82387 | Joint Recruiting Program | USACE | State | United States | Utah | Salt Lake | Salt Lake City | 84115 | 1.03 | 0.99
182794 | 82387-11641 | E 4500 S Salt Lake City | 82387 | Joint Recruiting Program | USACE | 4500 South Suite E 125 | United States | Utah | Salt Lake | Salt Lake City | 84107 | 1.03 | 0.99
182796 | 710259 | 5500 Amelia Earhardt Salt Lake City | 18081 | Army Mission Support | USACE | Amelia Earhardt Adm. Byrd | United States | Utah | Salt Lake | Salt Lake City | 84116 | 1.03 | 0.99
182797 | 82387-11638 | E 3300 S Salt Lake City | 82387 | Joint Recruiting Program | USACE | 3300 South Suites A,B,C | United States | Utah | Salt Lake | Salt Lake City | 84106 | 1.03 | 0.99
182798 | 82387-10101 | 111 East Broadway Salt Lake City | 82387 | Joint Recruiting Program | USACE | Broadway Suite 100 | United States | Utah | Salt Lake | Salt Lake City | 84111 | 1.03 | 0.99
182799 | 82387-12829 | 175 S Main Street Salt Lake City | 82387 | Joint Recruiting Program | USACE | Main | United States | Utah | Salt Lake | Salt Lake City | 84102 | 1.03 | 0.99
1828 | GDTA0001 | ESCN DF FL SPT PT SITE # 1 | CZQZ | CANNON AIR FORCE BASE | AFACT | P | United States | Michigan | Delta | Escanaba | 49829 | 1.035 | 1.055
182800 | 82387-10022 | 10000 Emmett F Lowry Expway Texas City | 82387 | Joint Recruiting Program | USACE | Emmett F Lowry Expway Rm 1012 | United States | Texas | Galveston | Texas City | 77591 | 0.865 | 0.84
182801 | 82387-12604 | Paluxy Square Tyler | 82387 | Joint Recruiting Program | USACE | Paluxy Stes 402 & 431 | United States | Texas | Smith | Tyler | 75703 | 0.865 | 0.84
182802 | 82387-13416 | Wsw Loop 323 Tyler | 82387 | Joint Recruiting Program | USACE | Wsw Loop 323 Brookside | United States | Texas | Smith | Tyler | 75701 | 0.865 | 0.84
182803 | 82387-12232 | Market Pl Plz Christiansburg | 82387 | Joint Recruiting Program | USACE | Arbor Drive Market Place | United States | Virginia | Montgomery | Christiansburg | 24068 | 1 | 0.96
182806 | 82387-12379 | N Germantown Pkwy Memphis | 82387 | Joint Recruiting Program | USACE | Germantown Suite 111 | United States | Tennessee | Shelby | Memphis | 38106 | 0.82 | 0.8
182807 | 710803 | 1500 Hood Avenue Fort Gillem | 66155 | DoD USMEPCOM | USACE | Hood | United States | Georgia | Clayton | Forest Park | 30297 | 0.83 | 0.8
182808 | 800275 | 531 Forest Parkway Forest Park | 82387 | Joint Recruiting Program | USACE | Forest Suite 210 | United States | Georgia | Clayton | Forest Park | 30297 | 0.83 | 0.8
182809 | 82387-12685 | Quadrangle Dr Bolingbrook | 82387 | Joint Recruiting Program | USACE | Quadrangle | United States | Illinois | Will | Bolingbrook | 60440 | 1.03 | 1.045
182810 | 800001 | 106 W Boughton Rd Bolingbrook | 82387 | Joint Recruiting Program | USACE | Boughton | United States | Illinois | Will | Bolingbrook | 60440 | 1.03 | 1.045
182811 | 82387-11611 | Dodge Ave Evanston | 82387 | Joint Recruiting Program | USACE | Dodge | United States | Illinois | Cook | Evanston | 60201 | 1.18 | 1.25
182812 | 82387-13190 | W 95th Oak Lawn | 82387 | Joint Recruiting Program | USACE | & 6344 95th | United States | Illinois | Cook | Oak Lawn | 60453 | 1.18 | 1.25
182813 | 82387-10078 | 108 S Boone Street Olney | 82387 | Joint Recruiting Program | USACE | Boone | United States | Illinois | Richland | Olney | 62450 | 1.03 | 1.045
182814 | 82387-11375 | Bedford St Stamford | 82387 | Joint Recruiting Program | USACE | Bedford | United States | Connecticut | Fairfield | Stamford | 06901 | 1.16 | 1.2
182815 | 82387-10081 | 1096-1098 High Ridge Stamford | 82387 | Joint Recruiting Program | USACE | 1096-1098 High | United States | Connecticut | Fairfield | Stamford | 06905 | 1.16 | 1.2
182817 | 82387-11603 | Depot Village Wauseon | 82387 | Joint Recruiting Program | USACE | Depot Suite | United States | Ohio | Fulton | Wauseon | 43567 | 0.925 | 0.9195
182818 | 82387-10736 | 3300 Chambers Road Horseheads | 82387 | Joint Recruiting Program | USACE | Chambers Road | United States | New York | Chemung | Horseheads | 14845 | 1.06 | 1.075
182819 | 82387-12515 | New York Ave Huntington Sta | 82387 | Joint Recruiting Program | USACE | New York | United States | New York | Suffolk | Huntington Station | 11746 | 1.06 | 1.075
182820 | 82387-13155 | Vestal Pk Vestal | 82387 | Joint Recruiting Program | USACE | Vestal Park#23 4700 Vestal | United States | New York | Broome | Vestal | 13851 | 1.06 | 1.075
182822 | 82387-12346 | N Brightleaf Smithfield | 82387 | Joint Recruiting Program | USACE | Brightleaf Centre Point | United States | North Carolina | Johnston | Smithfield | 27577 | 0.885 | 0.855
182823 | 82387-11072 | 643-719 Greenwood Road Boone | 82387 | Joint Recruiting Program | USACE | Greenwood Suite G | United States | North Carolina | Watauga | Boone | 28607 | 0.885 | 0.855
182825 | 710869 | 3934 Taryn Trace Zanesville | 82387 | Joint Recruiting Program | USACE | Taryn Suite M7 | United States | Ohio | Muskingum | Zanesville | 43701 | 0.925 | 0.9195
182826 | 82387-12427 | N Maple Ave Zanesville | 82387 | Joint Recruiting Program | USACE | Maple | United States | Ohio | Muskingum | Zanesville | 43701 | 0.925 | 0.9195
182827 | 82387-12408 | N Main Altus | 82387 | Joint Recruiting Program | USACE | Main Suites M4 And M5 | United States | Oklahoma | Jackson | Altus | 73521 | 0.89 | 0.87
182828 | 82387-13390 | Will Rogers Blvd Claremore | 82387 | Joint Recruiting Program | USACE | Will Rogers | United States | Oklahoma | Rogers | Claremore | 74018 | 0.875 | 0.85
182829 | 82387-10777 | 363 North Comrie Avenue Johnstown | 82387 | Joint Recruiting Program | USACE | Comrie | United States | New York | Fulton | Johnstown | 12095 | 1.06 | 1.075
182830 | 82387-11355 | Avenue Plz New Hartford | 82387 | Joint Recruiting Program | USACE | Avenue 4681 Commercial Driv | United States | New York | Oneida | New Hartford | 13413 | 1.16 | 1.08
182831 | 82387-11793 | Eastville Shpg Plz Fremont | 82387 | Joint Recruiting Program | USACE | 23rd Avenue Eastville Shopping | United States | Nebraska | Dodge | Fremont | 68025 | 0.93 | 0.915
182832 | 82387-10181 | 1249 S 7 Hwy Blue Springs | 82387 | Joint Recruiting Program | USACE | 7 Unit C | United States | Missouri | Jackson | Blue Springs | 64014 | 0.99 | 1.02
182833 | 82387-10465 | 203 Veteran'S Blvd. Branson | 82387 | Joint Recruiting Program | USACE | Veteran'S | United States | Missouri | Taney | Branson | 65616 | 0.985 | 1.005
182834 | 18081-10194 | 7 Parcels Of Land Hanover | 18081 | Army Mission Support | USACE | Parcels Of Town Of Hanover | United States | New Hampshire | Hillsborough | New Boston | 03070 | 1.075 | 1.075
182837 | 82387-12992 | Sparta Rd Newton | 82387 | Joint Recruiting Program | USACE | Sparta Ground Floor | United States | New Jersey | Sussex | Newton | 07860 | 1.165 | 1.235
182838 | 82387-12772 | S Broad St Woodbury | 82387 | Joint Recruiting Program | USACE | Broad | United States | New Jersey | Gloucester | Woodbury | 08096 | 1.165 | 1.235
182839 | 18081-10265 | Board Of Chosen East Freehold | 18081 | Army Mission Support | USACE | Board Of Chosen Freeholder/Po 1255 | United States | New Jersey | Monmouth | East Freehold | 07728 | 1.24 | 1.31
182840 | 18081-10266 | Board Of Chosen Free East Freehold | 18081 | Army Mission Support | USACE | Board Of Chosen Free Holders/ Main | United States | New Jersey | Monmouth | East Freehold | 07728 | 1.24 | 1.31
182841 | 18081-10530 | Roe East Freehold | 18081 | Army Mission Support | USACE | Roe Main | United States | New Jersey | Monmouth | East Freehold | 07728 | 1.24 | 1.31
182842 | 82387-10357 | 1690 Old Gravois High Ridge | 82387 | Joint Recruiting Program | USACE | Old Gravois | United States | Missouri | Jefferson | High Ridge | 63049 | 0.985 | 1.005
182843 | 82387-11373 | Beaver Vly Mall Monaca | 82387 | Joint Recruiting Program | USACE | Beaver Valley Space 140 | United States | Pennsylvania | Beaver | Monaca | 15061 | 1.065 | 1.105
182844 | 82387-11455 | Canterbury Commons Indiana | 82387 | Joint Recruiting Program | USACE | Canterbury Commons #2275 Canterbury Ofc Suites, 422 | United States | Pennsylvania | Indiana | Indiana | 15701 | 1.065 | 1.105
182845 | 800087 | 11351 State Route 30 Irwin | 82387 | Joint Recruiting Program | USACE | State 30 Jacktown Professional Building | United States | Pennsylvania | Westmoreland | Irwin | 15642 | 1.065 | 1.105
182846 | 82387-10671 | 300 North State Street Weatherford | 82387 | Joint Recruiting Program | USACE | State Stre | United States | Oklahoma | Custer | Weatherford | 73096 | 0.875 | 0.85
182847 | 82387-12792 | S Cornwell Dr Yukon | 82387 | Joint Recruiting Program | USACE | Cornwell | United States | Oklahoma | Canadian | Yukon | 73099 | 0.86 | 0.83
182848 | 82387-11914 | Garth Brooks Blvd Yukon | 82387 | Joint Recruiting Program | USACE | Garth Bl | United States | Oklahoma | Canadian | Yukon | 73099 | 0.86 | 0.83
182849 | 800080 | 20399 Perry Highway Cranberry Township | 82387 | Joint Recruiting Program | USACE | Perry Suites 202 And 206a | United States | Pennsylvania | Butler | Cranberry Township | 16066 | 1.065 | 1.105
182850 | 82387-11922 | Georgia Ave North Augusta | 82387 | Joint Recruiting Program | USACE | Georgia | United States | South Carolina | Aiken | North Augusta | 29841 | 0.92 | 0.885
182851 | 82387-10952 | 520 George Nigh Expressway Mcalester | 82387 | Joint Recruiting Program | USACE | George Nigh Expressway Mc Alester Shopping | United States | Oklahoma | Pittsburg | Mcalester | 74501 | 0.875 | 0.85
182852 | 82387-13090 | Tri-County Plz Belle Vernon | 82387 | Joint Recruiting Program | USACE | Tri-County Unit #205 | United States | Pennsylvania | Fayette | Belle Vernon | 15012 | 1.065 | 1.105
182853 | 82387-12939 | Shaw Dr Sumter | 82387 | Joint Recruiting Program | USACE | Shaw Room 2052 | United States | South Carolina | Sumter | Sumter | 29152 | 0.96 | 0.93
182854 | 82387-11107 | 6th St Jacksonville | 82387 | Joint Recruiting Program | USACE | Main Station Facilit 620 Sixth | United States | Arkansas | Pulaski | Jacksonville | 72099 | 0.83 | 0.8
182861 | 82387-11771 | E Three Notch St Andalusia | 82387 | Joint Recruiting Program | USACE | Three Notch | United States | Alabama | Covington | Andalusia | 36420 | 0.855 | 0.83
182862 | 82387-12302 | Montgomery Hwy Birmingham | 82387 | Joint Recruiting Program | USACE | Montgomery Suite 1 | United States | Alabama | Jefferson | Birmingham | 35216 | 0.855 | 0.83
182863 | 82387-10426 | 19th St S Birmingham | 82387 | Joint Recruiting Program | USACE | 19th So Suite F | United States | Alabama | Jefferson | Birmingham | 35244 | 0.855 | 0.83
182864 | 82387-11742 | E Park Dr Birmingham | 82387 | Joint Recruiting Program | USACE | Park Su 208 | United States | Alabama | Jefferson | Birmingham | 35235 | 0.855 | 0.83
182865 | 82387-11571 | Crestwood Blvd Birmingham | 82387 | Joint Recruiting Program | USACE | Crestwood #610,614,1206,1208 | United States | Alabama | Jefferson | Birmingham | 35210 | 0.855 | 0.83
182866 | 82387-11988 | Highway 14 Prattville | 82387 | Joint Recruiting Program | USACE | 14 | United States | Alabama | Autauga | Prattville | 36067 | 0.87 | 0.85
182868 | 82387-12146 | 1113 James Street Demopolis | 82387 | Joint Recruiting Program | USACE | James | United States | Alabama | Marengo | Demopolis | 35470 | 0.855 | 0.83
182869 | 82387-10935 | 505 Old Steese Hwy Fairbanks | 82387 | Joint Recruiting Program | USACE | Old Steese | United States | Alaska | Fairbanks North Star | Fairbanks | 99701 | 2.09 | 2.08
182870 | 82387-10178 | 1241 Mcfarland Blvd Tuscaloosa | 82387 | Joint Recruiting Program | USACE | Mcfarland Blvde # D-1,D-2,D-3,D-4 | United States | Alabama | Tuscaloosa | Tuscaloosa | 35404 | 0.855 | 0.83
182871 | 82387-11839 | Fed Bldg Rm 144 Tuscaloosa | 82387 | Joint Recruiting Program | USACE | Fed Bldg Rm 144 Po Box 2350 | United States | Alabama | Tuscaloosa | Tuscaloosa | 35401 | 0.855 | 0.83
182872 | 82387-13123 | University Blvd Tuscaloosa | 82387 | Joint Recruiting Program | USACE | Univ Suite 107 | United States | Alabama | Tuscaloosa | Tuscaloosa | 35401 | 0.855 | 0.83
182875 | 82387-10997 | 57059 29-Palms Hwy Yucca Valley | 82387 | Joint Recruiting Program | USACE | 29-Palms | United States | California | San Bernardino | Yucca Valley | 92284 | 1.2 | 1.25
182876 | 82387-10834 | 4104 Outlook Blvd Pueblo | 82387 | Joint Recruiting Program | USACE | Outlook Building D, Ste 135 | United States | Colorado | Pueblo | Pueblo | 81008 | 1.08 | 1.06
182877 | 82387-12204 | Main St Security | 82387 | Joint Recruiting Program | USACE | Main | United States | Colorado | El Paso | Security | 80911 | 1.04 | 1.02
182878 | 82387-12044 | Hwy 92 Woodstock | 82387 | Joint Recruiting Program | USACE | 92 Suite 150 | United States | Georgia | Cherokee | Woodstock | 30188 | 0.865 | 0.83
182879 | 82387-10998 | 5737 Old National Hwy College Park | 82387 | Joint Recruiting Program | USACE | Old National Suites 200 & 300 | United States | Georgia | Fulton | College Park | 30349 | 0.83 | 0.8
182880 | 800272 | 5131 Highway 278 Nw Covington | 82387 | Joint Recruiting Program | USACE | 278 | United States | Georgia | Newton | Covington | 30014 | 0.865 | 0.83
182881 | 82387-11604 | Des Plaines Des Plaines | 82387 | Joint Recruiting Program | USACE | Des Plaines Suites 26,28,34 & 36 | United States | Illinois | Cook | Des Plaines | 60018 | 1.18 | 1.25
182882 | 82387-10368 | 1700 South Wolf Road Des Plaines | 66155 | DoD USMEPCOM | USACE | Wolf | United States | Illinois | Cook | Des Plaines | 60018 | 1.18 | 1.25
182883 | 82387-12808 | S Halsted Homewood | 82387 | Joint Recruiting Program | USACE | Halsted, #3w | United States | Illinois | Cook | Homewood | 60430 | 1.18 | 1.25
182884 | 82387-12917 | Se 14th St Des Moines | 82387 | Joint Recruiting Program | USACE | 14th Stes: 400,420,440,46 | United States | Iowa | Polk | Des Moines | 50320 | 0.95 | 0.95
182885 | 82387-13188 | W 88th Ave Westminster | 82387 | Joint Recruiting Program | USACE | 88th Units F & G | United States | Colorado | Adams | Westminster | 80021 | 0.99 | 0.98
182886 | 82387-11556 | Cortez Blvd Brooksville | 82387 | Joint Recruiting Program | USACE | Cortez Blvd | United States | Florida | Hernando | Brooksville | 34601 | 0.81 | 0.78
182887 | 800205 | 13291 Chambord Street Brooksville | 82387 | Joint Recruiting Program | USACE | Coastal Landing 13291 Chambord | United States | Florida | Hernando | Brooksville | 34613 | 0.81 | 0.78
182891 | 82387-11615 | Douglas Blvd Douglasville | 82387 | Joint Recruiting Program | USACE | Douglas Blvd Suite 1305 Arbor | United States | Georgia | Douglas | Douglasville | 30135 | 0.865 | 0.83
182892 | 82387-12518 | Newnan Station Dr Newnan | 82387 | Joint Recruiting Program | USACE | Newnan Station | United States | Georgia | Coweta | Newnan | 30265 | 0.865 | 0.83
182893 | 82387-13131 | Us 19 N Clearwater | 82387 | Joint Recruiting Program | USACE | Us 19 North, Suite 260 | United States | Florida | Pinellas | Clearwater | 33763 | 0.82 | 0.8
182894 | 82387-10600 | 25821 Us Hwy 19 N Clearwater | 82387 | Joint Recruiting Program | USACE | Us Hwy 19 Cypress Point Sh | United States | Florida | Pinellas | Clearwater | 33763 | 0.82 | 0.8
182896 | 82387-13170 | W 159th St Orland Park | 82387 | Joint Recruiting Program | USACE | 159th | United States | Illinois | Cook | Orland Park | 60462 | 1.18 | 1.25
182897 | 82387-12414 | N Main St Ex Wallingford | 82387 | Joint Recruiting Program | USACE | Main Ex | United States | Connecticut | New Haven | Wallingford | 06492 | 1.165 | 1.205
182898 | 82387-11003 | 581 Wolcott Street Waterbury | 82387 | Joint Recruiting Program | USACE | Wolcott | United States | Connecticut | New Haven | Waterbury | 06705 | 1.165 | 1.205
182899 | 82387-12147 | Loch Rane Blvd Orange Park | 82387 | Joint Recruiting Program | USACE | Loch Rane Suites 128,129,129a | United States | Florida | Clay | Orange Park | 32073 | 0.8 | 0.78
182901 | 82387-13310 | W State St New Castle | 82387 | Joint Recruiting Program | USACE | State | United States | Pennsylvania | Lawrence | New Castle | 16101 | 1.065 | 1.105
182902 | 82387-10535 | 22nd St. Lebanon | 82387 | Joint Recruiting Program | USACE | St. Rf - Lebanon Valley | United States | Pennsylvania | Lebanon | Lebanon | 17042 | 0.99 | 1
182903 | 82387-12634 | Pendleton St Easley | 82387 | Joint Recruiting Program | USACE | Pendleton Suites & F | United States | South Carolina | Pickens | Easley | 29640 | 0.92 | 0.885
182904 | 710587 | 5115-H Calhoun Memorial Dr Easley | 82387 | Joint Recruiting Program | USACE | Calhoun Memorial Unit H | United States | South Carolina | Pickens | Easley | 29640 | 0.92 | 0.885
182905 | 82387-12820 | S Irby St Florence | 82387 | Joint Recruiting Program | USACE | Irby | United States | South Carolina | Florence | Florence | 29501 | 0.92 | 0.885
182906 | 82387-10059 | 104 Sebrell Street Florence | 82387 | Joint Recruiting Program | USACE | Sebrell | United States | South Carolina | Florence | Florence | 29505 | 0.92 | 0.885
182907 | 82387-10395 | Magruder Avenue Bldg 2340 Fort Jackson | 82387 | Joint Recruiting Program | USACE | Magruder Bldg 2340 | United States | South Carolina | Richland | Fort Jackson | 29201 | 0.87 | 0.83
182908 | 710954 | 2435 Marion Avenue Fort Jackson | 66155 | DoD USMEPCOM | USACE | Marion | United States | South Carolina | Richland | Fort Jackson | 29207 | 0.87 | 0.84
182910 | 82387-12639 | Peters Creek Roanoke | 82387 | Joint Recruiting Program | USACE | Peters | United States | Virginia | Roanoke | Roanoke | 24019 | 0.92 | 0.89
182911 | 82387-10946 | 5175 Peters Creek Road Roanoke | 82387 | Joint Recruiting Program | USACE | Peters Creek Suite 1a | United States | Virginia | Roanoke | Roanoke | 24019 | 0.92 | 0.89
182912 | 710418 | 2461 Memorial Blvd Kingsport | 82387 | Joint Recruiting Program | USACE | Memorial | United States | Tennessee | Sullivan | Kingsport | 37664 | 0.835 | 0.82
182913 | 18081-10030 | 10368 Wallace Alley Kingsport | 18081 | Army Mission Support | USACE | Wallace Suite 15 & 16 | United States | Tennessee | Sullivan | Kingsport | 37664 | 0.835 | 0.82
182915 | 82387-13088 | Trawood El Paso | 82387 | Joint Recruiting Program | USACE | Trawood Ste 14 | United States | Texas | El Paso | El Paso | 79935 | 0.86 | 0.83
182916 | 18081-10333 | Fort Bliss El Paso | 18081 | Army Mission Support | USACE | Bliss | United States | Texas | El Paso | El Paso | 79902 | 0.86 | 0.83
182917 | 82387-11260 | 9100 Viscount Blvd El Paso | 82387 | Joint Recruiting Program | USACE | Viscount Stes B & F | United States | Texas | El Paso | El Paso | 79925 | 0.86 | 0.83
182918 | 710956 | 6380 Morgan Avenue El Paso | 18081 | Army Mission Support | USACE | Morgan | United States | Texas | El Paso | El Paso | 79906 | 0.86 | 0.83
182919 | 82387-12534 | North Loop El Paso | 82387 | Joint Recruiting Program | USACE | Suite 94a | United States | Texas | El Paso | El Paso | 79907 | 0.86 | 0.83
182920 | 82387-13427 | Zaragosa Rd El Paso | 82387 | Joint Recruiting Program | USACE | Zaragosa Ste 113 | United States | Texas | El Paso | El Paso | 79936 | 0.86 | 0.83
182921 | 711232 | 7208, 7210 & 7212 North Mesa Street El Paso | 82387 | Joint Recruiting Program | USACE | 7210 & 7212 Mesa | United States | Texas | El Paso | El Paso | 79912 | 0.86 | 0.83
182922 | 82387-13100 | Two Mile Pkwy Goodlettsville | 82387 | Joint Recruiting Program | USACE | Two Mile Suite A-35 | United States | Tennessee | Davidson | Goodlettsville | 37072 | 0.835 | 0.82
182923 | 01530-10035 | Usarc Greeneville | 01530 | 81st Readiness Division | ARRES | Barton Ridge Rd | United States | Tennessee | Greene | Greeneville | 37743 | 0.835 | 0.82
182924 | 82387-13097 | Tusculum Blvd Greeneville | 82387 | Joint Recruiting Program | USACE | Tusculum Suite 305 | United States | Tennessee | Greene | Greeneville | 37743 | 0.835 | 0.82
182925 | 82387-11650 | E Andrew Johnson Hwy Greeneville | 82387 | Joint Recruiting Program | USACE | Andrew Johnson Unit No 2 | United States | Tennessee | Greene | Greeneville | 37745 | 0.835 | 0.82
182926 | 82387-12996 | Spring Centre Mechanicsvile | 82387 | Joint Recruiting Program | USACE | Mechanicsvile Spring Centre Shp | United States | Virginia | Hanover | Mechanicsville | 23111 | 0.92 | 0.89
182927 | 82387-11860 | Fm 1960 Bypass Humble | 82387 | Joint Recruiting Program | USACE | Fm 1960 Commons @ Deerbrook | United States | Texas | Harris | Humble | 77338 | 0.865 | 0.84
182929 | 18081-10183 | 6321 Campus Circle Irving | 18081 | Army Mission Support | USACE | Campus | United States | Texas | Dallas | Irving | 75063 | 0.83 | 0.82
182930 | 82387-12341 | N Beltline Irving | 82387 | Joint Recruiting Program | USACE | Beltline Beltline | United States | Texas | Dallas | Irving | 75062 | 0.83 | 0.82
182932 | 710750 | 201 North Shary Road Mission | 82387 | Joint Recruiting Program | USACE | Shary Suite A00 | United States | Texas | Hidalgo | Mission | 78572 | 0.865 | 0.84
182933 | 18081-10201 | 720 Thimble Shoals Blvd Newport News | 18081 | Army Mission Support | USACE | Thimble Shoals Blvd Thimble Shoals B | United States | Virginia | Newport News (City) | Newport News | 23606 | 0.98 | 0.94
182934 | 82387-10273 | 14346 Warwick Blvd. Newport News | 82387 | Joint Recruiting Program | USACE | Warwick Unit 468 | United States | Virginia | Newport News (City) | Newport News | 23602 | 0.98 | 0.94
182935 | 82387-13340 | Warwick Blvd Newport News | 82387 | Joint Recruiting Program | USACE | Warwick Unit #370 | United States | Virginia | Newport News | Newport News | 23602 | 0.98 | 0.94
182936 | 82387-13229 | W Expressway 83 Weslaco | 82387 | Joint Recruiting Program | USACE | 83 Unit 5 & 6 | United States | Texas | Hidalgo | Weslaco | 78596 | 0.865 | 0.84
182937 | 82387-10692 | 306 North Main St Barre | 82387 | Joint Recruiting Program | USACE | Main | United States | Vermont | Washington | Barre | 05641 | 1.07 | 1.07
182938 | 82387-13256 | W Main St Bennington | 82387 | Joint Recruiting Program | USACE | Main | United States | Vermont | Bennington | Bennington | 05201 | 1.04 | 1.04
182940 | 82387-12748 | S 14th St Kingsville | 82387 | Joint Recruiting Program | USACE | 14th | United States | Texas | Kleberg | Kingsville | 78363 | 0.9 | 0.88
182941 | 711200 | 4909 North Street Nacogdoches | 82387 | Joint Recruiting Program | USACE | Suite 209 | United States | Texas | Nacogdoches | Nacogdoches | 75965 | 0.865 | 0.84
182942 | 82387-12537 | North St Nacogdoches | 82387 | Joint Recruiting Program | USACE | Street Northview | United States | Texas | Nacogdoches | Nacogdoches | 75965 | 0.865 | 0.84
182944 | 82387-11329 | Arbor Oak Dr Ashland | 82387 | Joint Recruiting Program | USACE | Arbor Oak Suite 106 | United States | Virginia | Hanover | Ashland | 23005 | 0.92 | 0.89
182946 | 82387-13044 | Sunset Blvd Lexington | 82387 | Joint Recruiting Program | USACE | Sunset Blvd Towne | United States | South Carolina | Lexington | Lexington | 29072 | 0.87 | 0.83
182949 | 82387-12219 | Mall Plymouth Meeting | 82387 | Joint Recruiting Program | USACE | Plymouth Meetg Suite 2340 | United States | Pennsylvania | Montgomery | Plymouth Meeting | 19462 | 1.065 | 1.105
182950 | 82387-11461 | Carolina Cove Beaufort | 82387 | Joint Recruiting Program | USACE | Hwy, Carolina Exe Suite 105 | United States | South Carolina | Beaufort | Beaufort | 29902 | 1.03 | 1
182951 | 82387-11560 | County Line Rd Huntingdon Valley | 82387 | Joint Recruiting Program | USACE | County Line | United States | Pennsylvania | Montgomery | Huntingdon Valley | 19006 | 1.065 | 1.105
182952 | 82387-11664 | E Calder Way State College | 82387 | Joint Recruiting Program | USACE | Calder Rf | United States | Pennsylvania | Centre | State College | 16801 | 1.065 | 1.105
182953 | 82387-12766 | S Atherton State College | 82387 | Joint Recruiting Program | USACE | Atherton Rf | United States | Pennsylvania | Centre | State College | 16801 | 1.065 | 1.105
182954 | 82387-10259 | 141 S. Fraser Street State College | 82387 | Joint Recruiting Program | USACE | Fraser Street Parking-Fraser Lot | United States | Pennsylvania | Centre | State College | 16801 | 1.065 | 1.105
182955 | 82387-13222 | W College Ave State College | 82387 | Joint Recruiting Program | USACE | College Avene Rf | United States | Pennsylvania | Centre | State College | 16801 | 1.065 | 1.105
182956 | 82387-12763 | S Allen St State College | 82387 | Joint Recruiting Program | USACE | Allen Rf | United States | Pennsylvania | Centre | State College | 16801 | 1.065 | 1.105
182957 | 711144 | Beaver Ave Lot State College | 82387 | Joint Recruiting Program | USACE | Beaver Lot Parking | United States | Pennsylvania | Centre | State College | 16801 | 1.065 | 1.105
182958 | 82387-10134 | 118 S. Fraser Street State College | 82387 | Joint Recruiting Program | USACE | Fraser Street Parking-Railroad Lot | United States | Pennsylvania | Centre | State College | 16801 | 1.065 | 1.105
182961 | 82387-12409 | N Main Miami | 82387 | Joint Recruiting Program | USACE | Main N. Main Plaza Shopping | United States | Oklahoma | Ottawa | Miami | 74354 | 0.875 | 0.85
182962 | 82387-12947 | Shoemaker Rd Pottstown | 82387 | Joint Recruiting Program | USACE | Shoemaker Rd, F Tri-County | United States | Pennsylvania | Montgomery | Pottstown | 19464 | 1.065 | 1.105
182963 | 82387-11531 | Commercial St Astoria | 82387 | Joint Recruiting Program | USACE | Commercial Suite 2 | United States | Oregon | Clatsop | Astoria | 97103 | 1.12 | 1.145
182964 | 800176 | 1251 E. Mcandrews Medford | 82387 | Joint Recruiting Program | USACE | Mcandrews Suite 116 | United States | Oregon | Jackson | Medford | 97501 | 1.12 | 1.145
182965 | 82387-11397 | Bldg No. 2 Everett Mall Everett | 82387 | Joint Recruiting Program | USACE | Bldg 2 Everett Mall 1203 Southeast Everett Mall | United States | Washington | Snohomish | Everett | 98208 | 1.085 | 1.095
182966 | 53465-10003 | Rr Crossing Fort Lewis | 53465 | Joint Base Lewis McChord | ARACT | Liggett Ave Tract 100l-Rr Mile Post 16 | United States | Washington | Pierce | JOINT BASE LEWIS-MCCHORD | 98433 | 1.21 | 1.16
182967 | 82387-11862 | Foot Hill Blvd Rock Springs | 82387 | Joint Recruiting Program | USACE | Foot Hill Suite 2 | United States | Wyoming | Sweetwater | Rock Springs | 82901 | 1.045 | 1.035
182968 | 710052 | 2700 Oneida Road Green Bay | 82387 | Joint Recruiting Program | USACE | Oneida Road Bayside Market Units 23 And 24 | United States | Wisconsin | Brown | Green Bay | 54304 | 1.085 | 1.12
182970 | 82387-12940 | Shawano Ave Green Bay | 82387 | Joint Recruiting Program | USACE | Shawano | United States | Wisconsin | Brown | Green Bay | 54303 | 1.085 | 1.12
182971 | 710861 | 3016 South Business Drive Sheboygan | 82387 | Joint Recruiting Program | USACE | Business | United States | Wisconsin | Sheboygan | Sheboygan | 53081 | 1.085 | 1.12
182972 | 82387-10956 | 521 Se 155th Ave Vancouver | 82387 | Joint Recruiting Program | USACE | 155th | United States | Washington | Clark | Vancouver | 98684 | 1.085 | 1.095
182973 | 18081-10160 | 500 West 12th St. Vancouver | 18081 | Army Mission Support | USACE | 12th | United States | Washington | Clark | Vancouver | 98666 | 1.085 | 1.095
182975 | 82387-12218 | Mall Dr Vancouver | 82387 | Joint Recruiting Program | USACE | Vancouver Dr, Bldg 4 | United States | Washington | Clark | Vancouver | 98662 | 1.085 | 1.095
182976 | 800200 | 3415 Se 192nd Street Vancouver | 82387 | Joint Recruiting Program | USACE | 192nd Suite 103 | United States | Washington | Clark | Vancouver | 98683 | 1.085 | 1.095
182977 | 82387-12501 | Ne 41st St Vancouver | 82387 | Joint Recruiting Program | USACE | 41st Suite 120 | United States | Washington | Clark | Vancouver | 98662 | 1.085 | 1.095
182978 | 82387-11632 | E 15th St Vancouver | 82387 | Joint Recruiting Program | USACE | 15th Suite 10 | United States | Washington | Clark | Vancouver | 98663 | 1.085 | 1.095
182980 | 82387-12499 | Ne 20th Ave Vancouver | 82387 | Joint Recruiting Program | USACE | 20th Avenue #A109 Salmon Creek | United States | Washington | Clark | Vancouver | 98686 | 1.085 | 1.095
182981 | 82387-10215 | 13120 Ne 177th Pl Woodinville | 82387 | Joint Recruiting Program | USACE | 177th Suite 102 | United States | Washington | King | Woodinville | 98072 | 1.12 | 1.14
182982 | 82387-11625 | Duval Rd Woodinville | 82387 | Joint Recruiting Program | USACE | Woodinville- Duval Suite D-23a | United States | Washington | King | Woodinville | 98072 | 1.12 | 1.14
182983 | 82387-13017 | State Rd Lacrosse | 82387 | Joint Recruiting Program | USACE | State | United States | Wisconsin | La Crosse | La Crosse | 54601 | 1.085 | 1.12
182988 | 82387-10581 | 25 Mallard Court Beckley | 82387 | Joint Recruiting Program | USACE | Mallard | United States | West Virginia | Raleigh | Beckley | 25801 | 1.02 | 1.03
182989 | 02220 | Seward Rec Small Boat Harbor | 02871 | US Army Garrison Alaska | ARACT | Army Recreation Army Recreation Camp | United States | Alaska | Kenai Peninsula | Seward | 99664 | 4.45 | 4.11
182991 | 711202 | Stonewall Square Center,Suite625e Jacksonville | 82387 | Joint Recruiting Program | USACE | Stonewall Center,Suite625e | United States | Arkansas | Pulaski | Jacksonville | 72076 | 0.83 | 0.8
182992 | 82387-12579 | Octagon Bldg Saint Johnsbury | 82387 | Joint Recruiting Program | USACE | Eastern Ste. A1, Octagon Bld | United States | Vermont | Caledonia | St. Johnsbury | 05819 | 1.04 | 1.04
182993 | 710634 | 502 East Pieodmont Street Culpeper | 18081 | Army Mission Support | USACE | Pieodmont | United States | Virginia | Culpeper | Culpeper | 22701 | 0.92 | 0.89
182994 | 82387-12167 | Madison Rd Culpeper | 82387 | Joint Recruiting Program | USACE | Madison | United States | Virginia | Culpeper | Culpeper | 22701 | 0.92 | 0.89
182995 | 82387-11082 | 6575 W Loop South Bellaire | 82387 | Joint Recruiting Program | USACE | South Suites 495 & 175 | United States | Texas | Harris | Bellaire | 77401 | 0.865 | 0.84
182996 | 82387-13362 | West Loop South Bellaire | 82387 | Joint Recruiting Program | USACE | South Suite 455 | United States | Texas | Harris | Bellaire | 77401 | 0.865 | 0.84
182997 | 18081-10211 | 7ces/Cerf Dyess Afb | 18081 | Army Mission Support | USACE | 7ces/Cerf 710 3rd | United States | Texas | Taylor | Dyess Afb | 79607 | 0.88 | 0.86
182999 | 18081-10197 | 710 3rd St Dyess Afb | 18081 | Army Mission Support | USACE | 3rd 7ces/Cerf | United States | Texas | Taylor | Dyess Afb | 79607 | 0.88 | 0.86
1830 | GGWR0001 | JUNIPER BUTTE RANGE SITE # 1 | QYZH | MT HOME AFB | AFACT | 4 Clover Three Creeks Road (GGRW) | United States | Idaho | Twin Falls | Unknown | 83321 | 1.055 | 1.045
183000 | 18081-10436 | Naval Air Reserve-Norfolk Norfolk | 18081 | Army Mission Support | USACE | Naval Air Reserve-Norfolk 1530 Gilbert St-Bldg N-26 | United States | Virginia | Norfolk | Norfolk | 23511 | 0.98 | 0.94
183002 | 82387-12066 | Janaf Shopping Ctr Norfolk | 82387 | Joint Recruiting Program | USACE | Janaf Shopping | United States | Virginia | Norfolk (City) | Norfolk | 23502 | 0.98 | 0.94
183003 | 82387-11711 | E Little Crk Rd Norfolk | 82387 | Joint Recruiting Program | USACE | Little Crk Rd Little Crk Shopp | United States | Virginia | Norfolk | Norfolk | 23518 | 0.98 | 0.94
183004 | 82387-11898 | Front St Norfolk | 82387 | Joint Recruiting Program | USACE | Front Usace Bldg - 1st Fl. | United States | Virginia | Norfolk (City) | Norfolk | 23510 | 0.98 | 0.94
183005 | 18081-10439 | Naval Reserve Center Norfolk | 18081 | Army Mission Support | USACE | Naval Reserve Center One Navy Drive Little | United States | Virginia | Norfolk | Norfolk | 23521 | 0.98 | 0.94
183006 | 18081-10435 | Naval Air Reserve, Norfolk Norfolk | 18081 | Army Mission Support | USACE | Naval Air Reserve, Norfolk 521 Cres, Bldg Sp-12 | United States | Virginia | Norfolk | Norfolk | 23511 | 0.98 | 0.94
183007 | 82387-11368 | Bay Area Blvd Webster | 82387 | Joint Recruiting Program | USACE | Bay Area Stes 520 & 605 | United States | Texas | Harris | Webster | 77598 | 0.865 | 0.84
183013 | 82387-11940 | Grand Ave Wausau | 82387 | Joint Recruiting Program | USACE | Grand Suite 100 | United States | Wisconsin | Marathon | Wausau | 54403 | 1.085 | 1.12
183016 | 82387-11057 | 6249 Us Highway 231 Wetumpka | 82387 | Joint Recruiting Program | USACE | Us 231 | United States | Alabama | Elmore | Wetumpka | 36092 | 0.855 | 0.83
183017 | 82387-11970 | Hancock Rd 145 Bullhead City | 82387 | Joint Recruiting Program | USACE | Hancock Rd 145 Armed Forces | United States | Arizona | Mohave | Bullhead City | 86442 | 0.925 | 0.905
183018 | 82387-13093 | Tucker Kingman | 82387 | Joint Recruiting Program | USACE | Tucker Suite 4 | United States | Arizona | Mohave | Kingman | 86401 | 0.925 | 0.905
183019 | 800302 | 2525 N Scottsdale Road Scottsdale | 82387 | Joint Recruiting Program | USACE | Scottsdale Suite 1 | United States | Arizona | Maricopa | Scottsdale | 85257 | 0.91 | 0.89
183024 | 800252 | 7419 Highway 431 North Albertville | 82387 | Joint Recruiting Program | USACE | 431 | United States | Alabama | Marshall | Unknown | 35950 | 0.855 | 0.83
183025 | 01530-10036 | GEN Joseph Wheeler USARC | 01530 | 81st Readiness Division | ARRES | Hatch Boulevard | United States | Alabama | Colbert | Sheffield | 35660-1965 | 0.855 | 0.83
183026 | 82387-11916 | Gault Ave N Fort Payne | 82387 | Joint Recruiting Program | USACE | B Gault | United States | Alabama | DeKalb | Fort Payne | 35967 | 0.855 | 0.83
183027 | 18081-10302 | Crenshaw County Highland Home | 18081 | Army Mission Support | USACE | Crenshaw County | United States | Alabama | Crenshaw | Highland Home | 36041 | 0.855 | 0.83
183028 | 82387-12717 | Riverchase Hoover | 82387 | Joint Recruiting Program | USACE | Montgomery Suite 132 | United States | Alabama | Jefferson | Hoover | 35216 | 0.855 | 0.83
183029 | 82387-11579 | Cypress Creek Rd Cedar Park | 82387 | Joint Recruiting Program | USACE | Cypress Creek Suite 104 | United States | Texas | Williamson | Cedar Park | 78613 | 0.865 | 0.84
183030 | 82387-12618 | Parkway Rd Charleston | 82387 | Joint Recruiting Program | USACE | Parkway Rd Southridge - Suite C | United States | West Virginia | Kanawha | Charleston | 25303 | 1 | 1.01
183031 | 82387-12445 | N Nolan River Rd Cleburne | 82387 | Joint Recruiting Program | USACE | Nolan River R Nolan River | United States | Texas | Johnson | Cleburne | 76033 | 0.865 | 0.84
183032 | 82387-13237 | W Henderson Cleburne | 82387 | Joint Recruiting Program | USACE | Henderson Suite 16 | United States | Texas | Johnson | Cleburne | 76031 | 0.865 | 0.84
183035 | 710834 | Tract No. 100le-1 Rainelle | 42560 | 99th Readiness Division | ARRES | John Raine | United States | West Virginia | Greenbrier | Rainelle | 25962 | 1.02 | 1.03
183037 | 82387-11623 | Durand Ave Racine | 82387 | Joint Recruiting Program | USACE | Durand Avenue Space B-264/Regency | United States | Wisconsin | Racine | Racine | 53406 | 1.085 | 1.12
183038 | 710537 | 2486 South Main Street Rice Lake | 82387 | Joint Recruiting Program | USACE | Main | United States | Wisconsin | Barron | Rice Lake | 54868 | 1.085 | 1.12
183039 | 711013 | 17135 W Bluemound Ro Brookfield | 82387 | Joint Recruiting Program | USACE | Bluemound Ro | United States | Wisconsin | Waukesha | Brookfield | 53095 | 1.085 | 1.12
183040 | 710862 | 69 N. 28th Street E Superior | 82387 | Joint Recruiting Program | USACE | 28th E Space 1 | United States | Wisconsin | Douglas | Superior | 54880 | 1.085 | 1.12
183042 | 82387-11717 | E Main St Blytheville | 82387 | Joint Recruiting Program | USACE | Main | United States | Arkansas | Mississippi | Blytheville | 72315 | 0.845 | 0.82
183043 | 710262 | 609a North Sixth St. Blytheville | 18081 | Army Mission Support | USACE | Sixth St. Smith Building | United States | Arkansas | Mississippi | Blytheville | 72315 | 0.845 | 0.82
183045 | 82387-12711 | Rimpau Ave Corona | 82387 | Joint Recruiting Program | USACE | Rimpau Suite 103b | United States | California | Riverside | Corona | 92881 | 1.08 | 1.12
183046 | 82387-12977 | South St Cerritos | 82387 | Joint Recruiting Program | USACE | South | United States | California | Los Angeles | Cerritos | 90703 | 1.02 | 1.06
183047 | 82387-11785 | East Ave Chico | 82387 | Joint Recruiting Program | USACE | Suite 149, 151, 153, 155 & 157 | United States | California | Butte | Chico | 95926 | 1.125 | 1.165
183048 | 82387-13147 | Uss Hornet Pier 3 Nas Alameda | 82387 | Joint Recruiting Program | USACE | Uss Hornet Pier 3 | United States | California | Alameda | Alameda | 94501 | 1.2 | 1.25
183049 | 800291 | 2671 Blanding Avenue Alameda | 82387 | Joint Recruiting Program | USACE | Blanding Suites I, J, K & M | United States | California | Alameda | Alameda | 94501 | 1.2 | 1.25
183050 | 82387-11078 | 650 Central Ave Alameda | 82387 | Joint Recruiting Program | USACE | Central Ste F, C1, C2, B1, B2 | United States | California | Alameda | Alameda | 94501 | 1.2 | 1.25
183051 | 710236 | 2558b Bell Road Auburn | 82387 | Joint Recruiting Program | USACE | Bell | United States | California | Placer | Auburn | 95603 | 1.125 | 1.165
183052 | 82387-11371 | Beach Blvd Huntington Beach | 82387 | Joint Recruiting Program | USACE | Bch Stes N, O, & P | United States | California | Orange | Huntington Beach | 92646 | 1.02 | 1.06
183053 | 710064 | 730 Woollomes Ave, Suite 105 Delano | 82387 | Joint Recruiting Program | USACE | Woollomes Ave, Suite 105 Delano Marketplace I | United States | California | Kern | Delano | 93215 | 1.16 | 1.21
183054 | 82387-12181 | Main St Bridgeport | 82387 | Joint Recruiting Program | USACE | Main | United States | Connecticut | Fairfield | Bridgeport | 06606 | 1.16 | 1.2
183057 | 82387-12913 | Scenic Dr Blue Ridge | 82387 | Joint Recruiting Program | USACE | Scenic Drive Suite 15, Scenic Crossing | United States | Georgia | Fannin | Blue Ridge | 30513 | 0.865 | 0.83
183059 | 18081-10006 | 1 Eleventh Avenue Shalimar | 18081 | Army Mission Support | USACE | Eleventh Suite E-3 | United States | Florida | Okaloosa | Shalimar | 32579 | 0.88 | 0.85
183060 | 82387-12470 | N Temple Ave Starke | 82387 | Joint Recruiting Program | USACE | Temple Avenue, Suite C | United States | Florida | Bradford | Starke | 32091 | 0.825 | 0.805
183061 | 82387-11601 | Dental Dr Warner Robins | 82387 | Joint Recruiting Program | USACE | Dental Suite 7 & 11 | United States | Georgia | Houston | Warner Robins | 31088 | 0.88 | 0.85
183062 | 82387-13249 | W Lincoln Charleston | 82387 | Joint Recruiting Program | USACE | Lincoln | United States | Illinois | Coles | Charleston | 61920 | 1.03 | 1.045
183063 | 82387-11959 | Gum St Harrisburg | 82387 | Joint Recruiting Program | USACE | Gum | United States | Illinois | Saline | Harrisburg | 62946 | 1.03 | 1.045
183065 | 82387-11856 | Florida Ave Washington | 82387 | Joint Recruiting Program | USACE | Florida | United States | District Of Columbia | District Of Columbia | Washington | 20003 | 1.04 | 1.04
183066 | 82387-10083 | 1099 14th St, N.W. Washington | 82387 | Joint Recruiting Program | USACE | 14th St, Location 79 | United States | District Of Columbia | District Of Columbia | Washington | 20005 | 1.04 | 1.04
183067 | 82387-10287 | 14th & L St Washington | 82387 | Joint Recruiting Program | USACE | 14th & L Sts Franklin | United States | District of Columbia | District of Columbia | Washington, DC | 20005 | 1.04 | 1.04
183068 | 82387-13013 | Staples Ave Key West | 82387 | Joint Recruiting Program | USACE | Staples Suite 103 | United States | Florida | Monroe | Key West | 33040 | 0.91 | 0.89
183069 | 800217 | 3100 Flagler Avenue Key West | 82387 | Joint Recruiting Program | USACE | Flagler | United States | Florida | Monroe | Key West | 33040 | 0.91 | 0.89
183070 | 82387-12142 | Lincoln Trail Radcliff | 82387 | Joint Recruiting Program | USACE | Lincoln | United States | Kentucky | Hardin | Radcliff | 40160 | 1.01 | 1
183071 | 800496 | 2608 Sheldon Street Warsaw | 82387 | Joint Recruiting Program | USACE | Sheldon | United States | Indiana | Kosciusko | Warsaw | 46580 | 0.955 | 0.96
183072 | 82387-12104 | Lake City Hwy Warsaw | 82387 | Joint Recruiting Program | USACE | Lake City | United States | Indiana | Kosciusko | Warsaw | 46580 | 0.955 | 0.96
183073 | 18081-10335 | Franklin & Market St Delphi | 18081 | Army Mission Support | USACE | Franklin & Market Usps Bldg | United States | Indiana | Carroll | Delphi | 46923 | 0.955 | 0.96
183074 | 82387-10631 | 277 E San Marnan Dr Waterloo | 82387 | Joint Recruiting Program | USACE | San Marnan | United States | Iowa | Black Hawk | Waterloo | 50702 | 1.01 | 1.01
183075 | 82387-11748 | E Ridgeway Ave Waterloo | 82387 | Joint Recruiting Program | USACE | Ridgeway | United States | Iowa | Black Hawk | Waterloo | 50702 | 1.01 | 1.01
183077 | 82387-13143 | Us Hwy 98 Lakeland | 82387 | Joint Recruiting Program | USACE | 4242-4246 Us 98 N(4242/4244a&B/4246) | United States | Florida | Polk | Lakeland | 33809 | 0.825 | 0.805
183078 | 82387-12800 | S Florida Ave Lakeland | 82387 | Joint Recruiting Program | USACE | Florida Ave Suite 4 Cod Plc | United States | Florida | Polk | Lakeland | 33803 | 0.825 | 0.805
183079 | 82387-12988 | Southlake Pkwy Morrow | 82387 | Joint Recruiting Program | USACE | 1510/1560 Southlake | United States | Georgia | Clayton | Morrow | 30260 | 0.83 | 0.8
183080 | 82387-11550 | Corporate Ctr Dr Morrow | 82387 | Joint Recruiting Program | USACE | Corporate Center Suite 155 | United States | Georgia | Clayton | Morrow | 30260 | 0.83 | 0.8
183081 | 82387-12420 | N Main St Manteca | 82387 | Joint Recruiting Program | USACE | Main | United States | California | San Joaquin | Manteca | 95336 | 1.12 | 1.17
183082 | 711022 | 600 N. Sepulveda Blvd El Segundo | 82387 | Joint Recruiting Program | USACE | Sepulveda | United States | California | Los Angeles | El Segundo | 90245 | 1.02 | 1.06
183083 | 82387-10570 | 2420 Vela Way El Segundo | 82387 | Joint Recruiting Program | USACE | Vela Bldg 130, Rm 2255 | United States | California | Los Angeles | El Segundo | 90245 | 1.02 | 1.06
183084 | 82387-12375 | N G St Merced | 82387 | Joint Recruiting Program | USACE | 'G' | United States | California | Merced | Merced | 95340 | 1.24 | 1.28
183085 | 18081-10105 | 27401 Los Altos Mission Viejo | 18081 | Army Mission Support | USACE | Los Altos (Usa Afr) | United States | California | Orange | Mission Viejo | 92691 | 1.02 | 1.06
183086 | 18081-10106 | 27401 Los Altos Suite 330 Mission Viejo | 18081 | Army Mission Support | USACE | Los Altos Suite 330 | United States | California | Orange | Mission Viejo | 92691 | 1.02 | 1.06
183087 | 82387-12231 | Marguerite Pkwy Mission Viejo | 82387 | Joint Recruiting Program | USACE | Marguerite | United States | California | Orange | Mission Viejo | 92675 | 1.02 | 1.06
183089 | 82387-12626 | Peacekeeper Way North Highlands | 82387 | Joint Recruiting Program | USACE | Peacekeeper Way Bldg 250hh, Mcclellan | United States | California | Sacramento | North Highlands | 95652 | 1.13 | 1.17
183091 | 82387-13043 | Sunset Ave Suisun City | 82387 | Joint Recruiting Program | USACE | Sunset Suite 200 | United States | California | Solano | Suisun City | 94585 | 1.22 | 1.28
183092 | 710877 | 121-B Sunset Avenue Suisun City | 82387 | Joint Recruiting Program | USACE | Sunset Sunset Shopping Cent | United States | California | Solano | Suisun City | 94585 | 1.22 | 1.28
183093 | 710554 | 135-B West Nuevo Road Perris | 82387 | Joint Recruiting Program | USACE | Nuevo Road Perris Towne | United States | California | Riverside | Perris | 92571 | 1.08 | 1.12
183094 | 82387-11539 | Contra Costa Blvd Pleasant Hill | 82387 | Joint Recruiting Program | USACE | 712b,714 Contra Costa | United States | California | Contra Costa | Pleasant Hill | 94523 | 1.22 | 1.27
183095 | 82387-12547 | Northrdige Mall Salinas | 82387 | Joint Recruiting Program | USACE | Northrdige Suite A, B, C, & D | United States | California | Monterey | Salinas | 93906 | 1.12 | 1.16
183096 | 82387-10407 | 1903/1915 Natividad Salinas | 82387 | Joint Recruiting Program | USACE | 1903/1915 Natividad | United States | California | Monterey | Salinas | 93906 | 1.12 | 1.16
183097 | 82387-13182 | W 4th St La Junta | 82387 | Joint Recruiting Program | USACE | 4th | United States | Colorado | Otero | La Junta | 81050 | 1.015 | 1
183098 | 82387-13200 | W Bowles Ave Littleton | 82387 | Joint Recruiting Program | USACE | Bowles Space U | United States | Colorado | Arapahoe | Littleton | 80111 | 0.99 | 0.98
183099 | 82387-12881 | S University Blvd Littleton | 82387 | Joint Recruiting Program | USACE | University Bl Cherry Shpg | United States | Colorado | Arapahoe | Littleton | 80110 | 0.99 | 0.98
1831 | GGWT0001 | EWA DEEP SPACE SURVEILLANCE SITE SITE # 1 | XUMU | VANDENBERG MAIN BASE | AFACT | Ewa Beach Road | United States | Hawaii | Honolulu | Ewa Beach | 96706 | 2.37 | 2.28
183100 | 82387-11009 | 5894 South Zang Street Littleton | 82387 | Joint Recruiting Program | USACE | Zang Suite D | United States | Colorado | Jefferson | Littleton | 80127 | 0.99 | 0.98
183101 | 82387-12419 | N Main St Longmont 1 | 82387 | Joint Recruiting Program | USACE | Main Suite 115b | United States | Colorado | Boulder | Longmont | 80501 | 1.015 | 1
183102 | 82387-12418 | N Main St Longmont | 82387 | Joint Recruiting Program | USACE | Main Ste. 102 | United States | Colorado | Boulder | Longmont | 80501 | 1.015 | 1
183103 | 82387-10267 | 1422 W 7th Street Upland | 82387 | Joint Recruiting Program | USACE | 7th 1428 W 7th Street | United States | California | San Bernardino | Upland | 91786 | 1.08 | 1.12
183104 | 82387-12695 | Redwood St Vallejo | 82387 | Joint Recruiting Program | USACE | Redwood Suites 40,50,60,70 | United States | California | Solano | Vallejo | 94590 | 1.22 | 1.28
183105 | 18081-10083 | 205 S Hoover St #210 Tampa | 18081 | Army Mission Support | USACE | Hoover St #210 Tampa Bay Marina | United States | Florida | Hillsborough | Tampa | 33609 | 0.82 | 0.8
183106 | 82387-11686 | E Fowler Ave Tampa | 82387 | Joint Recruiting Program | USACE | Fowler University Collectio | United States | Florida | Hillsborough | Tampa | 33612 | 0.82 | 0.8
183107 | 800243 | 4014 Gunn Highway Tampa | 82387 | Joint Recruiting Program | USACE | Gunn #170 | United States | Florida | Hillsborough | Tampa | 33618 | 0.82 | 0.8
183108 | 82387-12794 | S Dale Mabry Hwy Tampa | 82387 | Joint Recruiting Program | USACE | Dale Mabry Hw South Dale | United States | Florida | Hillsborough | Tampa | 33611 | 0.82 | 0.8
183109 | 82387-11960 | Gunn Hwy Tampa | 82387 | Joint Recruiting Program | USACE | Gunn Hwy Citrus Park Ste 150 | United States | Florida | Hillsborough | Tampa | 33625 | 0.82 | 0.8
183110 | 82387-11684 | E Fletcher Ave Tampa | 82387 | Joint Recruiting Program | USACE | Fletcher Suite 322(Af) & 226(Navy) | United States | Florida | Hillsborough | Tampa | 33613 | 0.82 | 0.8
183113 | 711259 | 3520 West Waters Ave Tampa | 82387 | Joint Recruiting Program | USACE | Waters Ave Mil Entr Proc | United States | Florida | Hillsborough | Tampa | 33614 | 0.82 | 0.8
183114 | 82387-11095 | 6800 North Dale Mabry Tampa | 82387 | Joint Recruiting Program | USACE | Dale Mabry North Park | United States | Florida | Hillsborough | Tampa | 33634 | 0.82 | 0.8
183115 | 82387-13209 | W Busch Bvd Tampa | 82387 | Joint Recruiting Program | USACE | Busch Bvd Suites 103 & 110 | United States | Florida | Hillsborough | Tampa | 33618 | 0.82 | 0.8
183116 | 18081-10280 | Chattahoochee Forest Dahlonega | 18081 | Army Mission Support | USACE | Chattahoochee National | United States | Georgia | Lumpkin | Dahlonega | 30533 | 0.865 | 0.83
183117 | 18081-10123 | 36 Acres Dahlonega | 18081 | Army Mission Support | USACE | Acres Lumpkin Co | United States | Georgia | Lumpkin | Dahlonega | 30533 | 0.865 | 0.83
183118 | 82387-13335 | Walnut Sq Mall Dalton | 82387 | Joint Recruiting Program | USACE | Walnut Ave # 8 Walnut Square | United States | Georgia | Whitfield | Dalton | 30721 | 0.865 | 0.83
183119 | 82387-11454 | Candler Rd Decatur | 82387 | Joint Recruiting Program | USACE | Candler Rd Dekalb #92 | United States | Georgia | DeKalb | Decatur | 30034 | 0.83 | 0.8
183120 | 18081-10011 | 1 Herbert Smart D T At Macon | 18081 | Army Mission Support | USACE | Herbert Smart D T At | United States | Georgia | Bibb | Macon | 31202 | 0.88 | 0.85
183121 | 82387-11802 | Eisenhower Pkwy Macon | 82387 | Joint Recruiting Program | USACE | Eisenhower Pkwy Space 48,Macon | United States | Georgia | Bibb | Macon | 31206 | 0.88 | 0.85
183122 | 82387-12119 | Larkin Ave Crest Hill | 82387 | Joint Recruiting Program | USACE | Larkin Suite 203 | United States | Illinois | Will | Crest Hill | 60435 | 1.03 | 1.045
183123 | 82387-10049 | 1025 Veterans Parkway Clarksville | 82387 | Joint Recruiting Program | USACE | Veterans | United States | Indiana | Clark | Clarksville | 47129 | 0.955 | 0.96
183124 | 18081-10060 | 1444 Horn Street Clarksville | 18081 | Army Mission Support | USACE | Horn The Lincoln Building | United States | Indiana | Clark | Clarksville | 47129 | 0.955 | 0.96
183125 | 82387-12158 | Lucinda Ave De Kalb | 82387 | Joint Recruiting Program | USACE | Lucinda Suite 901e | United States | Illinois | DeKalb | De Kalb | 60115 | 1.03 | 1.045
183126 | 800206 | 2202 N. Young Blvd Chiefland | 82387 | Joint Recruiting Program | USACE | Young Suite 203 | United States | Florida | Levy | Chiefland | 32626 | 0.825 | 0.805
183127 | 82387-12556 | Nw 19th Ave Chiefland | 82387 | Joint Recruiting Program | USACE | 1117&1125 19th Av No. 5 | United States | Florida | Levy | Chiefland | 32626 | 0.825 | 0.805
183128 | 800230 | 16391 Ne 11th Ave North Miami Beach | 82387 | Joint Recruiting Program | USACE | 11th & 1100 & 1102 Ne 164 | United States | Florida | Miami-Dade | North Miami Beach | 33162 | 0.82 | 0.8
183129 | 800274 | 4446 Washington Road Evans | 82387 | Joint Recruiting Program | USACE | Washington Suite 4 | United States | Georgia | Columbia | Evans | 30809 | 0.865 | 0.83
183130 | 82387-11870 | Fort Gillem | 13055 | Fort Gordon | ARACT | Building 2d Amedd Rc Dt | United States | Georgia | Clayton | Fort Gillem Army Inst. | 30297 | 0.83 | 0.8
183132 | 82387-10486 | 2110 To 2156 N Tustin Avenue Tustin | 82387 | Joint Recruiting Program | USACE | To 2156 Tustin Avenue Santa Clara | United States | California | Orange | Tustin | 92780 | 1.02 | 1.06
183133 | 710820 | Heroic War Dead Oakland | 82387 | Joint Recruiting Program | USACE | Heroic War Dead Usarc Site | United States | California | Alameda | Oakland | 94607 | 1.2 | 1.25
183134 | 82387-12719 | Riverside Ave Paso Robles | 82387 | Joint Recruiting Program | USACE | Riverside Unit H | United States | California | San Luis Obispo | Paso Robles | 93446 | 1.22 | 1.26
183135 | 82387-12430 | N Mcdowell Blvd Petaluma | 82387 | Joint Recruiting Program | USACE | Mcdowell Blvd. Plaza North Shopping | United States | California | Sonoma | Petaluma | 94954 | 1.125 | 1.165
183136 | 82387-11507 | China Lake Ridgecrest | 82387 | Joint Recruiting Program | USACE | And 858b China | United States | California | Kern | Ridgecrest | 93555 | 1.16 | 1.21
183137 | 82387-12907 | Santa Clara Dr Roseville | 82387 | Joint Recruiting Program | USACE | Santa Clara Ste.140,160,170&180 | United States | California | Placer | Roseville | 95661 | 1.125 | 1.165
183138 | 710465 | 3870 Rosin Ct Sacramento | 82387 | Joint Recruiting Program | USACE | Rosin | United States | California | Sacramento | Sacramento | 95834 | 1.13 | 1.17
183139 | 82387-13092 | Truxel Rd Sacramento | 82387 | Joint Recruiting Program | USACE | Truxel Suites 7 And 12 | United States | California | Sacramento | Sacramento | 95833 | 1.13 | 1.17
183140 | 82387-11952 | Greenhaven Rd Sacramento | 82387 | Joint Recruiting Program | USACE | Greenhaven Stes. 5, 6, 7, 8 & 9 | United States | California | Sacramento | Sacramento | 95831 | 1.13 | 1.17
183141 | 18081-10130 | 3870 Rosin Ct Sacramento | 18081 | Army Mission Support | USACE | Rosin Ste 110 | United States | California | Sacramento | Sacramento | 95833 | 1.13 | 1.17
183142 | 82387-12022 | Howe Ave Sacramento | 82387 | Joint Recruiting Program | USACE | Howe | United States | California | Sacramento | Sacramento | 95825 | 1.13 | 1.17
183143 | 82387-10276 | 1451 River Park Drive Suite 150 Sacramento | 82387 | Joint Recruiting Program | USACE | River Park Suite 150 | United States | California | Sacramento | Sacramento | 95815 | 1.13 | 1.17
183144 | 82387-11059 | 6300 Garfield Ave Sacramento | 82387 | Joint Recruiting Program | USACE | Garfield Suites 100,110 & 120 | United States | California | Sacramento | Sacramento | 95841 | 1.13 | 1.17
183145 | 82387-11303 | Abw/Rs Yokota Afb Japan | 82387 | Joint Recruiting Program | USACE | Abw/Rs, Apo Sf | United States | California | San Francisco | San Francisco | 96328 | 1.2 | 1.25
183146 | 82387-12965 | Sloat Blvd San Francisco | 82387 | Joint Recruiting Program | USACE | Sloat Blvd, Suites 333a And 333b | United States | California | San Francisco | San Francisco | 94132 | 1.2 | 1.25
183147 | 82387-11585 | Davis St San Francisco | 82387 | Joint Recruiting Program | USACE | Davis Street Golden Bld11 | United States | California | San Francisco | San Francisco | 94111 | 1.2 | 1.25
183148 | 82387-13030 | Stevens Creek San Jose | 82387 | Joint Recruiting Program | USACE | Stevens | United States | California | Santa Clara | San Jose | 95117 | 1.2 | 1.25
183149 | 82387-12251 | Mckee Rd San Jose | 82387 | Joint Recruiting Program | USACE | Mckee | United States | California | Santa Clara | San Jose | 95116 | 1.2 | 1.25
183150 | 82387-13034 | Story Rd San Jose | 82387 | Joint Recruiting Program | USACE | Story #110 | United States | California | Santa Clara | San Jose | 95122 | 1.2 | 1.25
183151 | 82387-11316 | Almaden Plz San Jose | 82387 | Joint Recruiting Program | USACE | Almaden 5353 Almaden Express | United States | California | Santa Clara | San Jose | 95118 | 1.2 | 1.25
183152 | 18081-10108 | 3 Terri Lane Burlington | 18081 | Army Mission Support | USACE | Terri Bromley Commons 3 | United States | New Jersey | Burlington | Burlington | 08016 | 1.17 | 1.24
183153 | 82387-13106 | U-Haul Self Storage Burlington | 82387 | Joint Recruiting Program | USACE | U-Haul Self Storage Units F353 And F362 | United States | New Jersey | Burlington | Burlington | 08016 | 1.17 | 1.24
183155 | 18081-10278 | Carter County Ekalaka | 18081 | Army Mission Support | USACE | Carter County | United States | Montana | Carter | Ekalaka | 59324 | 1.1 | 1.08
183156 | 82387-12407 | N Maguire Warrenburg | 82387 | Joint Recruiting Program | USACE | Maguire Ste A | United States | Missouri | Johnson | Warrensburg | 64093 | 1.14 | 1.16
183157 | 82387-10766 | 351 Winchester Stret Keene | 82387 | Joint Recruiting Program | USACE | Winchester Stret | United States | New Hampshire | Cheshire | Keene | 03431 | 1.075 | 1.075
183158 | 711047 | 2005 Hwy 180 E Silver City | 82387 | Joint Recruiting Program | USACE | 180 Suite 200 | United States | New Mexico | Grant | Silver City | 88061 | 0.93 | 0.905
183159 | 82387-12816 | S Hudson St Silver City | 82387 | Joint Recruiting Program | USACE | Hudson Suite 15 | United States | New Mexico | Grant | Silver City | 88061 | 0.93 | 0.905
183160 | 710712 | 7781 Elmwood Avenue Middleton | 82387 | Joint Recruiting Program | USACE | Elmwood Unit #5 | United States | Wisconsin | Dane | Middleton | 53562 | 1.08 | 1.11
183161 | 710641 | 11050 West Liberty Drive Milwaukee | 66155 | DoD USMEPCOM | USACE | Liberty | United States | Wisconsin | Washington | Milwaukee | 53224 | 1.085 | 1.12
183162 | 82387-11212 | 8333 W. Appleton Ave Milwaukee | 82387 | Joint Recruiting Program | USACE | Appleton | United States | Wisconsin | Milwaukee | Milwaukee | 53218 | 1.09 | 1.13
183163 | 82387-13248 | W Liberty Dr Milwaukee | 82387 | Joint Recruiting Program | USACE | Liberty | United States | Wisconsin | Milwaukee | Milwaukee | 53202 | 1.09 | 1.13
183164 | 82387-12448 | N Oakland Ave Milwaukee | 82387 | Joint Recruiting Program | USACE | Oakland | United States | Wisconsin | Milwaukee | Milwaukee | 53201 | 1.09 | 1.13
183165 | 82387-13306 | W Silver Spring Dr Milwaukee | 82387 | Joint Recruiting Program | USACE | Silver Spr | United States | Wisconsin | Milwaukee | Milwaukee | 53218 | 1.09 | 1.13
183166 | 82387-10100 | 11050 W. Liberty Drive Milwaukee | 82387 | Joint Recruiting Program | USACE | Liberty | United States | Wisconsin | Milwaukee | Milwaukee | 53224 | 1.09 | 1.13
183167 | 82387-13275 | W Michigan St Milwaukee | 82387 | Joint Recruiting Program | USACE | Michigan | United States | Wisconsin | Milwaukee | Milwaukee | 53202 | 1.09 | 1.13
183168 | 82387-10764 | 350 East College Ave Milwaukee | 82387 | Joint Recruiting Program | USACE | College Building 301 | United States | Wisconsin | Milwaukee | Milwaukee | 53207 | 1.09 | 1.13
183169 | 18081-10159 | 50 N Washington Battle Creek | 18081 | Army Mission Support | USACE | Washington | United States | Michigan | Calhoun | Battle Creek | 49017 | 1.035 | 1.055
183170 | 82387-11015 | 596 West Columbia Battle Creek | 82387 | Joint Recruiting Program | USACE | Columbia (Katie Plaza) | United States | Michigan | Calhoun | Battle Creek | 49015 | 1.035 | 1.055
183171 | 82387-13342 | Washington Ave Detroit Lakes | 82387 | Joint Recruiting Program | USACE | Washington | United States | Minnesota | Becker | Detroit Lakes | 56502 | 1.085 | 1.12
183172 | 82387-11946 | Graystone Plz Detroit Lakes | 82387 | Joint Recruiting Program | USACE | Graystone | United States | Minnesota | Becker | Detroit Lakes | 56501 | 1.085 | 1.12
183173 | 82387-12227 | Mankato Place Ramp Mankato | 82387 | Joint Recruiting Program | USACE | Mankato Place Ramp River Front | United States | Minnesota | Blue Earth | Mankato | 56001 | 1.085 | 1.12
183174 | 710368 | River Hills Mall Mankato | 82387 | Joint Recruiting Program | USACE | River Hills 1850 Adams Street, Space 703 | United States | Minnesota | Blue Earth | Mankato | 56001 | 1.085 | 1.12
183175 | 82387-12755 | S 2nd St Mankato | 82387 | Joint Recruiting Program | USACE | 2nd Rms 202 & 204 | United States | Minnesota | Blue Earth | Mankato | 56001 | 1.085 | 1.12
183176 | 82387-11580 | Cypress Village Saint Ann | 82387 | Joint Recruiting Program | USACE | Cypress Village 10929 St. Charles Rock | United States | Missouri | St. Louis | St. Ann | 63074 | 0.985 | 1.005
183177 | 800236 | 4 Pearl Drive Ormond Beach | 82387 | Joint Recruiting Program | USACE | Pearl Unit 2 | United States | Florida | Volusia | Ormond Beach | 32174 | 0.825 | 0.805
183178 | 82387-12729 | Rollins Rd Round Lake Beach | 82387 | Joint Recruiting Program | USACE | Rollins | United States | Illinois | Lake | Round Lake Beach | 60073 | 1.18 | 1.25
183179 | 82387-10951 | 520 East Rollins Road Round Lake Beach | 82387 | Joint Recruiting Program | USACE | Rollins Suite 502 | United States | Illinois | Lake | Round Lake Beach | 60073 | 1.18 | 1.25
183180 | 82387-12259 | Memorial Dr Stone Mountain | 82387 | Joint Recruiting Program | USACE | And 5260 Memorial Suite 1201 | United States | Georgia | Dekalb | Stone Mountain | 30083 | 0.83 | 0.8
183181 | 710715 | 2032 East Overland Road Meridian | 82387 | Joint Recruiting Program | USACE | Overland Suite 110 | United States | Idaho | Ada | Meridian | 83642 | 0.99 | 0.98
183182 | 710016 | 2148 2152 Randall Rd Carpentersville | 82387 | Joint Recruiting Program | USACE | 2152 Randall | United States | Illinois | Kane | Carpentersville | 60110 | 1.03 | 1.045
183183 | 82387-13206 | W Broadway Centralia | 82387 | Joint Recruiting Program | USACE | Broadway | United States | Illinois | Marion | Centralia | 62801 | 1.03 | 1.045
183184 | 710665 | 503 Knox Square Dr Galesburg | 82387 | Joint Recruiting Program | USACE | Knox Square Suite 126 | United States | Illinois | Knox | Galesburg | 61401 | 1.03 | 1.045
183185 | 82387-10583 | 250 E Army Trail Rd Glendale Heights | 82387 | Joint Recruiting Program | USACE | Army Trail | United States | Illinois | DuPage | Glendale Heights | 60139 | 1.18 | 1.25
183186 | 82387-12121 | Laurel St Bristol | 82387 | Joint Recruiting Program | USACE | Laurel Unit 3a | United States | Connecticut | Hartford | Bristol | 06010 | 1.165 | 1.205
183187 | 82387-12905 | Sandhill Blvd Punta Gorda | 82387 | Joint Recruiting Program | USACE | Sandhill Suite 9 | United States | Florida | Charlotte | Punta Gorda | 33983 | 0.825 | 0.805
183188 | 82387-12558 | Nw 37th Pl Gainesville | 82387 | Joint Recruiting Program | USACE | 37th Suites 300,600,700 | United States | Florida | Alachua | Gainesville | 32606 | 0.825 | 0.805
183189 | 82387-10719 | 3218 Sw 35th Blvd Gainesville | 82387 | Joint Recruiting Program | USACE | 35th Suites 205,206,&207 | United States | Florida | Alachua | Gainesville | 32608 | 0.825 | 0.805
183190 | 82387-13112 | Union Station Gainesville | 82387 | Joint Recruiting Program | USACE | 2nd Avenue Unit 205 Union | United States | Florida | Alachua | Gainesville | 32601 | 0.825 | 0.805
183191 | 82387-13037 | Sun Center Gainesville | 82387 | Joint Recruiting Program | USACE | 2nd Place Suite 115, Sun | United States | Florida | Alachua | Gainesville | 32601 | 0.825 | 0.805
183193 | 82387-12861 | S Range Ave Colby | 82387 | Joint Recruiting Program | USACE | Range Ste 6 | United States | Kansas | Thomas | Colby | 67701 | 1.005 | 1.025
183194 | 82387-11488 | Central Dodge City | 82387 | Joint Recruiting Program | USACE | Central Spaces #15 & 19 | United States | Kansas | Ford | Dodge City | 67801 | 1.005 | 1.025
183196 | 800129 | 1710 North 14th Ave Dodge City | 82387 | Joint Recruiting Program | USACE | 14th | United States | Kansas | Ford | Dodge City | 67801 | 1.005 | 1.025
183197 | 82387-13137 | Us Highway 42 Florence | 82387 | Joint Recruiting Program | USACE | U.S. 42 Building 1, Suite 117 | United States | Kentucky | Boone | Florence | 41042 | 0.87 | 0.87
183198 | 82387-11536 | Connector Dr Florence | 82387 | Joint Recruiting Program | USACE | Connector | United States | Kentucky | Boone | Florence | 41042 | 0.87 | 0.87
183199 | 800022 | 226 W. Ridge Road Griffith | 82387 | Joint Recruiting Program | USACE | Ridge | United States | Indiana | Lake | Griffith | 46319 | 0.955 | 0.96
183200 | 82387-11736 | E Mclane Osceola | 82387 | Joint Recruiting Program | USACE | Mclane Suite 100 | United States | Iowa | Clarke | Osceola | 50213 | 1.01 | 1.01
183201 | 18081-10377 | Iowa Aap Wever | 18081 | Army Mission Support | USACE | Iowa Aap Mw 514 | United States | Iowa | Lee | Wever | 52658 | 1.01 | 1.01
183202 | 82387-11567 | Covington Hwy Lithonia | 82387 | Joint Recruiting Program | USACE | Covington Highway, Suite 200 Lithonia | United States | Georgia | DeKalb | Lithonia | 30058 | 0.83 | 0.8
183203 | 710669 | 1400 E 47th Street Chicago | 82387 | Joint Recruiting Program | USACE | 47th | United States | Illinois | DuPage | Chicago | 60653 | 1.18 | 1.25
183204 | 82387-12884 | S Wells Chicago | 82387 | Joint Recruiting Program | USACE | S. | United States | Illinois | DuPage | Chicago | 60607 | 1.18 | 1.25
183205 | 82387-12859 | S Pulaski Chicago | 82387 | Joint Recruiting Program | USACE | Pulaski Unit 109 | United States | Illinois | Cook | Chicago | 60632 | 1.18 | 1.25
183206 | 82387-12437 | N Milwaukee Ave Chicago | 82387 | Joint Recruiting Program | USACE | Milwaukee | United States | Illinois | Cook | Chicago | 60630 | 1.18 | 1.25
183207 | 82387-12871 | S State St Chicago | 82387 | Joint Recruiting Program | USACE | State Suite G-1 | United States | Illinois | Cook | Chicago | 60604 | 1.18 | 1.25
183208 | 800457 | 536 S Clark Street Chicago | 08005 | Fort Carson | ARACT | Clark | United States | Illinois | Dupage | Chicago | 60601 | 1.18 | 1.25
183209 | 800003 | 2640 North Narragansett Chicago | 82387 | Joint Recruiting Program | USACE | Narragansett Suite D-5 | United States | Illinois | DuPage | Chicago | 60639 | 1.18 | 1.25
183210 | 800456 | 450 S Federal Street Chicago | 70173 | Army North | USACE | Federal | United States | Illinois | Dupage | Chicago | 60601 | 1.18 | 1.25
183211 | 18081-10146 | 4100 W 76th St Chicago | 18081 | Army Mission Support | USACE | 76th | United States | Illinois | Dupage | Chicago | 60652 | 1.18 | 1.25
183212 | 82387-12879 | S Troy St Chicago | 82387 | Joint Recruiting Program | USACE | Troy | United States | Illinois | Cook | Chicago | 60629 | 1.18 | 1.25
183213 | 82387-12353 | N Cicero Chicago | 82387 | Joint Recruiting Program | USACE | Cicero | United States | Illinois | Cook | Chicago | 60641 | 1.18 | 1.25
183214 | 82387-11645 | E 87th St Chicago | 82387 | Joint Recruiting Program | USACE | 87th Suite D202 | United States | Illinois | Cook | Chicago | 60619 | 1.18 | 1.25
183215 | 800458 | 610 S Canal Street Chicago | 08005 | Fort Carson | ARACT | Canal | United States | Illinois | Dupage | Chicago | 60601 | 1.18 | 1.25
183216 | 82387-12888 | S Western Chicago | 82387 | Joint Recruiting Program | USACE | Western | United States | Illinois | Cook | Chicago | 60643 | 1.18 | 1.25
183217 | 82387-12354 | N Clybourn Chicago | 82387 | Joint Recruiting Program | USACE | Clybourn | United States | Illinois | DuPage | Chicago | 60610 | 1.18 | 1.25
183218 | 710667 | 2550 W Addison Chicago | 82387 | Joint Recruiting Program | USACE | Addison Lane | United States | Illinois | DuPage | Chicago | 60618 | 1.18 | 1.25
183219 | 82387-10537 | 230 S. Dearborn St. Chicago | 82387 | Joint Recruiting Program | USACE | Dearborn Kluczynski Fed Bldg | United States | Illinois | Dupage | Chicago | 60604 | 1.18 | 1.25
183220 | 711028 | 352 & 356 E 47th St Chicago | 82387 | Joint Recruiting Program | USACE | & 356 47th | United States | Illinois | Dupage | Chicago | 60653 | 1.18 | 1.25
183221 | 710169 | 201 Joe Orr Rd Chicago Heights | 82387 | Joint Recruiting Program | USACE | Joe Orr Suites 1, 2, 3 & 4 | United States | Illinois | Cook | Chicago Hts | 60411 | 1.18 | 1.25
183222 | 800108 | Ford Street Parking Hartford | 82387 | Joint Recruiting Program | USACE | Ford Parking | United States | Connecticut | Hartford | Hartford | 06103 | 1.165 | 1.205
183224 | 82387-10548 | 233 Pearl St Hartford | 82387 | Joint Recruiting Program | USACE | Pearl 2nd Floor | United States | Connecticut | Hartford | Hartford | 06103 | 1.165 | 1.205
183225 | 82387-11622 | Dunn Ave Jacksonville | 82387 | Joint Recruiting Program | USACE | Dunn Avenue St A,B,C Highland | United States | Florida | Duval | Jacksonville | 32218 | 0.8 | 0.78
183226 | 82387-12245 | Mayport Rd Jacksonville | 82387 | Joint Recruiting Program | USACE | Mayport Suite 16 & 17 | United States | Florida | Duval | Jacksonville | 32233 | 0.8 | 0.78
183227 | 82387-11404 | Blvd Center Dr Jacksonville 1 | 82387 | Joint Recruiting Program | USACE | Blvd. Center Ste 102, 4500 Bldg. | United States | Florida | Duval | Jacksonville | 32207 | 0.8 | 0.78
183228 | 82387-13121 | University Blvd Jacksonville | 82387 | Joint Recruiting Program | USACE | University Suite 109 | United States | Florida | Duval | Jacksonville | 32216 | 0.8 | 0.78
183229 | 82387-10058 | 103rd St Jacksonville | 82387 | Joint Recruiting Program | USACE | 103rd | United States | Florida | Duval | Jacksonville | 32210 | 0.8 | 0.78
183230 | 800213 | 100440 U.S. Highway 1 Jacksonville | 82387 | Joint Recruiting Program | USACE | U.S. 1 Suite 108 | United States | Florida | Duval | Jacksonville | 32256 | 0.8 | 0.78
183232 | 82387-12718 | Riverside Ave Jacksonville | 82387 | Joint Recruiting Program | USACE | Riverside Ste 101 Broadview Exec Cntr | United States | Florida | Duval | Jacksonville | 32204 | 0.8 | 0.78
183233 | 82387-10825 | 4070 Blvd Center Dr Jacksonville | 82387 | Joint Recruiting Program | USACE | Blvd Center Dr Ste 100 Pottsburg | United States | Florida | Duval | Jacksonville | 32207 | 0.8 | 0.78
183235 | 82387-10080 | 10950 San Jose Blvd Jacksonville | 82387 | Joint Recruiting Program | USACE | San Jose Unit 61 | United States | Florida | Duval | Jacksonville | 32223 | 0.8 | 0.78
183236 | 82387-11372 | Beach Blvd Jacksonville | 82387 | Joint Recruiting Program | USACE | Beach Blvd #320 Promenade | United States | Florida | Duval | Jacksonville | 32216 | 0.8 | 0.78
183237 | 82387-10785 | 3728 Phillips Hwy Jacksonville | 82387 | Joint Recruiting Program | USACE | Phillips Hwy Ste 229 Central | United States | Florida | Duval | Jacksonville | 32207 | 0.8 | 0.78
183238 | 710507 | Auburn Plaza,Unit900 Auburn | 82387 | Joint Recruiting Program | USACE | Auburn Plaza,Unit900 730 Center | United States | Maine | Androscoggin | Auburn | 04210 | 1.02 | 1
183241 | 82387-11440 | Bypass Rd Winchester | 82387 | Joint Recruiting Program | USACE | Bypass Rd # 5 Hilltop | United States | Kentucky | Clark | Winchester | 40391 | 0.87 | 0.87
183242 | 82387-11061 | 632 Kimmel Road Vincennes | 82387 | Joint Recruiting Program | USACE | Kimmel Suite 101e | United States | Indiana | Knox | Vincennes | 47591 | 0.955 | 0.96
183243 | 82387-10428 | 1st Ave Ne Cedar Rapids | 82387 | Joint Recruiting Program | USACE | 1st Avenue, Lindale | United States | Iowa | Linn | Cedar Rapids | 52402 | 1.01 | 1.01
183244 | 82387-12005 | Highway 71 E Marianna | 82387 | Joint Recruiting Program | USACE | 71 Unit 4 | United States | Florida | Jackson | Marianna | 32446 | 0.825 | 0.805
183245 | 18081-10344 | Ft Rucker Marianna | 18081 | Army Mission Support | USACE | Rucker | United States | Florida | Jackson | Marianna | 32446 | 0.825 | 0.805
183246 | 82387-13325 | W Walnut St Rogers | 82387 | Joint Recruiting Program | USACE | Walnut | United States | Arkansas | Benton | Rogers | 72756 | 0.845 | 0.82
183247 | 82387-10604 | 2600 Northwest Ave. El Dorado | 82387 | Joint Recruiting Program | USACE | Ave. The Commons Shoping | United States | Arkansas | Union | El Dorado | 71730 | 0.845 | 0.82
183248 | 82387-11171 | 785 E. Washington Av Crescent City | 82387 | Joint Recruiting Program | USACE | Washington Av Suite 1 | United States | California | Del Norte | Crescent City | 95531 | 1.125 | 1.165
183249 | 82387-13167 | Vly View Cypress | 82387 | Joint Recruiting Program | USACE | Valley | United States | California | Orange | Cypress | 90630 | 1.02 | 1.06
183250 | 82387-10097 | 11030b And 11018 El Monte | 82387 | Joint Recruiting Program | USACE | And 11018 Lower Azusa | United States | California | Los Angeles | El Monte | 91732 | 1.02 | 1.06
183251 | 82387-12619 | Paseo Padre Pkwy Fremont | 82387 | Joint Recruiting Program | USACE | Paseo Padre | United States | California | Alameda | Fremont | 94538 | 1.2 | 1.25
183254 | 82387-13305 | W Shaw Ave Fresno | 82387 | Joint Recruiting Program | USACE | 4470-A,B,C,D,E Shaw | United States | California | Fresno | Fresno | 93722 | 1.125 | 1.165
183256 | 82387-11430 | Brunswick Rd Grass Valley | 82387 | Joint Recruiting Program | USACE | 10450, 10454 Brunswick | United States | California | Nevada | Grass Valley | 95945 | 1.125 | 1.165
183257 | 82387-10323 | 1560 W. Lacey Blvd Hanford | 82387 | Joint Recruiting Program | USACE | Lacey | United States | California | Kings | Hanford | 93230 | 1.07 | 1.12
183258 | 82387-12590 | Oliver Rd Fairfield | 82387 | Joint Recruiting Program | USACE | Oliver Army Medical Rctg., Ste. #320 | United States | California | Solano | Fairfield | 94533 | 1.22 | 1.28
183259 | 82387-12967 | Solono Mall Fairfield | 82387 | Joint Recruiting Program | USACE | B Solono Mall 1350 Travis | United States | California | Solano | Fairfield | 94533 | 1.22 | 1.28
183260 | 82387-11281 | 9673 Sierra Ave Fontana | 82387 | Joint Recruiting Program | USACE | Sierra Suite H,I | United States | California | San Bernardino | Fontana | 92335 | 1.2 | 1.25
183261 | 711023 | 10650 A Sierra Avenu Fontana | 82387 | Joint Recruiting Program | USACE | A Sierra Avenu | United States | California | San Bernardino | Fontana | 92337 | 1.2 | 1.25
183262 | 82387-13012 | Standiford Sq Modesto | 82387 | Joint Recruiting Program | USACE | Standiford Suite G-3 | United States | California | Stanislaus | Modesto | 95350 | 1.125 | 1.165
183263 | 82387-12208 | Main St Susanville | 82387 | Joint Recruiting Program | USACE | Main | United States | California | Lassen | Susanville | 96130 | 1.3 | 1.33
183264 | 82387-12968 | Soscol Ave Napa | 82387 | Joint Recruiting Program | USACE | Soscol Suite A110 | United States | California | Napa | Napa | 94559 | 1.22 | 1.28
183265 | 82387-12069 | Jefferson St Napa | 82387 | Joint Recruiting Program | USACE | Jefferson Jefferson Office Plaza, Ste.7 | United States | California | Napa | Napa | 94559 | 1.22 | 1.28
183266 | 82387-10133 | 11760 Firestone Blvd Norwalk | 82387 | Joint Recruiting Program | USACE | Firestone | United States | California | Los Angeles | Norwalk | 90650 | 1.02 | 1.06
183267 | 82387-11668 | E Chapman Ave Orange 1 | 82387 | Joint Recruiting Program | USACE | Chapman | United States | California | Orange | Orange | 92869 | 1.02 | 1.06
183268 | 82387-10557 | 238 Alton Parkway Orange | 82387 | Joint Recruiting Program | USACE | Alton | United States | California | Orange | Orange | 92618 | 1.02 | 1.06
183269 | 82387-11667 | E Chapman Ave Orange | 82387 | Joint Recruiting Program | USACE | Chapman Suites 3415 & 3417 | United States | California | Orange | Orange | 92869 | 1.02 | 1.06
183270 | 710387 | 10 West Plaza Palmdale | 82387 | Joint Recruiting Program | USACE | 10th Suite D, E | United States | California | Los Angeles | Palmdale | 93551 | 1.02 | 1.06
183271 | 82387-12603 | Palmdale Blvd Palmdale | 82387 | Joint Recruiting Program | USACE | Palmdale Suites C & D | United States | California | Los Angeles | Palmdale | 93550 | 1.02 | 1.06
183272 | 800470 | Shirley Peak Porterville | 18081 | Army Mission Support | USACE | Shirley Peak | United States | California | Tulare | Porterville | 93257 | 1.125 | 1.165
183273 | 82387-10230 | 13475 Community Road Poway | 82387 | Joint Recruiting Program | USACE | Community | United States | California | San Diego | Poway | 92064 | 1.05 | 1.08
183274 | 82387-12669 | Poway Rd Poway | 82387 | Joint Recruiting Program | USACE | Poway Suite 5 | United States | California | San Diego | Poway | 92064 | 1.05 | 1.08
183275 | 711025 | 8865 Foothill Blvd. Rancho Cucamonga | 82387 | Joint Recruiting Program | USACE | Foothill Suite 104 | United States | California | San Bernardino | Rancho Cucamonga | 91730 | 1.2 | 1.25
183276 | 800316 | 1600 S Azusa Ave Rowland Heights | 82387 | Joint Recruiting Program | USACE | Azusa Suite 380 | United States | California | Los Angeles | Rowland Heights | 91748 | 1.02 | 1.06
183277 | 82387-12525 | Nogales Rowland Heights | 82387 | Joint Recruiting Program | USACE | Nogales Ste 104 | United States | California | Los Angeles | Rowland Heights | 91748 | 1.02 | 1.06
183278 | 710722 | 288 S. San Gabriel Blvd San Gabriel | 82387 | Joint Recruiting Program | USACE | San Gabriel Stes 107/108 | United States | California | Los Angeles | San Gabriel | 91776 | 1.02 | 1.06
183279 | 82387-10380 | 1734 W. First St Santa Ana | 82387 | Joint Recruiting Program | USACE | First Suite B | United States | California | Orange | Santa Ana | 92702 | 1.02 | 1.06
183280 | 82387-12472 | N Tustin Ave Santa Ana | 82387 | Joint Recruiting Program | USACE | Tustin Suite 470 | United States | California | Orange | Santa Ana | 92706 | 1.02 | 1.06
183281 | 800296 | 2700 Santa Rosa Ave Santa Rosa | 82387 | Joint Recruiting Program | USACE | Santa Rosa | United States | California | Sonoma | Santa Rosa | 95403 | 1.125 | 1.165
183282 | 82387-12587 | Old Courthouse Santa Rosa | 82387 | Joint Recruiting Program | USACE | Old Court House Ste 314 | United States | California | Sonoma | Santa Rosa | 95404 | 1.125 | 1.165
183283 | 82387-11761 | E St Santa Rosa | 82387 | Joint Recruiting Program | USACE | Suite 108 | United States | California | Sonoma | Santa Rosa | 95404 | 1.125 | 1.165
183284 | 82387-12868 | S Sheridan Blvd Lakewood | 82387 | Joint Recruiting Program | USACE | Sheridan Unit 215 | United States | Colorado | Jefferson | Lakewood | 80226 | 0.99 | 0.98
183285 | 82387-12196 | Main St Montrose | 82387 | Joint Recruiting Program | USACE | Main | United States | Colorado | Montrose | Montrose | 81401 | 1.015 | 1
183286 | 82387-11724 | E Main St Montrose | 82387 | Joint Recruiting Program | USACE | Main | United States | Colorado | Montrose | Montrose | 81401 | 1.015 | 1
183287 | 82387-13150 | Van Nuys Blvd Van Nuys | 82387 | Joint Recruiting Program | USACE | Van Nuys | United States | California | Los Angeles | Van Nuys | 91401 | 1.02 | 1.06
183288 | 82387-10936 | 6337balboa Blvd | 82387 | Joint Recruiting Program | USACE | Balboa | United States | California | Los Angeles | Van Nuys | 90016 | 1.02 | 1.06
183289 | 82387-12338 | N Barranca Ave West Covina | 82387 | Joint Recruiting Program | USACE | N.Barranca Ste 960 | United States | California | Los Angeles | West Covina | 91791 | 1.02 | 1.06
183290 | 82387-12337 | N Azusa Ave West Covina | 82387 | Joint Recruiting Program | USACE | Azusa | United States | California | Los Angeles | West Covina | 91790 | 1.02 | 1.06
183291 | 82387-10014 | 100 N. Barranca West Covina | 82387 | Joint Recruiting Program | USACE | Barranca Suite 980 | United States | California | Los Angeles | West Covina | 91791 | 1.02 | 1.06
183292 | 82387-10109 | 112 Plaza Drive West Covina | 82387 | Joint Recruiting Program | USACE | Plaza Shop 536 | United States | California | Los Angeles | West Covina | 91790 | 1.02 | 1.06
183293 | 82387-12118 | Lapalco Blvd Gretna | 82387 | Joint Recruiting Program | USACE | Lapalco Blvd Beau Village | United States | Louisiana | Jefferson | Gretna | 70056 | 0.89 | 0.86
183294 | 82387-10474 | 209 Bayou Gardens Houma | 82387 | Joint Recruiting Program | USACE | Bayou | United States | Louisiana | Terrebonne | Houma | 70364 | 0.855 | 0.825
183295 | 800131 | Legends At Village West Kansas City | 82387 | Joint Recruiting Program | USACE | Legends At Suite Q--131 | United States | Kansas | Wyandotte | Kansas City | 66109 | 1.005 | 1.025
183296 | 82387-13014 | State Ave Kansas City | 82387 | Joint Recruiting Program | USACE | State | United States | Kansas | Wyandotte | Kansas City | 66102 | 1.005 | 1.025
183297 | 82387-11306 | Adm Doyle Dr New Iberia | 82387 | Joint Recruiting Program | USACE | Adm Doyle Stes 17 | United States | Louisiana | Iberia | New Iberia | 70560 | 0.855 | 0.825
183298 | 82387-11282 | 9676 Quivira Road Lenexa | 82387 | Joint Recruiting Program | USACE | Quivira | United States | Kansas | Johnson | Lenexa | 66215 | 1.005 | 1.025
183299 | 82387-11889 | Frederica St Owensboro | 82387 | Joint Recruiting Program | USACE | Frederica Suite C-1 | United States | Kentucky | Daviess | Owensboro | 42301 | 0.87 | 0.87
1833 | GHLN0001 | F E WARREN AFB SITE # 1 | GHLN | F E WARREN AFB | AFACT | 5305 Randall Avenue | United States | Wyoming | Laramie | Cheyenne | 82005 | 1.07 | 1.06
183300 | 82387-12990 | Southtown Blvd Owensboro | 82387 | Joint Recruiting Program | USACE | Southtown | United States | Kentucky | Daviess | Owensboro | 42303 | 0.87 | 0.87
183301 | 82387-10459 | 202 S Michigan South Bend | 82387 | Joint Recruiting Program | USACE | Michigan Suites 845,850 | United States | Indiana | St. Joseph | South Bend | 46601 | 0.955 | 0.96
183302 | 18081-10095 | 224 W Jefferson South Bend | 18081 | Army Mission Support | USACE | Jefferson | United States | Indiana | St. Joseph | South Bend | 46601 | 0.955 | 0.96
183304 | 82387-10627 | 2716 S. Western Ave. Marion | 82387 | Joint Recruiting Program | USACE | Western | United States | Indiana | Grant | Marion | 46952 | 0.955 | 0.96
183305 | 82387-11269 | 935 North Baldwin Avenue Marion | 82387 | Joint Recruiting Program | USACE | Baldwin | United States | Indiana | Grant | Marion | 46952 | 0.955 | 0.96
183307 | 82387-13025 | Sterling Dr Poplar Bluff | 82387 | Joint Recruiting Program | USACE | Sterling Drive Sterling | United States | Missouri | Butler | Poplar Bluff | 63901 | 0.985 | 1.005
183308 | 800070 | 12100 Central Avenue Mitchellville | 82387 | Joint Recruiting Program | USACE | Central Suite 45 | United States | Maryland | Prince George's | Mitchellville | 20721 | 0.97 | 0.97
183309 | 800035 | 1800 Pipestone Rd. Suite 308 Benton Harbor | 82387 | Joint Recruiting Program | USACE | Pipestone Suite 308 | United States | Michigan | Berrien | Benton Harbor | 49022 | 1.035 | 1.055
183310 | 711264 | 440 Dauphine Street New Orleans | 18081 | Army Mission Support | USACE | Dauphine | United States | Louisiana | Orleans | New Orleans | 70146 | 0.89 | 0.86
183311 | 82387-11510 | City Park Ave New Orleans | 82387 | Joint Recruiting Program | USACE | City Park Suite A | United States | Louisiana | Orleans | New Orleans | 70119 | 0.89 | 0.86
183312 | 82387-12780 | S Center St Marshalltown | 82387 | Joint Recruiting Program | USACE | Center Unit #2390 | United States | Iowa | Marshall | Marshalltown | 50158 | 1.01 | 1.01
183313 | 82387-11322 | Andover St Peabody | 82387 | Joint Recruiting Program | USACE | Andover Street 114 | United States | Massachusetts | Essex | Peabody | 01960 | 1.165 | 1.215
183314 | 82387-11825 | Euclid Rd Bay City | 82387 | Joint Recruiting Program | USACE | Euclid | United States | Michigan | Bay | Bay City | 48706 | 1.035 | 1.055
183315 | 82387-13341 | Washington Ave Bay City | 82387 | Joint Recruiting Program | USACE | Washington Phoenix Building | United States | Michigan | Bay | Bay City | 48708 | 1.035 | 1.055
183316 | 82387-11865 | Ford Rd Westland | 82387 | Joint Recruiting Program | USACE | Ford Road City Center | United States | Michigan | Wayne | Westland | 48185 | 1.03 | 1.06
183317 | 82387-13028 | Sterrett Place Columbia | 82387 | Joint Recruiting Program | USACE | Sterrett Suite 207 Mdg Bldg | United States | Maryland | Howard | Columbia | 21044 | 1.005 | 1
183318 | 82387-13029 | Sterrett Place Columbia 1 | 82387 | Joint Recruiting Program | USACE | Sterrett Suite 100 | United States | Maryland | Howard | Columbia | 21044 | 1.005 | 1
183319 | 82387-11211 | 8332 Highway 7 Saint Louis Park | 82387 | Joint Recruiting Program | USACE | 7 Suite 108 | United States | Minnesota | Hennepin | St. Louis Park | 55426 | 1.06 | 1.11
183320 | 82387-11119 | 706 S Sheldon Av Houghton | 82387 | Joint Recruiting Program | USACE | Sheldon Av | United States | Michigan | Houghton | Houghton | 49931 | 1.035 | 1.055
183321 | 82387-11473 | Cedar St Monticello | 82387 | Joint Recruiting Program | USACE | Cedar | United States | Minnesota | Wright | Monticello | 55362 | 1.085 | 1.12
183322 | 711102 | S17, T109n, R29w (Former New Ulm Small New Ulm | 18081 | Army Mission Support | USACE | S17, T109n, R29w (Former New Ulm Small Arms Range), Blue Earth County | United States | Minnesota | Brown | New Ulm | 56073 | 1.085 | 1.12
183323 | 82387-12915 | School St Houlton | 82387 | Joint Recruiting Program | USACE | School St Houlton Dist Bldg | United States | Maine | Aroostook | Houlton | 04730 | 1.02 | 1
183324 | 82387-11449 | Cameron St Silver Spring | 82387 | Joint Recruiting Program | USACE | Cameron | United States | Maryland | Montgomery | Silver Spring | 20910 | 1.02 | 1.02
183325 | 18081-10395 | Lee Plaza Silver Spring | 18081 | Army Mission Support | USACE | Lee Plaza 8601 Georgia | United States | Maryland | Montgomery | Silver Spring | 20910 | 1.02 | 1.02
183326 | 82387-11199 | 8202 Georgia Ave Silver Spring | 82387 | Joint Recruiting Program | USACE | Georgia | United States | Maryland | Montgomery | Silver Spring | 20910 | 1.02 | 1.02
183327 | 82387-12593 | One Financial Place Hyannis | 82387 | Joint Recruiting Program | USACE | One Financial Place 297 | United States | Massachusetts | Barnstable | Hyannis | 02601 | 1.165 | 1.215
183328 | 82387-10318 | 15530 Grand River Detroit | 82387 | Joint Recruiting Program | USACE | Grand | United States | Michigan | Wayne | Detroit | 48227 | 1.03 | 1.06
183329 | 18081-10154 | 477 Michigan Ave Detroit | 18081 | Army Mission Support | USACE | Michigan | United States | Michigan | Wayne | Detroit | 48226 | 1.03 | 1.06
183331 | 18081-10170 | 530 Howard St Detroit | 18081 | Army Mission Support | USACE | Howard | United States | Michigan | Wayne | Detroit | 48226 | 1.03 | 1.06
183333 | 82387-10125 | 1155 Brewery Park Detroit | 82387 | Joint Recruiting Program | USACE | Brewery Blvd., Suite 320 | United States | Michigan | Wayne | Detroit | 48207 | 1.03 | 1.06
183334 | 82387-11701 | E Jeffersont Detroit | 82387 | Joint Recruiting Program | USACE | Jeffersont | United States | Michigan | Wayne | Detroit | 48226 | 1.03 | 1.06
183337 | 82387-11813 | Elmwood Lansing | 82387 | Joint Recruiting Program | USACE | Elmwood | United States | Michigan | Ingham | Lansing | 48917 | 1.035 | 1.055
183338 | 710467 | 120 E. Jolly Road Lansing | 66155 | DoD USMEPCOM | USACE | Jolly | United States | Michigan | Ingham | Lansing | 48910 | 1.035 | 1.055
183341 | 82387-12622 | Paul Bunyan Dr Bemidji | 82387 | Joint Recruiting Program | USACE | Paul Bunyan | United States | Minnesota | Beltrami | Bemidji | 56601 | 1.085 | 1.12
183342 | 82387-12573 | Oak Ave S Owatonna | 82387 | Joint Recruiting Program | USACE | Oak | United States | Minnesota | Steele | Owatonna | 55060 | 1.085 | 1.12
183343 | 82387-12611 | Park Sq W Owatonna | 82387 | Joint Recruiting Program | USACE | Park | United States | Minnesota | Steele | Owatonna | 55060 | 1.085 | 1.12
183344 | 800156 | 641 W. Bridge Street Owatonna | 82387 | Joint Recruiting Program | USACE | Bridge Suite 106 | United States | Minnesota | Steele | Owatonna | 55060 | 1.085 | 1.12
183345 | 82387-11869 | Fort George G Meade | 82387 | Joint Recruiting Program | USACE | Pershing Hall 2nd Fl, Bldg 4550 | United States | Maryland | Anne Arundel | Fort Meade | 20755 | 0.97 | 0.97
183346 | 18081-10518 | Piney Orchard Bus Pk Ft George G Meade | 18081 | Army Mission Support | USACE | Piney Orchard Bus Pk Inst - Meade | United States | Maryland | Anne Arundel | Fort Meade | 20755 | 0.97 | 0.97
183347 | 710773 | 850 Chisholm Avenue Fort Meade | 66155 | DoD USMEPCOM | USACE | Chisholm | United States | Maryland | Anne Arundel | Fort Meade | 20755 | 1 | 1
183348 | 82387-10820 | 402 Main Street Madawaska | 82387 | Joint Recruiting Program | USACE | Main | United States | Maine | Aroostook | Madawaska | 04756 | 1.02 | 1
183351 | 01530-10038 | Va Hosp Site Jackson | 01530 | 81st Readiness Division | ARRES | Va Hosp Site | United States | Mississippi | Hinds | Jackson | 39201 | 0.9 | 0.86
183352 | 82387-12109 | Lakeland Dr Jackson 1 | 82387 | Joint Recruiting Program | USACE | Lakeland | United States | Mississippi | Hinds | Jackson | 39208 | 0.9 | 0.86
183353 | 82387-12111 | Lakeland Dr Jackson 3 | 82387 | Joint Recruiting Program | USACE | Lakeland | United States | Mississippi | Hinds | Jackson | 39208 | 0.9 | 0.86
183354 | 82387-12108 | Lakeland Dr Jackson | 82387 | Joint Recruiting Program | USACE | Lakeland Suite 302 | United States | Mississippi | Hinds | Jackson | 39216 | 0.9 | 0.86
183355 | 82387-12982 | Southerland St Jackson | 82387 | Joint Recruiting Program | USACE | Southerland | United States | Mississippi | Hinds | Jackson | 39216 | 0.9 | 0.86
183356 | 82387-11857 | Flowood Dr Jackson | 82387 | Joint Recruiting Program | USACE | Flowood H | United States | Mississippi | Hinds | Jackson | 39216 | 0.9 | 0.86
183357 | 82387-12265 | Metro Ctr Mall Jackson | 82387 | Joint Recruiting Program | USACE | Metro Center Spaces 93a & 93b | United States | Mississippi | Hinds | Jackson | 39209 | 0.9 | 0.86
183358 | 710315 | 664 S State St Jackson | 66155 | DoD USMEPCOM | USACE | State Military Ent Proc St | United States | Mississippi | Hinds | Jackson | 39201 | 0.9 | 0.86
183360 | 82387-10174 | 1236 National Hwy Lavale | 82387 | Joint Recruiting Program | USACE | National Suite 3 | United States | Maryland | Allegany | La Vale | 21502 | 1.005 | 1
183362 | 82387-13391 | Williams Blvd Fallon | 82387 | Joint Recruiting Program | USACE | Williams | United States | Nevada | Churchill | Fallon | 89496 | 1.22 | 1.23
183364 | 82387-11773 | E Tropicana Ave Las Vegas | 82387 | Joint Recruiting Program | USACE | Tropicana Suite 600 | United States | Nevada | Clark | Las Vegas | 89119 | 1.14 | 1.17
183365 | 82387-10569 | 242 S. Decatur Blvd Las Vegas | 82387 | Joint Recruiting Program | USACE | Decatur Ste B-109 | United States | Nevada | Clark | Las Vegas | 89107 | 1.14 | 1.17
183366 | 82387-12860 | S Rainbow Blvd Las Vegas | 82387 | Joint Recruiting Program | USACE | Rainbow Suite G & H | United States | Nevada | Clark | Las Vegas | 89118 | 1.14 | 1.17
183367 | 710240 | 3320 Pepper Lane Las Vegas | 82387 | Joint Recruiting Program | USACE | Pepper | United States | Nevada | Clark | Las Vegas | 89120 | 1.14 | 1.17
183368 | 711186 | 8790 S Maryland Pkwy #8850 Las Vegas | 82387 | Joint Recruiting Program | USACE | Maryland #8850 Suite 115 | United States | Nevada | Clark | Las Vegas | 89123 | 1.14 | 1.17
183369 | 82387-10067 | 1050 E. Flamingo Rd Las Vegas | 82387 | Joint Recruiting Program | USACE | Flamingo Space W-371 | United States | Nevada | Clark | Las Vegas | 89119 | 1.14 | 1.17
183370 | 82387-11273 | 9435 West Tropicana Las Vegas | 82387 | Joint Recruiting Program | USACE | Tropicana Suite 105 | United States | Nevada | Clark | Las Vegas | 89148 | 1.14 | 1.17
183371 | 82387-10894 | 4632 S Maryland Pkwy Las Vegas | 82387 | Joint Recruiting Program | USACE | Maryland Suite 23 A-D | United States | Nevada | Clark | Las Vegas | 89109 | 1.14 | 1.17
183372 | 82387-13259 | W Main St Freehold | 82387 | Joint Recruiting Program | USACE | Main Sutie 7 | United States | New Jersey | Monmouth | Freehold | 07728 | 1.24 | 1.31
183373 | 82387-11493 | Chadwick Sq Mall Freehold | 82387 | Joint Recruiting Program | USACE | Chadwick Square Mall 3333 9 Unit 16 | United States | New Jersey | Monmouth | Freehold | 07728 | 1.24 | 1.31
183374 | 82387-11884 | Franklin Plz Rockaway | 82387 | Joint Recruiting Program | USACE | Unit#2, Franklin | United States | New Jersey | Morris | Rockaway | 07866 | 1.19 | 1.26
183375 | 82387-11364 | Banta Pl Hakensack | 82387 | Joint Recruiting Program | USACE | Banta Plance | United States | New Jersey | Bergen | Hackensack | 07601 | 1.165 | 1.235
183376 | 82387-12189 | Main St Hackettstown | 82387 | Joint Recruiting Program | USACE | Main | United States | New Jersey | Warren | Hackettstown | 07840 | 1.165 | 1.235
183377 | 82387-10003 | 10 S. Haddon Ave. Haddonfield | 82387 | Joint Recruiting Program | USACE | Haddon | United States | New Jersey | Camden | Haddonfield | 08033 | 1.165 | 1.235
183378 | 82387-11636 | E 23rd St Columbus | 82387 | Joint Recruiting Program | USACE | 23rd Street One Columbus | United States | Nebraska | Platte | Columbus | 68601 | 0.93 | 0.915
183380 | 82387-10167 | 1226 North Center St. Circleville | 82387 | Joint Recruiting Program | USACE | Center Suites 7 And 8 | United States | Ohio | Pickaway | Circleville | 43113 | 0.925 | 0.9195
183381 | 82387-11624 | Duss Ave Ambridge | 82387 | Joint Recruiting Program | USACE | Duss | United States | Pennsylvania | Beaver | Ambridge | 15003 | 1.065 | 1.105
183382 | 82387-12339 | N Barry St Olean | 82387 | Joint Recruiting Program | USACE | Barry | United States | New York | Cattaraugus | Olean | 14760 | 1.06 | 1.075
183383 | 82387-11599 | Delaware Exec Stes Olean | 82387 | Joint Recruiting Program | USACE | Delaware Exec. Stes 237 Delaware | United States | New York | Cattaraugus | Olean | 14760 | 1.06 | 1.075
183384 | 82387-12597 | Oneida Plz Oneida | 82387 | Joint Recruiting Program | USACE | Oneida 131 Main St, Ste 204 | United States | New York | Madison | Oneida | 13421 | 1.06 | 1.075
183386 | 18081-10544 | Safeguard Grafton | 18081 | Army Mission Support | USACE | Safeguard Walsh County | United States | North Dakota | Walsh | Grafton | 58237 | 1.09 | 1.09
183387 | 82387-11602 | Deo Dr Newark | 82387 | Joint Recruiting Program | USACE | Deo Dr Indian Shop | United States | Ohio | Licking | Newark | 43055 | 0.925 | 0.9195
183388 | 710487 | 5555 Youngstown-Warren Road Niles | 82387 | Joint Recruiting Program | USACE | Youngstown-Warren Unit 2680 | United States | Ohio | Trumbull | Niles | 44446 | 0.95 | 0.95
183389 | 82387-12488 | N Wooster Rd Barberton | 82387 | Joint Recruiting Program | USACE | Wooster | United States | Ohio | Summit | Barberton | 44203 | 0.925 | 0.9195
183390 | 800051 | 1776 Columbus Pike Deleware | 82387 | Joint Recruiting Program | USACE | Colubus Suite 180 | United States | Ohio | Delaware | Delaware | 43015 | 0.925 | 0.9195
183391 | 82387-11721 | E Main St Lebanon | 82387 | Joint Recruiting Program | USACE | Main | United States | Ohio | Warren | Lebanon | 45036 | 0.925 | 0.9195
183393 | 82387-11726 | E Main St Patchogue | 82387 | Joint Recruiting Program | USACE | Main | United States | New York | Suffolk | Patchogue | 11772 | 1.06 | 1.075
183394 | 82387-13354 | Waverly Ave Patchogue | 82387 | Joint Recruiting Program | USACE | Waverly Suite 10 | United States | New York | Suffolk | Patchogue | 11772 | 1.06 | 1.075
183395 | 82387-10396 | 18471 Smock Hwy (Rte 322) Meadville | 82387 | Joint Recruiting Program | USACE | Smock (Rte 322) Blockbuster Plz-Suite 102 | United States | Pennsylvania | Crawford | Meadville | 16335 | 1.065 | 1.105
183396 | 82387-12027 | Hunter'S Crossing Dr Alcoa | 82387 | Joint Recruiting Program | USACE | Hunter'S Crossing Suites A-D | United States | Tennessee | Blount | Alcoa | 37701 | 0.835 | 0.82
183397 | 82387-11798 | Edge-O-Lake Dr Antioch | 82387 | Joint Recruiting Program | USACE | Edge-O-Lake | United States | Tennessee | Davidson | Antioch | 37013 | 0.835 | 0.82
183398 | 82387-11607 | Diamond Hill Rd Woonsocket | 82387 | Joint Recruiting Program | USACE | Diamond Hill | United States | Rhode Island | Providence | Woonsocket | 02895 | 1.11 | 1.15
183399 | 82387-11054 | 6219 Lee Highway Chattanooga | 82387 | Joint Recruiting Program | USACE | Lee Suites 3,4,& 5 | United States | Tennessee | Hamilton | Chattanooga | 37421 | 0.82 | 0.8
1834 | GHRA0001 | FRANCIS E WARREN AF MISSILE SITE A1 SITE # 1 | GHLN | F E WARREN AFB | AFACT | 5535 Laramie County Road 223 | United States | Wyoming | Laramie | Burns | 82053 | 1.07 | 1.06
183401 | 82387-13185 | W 6th St The Dalles | 82387 | Joint Recruiting Program | USACE | 6th Suites 200,210,220 | United States | Oregon | Wasco | The Dalles | 97058 | 1.12 | 1.145
183402 | 800182 | 905 W 6th Street The Dalles | 82387 | Joint Recruiting Program | USACE | 6th Suite A | United States | Oregon | Wasco | The Dalles | 97058 | 1.12 | 1.145
183403 | 82387-11688 | E Franklin Blvd Gastonia | 82387 | Joint Recruiting Program | USACE | Franklin Stes 3a&3b, Bldg F | United States | North Carolina | Gaston | Gastonia | 28056 | 0.885 | 0.855
183404 | 82387-11630 | E 10th St Roanoke Rapids | 82387 | Joint Recruiting Program | USACE | 10th Street Oakland | United States | North Carolina | Halifax | Roanoke Rapids | 27870 | 0.885 | 0.855
183405 | 82387-11765 | E State St Salem | 82387 | Joint Recruiting Program | USACE | State | United States | Ohio | Columbiana | Salem | 44460 | 0.925 | 0.9195
183406 | 82387-10466 | 2033 Tiffen Ave Findlay | 82387 | Joint Recruiting Program | USACE | Tiffen | United States | Ohio | Hancock | Findlay | 45840 | 0.925 | 0.9195
183407 | 82387-12802 | S Front St Fremont | 82387 | Joint Recruiting Program | USACE | Front Suite 2 | United States | Ohio | Sandusky | Fremont | 43420 | 0.925 | 0.9195
183408 | 710018 | Massillon Marketplace Drive Sw Massillon | 82387 | Joint Recruiting Program | USACE | Massillon Marketplace | United States | Ohio | Stark | Massillon | 44646 | 0.925 | 0.9195
183409 | 82387-11314 | Alban Station Springfield | 82387 | Joint Recruiting Program | USACE | Ps Business Parks 7406 Alban - Suite B205 | United States | Virginia | Fairfax | Springfield | 22150 | 1.08 | 1.08
183410 | 82387-10085 | 10th St Floresville | 82387 | Joint Recruiting Program | USACE | 10th Suite 3 | United States | Texas | Wilson | Floresville | 78114 | 0.865 | 0.84
183411 | 82387-11786 | East Gibson Jasper | 82387 | Joint Recruiting Program | USACE | Gibson Crossroads Shop | United States | Texas | Jasper | Jasper | 75951 | 0.865 | 0.84
183412 | 82387-10094 | 1101 Stone Street Kilgore | 82387 | Joint Recruiting Program | USACE | Stone Suite 105 | United States | Texas | Gregg | Kilgore | 75662 | 0.865 | 0.84
183413 | 82387-11674 | E Court St Seguin | 82387 | Joint Recruiting Program | USACE | Court Street King | United States | Texas | Guadalupe | Seguin | 78155 | 0.865 | 0.84
183414 | 82387-10658 | 2916 Hwy 75 Sherman | 82387 | Joint Recruiting Program | USACE | Hwy 75 Shafer | United States | Texas | Grayson | Sherman | 75090 | 0.865 | 0.84
183415 | 82387-12452 | N Pershing Dr Arlington | 82387 | Joint Recruiting Program | USACE | Pershing Unit A | United States | Virginia | Arlington | Arlington | 22201 | 1.08 | 1.08
183416 | 82387-12068 | Jefferson Hwy Baton Rouge | 82387 | Joint Recruiting Program | USACE | Jefferson Highway Suite I, Jefferson S.C. | United States | Louisiana | East Baton Rouge | Baton Rouge | 70809 | 0.855 | 0.825
183417 | 82387-12954 | Siegen Ln Baton Rouge | 82387 | Joint Recruiting Program | USACE | Siegen Stes I & J | United States | Louisiana | East Baton Rouge | Baton Rouge | 70809 | 0.855 | 0.825
183418 | 82387-10038 | 10101 Park Rowe Avenue Baton Rouge | 82387 | Joint Recruiting Program | USACE | Park Rowe Avenue Neuromedical | United States | Louisiana | East Baton Rouge | Baton Rouge | 70810 | 0.855 | 0.825
183419 | 82387-10989 | 5555 Hilton Avenue Baton Rouge | 82387 | Joint Recruiting Program | USACE | Hilton Suites 102 & 202 | United States | Louisiana | East Baton Rouge | Baton Rouge | 70808 | 0.855 | 0.825
183420 | 82387-12762 | S 9th Salina | 82387 | Joint Recruiting Program | USACE | 9th Ste 63 | United States | Kansas | Saline | Salina | 67401 | 1.005 | 1.025
183421 | 82387-13219 | W Church St Stevens | 82387 | Joint Recruiting Program | USACE | Church Rf - Unit H | United States | Pennsylvania | Lancaster | Stevens | 17578 | 1.065 | 1.105
183422 | 82387-11502 | Chestnut Ne Orangeburg | 82387 | Joint Recruiting Program | USACE | Chestnut Unit C-4 | United States | South Carolina | Orangeburg | Orangeburg | 29115 | 0.92 | 0.885
183423 | 82387-11328 | Arbor Lake Dr Columbia | 82387 | Joint Recruiting Program | USACE | Arbor Lake Suite B-700 | United States | South Carolina | Richland | Columbia | 29223 | 0.87 | 0.83
183424 | 82387-11339 | Assembly Street Columbia | 82387 | Joint Recruiting Program | USACE | Assembly Strom Thurmond Fb | United States | South Carolina | Richland | Columbia | 29201 | 0.87 | 0.83
183425 | 82387-11338 | Assembly And Lady St Columbia | 82387 | Joint Recruiting Program | USACE | 1315, 1317 Assembly And Lady | United States | South Carolina | Richland | Columbia | 29202 | 0.87 | 0.83
183426 | 82387-13101 | Two Notch Rd Columbia | 82387 | Joint Recruiting Program | USACE | Two Notch Unit Bl-268 | United States | South Carolina | Richland | Columbia | 29223 | 0.87 | 0.83
183427 | 82387-13102 | Two Notch Rd North Columbia | 82387 | Joint Recruiting Program | USACE | Two Notch Suite G | United States | South Carolina | Richland | Columbia | 29223 | 0.87 | 0.83
183428 | 82387-10095 | 1101 Taylor And Blanding Street Columbia | 82387 | Joint Recruiting Program | USACE | Taylor And Blanding | United States | South Carolina | Richland | Columbia | 29217 | 0.87 | 0.83
183429 | 82387-10091 | 1100 Richland Street Columbia | 82387 | Joint Recruiting Program | USACE | Richland | United States | South Carolina | Richland | Columbia | 29201 | 0.87 | 0.83
183431 | 82387-11827 | Executive Ctr Dr Columbia | 82387 | Joint Recruiting Program | USACE | Executive Center Suite 206 | United States | South Carolina | Richland | Columbia | 29210 | 0.87 | 0.83
183432 | 82387-11591 | Decker Blvd Columbia 1 | 82387 | Joint Recruiting Program | USACE | Decker | United States | South Carolina | Richland | Columbia | 29206 | 0.87 | 0.83
183434 | 82387-11590 | Decker Blvd Columbia | 82387 | Joint Recruiting Program | USACE | Decker Ctr Decker | United States | South Carolina | Richland | Columbia | 29223 | 0.87 | 0.83
183435 | 82387-13004 | St Andrews Rd Columbia | 82387 | Joint Recruiting Program | USACE | St Andrews Rd Murraywood Shp | United States | South Carolina | Richland | Columbia | 29212 | 0.87 | 0.83
183436 | 800468 | Bay 3, 2651 Shop Road Columbia | 82387 | Joint Recruiting Program | USACE | Shop | United States | South Carolina | Richland | Columbia | 29211 | 0.87 | 0.83
183437 | 82387-10011 | 100 Executive Center Columbia | 82387 | Joint Recruiting Program | USACE | Executive Suite A-6 | United States | South Carolina | Richland | Columbia | 29210 | 0.87 | 0.83
183438 | 82387-11828 | Executive Ctr Dr Columbia 1 | 82387 | Joint Recruiting Program | USACE | Executive Ctr Suite 107 | United States | South Carolina | Richland | Columbia | 29210 | 0.87 | 0.83
183439 | 710863 | 503-509 Moccasin Drive Aberdeen | 82387 | Joint Recruiting Program | USACE | Moccasin | United States | South Dakota | Brown | Aberdeen | 57401 | 0.955 | 0.93
183440 | 82387-12878 | S Telegraph Rd Taylor | 82387 | Joint Recruiting Program | USACE | Telegraph | United States | Michigan | Wayne | Taylor | 48180 | 1.03 | 1.06
183441 | 82387-13119 | University Ave Oxford | 82387 | Joint Recruiting Program | USACE | Univ Ave Univ Shop | United States | Mississippi | Lafayette | Oxford | 38655 | 0.9 | 0.86
183442 | 82387-10893 | 459 West 79th Street Chanhassen | 82387 | Joint Recruiting Program | USACE | 79th | United States | Minnesota | Carver | Chanhassen | 55317 | 1.085 | 1.12
183443 | 82387-11978 | Hempstead Tpk East Meadow | 82387 | Joint Recruiting Program | USACE | Hempstead Ste # 406 | United States | New York | Nassau | East Meadow | 11554 | 1.06 | 1.075
183444 | 82387-10175 | 124 East 3rd Ave Moses Lake | 82387 | Joint Recruiting Program | USACE | 3rd | United States | Washington | Grant | Moses Lake | 98837 | 1.085 | 1.095
183445 | 82387-10384 | 17th St Cody | 82387 | Joint Recruiting Program | USACE | 17th | United States | Wyoming | Park | Cody | 82414 | 1.045 | 1.035
183446 | 82387-11691 | E Front St Port Angeles | 82387 | Joint Recruiting Program | USACE | Front 705 East Front Street | United States | Washington | Clallam | Port Angeles | 98362 | 1.085 | 1.095
183447 | 82387-10293 | 15 E Anderson Rhinelander | 82387 | Joint Recruiting Program | USACE | Anderson | United States | Wisconsin | Oneida | Rhinelander | 54501 | 1.09 | 1.13
183448 | 82387-13031 | Stevens St Rhinelander | 82387 | Joint Recruiting Program | USACE | Stevens | United States | Wisconsin | Oneida | Rhinelander | 54501 | 1.09 | 1.13
183449 | 82387-13217 | W Chestnut Burlington | 82387 | Joint Recruiting Program | USACE | Chestnut | United States | Wisconsin | Racine | Burlington | 53105 | 1.085 | 1.12
183450 | 82387-12334 | N Airline Hwy Gonzales | 82387 | Joint Recruiting Program | USACE | & 1033 Airline Hwy Airline | United States | Louisiana | Ascension | Gonzales | 70737 | 0.855 | 0.825
183451 | 82387-12293 | Missouri Lawrence | 82387 | Joint Recruiting Program | USACE | Missouri Ste 2 | United States | Kansas | Douglas | Lawrence | 66044 | 1.005 | 1.025
183452 | 82387-12155 | Louisiana St Lawrence | 82387 | Joint Recruiting Program | USACE | Louisiana Ste A-1 | United States | Kansas | Douglas | Lawrence | 66046 | 1.005 | 1.025
183453 | 82387-12680 | Progress Plz Towanda | 82387 | Joint Recruiting Program | USACE | Progress Rf Suites 7,8,9 & 10 | United States | Pennsylvania | Bradford | Towanda | 18848 | 1.065 | 1.105
183454 | 82387-10437 | 200 Nw 5th St Oklahoma City | 82387 | Joint Recruiting Program | USACE | 5th Federal Prkg Garage | United States | Oklahoma | Oklahoma | Oklahoma City | 73102 | 0.86 | 0.83
183455 | 18081-10078 | 200 Nw 5th Street Oklahoma City | 66155 | DoD USMEPCOM | USACE | 5th | United States | Oklahoma | Oklahoma | Oklahoma City | 73102 | 0.86 | 0.83
183456 | 400NG-10001 | 115 E California Oklahoma City | 400NG | Oklahoma National Guard | ARGUARD | California Suite 201 | United States | Oklahoma | Oklahoma | Oklahoma City | 73146 | 0.86 | 0.83
183457 | 400NG-10005 | 2207 Sw 74th Street Oklahoma City | 400NG | Oklahoma National Guard | ARGUARD | 74th Suite 321a | United States | Oklahoma | Oklahoma | Oklahoma City | 73159 | 0.86 | 0.83
183458 | 82387-10680 | 301 Nw 6th St Oklahoma City | 82387 | Joint Recruiting Program | USACE | 6th St,Ste218 Federal Campus | United States | Oklahoma | Oklahoma | Oklahoma City | 73102 | 0.86 | 0.83
183459 | 82387-12112 | Lakeshore Ctr Oklahoma City | 82387 | Joint Recruiting Program | USACE | Expressway Lakeshore Shopping | United States | Oklahoma | Oklahoma | Oklahoma City | 73116 | 0.86 | 0.83
183460 | 82387-10046 | 1021 S. Meridian Oklahoma City | 82387 | Joint Recruiting Program | USACE | Meridian | United States | Oklahoma | Oklahoma | Oklahoma City | 73108 | 0.86 | 0.83
183461 | 82387-12844 | S Meridian Oklahoma City | 82387 | Joint Recruiting Program | USACE | Meridian | United States | Oklahoma | Pottawatomie | Oklahoma City | 73108 | 0.86 | 0.83
183462 | 82387-12566 | Nw Expwy Oklahoma City | 82387 | Joint Recruiting Program | USACE | Expwy Suite 128 | United States | Oklahoma | Oklahoma | Oklahoma City | 73132 | 0.86 | 0.83
183463 | 82387-12562 | Nw 58th St Oklahoma City | 82387 | Joint Recruiting Program | USACE | 58th Landmark Towers, Inc | United States | Oklahoma | Pottawatomie | Oklahoma City | 73112 | 0.86 | 0.83
183464 | 82387-12889 | S Western Oklahoma City | 82387 | Joint Recruiting Program | USACE | Western Brookwood Shopng | United States | Oklahoma | Oklahoma | Oklahoma City | 73139 | 0.86 | 0.83
183465 | 82387-13274 | W Memorial Rd Oklahoma City | 82387 | Joint Recruiting Program | USACE | Memorial Road Quail Springs | United States | Oklahoma | Oklahoma | Oklahoma City | 73134 | 0.86 | 0.83
183466 | 82387-13059 | Tarentum Br Rd New Kensington | 82387 | Joint Recruiting Program | USACE | Tarentum Bridge Rd Giant Eagle | United States | Pennsylvania | Westmoreland | New Kensington | 15068 | 1.065 | 1.105
183467 | 82387-11741 | E Otterman St Greensburg | 82387 | Joint Recruiting Program | USACE | Otterman Westmoreland Mall-Spaces 196 & 176a | United States | Pennsylvania | Westmoreland | Greensburg | 15601 | 1.065 | 1.105
183468 | 82387-12834 | S Main St Greensburg | 82387 | Joint Recruiting Program | USACE | Main St, #202b Wellington | United States | Pennsylvania | Westmoreland | Greensburg | 15601 | 1.065 | 1.105
183469 | 18081-10460 | Nw1/4 & E1/2, Nw1/4 Of Sec 16 Plankinton | 18081 | Army Mission Support | USACE | Nw1/4 & E1/2, Nw1/4 Of Sec 16 T104n, R65w | United States | South Dakota | Aurora | Plankinton | 57368 | 0.955 | 0.93
183470 | 18081-10553 | Se Hwy 165 Lake Ozark | 18081 | Army Mission Support | USACE | 165 | United States | Missouri | Miller | Lake Ozark | 65049 | 0.985 | 1.005
183471 | 82387-10771 | 3554 East Main Farmington | 82387 | Joint Recruiting Program | USACE | Main Suites 7-9 | United States | New Mexico | San Juan | Farmington | 87402 | 0.93 | 0.905
183472 | 82387-11655 | E Bay St Manahawkin | 82387 | Joint Recruiting Program | USACE | Bay | United States | New Jersey | Ocean | Manahawkin | 08050 | 1.17 | 1.24
183473 | 18081-10233 | Adams County Glenvil | 18081 | Army Mission Support | USACE | Adams County Sec 35 T7n R9w | United States | Nebraska | Clay | Glenvil | 68941 | 0.93 | 0.915
183474 | 18081-10661 | Section 4, T6n, R9w Glenvil | 18081 | Army Mission Support | USACE | Section 4, T6n, R9w 6th Pm | United States | Nebraska | Clay | Glenvil | 68941 | 0.93 | 0.915
183475 | 18081-10730 | Wells 305b, Bb, 306b, Bb Glenvil | 18081 | Army Mission Support | USACE | 305b, Bb, 306b, Bb Clay County | United States | Nebraska | Clay | Glenvil | 68941 | 0.93 | 0.915
183476 | 82387-12564 | Nw Bucklin Silverdale | 82387 | Joint Recruiting Program | USACE | Bucklin Shopping | United States | Washington | Kitsap | Silverdale | 98383 | 1.21 | 1.24
183477 | 82387-11951 | Greenbrier Mall Lewisburg | 82387 | Joint Recruiting Program | USACE | Greenbrier Valley Ml Rf - 75 Seneca | United States | West Virginia | Greenbrier | Lewisburg | 24901 | 1.02 | 1.03
183478 | 82387-11558 | Country Club Rd Fairmont | 82387 | Joint Recruiting Program | USACE | Country Club Rf | United States | West Virginia | Marion | Fairmont | 26554 | 1.02 | 1.03
183479 | 82387-12274 | Middletown Mall Fairmont | 82387 | Joint Recruiting Program | USACE | Middletown Rf-Spaces 714 & 716 | United States | West Virginia | Marion | Fairmont | 26554 | 1.02 | 1.03
183480 | 82387-11408 | Boulevard Plz Martinsburg | 82387 | Joint Recruiting Program | USACE | Suite 1446-3 Rf - Boulevard | United States | West Virginia | Berkeley | Martinsburg | 25401 | 1.02 | 1.03
183484 | 82387-10965 | 52nd St Kenosha | 82387 | Joint Recruiting Program | USACE | 52nd | United States | Wisconsin | Kenosha | Kenosha | 53142 | 1.085 | 1.12
183485 | 82387-12266 | Metropolitan St Leavenworth | 82387 | Joint Recruiting Program | USACE | Metropolitan | United States | Kansas | Leavenworth | Leavenworth | 66048 | 1.07 | 1.08
183486 | 82387-10476 | 209 S 5th Street Leavenworth | 82387 | Joint Recruiting Program | USACE | 5th | United States | Kansas | Leavenworth | Leavenworth | 66027 | 1.07 | 1.08
183487 | 82387-12758 | S 4th St Leavenworth | 82387 | Joint Recruiting Program | USACE | 4th St Trailhead Shpg | United States | Kansas | Leavenworth | Leavenworth | 66048 | 1.07 | 1.08
183488 | 711162 | Manhattan Regional Airport Manhattan | 18081 | Army Mission Support | USACE | Manhattan Regional Airport | United States | Kansas | Riley | Manhattan | 66502 | 1.05 | 1.07
183489 | 82387-13136 | Us Highway 41 N Henderson | 82387 | Joint Recruiting Program | USACE | Us 41 | United States | Kentucky | Henderson | Henderson | 42420 | 0.87 | 0.87
183490 | 82387-10845 | 4152 Ft. Campbell Bl Hopkinsville | 82387 | Joint Recruiting Program | USACE | Ft. Campbell Bl All American | United States | Kentucky | Christian | Hopkinsville | 42240 | 0.99 | 0.98
183491 | 710230 | 126 Lee Blvd Shelbyville | 82387 | Joint Recruiting Program | USACE | Lee | United States | Indiana | Shelby | Shelbyville | 46176 | 0.955 | 0.96
183492 | 82387-10141 | 11th St Sw Spencer | 82387 | Joint Recruiting Program | USACE | 11th Street, South Park | United States | Iowa | Clay | Spencer | 51301 | 1.01 | 1.01
183494 | 82387-10918 | 4th St Sw Mason City | 82387 | Joint Recruiting Program | USACE | 4th Westside Ofc Bldg | United States | Iowa | Cerro Gordo | Mason City | 50401 | 1.01 | 1.01
183495 | 82387-13374 | Westgate Dr Brockton | 82387 | Joint Recruiting Program | USACE | Westgate | United States | Massachusetts | Plymouth | Brockton | 02301 | 1.165 | 1.215
183496 | 82387-10988 | 555 Pleasant St Brockton | 82387 | Joint Recruiting Program | USACE | Pleasant | United States | Massachusetts | Plymouth | Brockton | 02301 | 1.165 | 1.215
183497 | 711154 | 1430 Main Street Palmer | 82387 | Joint Recruiting Program | USACE | Main Street 20 | United States | Massachusetts | Hampden | Palmer | 01069 | 1.13 | 1.17
183499 | 82387-10957 | 521 W. Central Unite Lompoc | 82387 | Joint Recruiting Program | USACE | Central Unite | United States | California | Santa Barbara | Lompoc | 93436 | 1.12 | 1.17
1835 | GHRB0001 | FRANCIS E WARREN AF MISSILE SITE A2 SITE # 1 | GHLN | F E WARREN AFB | AFACT | 5669 Wyoming State Highway 216 | United States | Wyoming | Laramie | Albin | 82050 | 1.07 | 1.06
183500 | 82387-10800 | 3910 Constellation Road Lompoc | 82387 | Joint Recruiting Program | USACE | Constellation Unit 105 | United States | California | Santa Barbara | Lompoc | 93436 | 1.12 | 1.17
183501 | 710561 | 281 Iron Point Rd Folsom | 82387 | Joint Recruiting Program | USACE | Iron Point | United States | California | Sacramento | Folsom | 95630 | 1.13 | 1.17
183502 | 82387-12543 | Northern Lights Plz N Syracuse | 82387 | Joint Recruiting Program | USACE | Nthrn Lights | United States | New York | Onondaga | North Syracuse | 13212 | 1.06 | 1.075
183503 | 82387-11418 | Broadway Allentown | 82387 | Joint Recruiting Program | USACE | Broadway Rf - Tilghman Sc | United States | Pennsylvania | Lehigh | Allentown | 18102 | 1.065 | 1.105
183504 | 82387-11968 | Hamilton St Allentown | 82387 | Joint Recruiting Program | USACE | Hamilton Rf Suite 18, Am Plaz | United States | Pennsylvania | Lehigh | Allentown | 18101 | 1.065 | 1.105
183505 | 82387-12188 | Main St Geneseo | 82387 | Joint Recruiting Program | USACE | Main Ground Floor | United States | New York | Livingston | Geneseo | 14454 | 1.06 | 1.075
183506 | 82387-11469 | Castle St Geneva | 82387 | Joint Recruiting Program | USACE | Castle | United States | New York | Ontario | Geneva | 14456 | 1.06 | 1.075
183507 | 82387-12594 | One Franklin Sq Geneva | 82387 | Joint Recruiting Program | USACE | One Franklin | United States | New York | Ontario | Geneva | 14456 | 1.06 | 1.075
183508 | 82387-12885 | S Wellwood Ave Lindenhurst | 82387 | Joint Recruiting Program | USACE | Wellwood Groudn Floor | United States | New York | Suffolk | Lindenhurst | 11757 | 1.06 | 1.075
183513 | 82387-11626 | Dyer El Paso | 82387 | Joint Recruiting Program | USACE | Dyer, Space | United States | Texas | El Paso | El Paso | 79924 | 0.86 | 0.83
183514 | 82387-12712 | Rio Bravo El Paso | 82387 | Joint Recruiting Program | USACE | Rio Bravo Suite 315 | United States | Texas | El Paso | El Paso | 79902 | 0.86 | 0.83
183515 | 82387-12433 | N Mesa El Paso | 82387 | Joint Recruiting Program | USACE | Mesa Suite L152 | United States | Texas | El Paso | El Paso | 79912 | 0.86 | 0.83
183516 | 82387-12911 | Saul Kleinfeld Dr El Paso | 82387 | Joint Recruiting Program | USACE | Saul Kleinfeld Suite 102 | United States | Texas | El Paso | El Paso | 79936 | 0.86 | 0.83
183517 | 82387-12449 | N Oregon St El Paso | 82387 | Joint Recruiting Program | USACE | Oregon Suite 203 | United States | Texas | El Paso | El Paso | 79902 | 0.86 | 0.83
183518 | 82387-12017 | Hondo Pass El Paso | 82387 | Joint Recruiting Program | USACE | Hondo Stes E, J, L | United States | Texas | El Paso | El Paso | 79904 | 0.86 | 0.83
183519 | 82387-12085 | Kell Blvd Wichita Falls | 82387 | Joint Recruiting Program | USACE | Kell Boulevard Fountain Pk | United States | Texas | Wichita | Wichita Falls | 76309 | 0.92 | 0.89
183521 | 82387-12699 | Regina St Martin | 82387 | Joint Recruiting Program | USACE | Regina | United States | Tennessee | Weakley | Martin | 38237 | 0.835 | 0.82
183522 | 82387-10089 | 110 Wallace Avenue Downingtown | 82387 | Joint Recruiting Program | USACE | Wallace | United States | Pennsylvania | Chester | Downingtown | 19335 | 1.065 | 1.105
183523 | 710504 | North Parking Lot Pittsburgh | 42560 | 99th Readiness Division | ARRES | Parking Lot Usarc - U.S. Rt 60 | United States | Pennsylvania | Allegheny | Greater Pittsburgh Arp | 15219 | 1.065 | 1.105
183524 | 82387-11512 | Clearview Cir Butler | 82387 | Joint Recruiting Program | USACE | Clearview Circle Clearview 505 & 501 | United States | Pennsylvania | Butler | Butler | 16001 | 1.065 | 1.105
183525 | 710351 | 360 Evans City Rd Butler | 42560 | 99th Readiness Division | ARRES | Evans City Inst | United States | Pennsylvania | Butler | Butler | 16001 | 1.065 | 1.105
183526 | 82387-12625 | Pawtucket East Providence | 82387 | Joint Recruiting Program | USACE | Pawtucket | United States | Rhode Island | Providence | East Providence | 02914 | 1.11 | 1.15
183528 | 82387-12385 | N Harrison Ave Pierre | 82387 | Joint Recruiting Program | USACE | Harrison Pierre Mall, Space 27 | United States | South Dakota | Hughes | Pierre | 57501 | 0.955 | 0.93
183529 | 710212 | 4301 W 57th Street Sioux Falls | 82387 | Joint Recruiting Program | USACE | 57th Suite 141 | United States | South Dakota | Minnehaha | Sioux Falls | 57108 | 0.96 | 0.94
183531 | 82387-12827 | S Louise Ave Sioux Falls | 82387 | Joint Recruiting Program | USACE | Louise Suite B-3 | United States | South Dakota | Minnehaha | Sioux Falls | 57106 | 0.96 | 0.94
183532 | 460NG-10001 | Minnehaha County Sioux Falls | 460NG | South Dakota National Guard | ARGUARD | Minnehaha County | United States | South Dakota | Minnehaha | Sioux Falls | 57104 | 0.96 | 0.94
183533 | 82387-13180 | W 41st St Sioux Falls | 82387 | Joint Recruiting Program | USACE | 41st Empire Mall, Space 714 | United States | South Dakota | Minnehaha | Sioux Falls | 57106 | 0.96 | 0.94
183534 | 460NG-10005 | Sw1/4ne1/4 And The Nw1/4se1/4 Of Sioux Falls | 460NG | South Dakota National Guard | ARGUARD | Sw1/4ne1/4 And The Nw1/4se1/4 Of Sec 32, T102n, R49w Of The 5th Pm | United States | South Dakota | Minnehaha | Sioux Falls | 57117 | 0.96 | 0.94
183535 | 710859 | 4301 W 57th Str Sioux Falls | 82387 | Joint Recruiting Program | USACE | 57th Ste 151 | United States | South Dakota | Minnehaha | Sioux Falls | 57108 | 0.96 | 0.94
183536 | 82387-13181 | W 49th St Sioux Falls | 82387 | Joint Recruiting Program | USACE | 49th | United States | South Dakota | Minnehaha | Sioux Falls | 57105 | 0.96 | 0.94
183537 | 82387-12133 | Liberty Rd S Salem | 82387 | Joint Recruiting Program | USACE | Liberty Suite 340 | United States | Oregon | Marion | Salem | 97301 | 1.12 | 1.145
183538 | 82387-12115 | Lancaster Dr Ne Salem | 82387 | Joint Recruiting Program | USACE | Lancaster 3090 Lancaster Drive Ne | United States | Oregon | Marion | Salem | 97302 | 1.12 | 1.145
183539 | 82387-13358 | Welcome Center Hawley | 82387 | Joint Recruiting Program | USACE | Welcome Unitc Rf - Us Rt 6 | United States | Pennsylvania | Wayne | Hawley | 18428 | 1.065 | 1.105
183540 | 82387-12249 | Mcdade Blvd Holmes | 82387 | Joint Recruiting Program | USACE | Mcdade Blv | United States | Pennsylvania | Delaware | Holmes | 19043 | 1.065 | 1.105
183541 | 82387-11958 | Gulf Fwy Friendswood | 82387 | Joint Recruiting Program | USACE | Gulf Fwy Baybrook C | United States | Texas | Galveston | Friendswood | 77546 | 0.865 | 0.84
183542 | 82387-10720 | 3219 & 3221 Ne Loop 286 Paris | 82387 | Joint Recruiting Program | USACE | & 3221 286 3223 Ne Loop 286 | United States | Texas | Lamar | Paris | 75460 | 0.865 | 0.84
183543 | 82387-12508 | Ne Loop 286 Paris | 82387 | Joint Recruiting Program | USACE | 286 Suite 400 | United States | Texas | Lamar | Paris | 75460 | 0.865 | 0.84
183544 | 82387-12500 | Ne 20th St Bellevue | 82387 | Joint Recruiting Program | USACE | 20th Suites 'J' & 'K' | United States | Washington | King | Bellevue | 98007 | 1.12 | 1.14
183545 | 710231 | White Sands-Abres Green River | 18081 | Army Mission Support | USACE | White Sands-Abres | United States | Utah | Emery | Green River | 84525 | 1.03 | 0.995
183546 | 82387-10338 | 1605 Se Meadowbrook Blvd., "A" College Place | 82387 | Joint Recruiting Program | USACE | Meadowbrook Blvd., "A" 1705 Se Meadowbrook Blvd., "B" | United States | Washington | Walla Walla | College Place | 99324 | 1.085 | 1.095
183547 | 710574 | 210 Central Expressway S. Allen | 82387 | Joint Recruiting Program | USACE | Central Suite 74 | United States | Texas | Collin | Allen | 75013 | 0.865 | 0.84
183548 | 82387-13094 | Tukwila Pkwy Tukwila | 82387 | Joint Recruiting Program | USACE | Tukwila Parkway At Southcenter | United States | Washington | King | Tukwila | 98188 | 1.12 | 1.14
183549 | 82387-10590 | 2529 Main Street Union Gap | 82387 | Joint Recruiting Program | USACE | Main Street Union Gap Valley | United States | Washington | Yakima | Union Gap | 98903 | 1.09 | 1.1
183550 | 82387-11728 | E Main St Riverton | 82387 | Joint Recruiting Program | USACE | Main Suite 101,102,& 103 | United States | Wyoming | Fremont | Riverton | 82501 | 1.045 | 1.035
183551 | 82387-13360 | West Layton Greenfield | 82387 | Joint Recruiting Program | USACE | Layton | United States | Wisconsin | Milwaukee | Greenfield | 53220 | 1.09 | 1.13
183552 | 711173 | 2106 Eastridge Center Eau Claire | 82387 | Joint Recruiting Program | USACE | Eastridge | United States | Wisconsin | Chippewa | Eau Claire | 54701 | 1.085 | 1.12
183553 | 711199 | 1724 East Broad Street Mansfield | 82387 | Joint Recruiting Program | USACE | Broad | United States | Texas | Tarrant | Mansfield | 76063 | 0.83 | 0.82
183554 | 82387-11621 | Dumas Ave Dumas | 82387 | Joint Recruiting Program | USACE | Dumas Stes A & B | United States | Texas | Moore | Dumas | 79029 | 0.865 | 0.84
183556 | 800264 | 2852 Essary Road Knoxville | 82387 | Joint Recruiting Program | USACE | Essary | United States | Tennessee | Knox | Knoxville | 37918 | 0.835 | 0.82
183557 | 710154 | 9745 Parkside Dr Knoxville | 66155 | DoD USMEPCOM | USACE | Parkside Meps Building | United States | Tennessee | Knox | Knoxville | 37922 | 0.835 | 0.82
183558 | 82387-11429 | Brookvale Ln Knoxville | 82387 | Joint Recruiting Program | USACE | Brookvale Suite 204 | United States | Tennessee | Knox | Knoxville | 37919 | 0.835 | 0.82
183559 | 82387-12548 | Northshore Dr Nw Knoxville | 82387 | Joint Recruiting Program | USACE | Northshore Drnw Suite S-580 | United States | Tennessee | Knox | Knoxville | 37919 | 0.835 | 0.82
183560 | 82387-12640 | Peters Rd Knoxville | 82387 | Joint Recruiting Program | USACE | Peters | United States | Tennessee | Knox | Knoxville | 37919 | 0.835 | 0.82
183561 | 82387-10401 | 1880 South Us 231 Crawfordsville | 82387 | Joint Recruiting Program | USACE | Us 231, Suite B | United States | Indiana | Montgomery | Crawfordsville | 47933 | 0.955 | 0.96
183562 | 82387-10668 | 3 N Court St Crown Point | 82387 | Joint Recruiting Program | USACE | Court | United States | Indiana | Lake | Crown Point | 46307 | 0.955 | 0.96
183563 | 82387-12441 | N Nappanee Elkhart | 82387 | Joint Recruiting Program | USACE | Nappanee | United States | Indiana | Elkhart | Elkhart | 46514 | 0.955 | 0.96
183564 | 82387-12875 | S Strang Line Rd Olathe | 82387 | Joint Recruiting Program | USACE | Strang Line Road 119th | United States | Kansas | Johnson | Olathe | 66062 | 1.005 | 1.025
183565 | 82387-12544 | Northlake Blvd Lake Park | 82387 | Joint Recruiting Program | USACE | Northlake Northlake Commons | United States | Florida | Palm Beach | Lake Park | 33403 | 0.82 | 0.8
183566 | 82387-13283 | W North Blvd Leesburg | 82387 | Joint Recruiting Program | USACE | North Leesburg Marketplace | United States | Florida | Lake | Leesburg | 34748 | 0.825 | 0.805
183567 | 82387-11483 | Central Ave Fort Dodge | 82387 | Joint Recruiting Program | USACE | Central Suite 300 | United States | Iowa | Webster | Fort Dodge | 50501 | 1.01 | 1.01
183568 | 82387-12751 | S 25th St Fort Dodge | 82387 | Joint Recruiting Program | USACE | 25th Space B5a | United States | Iowa | Webster | Fort Dodge | 50501 | 1.01 | 1.01
183569 | 710039 | 210 Walnut Elwood | 18081 | Army Mission Support | USACE | Walnut | United States | Kansas | Doniphan | Elwood | 66024 | 1.005 | 1.025
183570 | 82387-12536 | North Side Plz Columbia | 82387 | Joint Recruiting Program | USACE | Side Suite 1 | United States | Tennessee | Maury | Columbia | 38401 | 0.835 | 0.82
183571 | 82387-11912 | Galleria Dr Johnstown | 82387 | Joint Recruiting Program | USACE | Galleria The Galleria, #141 | United States | Pennsylvania | Cambria | Johnstown | 15904 | 1.065 | 1.105
183572 | 710835 | 479 Airport Rd, Camb Johnstown | 42560 | 99th Readiness Division | ARRES | Airport Rd, Camb Humidity Ctrl Stor B | United States | Pennsylvania | Cambria | Johnstown | 15904 | 1.065 | 1.105
183573 | 711148 | Cambria Cnty Airport Johnstown | 42560 | 99th Readiness Division | ARRES | Airport | United States | Pennsylvania | Cambria | Johnstown | 15904 | 1.065 | 1.105
183574 | 82387-12657 | Plaza Blvd Lancaster | 82387 | Joint Recruiting Program | USACE | Plaza Rf - Parkview Plaza | United States | Pennsylvania | Lancaster | Lancaster | 17603 | 1.065 | 1.105
183575 | 82387-10663 | 2938 Columbia Avenue Lancaster | 82387 | Joint Recruiting Program | USACE | Columbia Rf - Suite 102 | United States | Pennsylvania | Lancaster | Lancaster | 17603 | 1.065 | 1.105
183576 | 82387-13263 | W Main St Lansdale | 82387 | Joint Recruiting Program | USACE | Main | United States | Pennsylvania | Montgomery | Lansdale | 19446 | 1.065 | 1.105
183577 | 82387-12206 | Main St St Joseph | 82387 | Joint Recruiting Program | USACE | Main | United States | Michigan | Berrien | St. Joseph | 49085 | 1.035 | 1.055
183578 | 82387-13394 | Willowtree Plz Frederick | 82387 | Joint Recruiting Program | USACE | Willowtree Plaza 3 Willowdale B16-18 | United States | Maryland | Frederick | Frederick | 21701 | 0.94 | 0.94
183579 | 82387-12631 | Pegasus Ct Frederick | 82387 | Joint Recruiting Program | USACE | Pegasus Suite A & B | United States | Maryland | Frederick | Frederick | 21704 | 0.94 | 0.94
183580 | 82387-12007 | Highway 72 E Corinth | 82387 | Joint Recruiting Program | USACE | 72 | United States | Mississippi | Alcorn | Corinth | 38834 | 0.9 | 0.86
183581 | 82387-11676 | E Diamond Gaithersburg | 82387 | Joint Recruiting Program | USACE | Diamond | United States | Maryland | Montgomery | Gaithersburg | 20877 | 1.02 | 1.02
183582 | 82387-11564 | Courthouse Rd Gulfport | 82387 | Joint Recruiting Program | USACE | Courthouse Suites 1-4 | United States | Mississippi | Harrison | Gulfport | 39507 | 0.91 | 0.87
183583 | 710762 | 6030 U.S.Highway 98 Hattiesburg | 82387 | Joint Recruiting Program | USACE | U.S.Highway 98 Suite 1 | United States | Mississippi | Forrest | Hattiesburg | 39403 | 0.9 | 0.86
183584 | 01530-10019 | Bldgs 606,7,11,12,25 Hattiesburg | 28941 | Camp Shelby | ARGUARD | Bldgs 606,7,11,12,25 29,33,37 & 664 | United States | Mississippi | Forrest | Hattiesburg | 39407 | 0.9 | 0.86
183585 | 82387-11972 | Hardy St Hattiesburg | 82387 | Joint Recruiting Program | USACE | Hardy | United States | Mississippi | Forrest | Hattiesburg | 39403 | 0.9 | 0.86
183586 | 82387-12754 | S 27th Ave Hattiesburg | 82387 | Joint Recruiting Program | USACE | 27th | United States | Mississippi | Forrest | Hattiesburg | 39403 | 0.9 | 0.86
183587 | 800116 | 206 East Main Street Milford | 82387 | Joint Recruiting Program | USACE | Main | United States | Massachusetts | Worcester | Milford | 01757 | 1.2 | 1.26
183588 | 82387-10422 | 1988 East Us223 Adrian | 82387 | Joint Recruiting Program | USACE | Us223 Suites B&C | United States | Michigan | Lenawee | Adrian | 49221 | 1.035 | 1.055
183590 | 82387-10299 | 1503 South Jackson Jacksonville | 82387 | Joint Recruiting Program | USACE | Jackson Suite 6 | United States | Texas | Cherokee | Jacksonville | 75766 | 0.865 | 0.84
183593 | 82387-10707 | 3145 Silver Lake Village Pearland | 82387 | Joint Recruiting Program | USACE | Silver Lake Suite 108 | United States | Texas | Brazoria | Pearland | 77584 | 0.865 | 0.84
183594 | 800344 | 1510 Broadway Pearland | 82387 | Joint Recruiting Program | USACE | Broadway Suite 100 | United States | Texas | Brazoria | Pearland | 77581 | 0.865 | 0.84
183595 | 82387-12675 | Preston Rd Dallas | 82387 | Joint Recruiting Program | USACE | Preston Road Valley View Shopping | United States | Texas | Dallas | Dallas | 75240 | 0.83 | 0.82
183596 | 82387-13242 | W Illinois Ave Dallas | 82387 | Joint Recruiting Program | USACE | Illinois Bldg 200, Suite 260 | United States | Texas | Dallas | Dallas | 75224 | 0.83 | 0.82
183597 | 82387-11822 | Erl Thornton Fwy Dallas | 82387 | Joint Recruiting Program | USACE | R.L. Thornton Suite 201b | United States | Texas | Dallas | Dallas | 75228 | 0.83 | 0.82
183598 | 82387-11001 | 5787 S Hampton Dallas | 82387 | Joint Recruiting Program | USACE | Hampton Ste 310 | United States | Texas | Dallas | Dallas | 75232 | 0.83 | 0.82
183599 | 18081-10037 | 1100 Commerce Dallas | 18081 | Army Mission Support | USACE | Commerce | United States | Texas | Dallas | Dallas | 75242 | 0.83 | 0.82
1836 | GHRC0001 | FRANCIS E WARREN AF MISSILE SITE A3 SITE # 1 | GHLN | F E WARREN AFB | AFACT | 2697 Laramie County Road 216 | United States | Wyoming | Laramie | Albin | 82050 | 1.07 | 1.06
183600 | 18081-10208 | 7701 Stemmons Dallas | 18081 | Army Mission Support | USACE | Stemmons | United States | Texas | Dallas | Dallas | 75230 | 0.83 | 0.82
183601 | 82387-12801 | S Fm 51 Decatur | 82387 | Joint Recruiting Program | USACE | Fm 51 Suite N | United States | Texas | Wise | Decatur | 76234 | 0.865 | 0.84
183602 | 82387-11796 | Ed Carey Dr Harlingen | 82387 | Joint Recruiting Program | USACE | Ed Carey | United States | Texas | Cameron | Harlingen | 78550 | 0.865 | 0.84
183603 | 82387-11574 | Cross Pointe Plz Orem | 82387 | Joint Recruiting Program | USACE | State St. Cross Pointe | United States | Utah | Utah | Orem | 84057 | 1.03 | 0.995
183604 | 82387-12850 | S Ninth St Richmond | 82387 | Joint Recruiting Program | USACE | Ninth Street Fort Bend Office | United States | Texas | Fort Bend | Richmond | 77469 | 0.865 | 0.84
183605 | 82387-11829 | Executive Dr Hampton | 82387 | Joint Recruiting Program | USACE | Executive Suite 6a | United States | Virginia | Hampton (City) | Hampton | 23666 | 0.98 | 0.94
183606 | 82387-11920 | Geo Wash Mem Hwy Hayes | 82387 | Joint Recruiting Program | USACE | Geo Wash Mem Hy White Marsh Shp | United States | Virginia | Gloucester | Hayes | 23072 | 0.98 | 0.94
183607 | 18081-10115 | 3113 Geo Wash Mem Hy Hayes | 18081 | Army Mission Support | USACE | Geo Wash Mem Hy | United States | Virginia | Gloucester | Hayes | 23072 | 0.98 | 0.94
183608 | 82387-13368 | Westbrooke Ctr Taylorsville | 82387 | Joint Recruiting Program | USACE | Westbrooke 3171 5400 South | United States | Utah | Salt Lake | Taylorsville | 84118 | 1.03 | 0.99
183609 | 18081-10695 | Tooele Army Depot Tooele | 18081 | Army Mission Support | USACE | Tooele Army Depot | United States | Utah | Tooele | Tooele | 84074 | 1.11 | 1.08
183610 | 82387-12467 | N St Marys Beeville | 82387 | Joint Recruiting Program | USACE | Marys College North S.C. | United States | Texas | Bee | Beeville | 78102 | 0.865 | 0.84
183611 | 82387-11993 | Highway 281 N Marble Falls | 82387 | Joint Recruiting Program | USACE | 281 Northlake Plaza, Suite 1000 | United States | Texas | Burnet | Marble Falls | 78654 | 0.865 | 0.84
183612 | 82387-12435 | N Midkiff Midland | 82387 | Joint Recruiting Program | USACE | Midkiff Suites 7 & 8 | United States | Texas | Midland | Midland | 79705 | 0.865 | 0.84
183613 | 82387-10778 | 3634 Glenn Lakes Lane Missouri City | 82387 | Joint Recruiting Program | USACE | Glenn Lakes Suite 190 | United States | Texas | Fort Bend | Missouri City | 77459 | 0.865 | 0.84
183614 | 82387-12002 | Highway 6 S Missouri City | 82387 | Joint Recruiting Program | USACE | 6214/6216/6218-A Highway 6 Colony Lakes Shopping | United States | Texas | Fort Bend | Missouri City | 77459 | 0.865 | 0.84
183616 | 82387-12818 | S Ih35 Round Rock | 82387 | Joint Recruiting Program | USACE | Ih35 | United States | Texas | Williamson | Round Rock | 78681 | 0.865 | 0.84
183617 | 82387-12443 | N Navarro Victoria | 82387 | Joint Recruiting Program | USACE | Navarro Stes L, M, O & P | United States | Texas | Victoria | Victoria | 77904 | 0.865 | 0.84
183618 | 82387-10061 | 1044 Hwy 77 North Waxahachie | 82387 | Joint Recruiting Program | USACE | 77 Bldg B, Ste 4 | United States | Texas | Ellis | Waxahachie | 75165 | 0.865 | 0.84
183619 | 82387-13151 | Vann Dr Jackson | 82387 | Joint Recruiting Program | USACE | Vann Suites J K & L | United States | Tennessee | Madison | Jackson | 38305 | 0.835 | 0.82
183620 | 82387-12710 | Ridgecrest Rd Jackson | 82387 | Joint Recruiting Program | USACE | Ridgecrest | United States | Tennessee | Madison | Jackson | 38305 | 0.835 | 0.82
183621 | 82387-11880 | Franconia Prof Bldg Alexandria | 82387 | Joint Recruiting Program | USACE | Franconia Prof Bldg 6182-B Old Franconia | United States | Virginia | Alexandria (City) | Alexandria | 22310 | 1.08 | 1.08
183622 | 82387-11881 | Franconia Rd Alexandria | 82387 | Joint Recruiting Program | USACE | Franconia | United States | Virginia | Alexandria | Alexandria | 22310 | 1.08 | 1.08
183623 | 82387-11169 | 7828 Richmond Highway Alexandria | 82387 | Joint Recruiting Program | USACE | Richmond | United States | Virginia | Alexandria | Alexandria | 22306 | 1.08 | 1.08
183624 | 82387-11909 | Gage Rd Kennewick | 82387 | Joint Recruiting Program | USACE | Gage Columbia Cntr | United States | Washington | Benton | Kennewick | 99336 | 1.085 | 1.095
183625 | 82387-10256 | 1407 N. Young Street Kennewick | 82387 | Joint Recruiting Program | USACE | Young Suite 8,9,10 | United States | Washington | Benton | Kennewick | 99336 | 1.085 | 1.095
183626 | 82387-12681 | Prosperity Ln Logan | 82387 | Joint Recruiting Program | USACE | Prosperity Lane (Off Rt 119) Fountain Place Shopping | United States | West Virginia | Logan | Logan | 25601 | 1.02 | 1.03
183627 | 82387-12055 | Innovation Dr Wauwatosa | 82387 | Joint Recruiting Program | USACE | Innovation Suite 155 | United States | Wisconsin | Milwaukee | Wauwatosa | 53226 | 1.09 | 1.13
183629 | 82387-12732 | Roosevelt Rd Marinette | 82387 | Joint Recruiting Program | USACE | Roosevelt | United States | Wisconsin | Marinette | Marinette | 54143 | 1.085 | 1.12
183630 | 82387-11326 | Appleton Ave Menomonee Falls | 82387 | Joint Recruiting Program | USACE | N81 W14992 Appleton | United States | Wisconsin | Waukesha | Menomonee Falls | 53095 | 1.085 | 1.12
183636 | 82387-12679 | Professional Pk Arkadelphia | 82387 | Joint Recruiting Program | USACE | Professional Suite A | United States | Arkansas | Clark | Arkadelphia | 71923 | 0.845 | 0.82
183637 | 82387-11983 | High School Rd Arkadelphia | 82387 | Joint Recruiting Program | USACE | High School | United States | Arkansas | Clark | Arkadelphia | 71923 | 0.845 | 0.82
183638 | 710260 | City Of Arkadelphia Arkadelphia | 18081 | Army Mission Support | USACE | City Of Arkadelphia | United States | Arkansas | Clark | Arkadelphia | 71923 | 0.845 | 0.82
183639 | 82387-10765 | 3502 Harrison Street Batesville | 82387 | Joint Recruiting Program | USACE | Harrison | United States | Arkansas | Independence | Batesville | 72501 | 0.845 | 0.82
183640 | 82387-11663 | E Broadway Tucson | 82387 | Joint Recruiting Program | USACE | Broadway Suite B | United States | Arizona | Pima | Tucson | 85716 | 0.94 | 0.92
183641 | 82387-11760 | E Speedway Bvd Tucson | 82387 | Joint Recruiting Program | USACE | Speedway Bvd Ste 108,110,112,102 | United States | Arizona | Pima | Tucson | 85719 | 0.94 | 0.92
183642 | 82387-11605 | Desert Springs Ctr Tuscon | 82387 | Joint Recruiting Program | USACE | Desert Springs 7320 La Cholla Blvd.#104a,B,C,D | United States | Arizona | Pima | Tucson | 85741 | 0.94 | 0.92
183643 | 82387-12400 | N Kolb Rd Tucson | 82387 | Joint Recruiting Program | USACE | Kolb Rd Dorado | United States | Arizona | Pima | Tucson | 85715 | 0.94 | 0.92
183644 | 82387-10226 | 1325 N Wilmot Tucson | 82387 | Joint Recruiting Program | USACE | Wilmot Ste 302 Wilmot | United States | Arizona | Pima | Tucson | 85712 | 0.94 | 0.92
183645 | 82387-10225 | 1325 N Wilmot Ste330 Tucson | 82387 | Joint Recruiting Program | USACE | Wilmot Ste330 Wilmot Central | United States | Arizona | Pima | Tucson | 85712 | 0.94 | 0.92
183646 | 82387-10136 | 1183 W. Irvington Road Tucson | 82387 | Joint Recruiting Program | USACE | Irvington Suites 101, 111, And 119 | United States | Arizona | Pima | Tucson | 85714 | 0.94 | 0.92
183647 | 710866 | 5110 N. Dysart Road #156 & #158 Litchfield Park | 82387 | Joint Recruiting Program | USACE | Dysart #156 & #158 | United States | Arizona | Maricopa | Litchfield Park | 85340 | 0.91 | 0.89
183648 | 82387-11280 | 9617 Metroctr Pky W Phoenix | 82387 | Joint Recruiting Program | USACE | Metroctr Metrocknter | United States | Arizona | Maricopa | Phoenix | 85051 | 0.91 | 0.89
183649 | 82387-13212 | W Camelback Rd Phoenix | 82387 | Joint Recruiting Program | USACE | Camelback Suite 108 | United States | Arizona | Maricopa | Phoenix | 85015 | 0.91 | 0.89
183650 | 82387-13160 | Village Center Phoenix | 82387 | Joint Recruiting Program | USACE | Village 4308 Cactus Rd., Ste'S.1,2,3,& 4 | United States | Arizona | Maricopa | Phoenix | 85032 | 0.91 | 0.89
183651 | 82387-13197 | W Bethany Hm Rd Phoenix | 82387 | Joint Recruiting Program | USACE | Bethany Hm Unit A & B | United States | Arizona | Maricopa | Phoenix | 85015 | 0.91 | 0.89
183652 | 82387-13317 | W Thomas Rd Phoenix | 82387 | Joint Recruiting Program | USACE | Thomas Suite F-40 | United States | Arizona | Maricopa | Phoenix | 85033 | 0.91 | 0.89
183653 | 710720 | 2320 E. Baseline Rd #152 Phoenix | 82387 | Joint Recruiting Program | USACE | Baseline #152 | United States | Arizona | Maricopa | Phoenix | 85042 | 0.91 | 0.89
183654 | 711256 | 2070 East Baseline Road, #108 Phoenix | 18081 | Army Mission Support | USACE | Baseline Road, #108 | United States | Arizona | Maricopa | Phoenix | 85042 | 0.91 | 0.89
183655 | 82387-13195 | W Bell Rd Phoenix | 82387 | Joint Recruiting Program | USACE | Bell Stes. 1340,1342,1344 | United States | Arizona | Maricopa | Phoenix | 85023 | 0.91 | 0.89
183656 | 710383 | 4205 W. Anthem Way #104 Phoenix | 82387 | Joint Recruiting Program | USACE | Anthem #104 | United States | Arizona | Maricopa | Phoenix | 85086 | 0.91 | 0.89
183657 | 82387-10002 | 1 N 1st St Phoenix | 66155 | DoD USMEPCOM | USACE | 1st 3-4th Floors | United States | Arizona | Maricopa | Phoenix | 85004 | 0.91 | 0.89
183658 | 82387-12465 | 4201 N Shiloh Drive Fayetteville | 82387 | Joint Recruiting Program | USACE | Shiloh | United States | Arkansas | Washington | Fayetteville | 72703 | 0.845 | 0.82
183659 | 710897 | 2622 W.6th St Fayetteville | 82387 | Joint Recruiting Program | USACE | W.6th | United States | Arkansas | Washington | Fayetteville | 72704 | 0.845 | 0.82
183662 | 82387-11995 | Highway 43 Saraland | 82387 | Joint Recruiting Program | USACE | 43 Suite A | United States | Alabama | Mobile | Saraland | 36571 | 0.84 | 0.81
183663 | 800256 | 209 Market Street Scottsboro | 82387 | Joint Recruiting Program | USACE | Market | United States | Alabama | Jackson | Scottsboro | 35768 | 0.855 | 0.83
183664 | 18081-10274 | Cairns Daleville | 18081 | Army Mission Support | USACE | Cairns | United States | Alabama | Dale | Daleville | 36322 | 0.89 | 0.86
183665 | 711214 | 2314 6th Avenue Se Decatur | 82387 | Joint Recruiting Program | USACE | 6th | United States | Alabama | Morgan | Decatur | 35601 | 0.83 | 0.8
183666 | 82387-13257 | W Main St Dothan | 82387 | Joint Recruiting Program | USACE | Main | United States | Alabama | Houston | Dothan | 36301 | 0.89 | 0.86
183667 | 82387-11250 | 902 Prices Fork Road Blacksburg | 82387 | Joint Recruiting Program | USACE | Prices Fork Suite 2050 | United States | Virginia | Montgomery | Blacksburg | 24060 | 1 | 0.96
183668 | 18081-10073 | 1715 Pratt Drive Blacksburg | 18081 | Army Mission Support | USACE | Pratt Suites 3200 & 3300 | United States | Virginia | Montgomery | Blacksburg | 24060 | 1 | 0.96
183669 | 800330 | 1351 Sw Wilshire Blvd Burleson | 82387 | Joint Recruiting Program | USACE | Wilshire 1351 Wilshire Boulevard, Ste 110 | United States | Texas | Johnson | Burleson | 76028 | 0.865 | 0.84
183672 | 82387-13221 | W College Ave Appleton | 82387 | Joint Recruiting Program | USACE | College | United States | Wisconsin | Outagamie | Appleton | 54911 | 1.085 | 1.12
183673 | 82387-12843 | S Memorial Appleton | 82387 | Joint Recruiting Program | USACE | Memorial | United States | Wisconsin | Outagamie | Appleton | 54915 | 1.085 | 1.12
183674 | 800190 | 32650 State Route 20 Oak Harbor | 82387 | Joint Recruiting Program | USACE | State 20 Suites 103-106 | United States | Washington | Island | Oak Harbor | 98278 | 1.26 | 1.29
183675 | 82387-12739 | Route 98 W Nutter Fort | 82387 | Joint Recruiting Program | USACE | 98 West. Rf- 303,305,307,309 | United States | West Virginia | Harrison | Nutter Fort | 26301 | 1.02 | 1.03
183677 | 82387-10114 | 1130 Emmers Lane Oshkosh | 82387 | Joint Recruiting Program | USACE | Emmers Westone | United States | Wisconsin | Winnebago | Oshkosh | 54901 | 1.085 | 1.12
183678 | 82387-11256 | 906, 914 & 918 8th Avenue Baraboo | 82387 | Joint Recruiting Program | USACE | 914 & 918 8th Unit 10 | United States | Wisconsin | Sauk | Baraboo | 53913 | 1.085 | 1.12
183679 | 82387-12144 | Linn St Baraboo | 82387 | Joint Recruiting Program | USACE | Linn | United States | Wisconsin | Sauk | Baraboo | 53913 | 1.085 | 1.12
183681 | 82387-10690 | 304 Main Ave S Renton | 82387 | Joint Recruiting Program | USACE | Main Suite 301 | United States | Washington | King | Renton | 98055 | 1.12 | 1.14
183682 | 82387-11111 | 700 East Blackhawk Avenue Prairie Du Chien | 82387 | Joint Recruiting Program | USACE | Blackhawk | United States | Wisconsin | Crawford | Prairie Du Chien | 53821 | 1.085 | 1.12
183683 | 82387-11098 | 6840 Fort Dent Way Tukwila | 82387 | Joint Recruiting Program | USACE | Fort Dent Fort Dent Ii | United States | Washington | King | Tukwila | 98188 | 1.12 | 1.14
183684 | 82387-12553 | 500 Northwest Plaza Saint Ann | 82387 | Joint Recruiting Program | USACE | Northwest | United States | Missouri | St Louis | St. Ann | 63074 | 0.985 | 1.005
183686 | 18081-10148 | 4300 Goodfellow Blvd Saint Louis | 18081 | Army Mission Support | USACE | Goodfellow Bldg 102e | United States | Missouri | St. Louis (City) | St. Louis | 63120 | 0.985 | 1.005
183687 | 18081-10199 | 710 N Tucker Saint Louis | 18081 | Army Mission Support | USACE | Tucker Globe Bldg | United States | Missouri | St. Louis (City) | St. Louis | 63101 | 0.985 | 1.005
183688 | 82387-11438 | Butler Hill Rd Saint Louis | 82387 | Joint Recruiting Program | USACE | Butler Hill Rd Butler Hill Shpg | United States | Missouri | St. Louis (City) | St. Louis | 63129 | 0.985 | 1.005
183689 | 18081-10067 | 1520 Market St Saint Louis | 18081 | Army Mission Support | USACE | Market Federal Office Bldg | United States | Missouri | St. Louis (City) | St. Louis | 63106 | 0.985 | 1.005
183690 | 800140 | 3734 S. Kings Hwy Saint Louis | 82387 | Joint Recruiting Program | USACE | Kings Suite D-13 | United States | Missouri | St. Louis (City) | St. Louis | 63116 | 0.985 | 1.005
183691 | 18081-10068 | 1520 Market St Saint Louis1 | 18081 | Army Mission Support | USACE | Market | United States | Missouri | St. Louis (City) | St. Louis | 63106 | 0.985 | 1.005
183692 | 711250 | Mid Rivers Center Saint Peters | 18081 | Army Mission Support | USACE | Mid Rivers Center Mid Rivers And Sumandy Dr. Ste. 276 | United States | Missouri | St Charles | St. Peters | 63376 | 0.985 | 1.005
183693 | 82387-11883 | Franklin Blvd Reisterstown | 82387 | Joint Recruiting Program | USACE | Franklin Blvd Franklin Retail | United States | Maryland | Baltimore | Reisterstown | 21136 | 0.97 | 0.97
183694 | 82387-12813 | S Hooper St Caro | 82387 | Joint Recruiting Program | USACE | Hooper | United States | Michigan | Tuscola | Caro | 48723 | 1.035 | 1.055
183695 | 82387-12051 | Independence Way Danvers | 82387 | Joint Recruiting Program | USACE | Independence Suite F109c | United States | Massachusetts | Essex | Danvers | 01923 | 1.165 | 1.215
183697 | 82387-12898 | Sally Plz Saugus | 82387 | Joint Recruiting Program | USACE | Sally 171 Broadway | United States | Massachusetts | Essex | Saugus | 01906 | 1.165 | 1.215
183698 | 82387-13336 | Walnut St Boulder | 82387 | Joint Recruiting Program | USACE | Walnut 3053b Walnut Street | United States | Colorado | Boulder | Boulder | 80301 | 1.015 | 1
183699 | 18081-10454 | No Cheyenne Park Fort Carson | 18081 | Army Mission Support | USACE | No Cheyenne | United States | Colorado | El Paso | Fort Carson | 80913 | 1.06 | 1.04
1837 | GHRD0001 | FRANCIS E WARREN AF MISSILE SITE A4 SITE # 1 | GHLN | F E WARREN AFB | AFACT | 5808 Laramie County Road 222 | United States | Wyoming | Laramie | Burns | 82053 | 1.07 | 1.06
183700 | 18081-10359 | Haystack Butte Fort Carson | 18081 | Army Mission Support | USACE | Haystack Butte | United States | Colorado | El Paso | Fort Carson | 80913 | 1.06 | 1.04
183701 | 080NG-10001 | Weld County Greeley | 080NG | Colorado National Guard | ARGUARD | Weld County | United States | Colorado | Weld | Greeley | 80632 | 1.015 | 1
183702 | 82387-11069 | 6400 Laurel Canyon North Hollywood | 82387 | Joint Recruiting Program | USACE | Laurel | United States | California | Los Angeles | Universal City | 91606 | 1.02 | 1.06
183703 | 18081-10325 | Fe Warren, Site #11 Nunn | 18081 | Army Mission Support | USACE | Fe Warren, Site #11 Weld County-Wells | United States | Colorado | Weld | Nunn | 80648 | 1.015 | 1
183704 | 82387-13172 | W 17th St Bloomington | 82387 | Joint Recruiting Program | USACE | 17th # C | United States | Indiana | Monroe | Bloomington | 47404 | 0.955 | 0.96
183705 | 82387-10119 | 115 S. State Hwy 46 Bypass Bloomington | 82387 | Joint Recruiting Program | USACE | State Hwy 46 Suite G | United States | Indiana | Monroe | Bloomington | 47403 | 0.955 | 0.96
183706 | 82387-10828 | 409 W. Patterson Bloomington | 82387 | Joint Recruiting Program | USACE | Patterson Suite 201 | United States | Indiana | Monroe | Bloomington | 47403 | 0.955 | 0.96
183707 | 82387-10967 | 530 Kirkwood Avenue Bloomington | 82387 | Joint Recruiting Program | USACE | Kirkwood | United States | Indiana | Monroe | Bloomington | 47401 | 0.955 | 0.96
183708 | 18081-10542 | S1/2 Sec 34, T14n, R9e Of The 6thpm Mead | 18081 | Army Mission Support | USACE | S1/2 Sec 34, T14n, R9e Of The 6thpm Mw86, Mw87 | United States | Nebraska | Saunders | Mead | 68041 | 0.93 | 0.915
183709 | 18081-10317 | E1/2, Nw1/4, Sec 1, T13n, R8e, Of Mead | 18081 | Army Mission Support | USACE | E1/2, Nw1/4, Sec 1, T13n, R8e, Of The 6th Pm, Mw-101 | United States | Nebraska | Saunders | Mead | 68041 | 0.93 | 0.915
183710 | 18081-10723 | W1/2 Of The W1/2 Sec 2, T13n, R9e Mead | 18081 | Army Mission Support | USACE | W1/2 Of The W1/2 Sec 2, T13n, R9e Of The 6th Pm | United States | Nebraska | Saunders | Mead | 68041 | 0.93 | 0.915
183711 | 18081-10446 | Ne1/4 Of The Sw1/4, Sec 22, T14n, Mead | 18081 | Army Mission Support | USACE | Ne1/4 Of The Sw1/4, Sec 22, T14n, R9e, Of The 6th Pm | United States | Nebraska | Saunders | Mead | 68041 | 0.93 | 0.915
183712 | 18081-10710 | Tracts 104l-2 & L-3 Mead | 18081 | Army Mission Support | USACE | Tracts 104l-2 & L-3 (Saunders Cty) | United States | Nebraska | Saunders | Mead | 68041 | 0.93 | 0.915
183713 | 18081-10316 | E1/2 Of The Sw1/4, Of The Se1/4 Mead | 18081 | Army Mission Support | USACE | E1/2 Of The Sw1/4, Of The Se1/4 Sec 34, T14n, R9e Of The 6th Pm | United States | Nebraska | Saunders | Mead | 68041 | 0.93 | 0.915
183714 | 18081-10683 | Sw 1/4, Sw 1/4 Of Section 33 Mead | 18081 | Army Mission Support | USACE | 1/4, Sw 1/4 Of Section 33 | United States | Nebraska | Saunders | Mead | 68041 | 0.93 | 0.915
183715 | 18081-10428 | Mw104 - Sw1/4 Of Sec 16, T14n,R9e Mead | 18081 | Army Mission Support | USACE | Mw104 - Sw1/4 Of Sec 16, T14n,R9e Of The 6th Pm | United States | Nebraska | Saunders | Mead | 68041 | 0.93 | 0.915
183716 | 18081-10423 | Mw Clusters 79 And 92 Mead | 18081 | Army Mission Support | USACE | Mw Clusters 79 And 92 Saunders Co. | United States | Nebraska | Saunders | Mead | 68041 | 0.93 | 0.915
183717 | 18081-10684 | Sw1/4 Of Sec 35, T14n, R9e Of The Mead | 18081 | Army Mission Support | USACE | Sw1/4 Of Sec 35, T14n, R9e Of The 6th Pm, Saunders County | United States | Nebraska | Saunders | Mead | 68041 | 0.93 | 0.915
183718 | 18081-10655 | Sect 2&3 T13n R9e Mead | 18081 | Army Mission Support | USACE | Sect 2&3 T13n R9e Saunders County | United States | Nebraska | Saunders | Mead | 68041 | 0.93 | 0.915
183719 | 18081-10464 | Nw1/4, Sec 1, T13n, R8e Mead | 18081 | Army Mission Support | USACE | Nw1/4, Sec 1, T13n, R8e Of The 6th Pm, Saunders County | United States | Nebraska | Saunders | Mead | 68041 | 0.93 | 0.915
183720 | 18081-10461 | Nw1/4 Of The Nw1/4 Sec 27, T14n, Mead | 18081 | Army Mission Support | USACE | Nw1/4 Of The Nw1/4 Sec 27, T14n, R9e Of The 6th Pm | United States | Nebraska | Saunders | Mead | 68041 | 0.93 | 0.915
183721 | 18081-10685 | Sw1/4nw1/4 Of Sec 22, T14n, R9e Mead | 18081 | Army Mission Support | USACE | Sw1/4nw1/4 Of Sec 22, T14n, R9e Of The 6th Pm | United States | Nebraska | Saunders | Mead | 68041 | 0.93 | 0.915
183722 | 82387-11806 | Elizabeth Ave Elizabeth | 82387 | Joint Recruiting Program | USACE | Elizabeth Avene | United States | New Jersey | Union | Elizabeth | 07201 | 1.165 | 1.235
183723 | 82387-12067 | Jefferson Ave Elizabeth | 82387 | Joint Recruiting Program | USACE | Jefferson | United States | New Jersey | Union | Elizabeth | 07201 | 1.165 | 1.235
183724 | 82387-11132 | 7215 Goddard Dr Malmstrom A F B | 82387 | Joint Recruiting Program | USACE | Goddard Bldg 119, Rm 10 | United States | Montana | Cascade | Malmstrom Afb | 59402 | 1.12 | 1.1
183725 | 82387-12329 | N 6th St Beatrice | 82387 | Joint Recruiting Program | USACE | 6th | United States | Nebraska | Gage | Beatrice | 68310 | 0.93 | 0.915
183726 | 82387-13098 | Twin Creek Dr Bellevue | 82387 | Joint Recruiting Program | USACE | Twin Creek Bays #5-8 | United States | Nebraska | Sarpy | Bellevue | 68123 | 0.94 | 0.93
183727 | 710538 | 11625 S 25th Street Bellevue | 82387 | Joint Recruiting Program | USACE | 25th Unit 233 | United States | Nebraska | Sarpy | Bellevue | 68123 | 0.94 | 0.93
183728 | 82387-11153 | 755 Banfield Road Portsmouth | 82387 | Joint Recruiting Program | USACE | Banfield Suite 2 | United States | New Hampshire | Rockingham | Portsmouth | 03801 | 1.08 | 1.09
183729 | 82387-11160 | 767 Islington St Portsmouth | 82387 | Joint Recruiting Program | USACE | Islington | United States | New Hampshire | Rockingham | Portsmouth | 03801 | 1.08 | 1.09
183730 | 82387-10499 | 215 Commerce Way Portsmouth | 82387 | Joint Recruiting Program | USACE | Commerce | United States | New Hampshire | Rockingham | Portsmouth | 03801 | 1.08 | 1.09
183731 | 82387-11690 | E Front St Plainfield | 82387 | Joint Recruiting Program | USACE | Front | United States | New Jersey | Union | Plainfield | 07060 | 1.165 | 1.235
183732 | 82387-12123 | Le Ric Plaza Rio Grande | 82387 | Joint Recruiting Program | USACE | Unit 3 Le Ric Plaza 47 | United States | New Jersey | Cape May | Rio Grande | 08242 | 1.165 | 1.235
183735 | 82387-10551 | 234 River Avenue Holland | 82387 | Joint Recruiting Program | USACE | River | United States | Michigan | Ottawa | Holland | 49424 | 1.035 | 1.055
183736 | 18081-10145 | 410 W Michigan Ave Kalamazoo | 18081 | Army Mission Support | USACE | Michigan | United States | Michigan | Kalamazoo | Kalamazoo | 49007 | 1.035 | 1.055
183737 | 82387-12773 | S Broadway Alexandria | 82387 | Joint Recruiting Program | USACE | Broadway | United States | Minnesota | Douglas | Alexandria | 56308 | 1.085 | 1.12
183739 | 82387-11593 | Deerpath Road Elkridge | 82387 | Joint Recruiting Program | USACE | Deerpath | United States | Maryland | Howard | Elkridge | 21075 | 1.005 | 1
183740 | 82387-11594 | Deerpath Road Elkridge 1 | 82387 | Joint Recruiting Program | USACE | Deerpath | United States | Maryland | Howard | Elkridge | 21075 | 1.005 | 1
183741 | 82387-11844 | Federal St Greenfield | 82387 | Joint Recruiting Program | USACE | Federal | United States | Massachusetts | Franklin | Greenfield | 01301 | 1.165 | 1.215
183743 | 82387-13247 | W Kimberly Rd Davenport | 82387 | Joint Recruiting Program | USACE | Kimberly Road North Park | United States | Iowa | Scott | Davenport | 52806 | 1.01 | 1.01
183744 | 82387-11704 | E Kimberly Rd Davenport | 82387 | Joint Recruiting Program | USACE | Kimberly | United States | Iowa | Scott | Davenport | 52807 | 1.01 | 1.01
183745 | 82387-11705 | E Kimberly Rd Davenport 1 | 82387 | Joint Recruiting Program | USACE | Kimberly Suite C | United States | Iowa | Scott | Davenport | 52807 | 1.01 | 1.01
183746 | 82387-13282 | W New Haven Melbourne | 82387 | Joint Recruiting Program | USACE | New Haven | United States | Florida | Brevard | Melbourne | 32904 | 0.78 | 0.75
183747 | 82387-12484 | N Wickham Rd Melbourne | 82387 | Joint Recruiting Program | USACE | Wickham Units 6 & 26 | United States | Florida | Brevard | Melbourne | 32904 | 0.78 | 0.75
183748 | 82387-10508 | 2200 W. Eau Gallie Melbourne | 82387 | Joint Recruiting Program | USACE | Eau Gallie Blvd, Ste 100 | United States | Florida | Brevard | Melbourne | 32935 | 0.78 | 0.75
183750 | 82387-10878 | 4403&4533 14th St W Bradenton | 82387 | Joint Recruiting Program | USACE | 4403&4533 14th Suites 433,201,&203 | United States | Florida | Manatee | Bradenton | 34207 | 0.825 | 0.805
183751 | 82387-13202 | W Brandon Blvd Brandon | 82387 | Joint Recruiting Program | USACE | Brandon Bv (761, 763, 765, 767) | United States | Florida | Hillsborough | Brandon | 33511 | 0.82 | 0.8
183753 | 800228 | 555 Washington Avenue Miami Beach | 82387 | Joint Recruiting Program | USACE | Washington Suites 101-102 | United States | Florida | Miami-Dade | Miami Beach | 33139 | 0.82 | 0.8
183754 | 82387-12145 | Little Rd New Port Richey | 82387 | Joint Recruiting Program | USACE | Little Road Unit 38, Ridge | United States | Florida | Pasco | New Port Richey | 34654 | 0.825 | 0.805
183755 | 82387-10963 | 5275 Red Bug Lake Rd Winter Springs | 82387 | Joint Recruiting Program | USACE | Red Bug Lake Rd Woodcreek | United States | Florida | Seminole | Winter Springs | 32708 | 0.825 | 0.805
183756 | 82387-12736 | Route 173 Antioch | 82387 | Joint Recruiting Program | USACE | 173 | United States | Illinois | Lake | Antioch | 60002 | 1.18 | 1.25
183757 | 710585 | 2206 Shorter Ave, Suite B Rome | 82387 | Joint Recruiting Program | USACE | Shorter Ave, Suite B | United States | Georgia | Floyd | Rome | 30165 | 0.865 | 0.83
183758 | 82387-12694 | Redmond Cir Rome | 82387 | Joint Recruiting Program | USACE | Redmond | United States | Georgia | Floyd | Rome | 30165 | 0.865 | 0.83
183759 | 82387-12228 | Mansell Rd Roswell | 82387 | Joint Recruiting Program | USACE | Mansell Suite D2 | United States | Georgia | Fulton | Roswell | 30076 | 0.83 | 0.8
183760 | 82387-11779 | E Washington Bloomington | 82387 | Joint Recruiting Program | USACE | Washington | United States | Illinois | McLean | Bloomington | 61704 | 1.03 | 1.045
183761 | 82387-12457 | N Prospect Rd Bloomington | 82387 | Joint Recruiting Program | USACE | Prospect Spaces 9 & 10 | United States | Illinois | Mclean | Bloomington | 61704 | 1.03 | 1.045
183762 | 82387-12456 | N Prince St Clovis | 82387 | Joint Recruiting Program | USACE | Prince Spaces 1133 & 1134 | United States | New Mexico | Curry | Clovis | 88101 | 1.01 | 0.99
183763 | 82387-13068 | The Shopping Center Jefferson City | 82387 | Joint Recruiting Program | USACE | The Shopping Center 1850 C, Ste. A & B | United States | Missouri | Cole | Jefferson City | 65101 | 0.985 | 1.005
183764 | 82387-10495 | 213 Adams Jefferson City | 82387 | Joint Recruiting Program | USACE | Adams | United States | Missouri | Cole | Jefferson City | 65102 | 0.985 | 1.005
183765 | 82387-10538 | 2300 Bernadette Drive Columbia | 82387 | Joint Recruiting Program | USACE | Bernadette Drive Columbia | United States | Missouri | Boone | Columbia | 65203 | 0.985 | 1.005
183766 | 82387-12184 | Main St Cortland | 82387 | Joint Recruiting Program | USACE | Main | United States | New York | Cortland | Cortland | 13045 | 1.06 | 1.075
183767 | 711069 | 1505 Sunset Avenue Clinton | 82387 | Joint Recruiting Program | USACE | Sunset | United States | North Carolina | Sampson | Clinton | 28328 | 0.885 | 0.855
183768 | 82387-11666 | E Chambers Dr Booneville | 82387 | Joint Recruiting Program | USACE | Chambers | United States | Mississippi | Prentiss | Booneville | 38829 | 0.9 | 0.86
183770 | 01530-10028 | Lincoln Co Ap Brookhaven | 01530 | 81st Readiness Division | ARRES | Lincoln Co Ap | United States | Mississippi | Lincoln | Brookhaven | 39601 | 0.9 | 0.86
183771 | 82387-12979 | South State St Clarksdale | 82387 | Joint Recruiting Program | USACE | A State | United States | Mississippi | Coahoma | Clarksdale | 38614 | 0.9 | 0.86
183772 | 82387-12560 | Nw 4th St Brainerd | 82387 | Joint Recruiting Program | USACE | 4th Suite 111 | United States | Minnesota | Crow Wing | Brainerd | 56401 | 1.085 | 1.12
183773 | 710858 | 2518 E. Beltline Road, Suite B (Army) & Hibbing | 82387 | Joint Recruiting Program | USACE | Beltline Road, Suite B (Army) & 2540 E. Beltline (N/M/Af) | United States | Minnesota | St Louis | Hibbing | 55746 | 1.11 | 1.13
183774 | 800115 | Leo A. Garage Lowell | 82387 | Joint Recruiting Program | USACE | Leo A. Garage Market | United States | Massachusetts | Middlesex | Lowell | 01852 | 1.165 | 1.215
183775 | 82387-12273 | Middle St Lowell | 82387 | Joint Recruiting Program | USACE | Middle | United States | Massachusetts | Middlesex | Lowell | 01852 | 1.165 | 1.215
183776 | 82387-12173 | Main St Marlborough | 82387 | Joint Recruiting Program | USACE | Main | United States | Massachusetts | Middlesex | Marlborough | 01752 | 1.165 | 1.215
183777 | 18081-10470 | Old Marlborough Rd Maynard | 18081 | Army Mission Support | USACE | Old Marlborough Next To Natick Labs | United States | Massachusetts | Middlesex | Maynard | 01754 | 1.165 | 1.215
183778 | 82387-12933 | Selfridge Air Ng Base | 82387 | Joint Recruiting Program | USACE | Arnold Suite 226 | United States | Michigan | Macomb | Selfridge ANGB | 48045 | 1.035 | 1.055
183779 | 82387-13238 | W Highway 50 Clermont | 82387 | Joint Recruiting Program | USACE | 50 Suite 4 | United States | Florida | Lake | Clermont | 34711 | 0.825 | 0.805
183781 | 82387-13142 | Us Hwy 98 Bypass Dade City | 82387 | Joint Recruiting Program | USACE | Us Hwy 98 Bypass Embassy | United States | Florida | Pasco | Dade City | 33525 | 0.825 | 0.805
183782 | 82387-12852 | S Orange Blossm Orlando | 82387 | Joint Recruiting Program | USACE | Orange Blossm Suite 608 | United States | Florida | Orange | Orlando | 32809 | 0.825 | 0.805
183783 | 800231 | 3100 Alayafa Trail Orlando | 82387 | Joint Recruiting Program | USACE | Alayafa Suite 1012 | United States | Florida | Orange | Orlando | 32817 | 0.825 | 0.805
183785 | 800233 | 5796 Hoffner Ave Orlando | 82387 | Joint Recruiting Program | USACE | Hoffner Ave, Ste 1005 Global Business | United States | Florida | Orange | Orlando | 32822 | 0.825 | 0.805
183786 | 82387-12781 | S Chickasaw Tr Orlando | 82387 | Joint Recruiting Program | USACE | Chickasaw Tr. Rio Pinar | United States | Florida | Orange | Orlando | 32825 | 0.825 | 0.805
183787 | 800235 | 1650 Sand Lake Road Orlando | 82387 | Joint Recruiting Program | USACE | Florida Mall Business Centre 1650 Sand Road, Suite 113 & 260 | United States | Florida | Orange | Orlando | 32809 | 0.825 | 0.805
183788 | 18081-10212 | 80 N Hughey Ave Orlando | 18081 | Army Mission Support | USACE | Hughey Fob | United States | Florida | Orange | Orlando | 32801 | 0.825 | 0.805
183789 | 82387-13122 | University Blvd Orlando | 82387 | Joint Recruiting Program | USACE | University Bvd University Shoppes | United States | Florida | Orange | Orlando | 32817 | 0.825 | 0.805
183790 | 82387-12075 | John Young Pkwy Orlando | 82387 | Joint Recruiting Program | USACE | John Young Pkwy Sand Lake | United States | Florida | Orange | Orlando | 32819 | 0.825 | 0.805
183791 | 82387-11008 | 5886 S Semoran Blvd Orlando | 82387 | Joint Recruiting Program | USACE | Semoran Airport Busines Cntr | United States | Florida | Orange | Orlando | 32822 | 0.825 | 0.805
183792 | 800232 | 5785 Hoffner Ave Orlando | 82387 | Joint Recruiting Program | USACE | Hoffner Noah'S Ark Self Storage | United States | Florida | Orange | Orlando | 32822 | 0.825 | 0.805
183793 | 82387-11168 | 7800 Peters Rd Plantation | 82387 | Joint Recruiting Program | USACE | Peters | United States | Florida | Broward | Plantation | 33351 | 0.82 | 0.8
183794 | 82387-13208 | W Broward Blvd Plantation | 82387 | Joint Recruiting Program | USACE | Broward 9783/87/91/93 | United States | Florida | Broward | Plantation | 33324 | 0.82 | 0.8
183795 | 82387-10709 | 315 Commercial Drive Savannah | 82387 | Joint Recruiting Program | USACE | Commercial Suite A8 | United States | Georgia | Chatham | Savannah | 31406 | 0.84 | 0.81
183796 | 18081-10025 | 100 West Oglethorpe Ave Savannah | 18081 | Army Mission Support | USACE | Oglethorpe Juliette G Low Fb | United States | Georgia | Chatham | Savannah | 31401 | 0.84 | 0.81
183798 | 18081-10468 | Ocean Terminal Savannah | 18081 | Army Mission Support | USACE | Ocean Terminal Ga Authority | United States | Georgia | Chatham | Savannah | 31401 | 0.84 | 0.81
1838 | GHRE0001 | FRANCIS E WARREN AF MISSILE SITE A5 SITE # 1 | GHLN | F E WARREN AFB | AFACT | 2109 Pine Bluff Road | United States | Wyoming | Laramie | Pine Bluffs | 82082 | 1.07 | 1.06
183800 | 18081-10188 | 6902 Sallie Mood Drive Savannah | 18081 | Army Mission Support | USACE | Sallie Mood | United States | Georgia | Chatham | Savannah | 31406 | 0.84 | 0.81
183801 | 82387-13087 | Travis St Savannah | 82387 | Joint Recruiting Program | USACE | Travis | United States | Georgia | Chatham | Savannah | 31406 | 0.84 | 0.81
183803 | 82387-11966 | Hadwin Center Savannah | 82387 | Joint Recruiting Program | USACE | Montgomerty Crossroads Suites B, D, & E | United States | Georgia | Chatham | Savannah | 31406 | 0.84 | 0.81
183805 | 82387-11340 | Atlanta Ave Athens | 82387 | Joint Recruiting Program | USACE | Atlanta Ave Ga Square | United States | Georgia | Clarke | Athens | 30606 | 0.85 | 0.83
183808 | 82387-10774 | 3601 W. Main Street Durant | 82387 | Joint Recruiting Program | USACE | Main | United States | Oklahoma | Bryan | Durant | 74701 | 0.875 | 0.85
183809 | 82387-13258 | W Main St Durant | 82387 | Joint Recruiting Program | USACE | Main | United States | Oklahoma | Bryan | Durant | 74702 | 0.875 | 0.85
183810 | 82387-11904 | Ft Totten Reserve Ctr Fort Totten | 82387 | Joint Recruiting Program | USACE | Usa Reservce Bldg 00200,Rm 231 | United States | New York | Queens | Fort Totten | 11359 | 1.36 | 1.46
183811 | 82387-13099 | Two Crown Point Cincinnati | 82387 | Joint Recruiting Program | USACE | Two Crown | United States | Ohio | Hamilton | Cincinnati | 45241 | 0.925 | 0.9195
183812 | 800044 | 4476 Glen Este Withamsville Road Cincinnati | 82387 | Joint Recruiting Program | USACE | Glen Este Withamsville | United States | Ohio | Hamilton | Cincinnati | 45245 | 0.925 | 0.9195
183813 | 82387-11931 | Glenway Ave Cincinnati | 82387 | Joint Recruiting Program | USACE | Glenway | United States | Ohio | Hamilton | Cincinnati | 45238 | 0.925 | 0.9195
183814 | 82387-11985 | Highland Ave Cincinnati | 82387 | Joint Recruiting Program | USACE | Highland Ave Highland Ridge | United States | Ohio | Hamilton | Cincinnati | 45213 | 0.925 | 0.9195
183815 | 82387-11270 | 9369 Colerain Avenue Cincinnati | 82387 | Joint Recruiting Program | USACE | Colerain | United States | Ohio | Hamilton | Cincinnati | 45231 | 0.925 | 0.9195
183816 | 82387-10556 | 2368 Victory Parkway Cincinnati | 82387 | Joint Recruiting Program | USACE | Victory Suite 410 | United States | Ohio | Hamilton | Cincinnati | 45206 | 0.925 | 0.9195
183817 | 82387-10883 | 4440 Eastgate Center Cincinnati | 82387 | Joint Recruiting Program | USACE | Eastgate Suite 700, Eastgate Cc | United States | Ohio | Hamilton | Cincinnati | 45245 | 0.925 | 0.9195
183818 | 82387-12389 | N High St Hillsboro | 82387 | Joint Recruiting Program | USACE | High Suite A | United States | Ohio | Highland | Hillsboro | 45133 | 0.925 | 0.9195
183819 | 82387-12421 | N Main St N Syracuse | 82387 | Joint Recruiting Program | USACE | Main | United States | New York | Onondaga | North Syracuse | 13212 | 1.06 | 1.075
183820 | 82387-11409 | Bragg Blvd Fayetteville | 82387 | Joint Recruiting Program | USACE | F And Bragg Blvd Eutaw Village Shopping | United States | North Carolina | Cumberland | Fayetteville | 28303 | 0.87 | 0.84
183821 | 82387-11505 | Chicago Dr Fayetteville | 82387 | Joint Recruiting Program | USACE | Chicago Suite 102 | United States | North Carolina | Cumberland | Fayetteville | 28306 | 0.87 | 0.84
183822 | 711103 | 902 Southernland Avenue Fayetteville | 18081 | Army Mission Support | USACE | Southernland | United States | North Carolina | Cumberland | Fayetteville | 28306 | 0.87 | 0.84
183823 | 710280 | 419 Cross Creek Mall Fayetteville | 18081 | Army Mission Support | USACE | Cross Creek | United States | North Carolina | Cumberland | Fayetteville | 28303 | 0.87 | 0.84
183824 | 82387-10322 | 1560 Freeway Drive Reidsville | 82387 | Joint Recruiting Program | USACE | Freeway Reidsville Centre, Suite | United States | North Carolina | Rockingham | Reidsville | 27320 | 0.885 | 0.855
183825 | 82387-11643 | E 5th Ave Arkansas City | 82387 | Joint Recruiting Program | USACE | 5th | United States | Kansas | Cowley | Arkansas City | 67005 | 1.005 | 1.025
183826 | 82387-12469 | N Summit St Arkansas City | 82387 | Joint Recruiting Program | USACE | Summit | United States | Kansas | Cowley | Arkansas City | 67005 | 1.005 | 1.025
183828 | 82387-10238 | 138 Cambridge Street Burlington | 82387 | Joint Recruiting Program | USACE | Cambridge | United States | Massachusetts | Middlesex | Burlington | 01803 | 1.165 | 1.215
183829 | 82387-10922 | 50 Burlington Mall Burlington | 82387 | Joint Recruiting Program | USACE | Burlington Mall - Suite G-18 | United States | Massachusetts | Middlesex | Burlington | 01803 | 1.165 | 1.215
183831 | 82387-12538 | North St Pittsfield | 82387 | Joint Recruiting Program | USACE | Suite 170 | United States | Massachusetts | Berkshire | Pittsfield | 01201 | 1.165 | 1.215
183832 | 82387-13350 | 4695 Washtenaw Ann Arbor | 82387 | Joint Recruiting Program | USACE | Washtenaw | United States | Michigan | Washtenaw | Ann Arbor | 48104 | 1.035 | 1.055
183833 | 82387-12854 | S Packard Ann Arbor | 82387 | Joint Recruiting Program | USACE | Packard #208 & 107, 205 & 201b | United States | Michigan | Washtenaw | Ann Arbor | 48104 | 1.035 | 1.055
183838 | 82387-12633 | Pemberton Sq Mall Vicksburg | 82387 | Joint Recruiting Program | USACE | Pemberton Sq Space 35 | United States | Mississippi | Warren | Vicksburg | 39180 | 0.9 | 0.86
183840 | 82387-11060 | 6313 Dort Highway Grand Blanc | 82387 | Joint Recruiting Program | USACE | Dort | United States | Michigan | Genesee | Grand Blanc | 48439 | 1.035 | 1.055
183841 | 82387-12865 | S Saginaw St Grand Blanc | 82387 | Joint Recruiting Program | USACE | Saginaw | United States | Michigan | Genesee | Grand Blanc | 48439 | 1.035 | 1.055
183842 | 82387-11002 | 580 Kirts Blvd Troy | 82387 | Joint Recruiting Program | USACE | Kirts | United States | Michigan | Oakland | Troy | 48084 | 1.035 | 1.055
183843 | 710957 | 1172 Kirts Boulevard Troy | 66155 | DoD USMEPCOM | USACE | Kirts | United States | Michigan | Oakland | Troy | 48084 | 1.035 | 1.055
183844 | 82387-10210 | 1307 Highmarket Street Georgetown | 82387 | Joint Recruiting Program | USACE | Highmarket Unit 108 | United States | South Carolina | Georgetown | Georgetown | 29440 | 0.92 | 0.885
183845 | 82387-12371 | N Fraser Georgetown | 82387 | Joint Recruiting Program | USACE | Fraser Winyah Sc | United States | South Carolina | Georgetown | Georgetown | 29440 | 0.92 | 0.885
183846 | 18081-10687 | T41r46, T41r45, T42r44, T42r43, Oglala | 18081 | Army Mission Support | USACE | T41r46, T41r45, T42r44, T42r43, T43r44 | United States | South Dakota | Shannon | Oglala | 57764 | 0.955 | 0.93
183848 | 82387-11105 | 69th St Upper Darby | 82387 | Joint Recruiting Program | USACE | 69th | United States | Pennsylvania | Delaware | Upper Darby | 19082 | 1.065 | 1.105
183849 | 82387-12320 | N 14th Ponca City | 82387 | Joint Recruiting Program | USACE | 14th, Suite 126 | United States | Oklahoma | Kay | Ponca City | 74601 | 0.875 | 0.85
183850 | 53450-10006 | 875 Sw Simpson Ave Bend | 27864 | 88th Readiness Division | ARRES | Simpson Ave Ar Res Center, 100le | United States | Oregon | Deschutes | Bend | 97701 | 1.12 | 1.145
183851 | 82387-12505 | Ne Bend River Bend | 82387 | Joint Recruiting Program | USACE | Bend Suites 100,200,300 | United States | Oregon | Deschutes | Bend | 97701 | 1.12 | 1.145
183852 | 82387-10584 | 250 Garden Valley Roseburg | 82387 | Joint Recruiting Program | USACE | Garden Suite 14 | United States | Oregon | Douglas | Roseburg | 97470 | 1.12 | 1.145
183853 | 82387-12311 | Mt Prospect Rd Mount Prospect | 82387 | Joint Recruiting Program | USACE | Mt Prospect Rd Mt Prospect | United States | Illinois | Cook | Mt Prospect | 60056 | 1.18 | 1.25
183854 | 82387-11424 | Broadway Mount Vernon | 82387 | Joint Recruiting Program | USACE | Broadway | United States | Illinois | Jefferson | Mt Vernon | 62864 | 1.03 | 1.045
183855 | 82387-13235 | W Grand Ave Bensenville | 82387 | Joint Recruiting Program | USACE | Grand | United States | Illinois | DuPage | Bensenville | 60105 | 1.18 | 1.25
183856 | 82387-12722 | Riverside Dr East Peoria | 82387 | Joint Recruiting Program | USACE | Riverside | United States | Illinois | Tazewell | East Peoria | 61611 | 1.03 | 1.045
183858 | 82387-13243 | W Int'L Speedwy Blvd Daytona Bch | 82387 | Joint Recruiting Program | USACE | International Speedway Suite #378 | United States | Florida | Volusia | Daytona Beach | 32114 | 0.825 | 0.805
183859 | 800276 | 195 Gary Owen Street Fort Stewart | 82387 | Joint Recruiting Program | USACE | Gary Owen Buiklding 160, | United States | Georgia | Bryan | Fort Stewart | 31314 | 0.85 | 0.83
183860 | 18081-10271 | Building 2, Army Airfield Operation Fort Stewart | 18081 | Army Mission Support | USACE | Building 2, Army Airfield Operation Midcoast Regional Airport/Wright Af | United States | Georgia | Liberty | Fort Stewart | 31313 | 0.85 | 0.83
183861 | 82387-10880 | 4408 Dellwood Lanet Panama City Beach | 82387 | Joint Recruiting Program | USACE | Dellwood Lanet Suites 3, 5 And 6 | United States | Florida | Bay | Panama City Beach | 32408 | 0.85 | 0.83
183862 | 711067 | 105 Manhatten St Americus | 82387 | Joint Recruiting Program | USACE | Manhatten | United States | Georgia | Sumter | Americus | 31709 | 0.865 | 0.83
183863 | 82387-10632 | 2770 And 2782 Smyrna | 82387 | Joint Recruiting Program | USACE | And 2782 Cumberland | United States | Georgia | Cobb | Smyrna | 30080 | 0.83 | 0.8
183864 | 800279 | 3035 Centerville Hwy Snellville | 82387 | Joint Recruiting Program | USACE | Centerville | United States | Georgia | Gwinnett | Snellville | 30039 | 0.865 | 0.83
183865 | 82387-10818 | 401 W North Rm 129 Lima | 82387 | Joint Recruiting Program | USACE | North, Rm 129 Tennyson Guyer Fb | United States | Ohio | Allen | Lima | 45801 | 0.925 | 0.9195
183866 | 82387-12280 | Mill Creek Ctr South Portland | 82387 | Joint Recruiting Program | USACE | Mill Creek Shopping 50 Market | United States | Maine | Cumberland | South Portland | 04106 | 0.99 | 0.97
183867 | 82387-12578 | Ocean St South Portland | 82387 | Joint Recruiting Program | USACE | Ocean | United States | Maine | Cumberland | South Portland | 04106 | 0.99 | 0.97
183868 | 82387-12237 | Marlboro Ave Easton | 82387 | Joint Recruiting Program | USACE | Marlboro Avenue Tred Avon Shpg | United States | Maryland | Talbot | Easton | 21601 | 1.005 | 1
183869 | 82387-10921 | 5 Washington Sq, Unit 1l Haverhill | 82387 | Joint Recruiting Program | USACE | Washington Sq, Unit 1l Commbs Building Condo Accoc | United States | Massachusetts | Essex | Haverhill | 01830 | 1.165 | 1.215
183870 | 800479 | 3 Parklane Blvd Dearborn | 82387 | Joint Recruiting Program | USACE | Parklane Suite 408 | United States | Michigan | Wayne | Dearborn | 48126 | 1.03 | 1.06
183871 | 82387-11460 | Carlyse Dearborn | 82387 | Joint Recruiting Program | USACE | Carlyse | United States | Michigan | Wayne | Dearborn | 48126 | 1.03 | 1.06
183872 | 82387-11996 | Highway 46 Dickson | 82387 | Joint Recruiting Program | USACE | 46 | United States | Tennessee | Dickson | Dickson | 37055 | 0.835 | 0.82
183873 | 710090 | 5625 Saratoga Corpus Christi | 82387 | Joint Recruiting Program | USACE | Saratoga Space 129 | United States | Texas | Nueces | Corpus Christi | 78413 | 0.84 | 0.81
183874 | 82387-12129 | Leopard St Corpus Christi | 82387 | Joint Recruiting Program | USACE | Leopard Suite A-10 | United States | Texas | Nueces | Corpus Christi | 78410 | 0.84 | 0.81
183875 | 82387-12855 | S Padre Island Corpus Christi | 82387 | Joint Recruiting Program | USACE | Padre Island Drive, Moore | United States | Texas | Nueces | Corpus Christi | 78411 | 0.84 | 0.81
183876 | 82387-12393 | N I-27 Plainview | 82387 | Joint Recruiting Program | USACE | I-27 Stes 212, 808 & 810 | United States | Texas | Hale | Plainview | 79072 | 0.865 | 0.84
183877 | 82387-12473 | N University Pk Provo | 82387 | Joint Recruiting Program | USACE | University Units 42,44, & 52 | United States | Utah | Utah | Provo | 84604 | 1.03 | 0.995
183878 | 82387-10228 | 1331 N Plano Rd Richardson | 82387 | Joint Recruiting Program | USACE | Plano Rd Main | United States | Texas | Collin | Richardson | 75081 | 0.865 | 0.84
183879 | 82387-13278 | W Moore Terrell | 82387 | Joint Recruiting Program | USACE | Moore Ste 103 | United States | Texas | Kaufman | Terrell | 75160 | 0.865 | 0.84
183880 | 710255 | 111 Hwy 205 Terrell | 82387 | Joint Recruiting Program | USACE | 205 Space 104 | United States | Texas | Kaufman | Terrell | 75160 | 0.865 | 0.84
183881 | 82387-13279 | W Moore Terrell 1 | 82387 | Joint Recruiting Program | USACE | Moore Suite 101 | United States | Texas | Kaufman | Terrell | 75160 | 0.865 | 0.84
183882 | 710201 | 1645 Reservoir Street Harrisonburg | 82387 | Joint Recruiting Program | USACE | Reservoir Street Forbes Ii, Suites 125 & 130 | United States | Virginia | Harrisonburg | Harrisonburg | 22801 | 0.92 | 0.89
183883 | 82387-11923 | Georgia Pkwy W Waycross | 82387 | Joint Recruiting Program | USACE | 1735, 1737, 1739 Georgia West | United States | Georgia | Ware | Waycross | 31501 | 0.865 | 0.83
183885 | 82387-13276 | W Middle Tp Manchester | 82387 | Joint Recruiting Program | USACE | Middle Tp Manchester Parkade | United States | Connecticut | Hartford | Manchester | 06040 | 1.165 | 1.205
183886 | 800119 | 9 Green Street Augusta | 82387 | Joint Recruiting Program | USACE | Green | United States | Maine | Kennebec | Augusta | 04330 | 1.02 | 1
183887 | 82387-13372 | Western Ave Augusta | 82387 | Joint Recruiting Program | USACE | Western Augusta Plaza, Un.10 | United States | Maine | Kennebec | Augusta | 04330 | 1.02 | 1
183888 | 82387-10528 | 225 Western Ave Augusta | 82387 | Joint Recruiting Program | USACE | Western Kennebec Plaza, #13 | United States | Maine | Kennebec | Augusta | 04330 | 1.02 | 1
183889 | 18081-10385 | Kennebec Market Plac Augusta | 18081 | Army Mission Support | USACE | Kennebec Market Plac 202 Outer Western Av | United States | Maine | Kennebec | Augusta | 04330 | 1.02 | 1
183890 | 82387-11627 | E 3rd-Pendergast Jamestown | 82387 | Joint Recruiting Program | USACE | 3rd-Pendergast | United States | New York | Chautauqua | Jamestown | 14701 | 1.06 | 1.075
183891 | 82387-11234 | 877 Nw Washington Blvd Hamilton | 82387 | Joint Recruiting Program | USACE | Washington | United States | Ohio | Butler | Hamilton | 45013 | 0.925 | 0.9195
183892 | 82387-12279 | Military Rd Niagra Falls | 82387 | Joint Recruiting Program | USACE | 2480/2490military | United States | New York | Niagara | Niagara Falls | 14304 | 1.11 | 1.17
183893 | 710292 | 2024 Ent Avenue Niagara Falls | 66155 | DoD USMEPCOM | USACE | Ent | United States | New York | Niagara | Niagara Falls | 14304 | 1.11 | 1.17
183894 | 82387-10858 | 426 Scrabbletown Rd North Kingstown | 82387 | Joint Recruiting Program | USACE | Scrabbletown Rd @ 2 And 102 | United States | Rhode Island | Washington | North Kingstown | 02852 | 1.155 | 1.195
183895 | 800262 | 1724 Carouthers Parkway Brentwood | 82387 | Joint Recruiting Program | USACE | Carouthers | United States | Tennessee | Williamson | Brentwood | 37027 | 0.835 | 0.82
183896 | 82387-11733 | E Market St West Chester | 82387 | Joint Recruiting Program | USACE | Market Barnard Building | United States | Pennsylvania | Chester | West Chester | 19382 | 1.065 | 1.105
183897 | 18081-10536 | Row In The Town Of Neptune | 18081 | Army Mission Support | USACE | In The Town Of Neptune | United States | New Jersey | Monmouth | Neptune | 07753 | 1.24 | 1.31
183898 | 18081-10520 | Pole Line Neptune | 18081 | Army Mission Support | USACE | Pole Line Township Of Neptune | United States | New Jersey | Monmouth | Neptune | 07753 | 1.24 | 1.31
183899 | 18081-10533 | Roe Neptune | 18081 | Army Mission Support | USACE | Roe Corlies | United States | New Jersey | Monmouth | Neptune | 07753 | 1.24 | 1.31
1839 | GHRF0001 | FRANCIS E WARREN AF MISSILE SITE A6 SITE # 1 | GHLN | F E WARREN AFB | AFACT | 1687 Laramie County Road 154 | United States | Wyoming | Laramie | Burns | 82053 | 1.07 | 1.06
183900 | 710210 | 710 S. 13th Street Norfolk | 82387 | Joint Recruiting Program | USACE | 13th Suite 300/400(Bay A-10/11) | United States | Nebraska | Madison | Norfolk | 68701 | 0.93 | 0.915
183901 | 82387-12214 | Mainland Prof Plz Northfield | 82387 | Joint Recruiting Program | USACE | Tilton Road Mainland Prof | United States | New Jersey | Atlantic | Northfield | 08225 | 1.165 | 1.235
183902 | 82387-10434 | 200 Federal Plaza Paterson | 82387 | Joint Recruiting Program | USACE | Federal Plaza 21 Clark | United States | New Jersey | Passaic | Paterson | 07501 | 1.165 | 1.235
183904 | 82387-12417 | N Main St Kalispell | 82387 | Joint Recruiting Program | USACE | Main | United States | Montana | Flathead | Kalispell | 59901 | 1.1 | 1.08
183905 | 82387-10199 | 13 Liberty Street Bath | 82387 | Joint Recruiting Program | USACE | Liberty | United States | New York | Steuben | Bath | 14810 | 1.06 | 1.075
183906 | 710228 | Green Valley Station Henderson | 82387 | Joint Recruiting Program | USACE | Green Valley Station 1631-1637 Warm Sprg | United States | Nevada | Clark | Henderson | 89014 | 1.14 | 1.17
183908 | 82387-10477 | 21 Limerock St Rockland | 82387 | Joint Recruiting Program | USACE | Limerock | United States | Maine | Knox | Rockland | 04841 | 1.02 | 1
183909 | 82387-10697 | 31 Hancock Court Quincy | 82387 | Joint Recruiting Program | USACE | Hancock | United States | Massachusetts | Norfolk | Quincy | 02169 | 1.165 | 1.215
183910 | 82387-10886 | 448 Turnpike, Suite 2a/2c South Easton | 82387 | Joint Recruiting Program | USACE | Turnpike, Suite 2a/2c Village | United States | Massachusetts | Bristol | South Easton | 02375 | 1.165 | 1.215
183911 | 82387-11519 | Clyde Park Ave Wyoming | 82387 | Joint Recruiting Program | USACE | Clyde Park Unit C & D | United States | Michigan | Kent | Wyoming | 49509 | 1.035 | 1.055
183912 | 82387-10156 | 1211 West M-89 Plainwell | 82387 | Joint Recruiting Program | USACE | M-89 Unit C | United States | Michigan | Allegan | Plainwell | 49080 | 1.035 | 1.055
183913 | 82387-10801 | 3924 24th Ave Port Huron | 82387 | Joint Recruiting Program | USACE | 24th | United States | Michigan | St. Clair | Port Huron | 48060 | 1.035 | 1.055
183915 | 710219 | 59 South Lake Street Forest Lake | 82387 | Joint Recruiting Program | USACE | Lake | United States | Minnesota | Washington | Forest Lake | 55025 | 1.085 | 1.12
183916 | 82387-11905 | Ft. Snelling Fort Snelling | 82387 | Joint Recruiting Program | USACE | Ft. Snelling One Federal | United States | Minnesota | Hennepin | Fort Snelling | 55111 | 1.06 | 1.11
183917 | 82387-11735 | E Mccain Blvd North Little Rock | 82387 | Joint Recruiting Program | USACE | Mccain Blvd Mccain | United States | Arkansas | Pulaski | North Little Rock | 72117 | 0.83 | 0.8
183918 | 800352 | 425 South Main St Searcy | 82387 | Joint Recruiting Program | USACE | Main | United States | Arkansas | White | Searcy | 72143 | 0.845 | 0.82
183919 | 82387-10324 | 1560 West Beebe Capps Searcy | 82387 | Joint Recruiting Program | USACE | Beebe Capps Colonnade Center, Suite B | United States | Arkansas | White | Searcy | 72143 | 0.845 | 0.82
183920 | 82387-11540 | Contra Costa Concord | 82387 | Joint Recruiting Program | USACE | Contra Costa Unit G | United States | California | Contra Costa | Concord | 94523 | 1.22 | 1.27
183925 | 800251 | Highway 31 Alabaster | 82387 | Joint Recruiting Program | USACE | Suite 1360 | United States | Alabama | Shelby | Alabaster | 35007 | 0.855 | 0.83
183926 | 82387-11882 | Frankford Ave Anniston | 82387 | Joint Recruiting Program | USACE | Frankford Bldg 7 Rm 226 | United States | Alabama | Calhoun | Anniston | 36201 | 0.85 | 0.83
183927 | 18081-10055 | 1305 10th Avenue Calera | 18081 | Army Mission Support | USACE | 10th Suite G | United States | Alabama | Shelby | Calera | 35040 | 0.855 | 0.83
183928 | 82387-12029 | Hwy 15 N Laurel | 82387 | Joint Recruiting Program | USACE | 15 Suite B | United States | Mississippi | Jones | Laurel | 39440 | 0.9 | 0.86
183929 | 18081-10450 | New Salem Land New Salem | 18081 | Army Mission Support | USACE | .72 Acres Town Of New Salem | United States | Massachusetts | Franklin | New Salem | 01355 | 1.165 | 1.215
183930 | 82387-11079 | 6525 Belcrest Road Hyattsville | 82387 | Joint Recruiting Program | USACE | Belcrest Road Prince George'S Metro | United States | Maryland | Prince George'S | Hyattsville | 20782 | 0.97 | 0.97
183931 | 82387-11876 | Fourth St Laurel | 82387 | Joint Recruiting Program | USACE | & 950 Fourth | United States | Maryland | Prince George'S | Laurel | 20707 | 0.97 | 0.97
183932 | 82387-13269 | W Main St Sommerville | 82387 | Joint Recruiting Program | USACE | Main Downtown Somerville | United States | New Jersey | Somerset | Somerville | 08876 | 1.165 | 1.235
183935 | 800209 | 474282 East State Road 200 Fernandina Beach | 82387 | Joint Recruiting Program | USACE | State 200 | United States | Florida | Nassau | Fernandina Beach | 32034 | 0.825 | 0.805
183936 | 82387-12185 | Main St Danielson | 82387 | Joint Recruiting Program | USACE | Main | United States | Connecticut | Windham | Danielson | 06239 | 1.165 | 1.205
183937 | 82387-12752 | S 25th St Fort Pierce | 82387 | Joint Recruiting Program | USACE | 2217-2223 25th St Civic | United States | Florida | St Lucie | Ft Pierce | 34947 | 0.825 | 0.805
183938 | 82387-13065 | The Market Pl Ft Walton Beach | 82387 | Joint Recruiting Program | USACE | The Market 251 Mary Ester Cutof | United States | Florida | Okaloosa | Ft Walton Beach | 32548 | 0.88 | 0.85
183939 | 18081-10397 | Lewis St Ft Walton Beach | 18081 | Army Mission Support | USACE | Lewis | United States | Florida | Okaloosa | Ft Walton Beach | 32547 | 0.88 | 0.85
183940 | 82387-11278 | 9500 Koger Blvd Saint Petersburg | 82387 | Joint Recruiting Program | USACE | Koger Ste 110 Pinellas Bdg | United States | Florida | Pinellas | St. Petersburg | 33702 | 0.82 | 0.8
183941 | 18081-10010 | 1 Haralson County Buchanan | 18081 | Army Mission Support | USACE | Haralson County | United States | Georgia | Haralson | Buchanan | 30113 | 0.865 | 0.83
183942 | 82387-13353 | Watson Blvd Centerville | 82387 | Joint Recruiting Program | USACE | Watson Stes 110a,B,C,D &200 | United States | Georgia | Houston | Centerville | 31028 | 0.88 | 0.85
183944 | 82387-13255 | W Main St Ashland | 82387 | Joint Recruiting Program | USACE | Main | United States | Ohio | Ashland | Ashland | 44805 | 0.925 | 0.9195
183945 | 82387-11762 | E State St Athens | 82387 | Joint Recruiting Program | USACE | State | United States | Ohio | Athens | Athens | 45701 | 0.925 | 0.9195
183946 | 82387-13162 | Village Plaza Green Island | 82387 | Joint Recruiting Program | USACE | Village Plaza 37 Lower Hudson | United States | New York | Albany | Green Island | 12183 | 1.03 | 1.05
183947 | 82387-10811 | 40 S Main Street Dayton | 82387 | Joint Recruiting Program | USACE | Main 9,11,17,19,21 E 4tst | United States | Ohio | Montgomery | Dayton | 45402 | 0.9 | 0.889
183948 | 82387-10580 | 25 East Fourth Street Dayton | 82387 | Joint Recruiting Program | USACE | Fourth Air City Garages | United States | Ohio | Montgomery | Dayton | 45402 | 0.9 | 0.889
183949 | 82387-13018 | State Rte 170 East Liverpool | 82387 | Joint Recruiting Program | USACE | State 170 Suite 3 | United States | Ohio | Columbiana | East Liverpool | 43920 | 0.925 | 0.9195
183950 | 800056 | 1532 River Valley Circle Lancaster | 82387 | Joint Recruiting Program | USACE | River Valley Suite 40 | United States | Ohio | Fairfield | Lancaster | 43130 | 0.925 | 0.9195
183951 | 710420 | 2562 Timber Drive Garner | 82387 | Joint Recruiting Program | USACE | Timber | United States | North Carolina | Wake | Garner | 27529 | 0.885 | 0.855
183952 | 82387-13273 | W Meadowview Greenboro | 82387 | Joint Recruiting Program | USACE | Meadowview Suite 115 | United States | North Carolina | Guilford | Greensboro | 27407 | 0.885 | 0.855
183953 | 82387-12263 | Merritt Dr Greensboro | 82387 | Joint Recruiting Program | USACE | Merritt | United States | North Carolina | Guilford | Greensboro | 27407 | 0.885 | 0.855
183954 | 01530-10012 | 400 S. Elem Street Greensboro | 01530 | 81st Readiness Division | ARRES | Elem | United States | North Carolina | Guilford | Greensboro | 27401 | 0.885 | 0.855
183955 | 82387-11991 | Highway 17 N Hampstead | 82387 | Joint Recruiting Program | USACE | 17 Building 24-C, Unit 2 | United States | North Carolina | Pender | Hampstead | 28443 | 0.885 | 0.855
183956 | 18081-10239 | Al Educ Tv Tower Dozier | 18081 | Army Mission Support | USACE | Al Educ Tv Tower | United States | Alabama | Crenshaw | Dozier | 36028 | 0.855 | 0.83
183958 | 82387-11961 | Gunter Ave Guntersville | 82387 | Joint Recruiting Program | USACE | A Gunter | United States | Alabama | Marshall | Guntersville | 35976 | 0.855 | 0.83
183959 | 82387-12036 | Hwy 43, Thomasville | 82387 | Joint Recruiting Program | USACE | 43 Suite C | United States | Alabama | Clarke | Thomasville | 36784 | 0.855 | 0.83
183960 | 18081-10513 | Pike County Troy | 18081 | Army Mission Support | USACE | County | United States | Alabama | Pike | Troy | 36081 | 0.89 | 0.86
183961 | 82387-11179 | 800 Highway 231 S. Troy | 82387 | Joint Recruiting Program | USACE | 231 Suites A,B,&C | United States | Alabama | Pike | Troy | 36081 | 0.89 | 0.86
183962 | 18081-10453 | Nikolski Rrs Nikolski | 18081 | Army Mission Support | USACE | Nikolski Rrs Umnak | United States | Alaska | Aleutians West | Nikolski | 99638 | 4.45 | 4.11
183963 | 82387-10244 | 14 W. Karsch Blvd. Farmington | 82387 | Joint Recruiting Program | USACE | Karsch | United States | Missouri | St Francois | Farmington | 63640 | 0.985 | 1.005
183964 | 82387-12477 | N Washington Farmington | 82387 | Joint Recruiting Program | USACE | Washington Ste 124 | United States | Missouri | St Francois | Farmington | 63640 | 0.985 | 1.005
183965 | 82387-11878 | Fox Vly Ctr Arnold | 82387 | Joint Recruiting Program | USACE | Fox Valley Ctr Jeffco | United States | Missouri | Jefferson | Arnold | 63010 | 0.985 | 1.005
183966 | 800136 | 2188 Michigan Ave Arnold | 82387 | Joint Recruiting Program | USACE | Michigan | United States | Missouri | Jefferson | Arnold | 63010 | 0.985 | 1.005
183968 | 82387-13079 | Tinkham Ave Derry | 82387 | Joint Recruiting Program | USACE | Tinkham | United States | New Hampshire | Rockingham | Derry | 03038 | 1.08 | 1.09
183969 | 710291 | 22 East Broadway Derry | 82387 | Joint Recruiting Program | USACE | Broadway | United States | New Hampshire | Rockingham | Derry | 03038 | 1.08 | 1.09
183970 | 82387-12071 | Jenkins Ct Durham | 82387 | Joint Recruiting Program | USACE | Jenkins The Leavitt Building | United States | New Hampshire | Strafford | Durham | 03824 | 1.075 | 1.075
183971 | 82387-13233 | W Gannon Dr Festus | 82387 | Joint Recruiting Program | USACE | Gannon | United States | Missouri | Jefferson | Festus | 63028 | 0.985 | 1.005
183972 | 18081-10516 | Pine Brook Rd Pole Tinton Falls | 18081 | Army Mission Support | USACE | Pine Brook Pole | United States | New Jersey | Monmouth | Tinton Falls | 07724 | 1.24 | 1.31
183973 | 82387-12951 | Shrewsbury Ave Titon Falls | 82387 | Joint Recruiting Program | USACE | Shrewsbury | United States | New Jersey | Monmouth | Tinton Falls | 07724 | 1.24 | 1.31
183974 | 18081-10001 | .005 Ac On Tinton Falls | 18081 | Army Mission Support | USACE | .005 Ac On Hance | United States | New Jersey | Monmouth | Tinton Falls | 07724 | 1.24 | 1.31
183975 | 18081-10002 | .005 Ac Tinton Falls | 18081 | Army Mission Support | USACE | .005 Ac Tinton | United States | New Jersey | Monmouth | Tinton Falls | 07724 | 1.24 | 1.31
183976 | 18081-10472 | Otis Bog Road Little Egg Harbor Tw | 18081 | Army Mission Support | USACE | Otis Bog | United States | New Jersey | Ocean | Tuckerton | 08087 | 1.17 | 1.24
183977 | 82387-12350 | N Carbon St Marion | 82387 | Joint Recruiting Program | USACE | Carbon | United States | Illinois | Williamson | Marion | 62959 | 1.03 | 1.045
183978 | 82387-12867 | S Scatterfield Anderson | 82387 | Joint Recruiting Program | USACE | Scatterfield (Sr 109) | United States | Indiana | Madison | Anderson | 46012 | 0.955 | 0.96
183979 | 800016 | 4429 South Scatterfield Road Anderson | 82387 | Joint Recruiting Program | USACE | Scatterfield | United States | Indiana | Madison | Anderson | 46013 | 0.955 | 0.96
183980 | 82387-11255 | 906 Green Blvd Aurora | 82387 | Joint Recruiting Program | USACE | Green Blvd # 3 River Vill Sc | United States | Indiana | Dearborn | Aurora | 47001 | 0.955 | 0.96
183981 | 82387-10365 | 170 Main Street Middletown | 82387 | Joint Recruiting Program | USACE | Main Street Metro | United States | Connecticut | Middlesex | Middletown | 06457 | 1.165 | 1.205
183982 | 82387-11578 | Ct Post Mall Milford | 82387 | Joint Recruiting Program | USACE | Ct Post Mall 1201 Boston Post | United States | Connecticut | New Haven | Milford | 06460 | 1.165 | 1.205
183983 | 82387-13357 | Wedgewood Plz Stuart | 82387 | Joint Recruiting Program | USACE | Wedgewood Plaza 3436 Federal Ste 140 | United States | Florida | Martin | Stuart | 34997 | 0.825 | 0.805
183984 | 82387-12567 | Nw Federal Hwy Stuart | 82387 | Joint Recruiting Program | USACE | Federal Hwy Miracle | United States | Florida | Martin | Stuart | 34994 | 0.825 | 0.805
183986 | 82387-12946 | Shipyard Shops Wilmington | 82387 | Joint Recruiting Program | USACE | Shipyard Shops 1050 Madison | United States | Delaware | New Castle | Wilmington | 19801 | 1.03 | 1.06
183987 | 82387-13002 | Sr 434 N Altamonte Springs | 82387 | Joint Recruiting Program | USACE | Sr 434 Jamestown Ste 1075 & 1085 | United States | Florida | Seminole | Altamonte Spgs | 32714 | 0.825 | 0.805
183988 | 800203 | 150 Cranes Roost Blvd Altamonte Springs | 82387 | Joint Recruiting Program | USACE | Cranes Roost Suite 2280 | United States | Florida | Seminole | Altamonte Spgs | 32701 | 0.825 | 0.805
183989 | 82387-11981 | Heritage Dr Jupiter | 82387 | Joint Recruiting Program | USACE | Heritage Suite 213 | United States | Florida | Palm Beach | Jupiter | 33458 | 0.82 | 0.8
183990 | 82387-11133 | 723 Buttermilk Pike Crescent Springs | 82387 | Joint Recruiting Program | USACE | Buttermilk | United States | Kentucky | Kenton | Crescent Springs | 41017 | 0.87 | 0.87
183991 | 82387-10457 | 202 Harlow St Bangor | 82387 | Joint Recruiting Program | USACE | Harlow | United States | Maine | Penobscot | Bangor | 04401 | 1.21 | 1.24
183992 | 82387-11087 | 667 Hogan Road Bangor | 82387 | Joint Recruiting Program | USACE | Hogan Suite 7 | United States | Maine | Penobscot | Bangor | 04401 | 1.21 | 1.24
183993 | 82387-10568 | 242 Bath Road Brunswick | 82387 | Joint Recruiting Program | USACE | Bath Suite 2 | United States | Maine | Cumberland | Brunswick | 04011 | 0.99 | 0.97
183994 | 82387-12490 | Nas Brunswick | 82387 | Joint Recruiting Program | USACE | Naval Air 33 Canan Dr-Topsham | United States | Maine | Cumberland | Brunswick | 04011 | 0.99 | 0.97
183995 | 82387-12233 | Market St Boardman | 82387 | Joint Recruiting Program | USACE | Market St Southern Park | United States | Ohio | Mahoning | Boardman | 44512 | 0.925 | 0.9195
183996 | 82387-13404 | Winton Rd S Henrietta | 82387 | Joint Recruiting Program | USACE | Winton So The Plz@Win-Jeff Llc | United States | New York | Monroe | Henrietta | 14467 | 1.06 | 1.075
183997 | 82387-12858 | S Prospect St Marion | 82387 | Joint Recruiting Program | USACE | Prospect | United States | Ohio | Marion | Marion | 43302 | 0.925 | 0.9195
183998 | 82387-11423 | Broadway Monticello | 82387 | Joint Recruiting Program | USACE | Broadway | United States | New York | Sullivan | Monticello | 12701 | 1.06 | 1.075
183999 | 82387-12234 | Market St Potsdam | 82387 | Joint Recruiting Program | USACE | Market Street Aubuchon Mini | United States | New York | St. Lawrence | Potsdam | 13676 | 1.06 | 1.075
184 | N00245-BH | BALBOA HOSPITAL | N00245 | NAVBASE SAN DIEGO CA | NAVACT | 34800 Bob Wilson Drive | United States | California | San Diego | San Diego | 92134 | 1.05 | 1.08
1840 | GHRG0001 | FRANCIS E WARREN AF MISSILE SITE A7 SITE # 1 | GHLN | F E WARREN AFB | AFACT | 5148 Laramie County Road 212 | United States | Wyoming | Laramie | Burns | 82053 | 1.07 | 1.06
184000 | 82387-11503 | Chestnut Plaza Poughkeepsie | 82387 | Joint Recruiting Program | USACE | Chestnut Plaza Suite 32, 2020 | United States | New York | Dutchess | Poughkeepsie | 12601 | 1.06 | 1.075
184001 | 82387-11727 | E Main St Riverhead | 82387 | Joint Recruiting Program | USACE | Main Ground Floor | United States | New York | Suffolk | Riverhead | 11901 | 1.06 | 1.075
184003 | 37225-10002 | Training Permit | 37225 | Fort Bragg | ARACT |  | United States | North Carolina | Moore | Carthage | 28327 | 0.93 | 0.9
184004 | 82387-12918 | Se 28th St Bentonville | 82387 | Joint Recruiting Program | USACE | 28th Suite 9 | United States | Arkansas | Benton | Bentonville | 72716 | 0.845 | 0.82
184005 | 710100 | 1401 Se Walton Road Bentonville | 82387 | Joint Recruiting Program | USACE | Walton | United States | Arkansas | Benton | Bentonville | 72716 | 0.845 | 0.82
184006 | 82387-12826 | S Lindsay Rd Gilbert | 82387 | Joint Recruiting Program | USACE | Lindsay Rd., Suite 105 Lindsay | United States | Arizona | Maricopa | Gilbert | 85296 | 0.91 | 0.89
184007 | 82387-12248 | Mcculloch Blvd Lake Havasu City | 82387 | Joint Recruiting Program | USACE | Mcculloch Bl | United States | Arizona | Mohave | Lake Havasu City | 86403 | 0.925 | 0.905
184008 | 82387-13066 | The Shoppes At Stapley Mesa | 82387 | Joint Recruiting Program | USACE | The Shoppes At Stapley 1920 Stapley Dr., Suites 107-110 | United States | Arizona | Maricopa | Mesa | 85205 | 0.91 | 0.89
184009 | 82387-12764 | S Alma School Rd Mesa | 82387 | Joint Recruiting Program | USACE | Alma School Rd. #220 & 240 First Financial | United States | Arizona | Maricopa | Mesa | 85202 | 0.91 | 0.89
184010 | 710062 | 6555 E Southern Ave. Mesa | 82387 | Joint Recruiting Program | USACE | Southern Ave. Superstition | United States | Arizona | Maricopa | Mesa | 85206 | 0.91 | 0.89
184011 | 82387-13196 | W Bell Rd Surprise | 82387 | Joint Recruiting Program | USACE | Bell Rd. Ste. 104 Sunridge | United States | Arizona | Maricopa | Surprise | 85374 | 0.91 | 0.89
184012 | 82387-10374 | 17058 W Bell Rd. #108 Surprise | 82387 | Joint Recruiting Program | USACE | Bell Rd. #108 Cotton Shops | United States | Arizona | Maricopa | Surprise | 85379 | 0.91 | 0.89
184013 | 800303 | 17014 W Bell Road Surprise | 82387 | Joint Recruiting Program | USACE | Bell Suite 104 | United States | Arizona | Maricopa | Surprise | 85379 | 0.91 | 0.89
184014 | 711041 | 5309 Hwy 5 North Bryant | 82387 | Joint Recruiting Program | USACE | 5 | United States | Arkansas | Saline | Bryant | 72022 | 0.845 | 0.82
184015 | 82387-13232 | W Gaines St Monticello | 82387 | Joint Recruiting Program | USACE | Gaines | United States | Arkansas | Drew | Monticello | 71655 | 0.845 | 0.82
184016 | 82387-10685 | 303 George Street New Brunswick | 82387 | Joint Recruiting Program | USACE | George | United States | New Jersey | Middlesex | New Brunswick | 08901 | 1.165 | 1.235
184017 | 82387-12213 | Main St Woodbridge | 82387 | Joint Recruiting Program | USACE | Main | United States | New Jersey | Middlesex | Woodbridge | 07095 | 1.165 | 1.235
184018 | 710822 | 815 W. Mcgalliard Muncie | 82387 | Joint Recruiting Program | USACE | Mcgalliard Mcgalliard Mall Retail | United States | Indiana | Delaware | Muncie | 47304 | 0.955 | 0.96
184019 | 82387-10903 | 4795 South 7th Street Terre Haute | 82387 | Joint Recruiting Program | USACE | 7th | United States | Indiana | Vigo | Terre Haute | 47802 | 0.955 | 0.96
184021 | 82387-12182 | Main St Cedar Falls | 82387 | Joint Recruiting Program | USACE | Main Ste B | United States | Iowa | Black Hawk | Cedar Falls | 50613 | 1.01 | 1.01
184022 | 82387-10296 | 150 Jfk Road Dubuque | 82387 | Joint Recruiting Program | USACE | Jfk Suite 200 | United States | Iowa | Dubuque | Dubuque | 52002 | 1.01 | 1.01
184025 | 710706 | 2677 86th Street Urbandale | 82387 | Joint Recruiting Program | USACE | 86th Suite 2617 | United States | Iowa | Polk | Urbandale | 50322 | 0.95 | 0.95
184026 | 82387-10032 | 100th St Urbandale | 82387 | Joint Recruiting Program | USACE | 100th Suite 105 | United States | Iowa | Polk | Urbandale | 50322 | 0.95 | 0.95
184027 | 20820-10003 | 1411 N Marion Av Washington | 27864 | 88th Readiness Division | ARRES | Marion Av Tract 100 | United States | Iowa | Washington | Washington | 52353 | 1.01 | 1.01
184028 | 82387-12003 | Highway 6 Waukee | 82387 | Joint Recruiting Program | USACE | 6 | United States | Iowa | Dallas | Waukee | 50263 | 1.01 | 1.01
184029 | 82387-11782 | Eagle Ridge Dr Lake Wales | 82387 | Joint Recruiting Program | USACE | Eagle Ridge Dr Eagle Rdg #400 | United States | Florida | Polk | Lake Wales | 33859 | 0.825 | 0.805
184030 | 82387-12468 | N State Rd 7 Lauderdale Lakes | 82387 | Joint Recruiting Program | USACE | State 7 Bldg A Suite 112&114 | United States | Florida | Broward | Lauderdale Lakes | 33319 | 0.82 | 0.8
184031 | 82387-11524 | College Blvd Overland Park | 82387 | Joint Recruiting Program | USACE | College Ste 720 | United States | Kansas | Johnson | Overland Park | 66210 | 1.005 | 1.025
184032 | 800027 | 2027 S. Memorial Drive New Castle | 82387 | Joint Recruiting Program | USACE | Memorial | United States | Indiana | Hendricks | New Castle | 47362 | 0.94 | 0.94
184033 | 82387-11415 | Broad St New Castle | 82387 | Joint Recruiting Program | USACE | Broad | United States | Indiana | Henry | New Castle | 47362 | 0.955 | 0.96
184034 | 82387-11471 | Cayuga Plz Ithaca | 82387 | Joint Recruiting Program | USACE | Cayuga Plaza 2309 Triphammer | United States | New York | Tompkins | Ithaca | 14850 | 1.06 | 1.075
184035 | 710193 | 249-253 West 43rd St New York | 82387 | Joint Recruiting Program | USACE | 43rd | United States | New York | New York | New York City | 10036 | 1.36 | 1.46
184036 | 82387-13369 | Westchester Sq Bronx | 82387 | Joint Recruiting Program | USACE | A Westchester | United States | New York | Bronx | New York City | 10461 | 1.36 | 1.46
184037 | 82387-13169 | W 125th St Manhattan | 82387 | Joint Recruiting Program | USACE | 125th Ground Floor | United States | New York | New York | New York City | 10027 | 1.36 | 1.46
184038 | 82387-11635 | E 238th St Bronx | 82387 | Joint Recruiting Program | USACE | 238th St. 4th Fl Bronx Muller Rsv. | United States | New York | Bronx | New York City | 10471 | 1.36 | 1.46
184039 | 82387-10269 | 1427 Flatbush Ave Brooklyn | 82387 | Joint Recruiting Program | USACE | Flatbush | United States | New York | Kings | New York City | 11210 | 1.36 | 1.46
184040 | 82387-13384 | White Plains Rd Bronx | 82387 | Joint Recruiting Program | USACE | White Plains Ground Floor | United States | New York | Bronx | New York City | 10475 | 1.36 | 1.46
184041 | 82387-12064 | Jamaica Ave Jamaica | 82387 | Joint Recruiting Program | USACE | Jamaica 2nd Floor | United States | New York | Queens | New York City | 11432 | 1.36 | 1.46
184042 | 82387-11685 | E Fordham Rd Bronx | 82387 | Joint Recruiting Program | USACE | Fordham Fordham Rd/Grand Concourse | United States | New York | Bronx | New York City | 10458 | 1.36 | 1.46
184044 | 82387-10872 | 43rd St & Broadway Manhattan | 82387 | Joint Recruiting Program | USACE | St & Bdway Times | United States | New York | New York | New York City | 10036 | 1.36 | 1.46
184045 | 82387-10278 | 1456 Rockaway Brooklyn | 82387 | Joint Recruiting Program | USACE | Rockaway | United States | New York | Kings | New York City | 11236 | 1.36 | 1.46
184046 | 82387-11628 | E 103rd St Manhattan | 82387 | Joint Recruiting Program | USACE | 103rd | United States | New York | New York | New York City | 10029 | 1.36 | 1.46
184047 | 82387-11230 | 86th St Brooklyn | 82387 | Joint Recruiting Program | USACE | 86th 2nd Floor | United States | New York | Kings | New York City | 11209 | 1.36 | 1.46
184048 | 82387-11221 | 8516 Fourth Street Brooklyn | 82387 | Joint Recruiting Program | USACE | Fourth 2nd Floor | United States | New York | Kings | New York City | 11209 | 1.36 | 1.46
184049 | 82387-11412 | Bridge Plz N Long Island City | 82387 | Joint Recruiting Program | USACE | 25-05/25-09 Bridge 1st Floor | United States | New York | Queens | New York City | 11101 | 1.36 | 1.46
184050 | 82387-13148 | Utica Ave Brooklyn | 82387 | Joint Recruiting Program | USACE | Utica | United States | New York | Kings | New York City | 11229 | 1.36 | 1.46
184051 | 82387-13046 | Surf-Stillwell Brooklyn | 82387 | Joint Recruiting Program | USACE | Surf-Stillwell Trailer | United States | New York | Kings | New York City | 11224 | 1.36 | 1.46
184052 | 82387-13149 | Utica Ave Brooklyn 1 | 82387 | Joint Recruiting Program | USACE | Utica Avenue 1125 Eastern | United States | New York | Kings | New York City | 11213 | 1.36 | 1.46
184053 | 82387-11942 | Grand Concourse Bronx | 82387 | Joint Recruiting Program | USACE | Grand Concourse 2nd Floor | United States | New York | Bronx | New York City | 10461 | 1.36 | 1.46
184054 | 82387-12687 | Queens Blvd Elmhurst | 82387 | Joint Recruiting Program | USACE | Queens Ground Floor | United States | New York | Queens | New York City | 11373 | 1.36 | 1.46
184055 | 82387-10916 | 4th Ave Brooklyn 1 | 82387 | Joint Recruiting Program | USACE | 4th | United States | New York | Kings | New York City | 11220 | 1.36 | 1.46
184056 | 82387-11901 | Ft Hamilton | 82387 | Joint Recruiting Program | USACE | Hamilton-Amedd Bldg 114- 2nd Floor | United States | New York | Kings | New York City | 11252 | 1.36 | 1.46
184057 | 82387-11853 | Flatbush Ave Brooklyn 2 | 82387 | Joint Recruiting Program | USACE | Flatbush | United States | New York | Kings | New York City | 11234 | 1.36 | 1.46
184058 | 82387-10695 | 308 1/2 Greenwich Street New York | 82387 | Joint Recruiting Program | USACE | 1/2 Greenwich | United States | New York | New York | New York City | 10013 | 1.36 | 1.46
184059 | 82387-10991 | 558 Melrose Bronx | 82387 | Joint Recruiting Program | USACE | Melrose 2nd Floor, The Hub | United States | New York | Bronx | New York City | 10455 | 1.36 | 1.46
184060 | 82387-12126 | Lefferts Blvd S Richmond Hill | 82387 | Joint Recruiting Program | USACE | Lefferts 2nd Floor | United States | New York | Queens | New York City | 11419 | 1.36 | 1.46
184061 | 82387-10791 | 3800 Nostrand Avenue Brooklyn | 82387 | Joint Recruiting Program | USACE | Nostrand | United States | New York | Kings | New York City | 11235 | 1.36 | 1.46
184062 | 710515 | 3229/3231 Richmond A Staten Island | 82387 | Joint Recruiting Program | USACE | 3229/3231 Richmond A | United States | New York | Richmond | New York City | 10314 | 1.36 | 1.46
184063 | 82387-10610 | 2629 Atlantic Avenue Brooklyn | 82387 | Joint Recruiting Program | USACE | Atlantic | United States | New York | Kings | New York City | 11207 | 1.36 | 1.46
184064 | 710918 | 116 White Avenue Brooklyn | 66155 | DoD USMEPCOM | USACE | White | United States | New York | Kings | New York City | 11252 | 1.36 | 1.46
184065 | 82387-12653 | Pitkin Ave Brooklyn | 82387 | Joint Recruiting Program | USACE | Pitkin | United States | New York | Kings | New York City | 11203 | 1.36 | 1.46
184066 | 82387-11425 | Broadway New York | 82387 | Joint Recruiting Program | USACE | Broadway Suite 1313 | United States | New York | Kings | New York City | 10036 | 1.36 | 1.46
184067 | 82387-11852 | Flatbush Ave Brooklyn | 82387 | Joint Recruiting Program | USACE | Flatbush | United States | New York | Kings | New York City | 11217 | 1.36 | 1.46
184068 | 82387-12731 | Roosevelt Ave Elmhurst | 82387 | Joint Recruiting Program | USACE | Roosevelt Avenue Jackson | United States | New York | Queens | New York City | 11373 | 1.36 | 1.46
184069 | 82387-13370 | Westchester Sq Bronx 1 | 82387 | Joint Recruiting Program | USACE | Westchester | United States | New York | Bronx | New York City | 10461 | 1.36 | 1.46
184070 | 82387-13173 | W 181st St Manhattan | 82387 | Joint Recruiting Program | USACE | 181st 2nd Floor | United States | New York | New York | New York City | 10033 | 1.36 | 1.46
184071 | 82387-11851 | Flatbush Av Brooklyn 1 | 82387 | Joint Recruiting Program | USACE | Flatbush Av Ground Floor | United States | New York | Kings | New York City | 11210 | 1.36 | 1.46
184072 | 82387-12554 | Nostrand Ave Brooklyn | 82387 | Joint Recruiting Program | USACE | Nostrand Ground Floor | United States | New York | Kings | New York City | 11210 | 1.36 | 1.46
184073 | 82387-10887 | 45 Bay Street Staten Island | 82387 | Joint Recruiting Program | USACE | Bay | United States | New York | Richmond | New York City | 10301 | 1.36 | 1.46
184074 | 82387-11350 | Ave Z Brooklyn | 82387 | Joint Recruiting Program | USACE | Z Ground Floor Level | United States | New York | Kings | New York City | 11229 | 1.36 | 1.46
184075 | 18081-10440 | Navigation Light Romulus | 18081 | Army Mission Support | USACE | Navigation Light Samson State | United States | New York | Seneca | Romulus | 14541 | 1.06 | 1.075
184076 | 82387-13060 | Taylor Dr Newport | 82387 | Joint Recruiting Program | USACE | Taylor Drive Naval Newpt | United States | Rhode Island | Newport | Newport | 02841 | 1.2 | 1.24
184077 | 18081-10386 | Keystone Family Properties, Llc Shippensburg | 18081 | Army Mission Support | USACE | Keystone Family Properties, Llc 49 Orange Street, Suite 2 | United States | Pennsylvania | Cumberland | Shippensburg | 17257 | 0.99 | 1
184078 | 710553 | 4110 Edison Avenue Chino | 82387 | Joint Recruiting Program | USACE | Edison Suite 107 | United States | California | San Bernardino | Chino | 91710 | 1.2 | 1.25
184079 | 82387-11267 | 9245 Laguna Springs Drive Elk Grove | 82387 | Joint Recruiting Program | USACE | Laguna Springs Stes 160, 165, 170 | United States | California | Sacramento | Elk Grove | 95758 | 1.13 | 1.17
184080 | 82387-12103 | Laguna Bvld Elk Grove | 82387 | Joint Recruiting Program | USACE | Laguna Bvd Ste 116 | United States | California | Sacramento | Elk Grove | 95758 | 1.13 | 1.17
184081 | 82387-11127 | 7127 Hollister Ave, Unit 22 Goleta | 82387 | Joint Recruiting Program | USACE | Hollister Ave, Unit 22 | United States | California | San Bernardino | Chino | 91710 | 1.2 | 1.25
184082 | 82387-11011 | 590 Pine Ave Long Beach | 82387 | Joint Recruiting Program | USACE | Pine J 135 | United States | California | Los Angeles | Long Beach | 90802 | 1.02 | 1.06
184083 | 82387-10923 | 50 East 60th Street Long Beach | 82387 | Joint Recruiting Program | USACE | 60th Parking | United States | California | Los Angeles | Long Beach | 90802 | 1.02 | 1.06
184084 | 82387-13287 | W Ocean Blvd Long Beach | 82387 | Joint Recruiting Program | USACE | Ocean Suite 1505 | United States | California | Los Angeles | Long Beach | 90802 | 1.02 | 1.06
184085 | 82387-10539 | 2300/2350 W. Beverly Montebello | 82387 | Joint Recruiting Program | USACE | 2300/2350 Beverly Stes 110,102,104&106 | United States | California | Los Angeles | Montebello | 90640 | 1.02 | 1.06
184086 | 710227 | 39628 & 39804 Winchester Temecula | 82387 | Joint Recruiting Program | USACE | & 39804 Winchester Suites J, B & A | United States | California | Riverside | Temecula | 92591 | 1.08 | 1.12
184087 | 82387-10629 | 27311 Jefferson Ave Temecula | 82387 | Joint Recruiting Program | USACE | Jefferson Suite 102 | United States | California | Riverside | Temecula | 92590 | 1.08 | 1.12
184088 | 82387-12849 | S Naglee Rd Tracy | 82387 | Joint Recruiting Program | USACE | Naglee | United States | California | San Joaquin | Tracy | 95376 | 1.12 | 1.17
184089 | 82387-11804 | El Camino Real Oceanside | 82387 | Joint Recruiting Program | USACE | El Camino Real Stes 111,115a | United States | California | San Diego | Oceanside | 92054 | 1.05 | 1.08
184090 | 18081-10543 | S1/2ne1/4 Of Sec 27, T14n, R9e Of Ashland | 18081 | Army Mission Support | USACE | S1/2ne1/4 Of Sec 27, T14n, R9e Of The 6th Pm | United States | Nebraska | Saunders | Ashland | 68003 | 0.93 | 0.915
184091 | 18081-10432 | N1/2 Of Sec34, T14n, R9e Ashland | 18081 | Army Mission Support | USACE | N1/2 Of Sec34, T14n, R9e Of The 6th Pm - Saunders County | United States | Nebraska | Saunders | Ashland | 68003 | 0.93 | 0.915
184092 | 18081-10433 | N1/2 Of The Nw1/4 Of Sec12 Ashland | 18081 | Army Mission Support | USACE | N1/2 Of The Nw1/4 Of Sec12 T14 R9e Of The 6th Pm - Saunders Co | United States | Nebraska | Saunders | Ashland | 68003 | 0.93 | 0.915
184093 | 82387-10620 | 2686 Main St North Conway | 82387 | Joint Recruiting Program | USACE | Main St Norcross Unit 1c | United States | New Hampshire | Carroll | North Conway | 03860 | 1.075 | 1.075
184096 | 82387-12100 | Lafayette Ave Canandaigua | 82387 | Joint Recruiting Program | USACE | Lafayette | United States | New York | Ontario | Canandaigua | 14424 | 1.06 | 1.075
184097 | 800460 | 400 Ring Road Elizabethtown | 18081 | Army Mission Support | USACE | Ring | United States | Kentucky | Hardin | Elizabethtown | 42701 | 1.01 | 1
184098 | 82387-13141 | Us Hwy 34 & Quincy Ave Ottumwa | 82387 | Joint Recruiting Program | USACE | U.S. Hwy 34 & Quincy Spaces 12, 13 & 14 | United States | Iowa | Wapello | Ottumwa | 52501 | 1.01 | 1.01
184099 | 82387-11451 | Campbell Ln Bowling Green | 82387 | Joint Recruiting Program | USACE | Campbell Suite 106 | United States | Kentucky | Warren | Bowling Green | 42104 | 0.87 | 0.87
1841 | GHRH0001 | FRANCIS E WARREN AF MISSILE SITE A8 SITE # 1 | GHLN | F E WARREN AFB | AFACT | 4689 Laramie County Road 215 | United States | Wyoming | Laramie | Burns | 82053 | 1.07 | 1.06
184100 | 82387-11223 | 8655 Sw Citizens Dr Wilsonville | 82387 | Joint Recruiting Program | USACE | Citizens | United States | Oregon | Clackamas | Wilsonville | 97070 | 1.12 | 1.145
184101 | 82387-11315 | Allegheny Ave Franklin | 82387 | Joint Recruiting Program | USACE | Allegheny Ave Pennwood Bldg, 8 | United States | Pennsylvania | Venango | Franklin | 16323 | 1.065 | 1.105
184102 | 82387-12140 | Lincoln Hwy Bedford | 82387 | Joint Recruiting Program | USACE | Lincoln Rf - Unit 103 | United States | Pennsylvania | Bedford | Bedford | 15522 | 1.065 | 1.105
184103 | 82387-12738 | Route 706 Montrose | 82387 | Joint Recruiting Program | USACE | 706 Rf | United States | Pennsylvania | Susquehanna | Montrose | 18801 | 1.065 | 1.105
184104 | 82387-10019 | 1000 Elwell Court Palo Alto | 82387 | Joint Recruiting Program | USACE | Elwell Suite 100 | United States | California | Santa Clara | Palo Alto | 94303 | 1.2 | 1.25
184105 | 82387-11427 | Broadway St Placerville | 82387 | Joint Recruiting Program | USACE | Broadway | United States | California | El Dorado | Placerville | 95667 | 1.125 | 1.165
184107 | 82387-11509 | Churn Creek Redding | 82387 | Joint Recruiting Program | USACE | Churn Creek, Suite E-1 | United States | California | Shasta | Redding | 96002 | 1.125 | 1.165
184108 | 710642 | 2650 Churn Creek Road Redding | 82387 | Joint Recruiting Program | USACE | Churn Creek | United States | California | Shasta | Redding | 96001 | 1.125 | 1.165
184109 | 82387-11416 | Broad St San Luis Obispo | 82387 | Joint Recruiting Program | USACE | Broad | United States | California | San Luis Obispo | San Luis Obispo | 93405 | 1.22 | 1.26
184110 | 710723 | 4330 Camino De La Plaza San Ysidro | 82387 | Joint Recruiting Program | USACE | Camino De La Suite F24 | United States | California | San Diego | San-Ysidro | 92173 | 1.05 | 1.08
184111 | 710548 | 262 Town Center East Santa Maria | 82387 | Joint Recruiting Program | USACE | Town Space K80 | United States | California | Santa Barbara | Santa Maria | 93454 | 1.12 | 1.17
184112 | 710459 | Wadsorth Blvd Arvada | 18081 | Army Mission Support | USACE | Wadsorth Space 235 | United States | Colorado | Jefferson | Arvada | 80003 | 0.99 | 0.98
184113 | 82387-13343 | Washington Ave Golden | 82387 | Joint Recruiting Program | USACE | Washington Frontier Bldg, 110 | United States | Colorado | Jefferson | Golden | 80401 | 0.99 | 0.98
184114 | 82387-10865 | 4300 D E. Main Street Ventura | 82387 | Joint Recruiting Program | USACE | D Main | United States | California | Ventura | Ventura | 93003 | 1.08 | 1.12
184116 | 710063 | 260 Maple Ventura | 18081 | Army Mission Support | USACE | Maple Ste 265 | United States | California | Ventura | Ventura | 93003 | 1.08 | 1.12
184117 | 82387-11088 | 6705 Westminster Blvd Westminster | 82387 | Joint Recruiting Program | USACE | Westminster | United States | California | Orange | Westminster | 92683 | 1.02 | 1.06
184120 | 82387-11871 | Fort Jones Rd Yreka | 82387 | Joint Recruiting Program | USACE | Fort Jones Suites 1, 2, & 3 | United States | California | Siskiyou | Yreka | 96097 | 1.125 | 1.165
184121 | 82387-11945 | Gray Ave Yuba City | 82387 | Joint Recruiting Program | USACE | Gray Units 9,10,11,12 | United States | California | Sutter | Yuba City | 95991 | 1.21 | 1.26
184122 | 18081-10714 | Tracts 189l-1,189l-2 Rocky Mtn Arsenal | 18081 | Army Mission Support | USACE | Tracts 189l-1,189l-2 189l-3 | United States | Colorado | Adams | Rocky Mt Arsenal | 80022 | 0.99 | 0.98
184123 | 800271 | 216 Steven B. Tanger Blvd Commerce | 82387 | Joint Recruiting Program | USACE | Steven B. Tanger Boulvard | United States | Georgia | Jackson | Commerce | 30529 | 0.865 | 0.83
184125 | 800466 | 200 North Cobb Parkway Marietta | 18081 | Army Mission Support | USACE | Cobb Suite 404 | United States | Georgia | Cobb | Marietta | 30067 | 0.83 | 0.8
184126 | 82387-11499 | Chastain Meadow Marietta | 82387 | Joint Recruiting Program | USACE | Chastain Suite H | United States | Georgia | Cobb | Marietta | 30066 | 0.83 | 0.8
184127 | 82387-10836 | 411 E. Northtown Rd. Kirksville | 82387 | Joint Recruiting Program | USACE | Northtown | United States | Missouri | Adair | Kirksville | 63501 | 0.985 | 1.005
184128 | 82387-10945 | 516 N Baltimore Kirksville | 82387 | Joint Recruiting Program | USACE | Baltimore Ste B | United States | Missouri | Adair | Kirksville | 63501 | 0.985 | 1.005
184129 | 82387-12330 | N 8th St Miles City | 82387 | Joint Recruiting Program | USACE | 8th | United States | Montana | Custer | Miles City | 59301 | 1.1 | 1.08
184130 | 82387-11482 | Central Ave Dunkirk | 82387 | Joint Recruiting Program | USACE | Central Ground Floor | United States | New York | Chautauqua | Dunkirk | 14048 | 1.06 | 1.075
184131 | 82387-13175 | W 1st Street Dickinson | 82387 | Joint Recruiting Program | USACE | 1st Wald Agency Building | United States | North Dakota | Stark | Dickinson | 58601 | 1.09 | 1.09
184132 | 710466 | 5541 Herbert Lord Drive Indianapolis | 66155 | DoD USMEPCOM | USACE | Herbert Lord | United States | Indiana | Marion | Indianapolis | 46216 | 0.94 | 0.94
184133 | 82387-11443 | Caito Dr Indianapolis | 82387 | Joint Recruiting Program | USACE | Caito #192 Building 7 | United States | Indiana | Marion | Indianapolis | 46226 | 0.94 | 0.94
184135 | 710066 | 301 N. Illinois St Indianapolis | 82387 | Joint Recruiting Program | USACE | Illinois | United States | Indiana | Marion | Indianapolis | 46254 | 0.94 | 0.94
184136 | 82387-11296 | 9926, 9928, 9930 E. Washington Dr Indianapolis | 82387 | Joint Recruiting Program | USACE | 9928, 9930 Washington | United States | Indiana | Marion | Indianapolis | 46229 | 0.94 | 0.94
184137 | 82387-11146 | 7400 Shadeland Avenue Indianapolis | 82387 | Joint Recruiting Program | USACE | Shadeland Suite 260 | United States | Indiana | Marion | Indianapolis | 46204 | 0.94 | 0.94
184138 | 82387-10096 | 1102 East Stop #11 Indianapolis | 82387 | Joint Recruiting Program | USACE | Stop #11 | United States | Indiana | Marion | Indianapolis | 46227 | 0.94 | 0.94
184139 | 82387-11477 | Center Run Rd Indianapolis | 82387 | Joint Recruiting Program | USACE | Center Run | United States | Indiana | Marion | Indianapolis | 46250 | 0.94 | 0.94
184140 | 82387-11379 | Belle Terre Bl Laplace | 82387 | Joint Recruiting Program | USACE | Belle Terre Bl Bell Terre | United States | Louisiana | St John The Baptist | Laplace | 70068 | 0.855 | 0.825
184142 | 82387-12156 | Louisville Ave Monroe | 82387 | Joint Recruiting Program | USACE | Louisville Suites 105,110,114 | United States | Louisiana | Ouachita | Monroe | 71201 | 0.855 | 0.825
184143 | 82387-12765 | S Ankeny Blvd Ankeny | 82387 | Joint Recruiting Program | USACE | Ankeny Suite 314a | United States | Iowa | Polk | Ankeny | 50021 | 0.95 | 0.95
184145 | 82387-10092 | 1100 S Air Depot Midwest City | 82387 | Joint Recruiting Program | USACE | Air Depot Holiday | United States | Oklahoma | Oklahoma | Midwest City | 73110 | 0.86 | 0.83
184146 | 710406 | 101 N Douglas Blvd, Suites N & O Midwest City | 82387 | Joint Recruiting Program | USACE | Douglas Blvd, Suites N & O Marketplace | United States | Oklahoma | Oklahoma | Midwest City | 73130 | 0.86 | 0.83
184147 | 400NG-10002 | 1640 S Sooner Rd, Ste D Midwest City | 400NG | Oklahoma National Guard | ARGUARD | Sooner Rd, Ste D | United States | Oklahoma | Oklahoma | Midwest City | 73110 | 0.86 | 0.83
184148 | 82387-13198 | W Blackstock Rd Spartanburg | 82387 | Joint Recruiting Program | USACE | Blackstock Rd Westgate | United States | South Carolina | Spartanburg | Spartanburg | 29301 | 0.92 | 0.885
184149 | 710764 | 333 Magnolia Street Spartanburg | 82387 | Joint Recruiting Program | USACE | Magnolia Suite A | United States | South Carolina | Spartanburg | Spartanburg | 29301 | 0.92 | 0.885
184150 | 710986 | 589 East 7th Street Bloomsburg | 82387 | Joint Recruiting Program | USACE | 7th Rf - Unit 3 | United States | Pennsylvania | Columbia | Bloomsburg | 17815 | 1.065 | 1.105
184153 | 82387-11106 | 6th St Brookings | 82387 | Joint Recruiting Program | USACE | 6th | United States | South Dakota | Brookings | Brookings | 57006 | 0.955 | 0.93
184156 | 800011 | 901 West Morton Jacksonville | 82387 | Joint Recruiting Program | USACE | Morton | United States | Illinois | Morgan | Jacksonville | 62650 | 1.03 | 1.045
184157 | 82387-11770 | E Thornton Thornton | 82387 | Joint Recruiting Program | USACE | Thornton Suite 170 | United States | Colorado | Adams | Thornton | 80229 | 0.99 | 0.98
184158 | 18081-10514 | Pin No. 18620220000100 Wellington | 18081 | Army Mission Support | USACE | Pin 18620220000100 | United States | Colorado | Larimer | Wellington | 80549 | 1.015 | 1
184159 | 82387-13267 | W Main St Norwich | 82387 | Joint Recruiting Program | USACE | Main | United States | Connecticut | New London | Norwich | 06360 | 1.17 | 1.21
184160 | 82387-13351 | Water St Norwich | 82387 | Joint Recruiting Program | USACE | Water 2nd Floor | United States | Connecticut | New London | Norwich | 06360 | 1.17 | 1.21
184162 | 82387-12555 | Nw 186th St Miami | 82387 | Joint Recruiting Program | USACE | 186th St Garden | United States | Florida | Miami-Dade | Miami | 33015 | 0.82 | 0.8
184163 | 800223 | 1450 Nw 87th Ave Miami | 82387 | Joint Recruiting Program | USACE | 87th Avenue, Ste 208 | United States | Florida | Miami-Dade | Miami | 33143 | 0.82 | 0.8
184164 | 82387-12563 | Nw 77th Ave Miami | 82387 | Joint Recruiting Program | USACE | 77th Ave, Ste 215 | United States | Florida | Miami-Dade | Miami | 33014 | 0.82 | 0.8
184165 | 800225 | 7444 Sw 117th Street Miami | 82387 | Joint Recruiting Program | USACE | 117th | United States | Florida | Miami-Dade | Miami-Dade | 33183 | 0.82 | 0.8
184166 | 1281A-10009 | NW 36th St Miami | 1281A | US Army Garrison Miami | ARACT | 36th | United States | Florida | Miami-Dade | Miami | 33178 | 0.82 | 0.8
184167 | 18081-10215 | 8300 Nw 33rd St Miami | 18081 | Army Mission Support | USACE | 33rd | United States | Florida | Miami-Dade | Miami | 33166 | 0.82 | 0.8
184168 | 82387-11389 | Bird Rd Miami | 82387 | Joint Recruiting Program | USACE | 40th (Bird Rd) | United States | Florida | Miami-Dade | Miami | 33155 | 0.82 | 0.8
184169 | 18081-10305 | Dade County Miami | 18081 | Army Mission Support | USACE | Dade County | United States | Florida | Miami-Dade | Miami-Dade | 33010 | 0.82 | 0.8
184170 | 711260 | 7789 Nw 48th Street Miami | 66155 | DoD USMEPCOM | USACE | 48th Street Corporate Of Miami | United States | Florida | Miami-Dade | Miami | 33166 | 0.82 | 0.8
184171 | 82387-13048 | Sw 107th Ave Miami | 82387 | Joint Recruiting Program | USACE | 107th Ave University #301k | United States | Florida | Miami-Dade | Miami | 33174 | 0.82 | 0.8
184172 | 82387-12557 | Nw 37th Ave Miami | 82387 | Joint Recruiting Program | USACE | 37th Ave Capital | United States | Florida | Miami-Dade | Miami-Dade | 33125 | 0.82 | 0.8
184173 | 82387-11388 | Bird Ludlam Miami | 82387 | Joint Recruiting Program | USACE | 40th Ste 210 Bird Ludlam | United States | Florida | Miami-Dade | Miami | 33155 | 0.82 | 0.8
184174 | 82387-12796 | S Dixie Hwy Miami | 82387 | Joint Recruiting Program | USACE | Dixie Hwy Point Royale Sh | United States | Florida | Miami-Dade | Miami-Dade | 33156 | 0.82 | 0.8
184176 | 82387-11224 | 8685 Nw 53rd Terr Miami | 82387 | Joint Recruiting Program | USACE | 53rd Augusta Bldg Ste 200 | United States | Florida | Miami-Dade | Miami | 33166 | 0.82 | 0.8
184177 | 82387-12561 | Nw 53rd St Miami | 82387 | Joint Recruiting Program | USACE | 53rd Suite A-111 | United States | Florida | Miami-Dade | Miami | 33166 | 0.82 | 0.8
184178 | 18081-10415 | Miami Park Miami | 18081 | Army Mission Support | USACE | Miami | United States | Florida | Miami-Dade | Miami-Dade | 33010 | 0.82 | 0.8
184179 | 800226 | 8280 Sw 40th Street | 82387 | Joint Recruiting Program | USACE | 40th Suite 106 | United States | Florida | Miami-Dade | Miami-Dade | 33155 | 0.82 | 0.8
184180 | 82387-11391 | Biscayne Blvd Miami | 82387 | Joint Recruiting Program | USACE | Biscayne Suites 101-102 | United States | Florida | Miami-Dade | Miami-Dade | 33137 | 0.82 | 0.8
184181 | 800224 | 4001 Sw 152nd Ave Miami | 82387 | Joint Recruiting Program | USACE | 152nd Units 20-21 | United States | Florida | Miami-Dade | Miami-Dade | 33185 | 0.82 | 0.8
184182 | 82387-10857 | 4255 Westbrook Dr Aurora | 82387 | Joint Recruiting Program | USACE | Westbrook Suite 228 | United States | Illinois | Dupage | Aurora | 60507 | 1.18 | 1.25
184183 | 82387-12401 | N Lake St Aurora | 82387 | Joint Recruiting Program | USACE | Lake | United States | Illinois | Kane | Aurora | 60506 | 1.03 | 1.045
184184 | 82387-11538 | Consumer Ctr Dr Chillicothe | 82387 | Joint Recruiting Program | USACE | Consumer Ctr Dr Shawnee | United States | Ohio | Ross | Chillicothe | 45601 | 0.925 | 0.9195
184185 | 710168 | 1695 E. Main Street Kent | 82387 | Joint Recruiting Program | USACE | Main | United States | Ohio | Portage | Kent | 44240 | 0.96 | 0.97
184186 | 82387-12734 | Rothsville Rd Akron | 82387 | Joint Recruiting Program | USACE | Rothsville Rf - Suite 3 | United States | Pennsylvania | Lancaster | Akron | 17501 | 1.065 | 1.105
184187 | 710513 | 279 Glen Street Glen Cove | 82387 | Joint Recruiting Program | USACE | Glen | United States | New York | Nassau | Glen Cove | 11542 | 1.06 | 1.075
184188 | 82387-10017 | 100-102 Main Street Oneonta | 82387 | Joint Recruiting Program | USACE | Main | United States | New York | Otsego | Oneonta | 13820 | 1.06 | 1.075
184189 | 82387-11528 | Columbus Corners Dr Whiteville | 82387 | Joint Recruiting Program | USACE | Columbus Corners | United States | North Carolina | Columbus | Whiteville | 28472 | 0.885 | 0.855
184190 | 82387-12166 | Madison Ave Fair Oaks | 82387 | Joint Recruiting Program | USACE | Madison | United States | California | Sacramento | Fair Oaks | 95628 | 1.13 | 1.17
184191 | 06305-10002 | Dli Monte Vista Elem Schl Monterey | 06305 | Presidio Of Monterey | ARACT | Monte Vista Ele Schoool 251 Soledad | United States | California | Monterey | Monterey | 93940 | 1.12 | 1.16
184192 | 06305-10001 | Dli Larkin Elem Schl Monterey | 06305 | Presidio Of Monterey | ARACT | Defense Language Institute Larkin Elementary School | United States | California | Monterey | Monterey | 93942 | 1.12 | 1.16
184194 | 710731 | Fort Ord Monterey | 06305 | Presidio Of Monterey | ARACT | Gigling | United States | California | Monterey | Seaside | 93944 | 1.12 | 1.16
184195 | 82387-11435 | Building 2641 Riverside | 82387 | Joint Recruiting Program | USACE | Building 2641 5029 4th | United States | California | Riverside | Moreno Valley | 92518 | 1.08 | 1.12
184196 | 82387-11452 | Campo Rd Spring Valley | 82387 | Joint Recruiting Program | USACE | Campo | United States | California | San Diego | Spring Valley | 91976 | 1.05 | 1.08
184197 | 82387-11595 | Def Distr Reg West Sharpe Site | 82387 | Joint Recruiting Program | USACE | Ddjc Sharpe Site | United States | California | San Joaquin | Stockton | 95207 | 1.12 | 1.17
184199 | 711032 | 4555 N Pershing Stockton | 82387 | Joint Recruiting Program | USACE | Pershing Suite 32 & 26 | United States | California | San Joaquin | Stockton | 95207 | 1.12 | 1.17
1842 | GHRJ0001 | FRANCIS E WARREN AF MISSILE SITE A9 SITE # 1 | GHLN | F E WARREN AFB | AFACT | 2013 Laramie County Road 149 | United States | Wyoming | Laramie | Burns | 82053 | 1.07 | 1.06
184200 | 82387-10748 | 34 Harkness Ave. Pasadena | 82387 | Joint Recruiting Program | USACE | Harkness (Parking) | United States | California | Los Angeles | Pasadena | 91107 | 1.02 | 1.06
184201 | 82387-11673 | E Colorado Blvd Pasadena | 82387 | Joint Recruiting Program | USACE | Colorado | United States | California | Los Angeles | Pasadena | 91107 | 1.02 | 1.06
184202 | 18081-10508 | Parks Rfta Pleasanton | 18081 | Army Mission Support | USACE | Rfta | United States | California | Alameda | Pleasanton | 94566 | 1.2 | 1.25
184203 | 82387-11094 | 68 Rio Rancho Road Pomona | 82387 | Joint Recruiting Program | USACE | Rio Rancho Stes 204, 205, & 206 | United States | California | Los Angeles | Pomona | 91766 | 1.02 | 1.06
184204 | 82387-11763 | E State St Redlands | 82387 | Joint Recruiting Program | USACE | State | United States | California | San Bernardino | Redlands | 92374 | 1.2 | 1.25
184205 | 82387-10236 | 1378 Indstrl Pk Ave Redlands | 82387 | Joint Recruiting Program | USACE | Indstrl Pk | United States | California | San Bernardino | Redlands | 92373 | 1.2 | 1.25
184206 | 82387-13239 | W Hospitality Ln San Bernardino | 82387 | Joint Recruiting Program | USACE | Hsptlty Ste 210 | United States | California | San Bernardino | San Bernardino | 92408 | 1.2 | 1.25
184207 | 800317 | 618 S Mount Vernon Ave San Bernardino | 82387 | Joint Recruiting Program | USACE | Mount Vernon Suites 130,131,132,133 | United States | California | San Bernardino | San Bernardino | 92413 | 1.2 | 1.25
184208 | 82387-11597 | Del Rosa Ave San Bernardino | 82387 | Joint Recruiting Program | USACE | Del Rosa Suite 105 | United States | California | San Bernardino | San Bernardino | 92404 | 1.2 | 1.25
184209 | 82387-13177 | W 2nd St San Bernardino | 82387 | Joint Recruiting Program | USACE | 2nd | United States | California | San Bernardino | San Bernardino | 92410 | 1.2 | 1.25
184210 | 82387-12289 | Mira Mesa Blvd San Diego | 82387 | Joint Recruiting Program | USACE | Mira Mesa Ste 118 | United States | California | San Diego | San Diego | 92126 | 1.05 | 1.08
184211 | 82387-12291 | Mira Mesa Blvd San Diego 2 | 82387 | Joint Recruiting Program | USACE | Mira Mesa | United States | California | San Diego | San Diego | 92126 | 1.05 | 1.08
184212 | 82387-11541 | Convoy St San Diego | 82387 | Joint Recruiting Program | USACE | Convoy Stes. 120,123, & 124 | United States | California | San Diego | San Diego | 92117 | 1.05 | 1.08
184213 | 82387-12910 | Saturn Blvd San Diego | 82387 | Joint Recruiting Program | USACE | Saturn Ste B | United States | California | San Diego | San Diego | 92154 | 1.05 | 1.08
184214 | 82387-11307 | Aero Dr San Diego | 82387 | Joint Recruiting Program | USACE | Aero Stes 105 & 127 | United States | California | San Diego | San Diego | 92123 | 1.05 | 1.08
184215 | 710867 | 11th And Broadway San Diego | 82387 | Joint Recruiting Program | USACE | University Suites N209 & C209 | United States | California | San Diego | San Diego | 92101 | 1.05 | 1.08
184216 | 82387-10351 | 16644 W Bernardo Dr San Diego | 82387 | Joint Recruiting Program | USACE | Bernardo 4th Floor | United States | California | San Diego | San Diego | 92127 | 1.05 | 1.08
184217 | 800471 | 1455 Frazee Rd San Diego | 18081 | Army Mission Support | USACE | Bldg 1a-7, 114,416, 1a-12 1455 Frazee Rd, Suite 900 | United States | California | San Diego | San Diego | 92108 | 1.05 | 1.08
184218 | 82387-12290 | Mira Mesa Blvd San Diego 1 | 82387 | Joint Recruiting Program | USACE | Mira Mesa Ste. C | United States | California | San Diego | San Diego | 92126 | 1.05 | 1.08
184219 | 82387-12495 | Navy Asw Base San Diego | 82387 | Joint Recruiting Program | USACE | San Diego Asw Base Bldg 23 | United States | California | San Diego | San Diego | 92133 | 1.05 | 1.08
184220 | 82387-11228 | 8690 Aero Drive San Diego | 82387 | Joint Recruiting Program | USACE | Aero Suite 103 | United States | California | San Diego | San Diego | 92123 | 1.05 | 1.08
184221 | 82387-12292 | Mission Blvd Pacific Beach | 82387 | Joint Recruiting Program | USACE | Mission Suite 212 | United States | California | San Diego | San Diego | 92109 | 1.05 | 1.08
184222 | 82387-11308 | Aero Dr San Diego 1 | 82387 | Joint Recruiting Program | USACE | Aero Ste. 337 | United States | California | San Diego | San Diego | 92123 | 1.05 | 1.08
184223 | 82387-11013 | 591 Camino De La Reina San Diego | 82387 | Joint Recruiting Program | USACE | Camino De La Reina Suite 915 | United States | California | San Diego | San Diego | 92108 | 1.05 | 1.08
184224 | 82387-12151 | Los Vallecitos San Marcos | 82387 | Joint Recruiting Program | USACE | Los Vallecitos Suite #200 | United States | California | San Diego | San Marcos | 92069 | 1.05 | 1.08
184225 | 82387-11894 | Fremont Blvd Seaside | 82387 | Joint Recruiting Program | USACE | Fremont Suite 108 | United States | California | Monterey | Seaside | 93955 | 1.12 | 1.16
184227 | 82387-12989 | Southpark Blvd Colonial Heights | 82387 | Joint Recruiting Program | USACE | A Southpark | United States | Virginia | Colonial Heights | Colonial Heights | 23834 | 0.88 | 0.85
184228 | 82387-11532 | Commonwealth Blvd Martinsville | 82387 | Joint Recruiting Program | USACE | Commonwealth Blvd Unit #2 Liberty Fair | United States | Virginia | Martinsville | Martinsville | 24112 | 0.92 | 0.89
184229 | 82387-12056 | Interstate 45 S Huntsville | 82387 | Joint Recruiting Program | USACE | Interstate 45 Suite 3 | United States | Texas | Walker | Huntsville | 77340 | 0.865 | 0.84
184230 | 82387-12899 | Sam Houston Ave Huntsville | 82387 | Joint Recruiting Program | USACE | Sam Houston Suites C, F & G | United States | Texas | Walker | Huntsville | 77340 | 0.865 | 0.84
184231 | 82387-11675 | E Cumberland Gap Corbin | 82387 | Joint Recruiting Program | USACE | Cumberland Gap | United States | Kentucky | Whitley | Corbin | 40701 | 0.87 | 0.87
184232 | 710343 | Us Hwy 25w Corbin | 01530 | 81st Readiness Division | ARRES | Us 25w | United States | Kentucky | Whitley | Corbin | 40701 | 0.87 | 0.87
184234 | 800026 | 5122 East Us 30 Highwat Merrillville | 82387 | Joint Recruiting Program | USACE | Us 30 Highwat | United States | Indiana | Lake | Merriliville | 46410 | 0.955 | 0.96
184235 | 82387-13322 | W Us Hwy 90 Lake City | 82387 | Joint Recruiting Program | USACE | U.S. Hwy 90 Ste 137&149, Lc | United States | Florida | Columbia | Lake City | 32055 | 0.825 | 0.805
184236 | 82387-13214 | W Centennial Dr Pittsburg | 82387 | Joint Recruiting Program | USACE | Centennial Meadowbrook Commons | United States | Kansas | Crawford | Pittsburg | 66762 | 1.005 | 1.025
184237 | 82387-11697 | E Harry Wichita | 82387 | Joint Recruiting Program | USACE | Harry Unit 50 | United States | Kansas | Sedgwick | Wichita | 67202 | 0.96 | 0.98
184238 | 800134 | 300 W. Douglas Avenue Wichita | 82387 | Joint Recruiting Program | USACE | Douglas Suite 340 | United States | Kansas | Sedgwick | Wichita | 67202 | 0.96 | 0.98
184239 | 18081-10140 | 401 N Market St Wichita | 18081 | Army Mission Support | USACE | Market St Us House | United States | Kansas | Sedgwick | Wichita | 67210 | 0.96 | 0.98
184240 | 82387-12070 | Jefferson St Natchitoches | 82387 | Joint Recruiting Program | USACE | Jefferson J.L. Ackel Bldg | United States | Louisiana | Natchitoches | Natchitoches | 71457 | 0.855 | 0.825
184241 | 82387-12006 | Highway 72 Bypass Greenwood | 82387 | Joint Recruiting Program | USACE | Highway 72 Greenwood Mall, Space 42 | United States | South Carolina | Greenwood | Greenwood | 29649 | 0.92 | 0.885
184242 | 82387-11458 | Carlisle Plz Mall Carlisle | 82387 | Joint Recruiting Program | USACE | Carlisle Plaza Rf Unit #418 | United States | Pennsylvania | Cumberland | Carlisle | 17013 | 1.01 | 1.02
184243 | 800082 | 716 State Street- Boston Store Erie | 82387 | Joint Recruiting Program | USACE | State Street - Boston Store Boston Store | United States | Pennsylvania | Erie | Erie | 16501 | 1.065 | 1.105
184245 | 82387-11994 | Highway 332 Lake Jackson | 82387 | Joint Recruiting Program | USACE | 332 Suite A-9/10 | United States | Texas | Brazoria | Lake Jackson | 77566 | 0.865 | 0.84
184246 | 82387-12647 | Pines Blvd Pembroke Pines | 82387 | Joint Recruiting Program | USACE | Pines Shoppes Of Silverlak | United States | Florida | Broward | Pembroke Pines | 33029 | 0.82 | 0.8
184247 | 82387-12016 | Hollywood Blvd Pembroke Pines | 82387 | Joint Recruiting Program | USACE | Hollywood Stes 116/117/118/120 | United States | Florida | Broward | Pembroke Pines | 33024 | 0.82 | 0.8
184248 | 82387-12914 | Schaumburg Schaumburg | 82387 | Joint Recruiting Program | USACE | Schaumburg | United States | Illinois | Cook | Schaumburg | 60194 | 1.18 | 1.25
184249 | 82387-10222 | 132 Federal Road Brookfield | 82387 | Joint Recruiting Program | USACE | Federal | United States | Connecticut | Fairfield | Brookfield | 06804 | 1.16 | 1.2
184250 | 82387-12838 | S Main St Sheridan | 82387 | Joint Recruiting Program | USACE | Main Suite B | United States | Wyoming | Sheridan | Sheridan | 82801 | 1.045 | 1.035
184251 | 82387-13356 | Webster St Hudson | 82387 | Joint Recruiting Program | USACE | Webster | United States | Wisconsin | St Croix | Hudson | 54016 | 1.085 | 1.12
184252 | 82387-10536 | 230 Grant Road Wenatchee | 82387 | Joint Recruiting Program | USACE | Grant | United States | Washington | Chelan | Wenatchee | 98801 | 1.085 | 1.095
184257 | 800033 | 435 North Mayo Trail Paintsville | 82387 | Joint Recruiting Program | USACE | Mayo | United States | Kentucky | Johnson | Paintsville | 41240 | 0.87 | 0.87
184258 | 18081-10678 | Story County Ames | 18081 | Army Mission Support | USACE | Story County | United States | Iowa | Story | Ames | 50010 | 1.01 | 1.01
184259 | 82387-11494 | Chamberlain St Ames | 82387 | Joint Recruiting Program | USACE | Chamberlain Ste 103 | United States | Iowa | Story | Ames | 50014 | 1.01 | 1.01
184260 | 82387-11619 | Duff Ave Ames | 82387 | Joint Recruiting Program | USACE | Duff Suite 2 | United States | Iowa | Story | Ames | 50010 | 1.01 | 1.01
184261 | 82387-12797 | S Earl Ave Lafayette | 82387 | Joint Recruiting Program | USACE | Earl | United States | Indiana | Tippecanoe | Lafayette | 47904 | 0.955 | 0.96
184262 | 800024 | 100 Creasy Lane Lafayette | 82387 | Joint Recruiting Program | USACE | Creasy Suite 1050 | United States | Indiana | Tippecanoe | Lafayette | 47905 | 0.955 | 0.96
184263 | 82387-12798 | S Earl Ave Lafayette 1 | 82387 | Joint Recruiting Program | USACE | Earl | United States | Indiana | Tippecanoe | Lafayette | 47904 | 0.955 | 0.96
184264 | 711265 | 2715 Alkay Drive Shreveport | 66155 | DoD USMEPCOM | USACE | Alkay | United States | Louisiana | Caddo | Shreveport | 71118 | 0.82 | 0.79
184265 | 82387-13007 | St Vincent Ave Shreveport | 82387 | Joint Recruiting Program | USACE | St. Vincent Ave St Vincent #200 | United States | Louisiana | Caddo | Shreveport | 71104 | 0.82 | 0.79
184266 | 82387-10815 | 401 Edwards Street Shreveport | 82387 | Joint Recruiting Program | USACE | Edwards Louisiana Towers | United States | Louisiana | Bossier | Shreveport | 71101 | 0.82 | 0.79
184268 | 82387-10728 | 325 West Milwaukee Avenue Storm Lake | 82387 | Joint Recruiting Program | USACE | Milwaukee Suite 1 | United States | Iowa | Buena Vista | Storm Lake | 50588 | 1.01 | 1.01
184269 | 82387-11020 | 6 University Dr Suite 205 Amherst | 82387 | Joint Recruiting Program | USACE | University Dr Suite 205 New Market | United States | Massachusetts | Hampshire | Amherst | 01002 | 1.165 | 1.215
184270 | 82387-12321 | N 165 E Logan | 82387 | Joint Recruiting Program | USACE | 165 East Stes A, A2, A3 | United States | Utah | Cache | Logan | 84321 | 1.03 | 0.995
184271 | 82387-11109 | 700 Block Of 3rd Huntington | 82387 | Joint Recruiting Program | USACE | Block Of 3rd | United States | West Virginia | Wayne | Huntington | 25701 | 1.02 | 1.03
184272 | 82387-10804 | 3rd Avenue-8th & 10 Huntington | 82387 | Joint Recruiting Program | USACE | Avenue-8th & 10 Veterans | United States | West Virginia | Cabell | Huntington | 25701 | 1.02 | 1.03
184273 | 82387-13071 | Third Ave Huntington 1 | 82387 | Joint Recruiting Program | USACE | Third Rf | United States | West Virginia | Wayne | Huntington | 25701 | 1.02 | 1.03
184275 | 82387-12132 | Liberty Plz Hurricane | 82387 | Joint Recruiting Program | USACE | #3 Liberty Plaza Rf-Rt 34 Putman | United States | West Virginia | Putnam | Hurricane | 25526 | 1.02 | 1.03
184276 | 82387-11982 | Heritage Plz Hurricane | 82387 | Joint Recruiting Program | USACE | Route 34 Rf - Heritage | United States | West Virginia | Putnam | Hurricane | 25526 | 1.02 | 1.03
184277 | 82387-13062 | Teays Vly Rd Hurricane | 82387 | Joint Recruiting Program | USACE | Teays Valley Tower Commons-Sts-A,B,C | United States | West Virginia | Putnam | Hurricane | 25526 | 1.02 | 1.03
184278 | 82387-12288 | Mineral Wells E Paris | 82387 | Joint Recruiting Program | USACE | Mineral | United States | Tennessee | Henry | Paris | 38242 | 0.835 | 0.82
184279 | 18081-10135 | 3rd - Pine St Abilene | 18081 | Army Mission Support | USACE | - Pine | United States | Texas | Taylor | Abilene | 79601 | 0.88 | 0.86
184282 | 82387-10833 | 410 Sw 5th Street Lawton | 82387 | Joint Recruiting Program | USACE | 5th Federal Bldg | United States | Oklahoma | Comanche | Lawton | 73501 | 0.89 | 0.87
184283 | 82387-11441 | C Ave And 3rd Lawton | 82387 | Joint Recruiting Program | USACE | C @ 3rd Ste 93 94 95 112 113 | United States | Oklahoma | Comanche | Lawton | 73501 | 0.89 | 0.87
184284 | 711058 | 200 C Avenue @3rd, #94 Lawton | 82387 | Joint Recruiting Program | USACE | C @3rd, #94 | United States | Oklahoma | Comanche | Lawton | 73501 | 0.89 | 0.87
184285 | 82387-10513 | 2212 Island Avenue Lagrande | 82387 | Joint Recruiting Program | USACE | Island Avenue Suite 302, Grande Ronde | United States | Oregon | Union | La Grande | 97850 | 1.12 | 1.145
184286 | 82387-13103 | Two Notch Rd Pontiac | 82387 | Joint Recruiting Program | USACE | Two Notch Road Unit 3, 1 | United States | South Carolina | Richland | Pontiac | 29045 | 0.87 | 0.83
184287 | 82387-11834 | Fairview Rd Simpsonville | 82387 | Joint Recruiting Program | USACE | Fairview Road, Suite Fairview Shoppes | United States | South Carolina | Greenville | Simpsonville | 29680 | 0.92 | 0.885
184288 | 82387-12368 | N Fifth St Reading | 82387 | Joint Recruiting Program | USACE | Fifth Rf | United States | Pennsylvania | Berks | Reading | 19601 | 1.065 | 1.105
184289 | 82387-13387 | Whitson Ave Selma | 82387 | Joint Recruiting Program | USACE | 2735/2815 Whitson | United States | California | Fresno | Selma | 93662 | 1.125 | 1.165
184290 | 82387-11201 | 824 Main Street Canon City | 82387 | Joint Recruiting Program | USACE | Main | United States | Colorado | Fremont | Canon City | 81212 | 1.04 | 1.02
184291 | 82387-12970 | South 9th St Canon City | 82387 | Joint Recruiting Program | USACE | 9th Suite A | United States | Colorado | Fremont | Canon City | 81212 | 1.04 | 1.02
184292 | 82387-12671 | Powers Centre Colorado Springs | 82387 | Joint Recruiting Program | USACE | Palmer Park Boulevard Powers | United States | Colorado | El Paso | Colorado Springs | 80915 | 1.04 | 1.02
184293 | 710541 | 5755 Mark Dabling Boulevard Colorado Springs | 82387 | Joint Recruiting Program | USACE | Mark Dabling | United States | Colorado | El Paso | Colorado Springs | 80919 | 1.04 | 1.02
184294 | 18081-10031 | 1050 S. Academy Blvd Colorado Springs | 18081 | Army Mission Support | USACE | Academy | United States | Colorado | El Paso | Colorado Springs | 80910 | 1.04 | 1.02
184295 | 711251 | 1150 Academy Park Loop Colorado Springs | 18081 | Army Mission Support | USACE | Academy Park | United States | Colorado | El Paso | Colorado Springs | 80910 | 1.04 | 1.02
184296 | 18081-10282 | Cheyenne Mountain Colorado Springs | 18081 | Army Mission Support | USACE | Cheyenne Mountain Carson | United States | Colorado | El Paso | Colorado Spgs | 80960 | 1.04 | 1.02
184297 | 82387-12301 | Montebello Plz | 82387 | Joint Recruiting Program | USACE | Academy Blvd Montebello | United States | Colorado | El Paso | Colorado Springs | 80914 | 1.04 | 1.02
184298 | 82387-12332 | N Acad Blvd Colorado Springs | 82387 | Joint Recruiting Program | USACE | Academy | United States | Colorado | El Paso | Colorado Springs | 80909 | 1.04 | 1.02
184299 | 18081-10230 | Academy Blvd Colorado Springs | 18081 | Army Mission Support | USACE | 1030 Academy | United States | Colorado | El Paso | Colorado Springs | 80903 | 1.04 | 1.02
1843 | GHRK0001 | FRANCIS E WARREN AF MISSILE SITE A10 SITE # 1 | GHLN | F E WARREN AFB | AFACT | 2496 Laramie County Road 149 | United States | Wyoming | Laramie | Burns | 82053 | 1.07 | 1.06
184300 | 82387-10802 | 3990 E Bijou Colorado Springs | 82387 | Joint Recruiting Program | USACE | Bijou Town & Country Bus | United States | Colorado | El Paso | Colorado Spgs | 80909 | 1.04 | 1.02
184301 | 82387-12333 | N Acad Blvd Colorado Springs 1 | 82387 | Joint Recruiting Program | USACE | Academy | United States | Colorado | El Paso | Colorado Spgs | 80918 | 1.04 | 1.02
184302 | 82387-11000 | 5755 Mark Dabling Blvd Colorado Springs | 82387 | Joint Recruiting Program | USACE | Mark Dabling Suite 160 | United States | Colorado | El Paso | Colorado Spgs | 80919 | 1.04 | 1.02
184303 | 82387-12760 | S 8th St Colorado Springs | 82387 | Joint Recruiting Program | USACE | 8th Ste. 208 | United States | Colorado | El Paso | Colorado Springs | 80905 | 1.04 | 1.02
184304 | 82387-11394 | Blake Ave Glenwood Springs | 82387 | Joint Recruiting Program | USACE | Blake Suite B | United States | Colorado | Garfield | Glenwood Spgs | 81601 | 1.015 | 1
184305 | 82387-11158 | 764 Horizon Dr Grand Junction | 82387 | Joint Recruiting Program | USACE | Horizon Dr Horizon Bldg | United States | Colorado | Mesa | Grand Junction | 81501 | 1.015 | 1
184307 | 711012 | 2502 Highway 6 And 50 Grand Junction | 82387 | Joint Recruiting Program | USACE | 6 And 50 Suite 400 | United States | Colorado | Mesa | Grand Junction | 81505 | 1.015 | 1
184308 | 82387-11159 | 764 Horizon Drive Grand Junction | 82387 | Joint Recruiting Program | USACE | Horizon | United States | Colorado | Mesa | Grand Junction | 81501 | 1.015 | 1
184309 | 800322 | 14190 Bear Valley Road Victorville | 82387 | Joint Recruiting Program | USACE | Bear Valley Suites D,E,F & G | United States | California | San Bernardino | Victorville | 92392 | 1.2 | 1.25
184310 | 82387-10159 | 12130 Hesperia Rd. Victorville | 82387 | Joint Recruiting Program | USACE | Hesperia | United States | California | San Bernardino | Victorville | 92392 | 1.2 | 1.25
184311 | 82387-10716 | 320 Sycamore Ave Vista | 82387 | Joint Recruiting Program | USACE | Sycamore Suite C | United States | California | San Diego | Vista | 92084 | 1.05 | 1.08
184312 | 82387-10282 | 1475 North Broadway Walnut Creek | 82387 | Joint Recruiting Program | USACE | Broadway Suite 280 | United States | California | Contra Costa | Walnut Creek | 94596 | 1.22 | 1.27
184313 | 82387-12527 | North 56th St Temple Terrace | 82387 | Joint Recruiting Program | USACE | 56th 10672 & 10682-10686 | United States | Florida | Hillsborough | Temple Terrace | 33617 | 0.82 | 0.8
184314 | 82387-10385 | 17th St Vero Beach | 82387 | Joint Recruiting Program | USACE | 17th Street Causeway | United States | Florida | Indian River | Vero Beach | 32960 | 0.825 | 0.805
184315 | 82387-12031 | Hwy 20 Se Conyers | 82387 | Joint Recruiting Program | USACE | 20 210, 210a, 212, 212a | United States | Georgia | Rockdale | Conyers | 30013 | 0.865 | 0.83
184316 | 82387-10286 | 149 Jonesboro Road Mcdonough | 82387 | Joint Recruiting Program | USACE | Jonesboro | United States | Georgia | Henry | McDonough | 30253 | 0.865 | 0.83
184317 | 82387-12078 | Jonesboro Rd Mcdonough | 82387 | Joint Recruiting Program | USACE | Jonesboro Suites 9 & 10 | United States | Georgia | Henry | McDonough | 30253 | 0.865 | 0.83
184318 | 82387-10567 | 2407 16th St Bedford | 82387 | Joint Recruiting Program | USACE | 16th | United States | Indiana | Lawrence | Bedford | 47421 | 1.06 | 1.07
184319 | 800018 | 3154 John A. Williams Blvd Bedford | 82387 | Joint Recruiting Program | USACE | John A. Williams | United States | Indiana | Lawrence | Bedford | 47421 | 1.06 | 1.07
184320 | 18081-10166 | 5113 Leesburg Pike Falls Church | 18081 | Army Mission Support | USACE | Leesburg Pike Four Skyline - S-600 | United States | Virginia | Falls Church (City) | Falls Church | 22041 | 1.08 | 1.08
184321 | 82387-12478 | N Washington St Falls Church | 82387 | Joint Recruiting Program | USACE | N.Washington | United States | Virginia | Falls Church | Falls Church | 22046 | 1.08 | 1.08
184322 | 82387-12025 | Hull St Richmond | 82387 | Joint Recruiting Program | USACE | Hull St, S-B 9505 Hull St, S-D | United States | Virginia | Richmond | Richmond | 23236 | 0.92 | 0.89
184323 | 82387-12275 | Midlothian Tpk Richmond | 82387 | Joint Recruiting Program | USACE | Midlothian Turnpike Chesterfield Towne | United States | Virginia | Richmond (City) | Richmond | 23235 | 0.92 | 0.89
184324 | 82387-11330 | Arboretum V Richmond | 82387 | Joint Recruiting Program | USACE | Arboretum V 9210 Arboretum | United States | Virginia | Richmond | Richmond | 23236 | 0.92 | 0.89
184325 | 82387-11251 | 9039-1 West Broad St Richmond | 82387 | Joint Recruiting Program | USACE | Broad West Broad Commons | United States | Virginia | Richmond (City) | Richmond | 23294 | 0.92 | 0.89
184326 | 82387-11433 | Buford Rd Richmond | 82387 | Joint Recruiting Program | USACE | Buford | United States | Virginia | Richmond | Richmond | 23235 | 0.92 | 0.89
184327 | 82387-11254 | 9058 W Broad Street Richmond | 82387 | Joint Recruiting Program | USACE | Broad Street Tuckernuck | United States | Virginia | Richmond | Richmond | 23294 | 0.92 | 0.89
184328 | 82387-13011 | Stafford Market Stafford | 82387 | Joint Recruiting Program | USACE | Stafford Market Suite 109 | United States | Virginia | Stafford | Stafford | 22555 | 1.08 | 1.08
184329 | 710245 | 2800 Airport, Hwy 21 San Marcos | 82387 | Joint Recruiting Program | USACE | Airport, 21 Building 6-105 | United States | Texas | Hays | San Marcos | 78667 | 0.865 | 0.84
184330 | 82387-13001 | Springtown Way San Marcos | 82387 | Joint Recruiting Program | USACE | Springtown #513 | United States | Texas | Hays | San Marcos | 78666 | 0.865 | 0.84
184331 | 18081-10535 | Route 17 Rappahannock Academy | 18081 | Army Mission Support | USACE | 17 | United States | Virginia | Caroline | Rappahannock Academy | 22538 | 1.1 | 1.1
184332 | 82387-12328 | N 4th St Wytheville | 82387 | Joint Recruiting Program | USACE | 4th St Evansham Sq Shp | United States | Virginia | Wythe | Wytheville | 24382 | 0.92 | 0.89
184333 | 82387-11784 | Early Blvd Brownwood | 82387 | Joint Recruiting Program | USACE | Early Blvd Heartland | United States | Texas | Brown | Brownwood | 76801 | 0.865 | 0.84
184335 | 82387-13130 | Us 127 Frankfort | 82387 | Joint Recruiting Program | USACE | U.S. 127 | United States | Kentucky | Franklin | Frankfort | 40601 | 0.87 | 0.87
184336 | 82387-12062 | Jackson St Alexandria | 82387 | Joint Recruiting Program | USACE | Jackson | United States | Louisiana | Rapides | Alexandria | 71303 | 0.855 | 0.825
184337 | 711048 | 1020 Macarthur Alexandria | 82387 | Joint Recruiting Program | USACE | Macarthur | United States | Louisiana | Rapides | Alexandria | 71303 | 0.855 | 0.825
184338 | 18081-10069 | 1611 Arnold Dr Alexandria | 18081 | Army Mission Support | USACE | Arnold | United States | Louisiana | Rapides | Alexandria | 71303 | 0.855 | 0.825
184339 | 82387-12530 | North Blvd Alexandria | 82387 | Joint Recruiting Program | USACE | North | United States | Louisiana | Rapides | Alexandria | 71301 | 0.855 | 0.825
184340 | 82387-12392 | N Hwy 190 Covington | 82387 | Joint Recruiting Program | USACE | Hwy 190 Stes E-5/E-6-Holiday S.C. | United States | Louisiana | St Tammany | Covington | 70433 | 0.855 | 0.825
184341 | 82387-10677 | 301 N Hwy 190 Covington | 82387 | Joint Recruiting Program | USACE | Hwy 190 Holiday S.C., Ste E-4 | United States | Louisiana | St Tammany | Covington | 70433 | 0.855 | 0.825
184342 | 82387-12916 | Schoolside Plz Leesport | 82387 | Joint Recruiting Program | USACE | Schoolside Plaza, Ste 201 Rf - 61 | United States | Pennsylvania | Berks | Leesport | 19533 | 1.065 | 1.105
184344 | 82387-12153 | Loucks Rd York | 82387 | Joint Recruiting Program | USACE | Loucks Rf - Crossroads S.C. | United States | Pennsylvania | York | York | 17404 | 1.065 | 1.105
184346 | 82387-12410 | N Main Muskogee | 82387 | Joint Recruiting Program | USACE | Main Arrowhead | United States | Oklahoma | Muskogee | Muskogee | 74401 | 0.875 | 0.85
184347 | 82387-12008 | Highway 74 N Peachtree City | 82387 | Joint Recruiting Program | USACE | 74n Suite D | United States | Georgia | Fayette | Peachtree City | 30269 | 0.865 | 0.83
184348 | 82387-11529 | Commerce Dr Peachtree City | 82387 | Joint Recruiting Program | USACE | Commerce Suite 441 | United States | Georgia | Fayette | Peachtree City | 30269 | 0.865 | 0.83
184349 | 82387-12645 | Pine Ridge Rd Naples | 82387 | Joint Recruiting Program | USACE | Pine Ridge Road #104-107 Ross | United States | Florida | Collier | Naples | 34109 | 0.825 | 0.805
184350 | 82387-11633 | E 17th St Idaho Falls | 82387 | Joint Recruiting Program | USACE | 17th Suites 104-107 | United States | Idaho | Bonneville | Idaho Falls | 83401 | 1.055 | 1.045
184351 | 82387-12134 | Liberty St Morris | 82387 | Joint Recruiting Program | USACE | Liberty | United States | Illinois | Grundy | Morris | 60450 | 1.03 | 1.045
184352 | 82387-12583 | Ogden Ave Naperville | 82387 | Joint Recruiting Program | USACE | Ogden 1011-A Ogden Ave | United States | Illinois | DuPage | Naperville | 60563 | 1.18 | 1.25
184353 | 82387-11120 | 707 W. Fayette Ave. Effingham | 82387 | Joint Recruiting Program | USACE | Fayette | United States | Illinois | Effingham | Effingham | 62401 | 1.03 | 1.045
184354 | 82387-13401 | Winsted Rd Torrington | 82387 | Joint Recruiting Program | USACE | Winsted | United States | Connecticut | Litchfield | Torrington | 06790 | 1.165 | 1.205
184355 | 82387-13154 | Vernon Prof Bldg Vernon | 82387 | Joint Recruiting Program | USACE | Vernon Prof Bldg 281 Hartford | United States | Connecticut | Tolland | Vernon | 06066 | 1.165 | 1.205
184356 | 82387-11973 | Hartford Tpke Vernon | 82387 | Joint Recruiting Program | USACE | Hartford Riverview Office Blg | United States | Connecticut | Tolland | Vernon | 06066 | 1.165 | 1.205
184357 | 82387-11941 | Grand Central Mall Parkersburg | 82387 | Joint Recruiting Program | USACE | Grand Central Suite 370 | United States | West Virginia | Wood | Parkersburg | 26101 | 1.02 | 1.03
184358 | 82387-11897 | Front St Beaver Dam | 82387 | Joint Recruiting Program | USACE | Front | United States | Wisconsin | Dodge | Beaver Dam | 53916 | 1.085 | 1.12
184359 | 82387-11939 | Grand Ave Laramie | 82387 | Joint Recruiting Program | USACE | Grand Aspen Square, #105 | United States | Wyoming | Albany | Laramie | 82070 | 1.045 | 1.035
184360 | 710218 | 3070 Village Park Drive Plover | 82387 | Joint Recruiting Program | USACE | Village Park Suites A, B, C, And D | United States | Wisconsin | Portage | Plover | 54467 | 1.085 | 1.12
184362 | 82387-10870 | 4333 Vine Hays | 82387 | Joint Recruiting Program | USACE | Vine Ste 30 | United States | Kansas | Ellis | Hays | 67601 | 1.005 | 1.025
184364 | 82387-10071 | 106 Shane Drive Glasgow | 82387 | Joint Recruiting Program | USACE | Shane Suite 20 | United States | Kentucky | Barren | Glasgow | 42141 | 0.87 | 0.87
184365 | 82387-12403 | N Lima Rd Kendallville | 82387 | Joint Recruiting Program | USACE | Lima | United States | Indiana | Noble | Kendallville | 46755 | 0.955 | 0.96
184366 | 82387-10813 | 400 S Clinton St Iowa City | 82387 | Joint Recruiting Program | USACE | Clinton | United States | Iowa | Johnson | Iowa City | 52240 | 1.01 | 1.01
184367 | 82387-12362 | N Dodge St Iowa City | 82387 | Joint Recruiting Program | USACE | Dodge | United States | Iowa | Johnson | Iowa City | 52245 | 1.01 | 1.01
184368 | 82387-11125 | 7105 Nw 70th Ave Camp Dodge | 82387 | Joint Recruiting Program | USACE | 70th Building S-72 | United States | Iowa | Polk | Johnston | 50131 | 0.95 | 0.95
184369 | 82387-12725 | Riverview Wichita | 82387 | Joint Recruiting Program | USACE | Riverview 5th Fl Riverview Bldg | United States | Kansas | Sedgwick | Wichita | 67203 | 0.96 | 0.98
184370 | 82387-12481 | N West St Wichita | 82387 | Joint Recruiting Program | USACE | West St Marketplace Shpg | United States | Kansas | Sedgwick | Wichita | 67220 | 0.96 | 0.98
184371 | 82387-12460 | N Rock Rd Wichita | 82387 | Joint Recruiting Program | USACE | Rock Ste105 Rockborough Bldg | United States | Kansas | Sedgwick | Wichita | 67206 | 0.96 | 0.98
184372 | 800135 | 306 N. Rock Road Wichita | 82387 | Joint Recruiting Program | USACE | Rock | United States | Kansas | Sedgwick | Wichita | 67202 | 0.96 | 0.98
184373 | 800133 | 2626 S. Rock Rd. Wichita | 82387 | Joint Recruiting Program | USACE | Rock | United States | Kansas | Sedgwick | Wichita | 67210 | 0.96 | 0.98
184375 | 82387-13240 | W Hunter St Logan | 82387 | Joint Recruiting Program | USACE | Hunter | United States | Ohio | Hocking | Logan | 43138 | 0.925 | 0.9195
184376 | 82387-11907 | Fulton Ave Hempstead | 82387 | Joint Recruiting Program | USACE | Fulton | United States | New York | Nassau | Hempstead | 11550 | 1.06 | 1.075
184377 | 82387-11849 | Finney Blvd Malone | 82387 | Joint Recruiting Program | USACE | Finney Blvd 30 Usda Bldg | United States | New York | Franklin | Malone | 12953 | 1.06 | 1.075
184378 | 82387-11028 | 601 Cornelia Street Plattsburgh | 82387 | Joint Recruiting Program | USACE | Cornelia Street 3 | United States | New York | Clinton | Plattsburgh | 12901 | 1.06 | 1.075
184379 | 18081-10062 | 14550 Old Beatty Fork Gold Hill | 18081 | Army Mission Support | USACE | Old Beatty For Faa Tower | United States | North Carolina | Rowan | Gold Hill | 28071 | 0.885 | 0.855
184381 | 82387-11657 | E Broad Ave Rockingham | 82387 | Joint Recruiting Program | USACE | Broad Ave Aka Us 74 | United States | North Carolina | Richmond | Rockingham | 28379 | 0.885 | 0.855
184382 | 800113 | New Harbour Mall Fall River | 82387 | Joint Recruiting Program | USACE | New Harbour Space 10 | United States | Massachusetts | Bristol | Fall River | 02722 | 1.165 | 1.215
184383 | 800181 | 51673 Columbia River Hwy Scappoose | 82387 | Joint Recruiting Program | USACE | Columbia River Suite 140 | United States | Oregon | Columbia | Scappoose | 97056 | 1.12 | 1.145
184384 | 82387-11915 | Gateway St Springfield | 82387 | Joint Recruiting Program | USACE | Gateway St Gateway #820/21 | United States | Oregon | Lane | Springfield | 97477 | 1.12 | 1.145
184385 | 82387-13316 | W Taft Sapulpa | 82387 | Joint Recruiting Program | USACE | Taft | United States | Oklahoma | Creek | Sapulpa | 74066 | 0.875 | 0.85
184387 | 82387-12386 | N Harrison Shawnee | 82387 | Joint Recruiting Program | USACE | Harrison | United States | Oklahoma | Pottawatomie | Shawnee | 74804 | 0.86 | 0.83
184389 | 82387-11200 | 822 Route 997 Chambersburg | 82387 | Joint Recruiting Program | USACE | Route 997 Rf - Chambersburg | United States | Pennsylvania | Franklin | Chambersburg | 17201 | 1.01 | 1.02
184390 | 710984 | Buildings 47, 47-1, Chambersburg | 18081 | Army Mission Support | USACE | Buildings 47, 47-1, Cumberland | United States | Pennsylvania | Franklin | Chambersburg | 17201 | 1.01 | 1.02
184392 | 82387-11639 | E 42nd St Odessa | 82387 | Joint Recruiting Program | USACE | 42nd St Music City | United States | Texas | Ector | Odessa | 79760 | 0.865 | 0.84
184393 | 82387-10498 | 2143 North Hobart Pampa | 82387 | Joint Recruiting Program | USACE | Hobart 21 | United States | Texas | Gray | Pampa | 79065 | 0.865 | 0.84
184394 | 82387-13298 | W Pioneer Pkwy Pantego | 82387 | Joint Recruiting Program | USACE | Pioneer | United States | Texas | Tarrant | Pantego | 76013 | 0.83 | 0.82
184395 | 82387-13367 | West Vly Dr Bristol | 82387 | Joint Recruiting Program | USACE | Valley | United States | Virginia | Bristol | Bristol | 24201 | 0.92 | 0.89
184396 | 82387-12624 | Paulena Dr Bristol | 82387 | Joint Recruiting Program | USACE | Paulena Drive Old Bakery | United States | Virginia | Bristol | Bristol | 24202 | 0.92 | 0.89
184397 | 82387-13399 | Windsor Rd Loves Park | 82387 | Joint Recruiting Program | USACE | Windsor Rd And 7124 Windsor Py | United States | Illinois | Winnebago | Loves Park | 61111 | 1.03 | 1.045
184399 | 82387-13400 | Winkler Ave Fort Myers | 82387 | Joint Recruiting Program | USACE | & 2225-A&B Winkler | United States | Florida | Lee | Ft Myers | 33901 | 0.825 | 0.805
1844 | GHRL0001 | FRANCIS E WARREN AF MISSILE SITE A11 SITE # 1 | GHLN | F E WARREN AFB | AFACT | 5208 Wyoming State Highway 216 | United States | Wyoming | Laramie | Albin | 82050 | 1.07 | 1.06
184400 | 82387-13139 | Us Hwy 1 Saint Augustine | 82387 | Joint Recruiting Program | USACE | U.S. Highway 1 St Aug Shopping | United States | Florida | St. Johns | St. Augustine | 32086 | 0.825 | 0.805
184402 | 82387-13134 | Us Highway 19 S Thomasville | 82387 | Joint Recruiting Program | USACE | Us Highway 19 Gateway Shopping | United States | Georgia | Thomas | Thomasville | 31792 | 0.865 | 0.83
184403 | 82387-10124 | 1154 Lawrenceville H Lawrenceville | 82387 | Joint Recruiting Program | USACE | Lawrenceville H Stes. 104a & B | United States | Georgia | Gwinnett | Lawrenceville | 30045 | 0.865 | 0.83
184404 | 82387-12723 | Riverside Pkwy Lawrenceville | 82387 | Joint Recruiting Program | USACE | Riverside | United States | Georgia | Gwinnett | Lawrenceville | 30043 | 0.865 | 0.83
184407 | 82387-13373 | Westerview Dr Westerville | 82387 | Joint Recruiting Program | USACE | & 26 Westerview | United States | Ohio | Franklin | Westerville | 43081 | 0.925 | 0.9195
184408 | 710196 | 54-40 Myrtle Ave Ridgewood | 82387 | Joint Recruiting Program | USACE | Myrtle 2nd Floor | United States | New York | Niagara | Ridgewood | 11385 | 1.11 | 1.17
184409 | 36990-10001 | Access Rd Watervliet | 36990 | Watervliet Arsenal | ARACT | Acess Watervliet Arsenal | United States | New York | Albany | Watervliet | 12189 | 1.03 | 1.05
184410 | 82387-10554 | 2350 Fairlane Drive Montgomery | 82387 | Joint Recruiting Program | USACE | Fairlane | United States | Alabama | Montgomery | Montgomery | 36116 | 0.87 | 0.85
184411 | 82387-11479 | Centerview Dr Vestavia Hills | 82387 | Joint Recruiting Program | USACE | Centerview Suite 248 | United States | Alabama | Jefferson | Vestavia Hills | 35216 | 0.855 | 0.83
184412 | 800304 | 1630 S Pacific Avenue Yuma | 82387 | Joint Recruiting Program | USACE | Pacific Avenue, Suite 108 | United States | Arizona | Yuma | Yuma | 85365 | 1.07 | 1.04
184413 | 82387-12426 | N Maple Ave Pierre | 82387 | Joint Recruiting Program | USACE | Maple Space #118 & #120 | United States | South Dakota | Pennington | Rapid City | 57701 | 0.95 | 0.92
184414 | 18081-10400 | Lot 8 Sec 21 T5n Big Bend | 18081 | Army Mission Support | USACE | Lot 8 Sec 21 T5n R31e Black | United States | South Dakota | Pennington | Rapid City | 57702 | 0.95 | 0.92
184415 | 82387-12235 | Market St Warren | 82387 | Joint Recruiting Program | USACE | Market Street Warren County Job | United States | Pennsylvania | Warren | Warren | 16365 | 1.065 | 1.105
184418 | 82387-10291 | 14th St Sw Watertown | 82387 | Joint Recruiting Program | USACE | 14th | United States | South Dakota | Codington | Watertown | 57201 | 0.955 | 0.93
184419 | 82387-12840 | S Market St Elizabethtown | 82387 | Joint Recruiting Program | USACE | Market Rf | United States | Pennsylvania | Lancaster | Elizabethtown | 17022 | 1.065 | 1.105
184420 | 82387-13152 | Varsity Square Snyder | 82387 | Joint Recruiting Program | USACE | Varsity Square Shopping Center 3014 College | United States | Texas | Scurry | Snyder | 79549 | 0.865 | 0.84
184421 | 82387-10470 | 2050 Walton Way Augusta | 82387 | Joint Recruiting Program | USACE | Walton Suite 210 | United States | Georgia | Richmond | Augusta | 30904 | 0.91 | 0.88
184423 | 82387-10630 | 2743 Perimeter Pkwy Augusta | 82387 | Joint Recruiting Program | USACE | Perimeter Pkwy Augusta Corp | United States | Georgia | Richmond | Augusta | 30909 | 0.91 | 0.88
184424 | 82387-13414 | Wrightsboro Rd Augusta | 82387 | Joint Recruiting Program | USACE | Wrightsboro Suite 1002, 1010, 1012 | United States | Georgia | Richmond | Augusta | 30909 | 0.91 | 0.88
184425 | 82387-10756 | 3435 Wrightsboro Rd Augusta | 82387 | Joint Recruiting Program | USACE | Wrightsboro Suites 1006 And 1008 | United States | Georgia | Richmond | Augusta | 30909 | 0.91 | 0.88
184426 | 82387-10552 | 234 Waianuenue Ave Hilo | 82387 | Joint Recruiting Program | USACE | Waianuenue Suite 102 | United States | Hawaii | Hawaii | Hilo | 96720 | 2.51 | 2.42
184427 | 82387-12092 | Kinoole-Waianuenue Hilo | 82387 | Joint Recruiting Program | USACE | Kinoole-Waianuenue | United States | Hawaii | Hawaii | Hilo | 96720 | 2.51 | 2.42
184428 | 18081-10109 | 300 Ala Moana Blvd Honolulu | 82387 | Joint Recruiting Program | ARACT | Ala Moana Prince Kuhio Fed Bld | United States | Hawaii | Honolulu | Honolulu | 96850 | 2.37 | 2.28
184429 | 82387-12083 | Kapiolani Blvd Honolulu | 82387 | Joint Recruiting Program | USACE | Kapiolani Suites F6, 107, 113 | United States | Hawaii | Honolulu | Honolulu | 96813 | 2.37 | 2.28
184430 | 82387-11392 | Bishop St Honolulu | 82387 | Joint Recruiting Program | USACE | Bishop Suit 2500 | United States | Hawaii | Honolulu | Honolulu | 96813 | 2.37 | 2.28
184431 | 82387-13107 | 3049 Ualena St Honolulu | 82387 | Joint Recruiting Program | USACE | Ualena | United States | Hawaii | Honolulu | Honolulu | 96819 | 2.37 | 2.28
184432 | 18081-10381 | Kahuku Trng Area Kahuku | 18081 | Army Mission Support | USACE | Kahuku Trng Area | United States | Hawaii | Honolulu | Kahuku | 96731 | 2.51 | 2.42
184433 | 82387-10025 | 1001 Kamokila Blvd Kapolei | 82387 | Joint Recruiting Program | USACE | Kamokila | United States | Hawaii | Honolulu | Kapolei | 96707 | 2.37 | 2.28
184434 | 82387-12047 | Idaho St Lewiston | 82387 | Joint Recruiting Program | USACE | Idaho | United States | Idaho | Nez Perce | Lewiston | 83501 | 1.055 | 1.045
184435 | 82387-11436 | Building 700 Scott A F B | 82387 | Joint Recruiting Program | USACE | Building 700 | United States | Illinois | St. Clair | Scott AFB | 62225 | 1.1 | 1.12
184436 | 800012 | 316 Union Rt. 16 Litchfield | 82387 | Joint Recruiting Program | USACE | Rt. 16 | United States | Illinois | Montgomery | Litchfield | 62056 | 1.03 | 1.045
184437 | 82387-13318 | W Union Litchfield | 82387 | Joint Recruiting Program | USACE | W | United States | Illinois | Montgomery | Litchfield | 62056 | 1.03 | 1.045
184439 | 800106 | 111-115 New Haven Avenue Derby | 82387 | Joint Recruiting Program | USACE | New Haven Avenue 34 | United States | Connecticut | New Haven | Derby | 06418 | 1.165 | 1.205
184440 | 82387-10315 | 155 Hazard Avenue Enfield | 82387 | Joint Recruiting Program | USACE | Hazard Unit 4 | United States | Connecticut | Hartford | Enfield | 06082 | 1.165 | 1.205
184441 | 82387-13359 | West Front Avenue Bismarck | 82387 | Joint Recruiting Program | USACE | Front Avenue Upfront Plaza | United States | North Dakota | Burleigh | Bismarck | 58501 | 1.09 | 1.09
184445 | 82387-12925 | Se Washington Blvd Bartlesville | 82387 | Joint Recruiting Program | USACE | Washington Blvd Washington Park | United States | Oklahoma | Washington | Bartlesville | 74006 | 0.875 | 0.85
184446 | 82387-12269 | Miamisburg Centerville | 82387 | Joint Recruiting Program | USACE | Miamisburg Centerville | United States | Ohio | Montgomery | Centerville | 45459 | 0.9 | 0.889
184447 | 82387-13419 | Xenia Towne Sq Xenia | 82387 | Joint Recruiting Program | USACE | Xenia Towne Shop 138 | United States | Ohio | Greene | Xenia | 45385 | 0.92 | 0.91
184448 | 82387-12296 | Mohawk Acres Rome | 82387 | Joint Recruiting Program | USACE | Mohawk Acres #22 Black River | United States | New York | Oneida | Rome | 13440 | 1.16 | 1.08
184449 | 82387-12203 | Main St Saranac Lk | 82387 | Joint Recruiting Program | USACE | Main 2nd Fl Front | United States | New York | Franklin | Saranac Lake | 12983 | 1.06 | 1.075
184450 | 82387-12728 | Rogers Ave Fort Smith | 82387 | Joint Recruiting Program | USACE | Rogers Avenue 480 Central | United States | Arkansas | Sebastian | Fort Smith | 72903 | 0.845 | 0.82
184451 | 82387-12040 | Hwy 62/65 N Harrison | 82387 | Joint Recruiting Program | USACE | 62/65 | United States | Arkansas | Boone | Harrison | 72601 | 0.845 | 0.82
184453 | 82387-10308 | 1520 Riverfront Dr Little Rock | 66155 | DoD USMEPCOM | USACE | Riverfront Suite 200 | United States | Arkansas | Pulaski | Little Rock | 72202 | 0.83 | 0.8
184455 | 82387-10442 | 2000 South University Little Rock | 82387 | Joint Recruiting Program | USACE | University Rock | United States | Arkansas | Pulaski | Little Rock | 72205 | 0.83 | 0.8
184457 | 82387-11261 | 9112 N. Rodney Parham Little Rock | 82387 | Joint Recruiting Program | USACE | Rodney Parham | United States | Arkansas | Pulaski | Little Rock | 72205 | 0.83 | 0.8
184459 | 82387-11965 | H St Chula Vista 1 | 82387 | Joint Recruiting Program | USACE | H Suite 5 | United States | California | San Diego | Chula Vista | 91910 | 1.05 | 1.08
184460 | 800308 | 1392 E Palomar Street Chula Vista | 82387 | Joint Recruiting Program | USACE | Palomar Suite 408 | United States | California | San Diego | Chula Vista | 91913 | 1.05 | 1.08
184461 | 800350 | 2901 Pines Mall Drive Pine Bluff | 82387 | Joint Recruiting Program | USACE | Pines Mall Spaces 428 & 430 | United States | Arkansas | Jefferson | Pine Bluff | 71601 | 0.86 | 0.84
184462 | 82387-12648 | Pines Mall Dr Pine Bluff | 82387 | Joint Recruiting Program | USACE | Pines Mall The Pines Mall | United States | Arkansas | Jefferson | Pine Bluff | 71601 | 0.86 | 0.84
184464 | 711054 | 2752 East Parkway Russellville | 82387 | Joint Recruiting Program | USACE | East | United States | Arkansas | Pope | Russellville | 72801 | 0.845 | 0.82
184466 | 710384 | 631-A W. Hobson Way Blythe | 82387 | Joint Recruiting Program | USACE | Hobson | United States | California | Riverside | Blythe | 92225 | 1.08 | 1.12
184467 | 82387-11859 | Fm 1825 Pflugerville | 82387 | Joint Recruiting Program | USACE | Fm 1825 Building 1, Suite 105 | United States | Texas | Travis | Pflugerville | 78660 | 0.865 | 0.84
184468 | 18081-10421 | Mustang Isl St Park | 18081 | Army Mission Support | USACE | Mustang Isl St Park Tx & Wildl Dep | United States | Texas | Nueces | Port Aransas | 78373 | 0.84 | 0.81
184469 | 710751 | 1803 W 7th Ave Corsicana | 82387 | Joint Recruiting Program | USACE | 7th | United States | Texas | Navarro | Corsicana | 75110 | 0.865 | 0.84
184470 | 82387-12756 | S 31st St Temple | 82387 | Joint Recruiting Program | USACE | 31st St Colonial | United States | Texas | Bell | Temple | 76502 | 0.9 | 0.89
184471 | 82387-10272 | 1434 Sam'S Drive Chesapeake | 82387 | Joint Recruiting Program | USACE | Sam'S Units 108-111 | United States | Virginia | Chesapeake(City) | Chesapeake | 23320 | 1 | 0.96
184472 | 82387-12665 | Portsmouth Blvd Chesapeake | 82387 | Joint Recruiting Program | USACE | Portsmouth Crossroads #106/#109 | United States | Virginia | Chesapeake | Chesapeake | 23321 | 1 | 0.96
184473 | 18081-10168 | 5258 Oaklawn Blvd. Hopewell | 18081 | Army Mission Support | USACE | Oaklawn | United States | Virginia | Hopewell (City) | Hopewell | 23860 | 0.92 | 0.89
184474 | 82387-12749 | S 1510 W West Jordan | 82387 | Joint Recruiting Program | USACE | 1510 West | United States | Utah | Salt Lake | West Jordan | 84088 | 1.03 | 0.99
184475 | 82387-13027 | Sterling Sq Ctr Georgetown | 82387 | Joint Recruiting Program | USACE | Sterling Square 1 Sterling Avenue, Unit # 5 | United States | Delaware | Sussex | Georgetown | 19947 | 1.06 | 1.085
184476 | 82387-11402 | Bluffs Pkwy Canton | 82387 | Joint Recruiting Program | USACE | Bluffs Unit 12 | United States | Georgia | Cherokee | Canton | 30114 | 0.865 | 0.83
184477 | 82387-12122 | Lavista Rd Tucker | 82387 | Joint Recruiting Program | USACE | Lavista Stes 176, 180 & 184 | United States | Georgia | DeKalb | Tucker | 30084 | 0.83 | 0.8
184478 | 82387-12097 | Kuhio Hwy Lihue | 82387 | Joint Recruiting Program | USACE | Kuhio Hwy, #B1 Lihue Town | United States | Hawaii | Kauai | Lihue | 96766 | 2.8 | 2.72
184480 | 82387-12489 | Nameoki Rd Granite City | 82387 | Joint Recruiting Program | USACE | Nameoki | United States | Illinois | Madison | Granite City | 62040 | 1.03 | 1.045
184481 | 82387-11947 | Great Lakes Great Lakes | 82387 | Joint Recruiting Program | USACE | Great Building 3400 | United States | Illinois | Lake | Great Lakes | 60088 | 1.18 | 1.25
184482 | 82387-11948 | Great Lakes Naval Base | 82387 | Joint Recruiting Program | USACE | Great Building 3215 | United States | Illinois | Lake | Great Lakes | 60088 | 1.18 | 1.25
184483 | 82387-11325 | Apollo Beach Blvd Apollo Beach | 82387 | Joint Recruiting Program | USACE | Apollo Blv Unit 104 | United States | Florida | Hillsborough | Apollo Beach | 33572 | 0.82 | 0.8
184485 | 18081-10602 | Sec 28 Homestead | 18081 | Army Mission Support | USACE | Sec 28 T58s R38e Adj 27 | United States | Florida | Miami-Dade | Homestead | 33030 | 0.82 | 0.8
184486 | 800211 | 1472 N Homestead Blvd Homestead | 82387 | Joint Recruiting Program | USACE | Homestead Blvd, Suite 1 | United States | Florida | Miami-Dade | Homestead | 33030 | 0.82 | 0.8
184487 | 82387-12920 | Se 4th Rd Homestead | 82387 | Joint Recruiting Program | USACE | 4th Rd Deco Ste 34 | United States | Florida | Miami-Dade | Homestead | 33030 | 0.82 | 0.8
184488 | 82387-13395 | Wilma Rudolph Blvd Clarksville | 82387 | Joint Recruiting Program | USACE | Wilma Rudolph B Suite 3 | United States | Tennessee | Montgomery | Clarksville | 37040 | 0.835 | 0.82
184489 | 82387-10598 | 25643 SE Stark Street Troutdale | 82387 | Joint Recruiting Program | USACE | Stark 3136 Sw 257th Street | United States | Oregon | Multnomah | Troutdale | 97060 | 1.08 | 1.1
184490 | 82387-11937 | Graham Rd Rt 2 Bx 13 Troutdale | 82387 | Joint Recruiting Program | USACE | Graham Rt 2 Bx 13 Whse Fed Depot | United States | Oregon | Multnomah | Troutdale | 97060 | 1.08 | 1.1
184492 | 82387-10712 | 316 West Main Street Kutztown | 82387 | Joint Recruiting Program | USACE | Main Rf | United States | Pennsylvania | Berks | Kutztown | 19530 | 1.065 | 1.105
184493 | 82387-10147 | 120 S. Maryland Avenue Glendale | 82387 | Joint Recruiting Program | USACE | Maryland | United States | California | Los Angeles | Glendale | 91205 | 1.02 | 1.06
184494 | 82387-11660 | E Broadway Glendale | 82387 | Joint Recruiting Program | USACE | Broadway Ste 203 | United States | California | Los Angeles | Glendale | 91203 | 1.02 | 1.06
184495 | 710239 | 624 Colorado Blvd, Suite C Glendale | 82387 | Joint Recruiting Program | USACE | Colorado Blvd, Suite C | United States | California | Los Angeles | Glendale | 91205 | 1.02 | 1.06
184496 | 82387-12345 | N Brand Blvd Glendale | 82387 | Joint Recruiting Program | USACE | Brand Suite 620 | United States | California | Los Angeles | Glendale | 91203 | 1.02 | 1.06
184497 | 82387-10194 | 12811 So. Prairie Hawthorne | 82387 | Joint Recruiting Program | USACE | Suite | United States | California | Los Angeles | Hawthorne | 90250 | 1.02 | 1.06
184498 | 82387-10925 | 500 Lakewood Center Lakewood | 82387 | Joint Recruiting Program | USACE | Lakewood Center Lakewood Center | United States | California | Los Angeles |  | 90714 | 1.02 | 1.06
1845 | GHRM0001 | FRANCIS E WARREN AF MISSILE SITE B1 SITE # 1 | GHLN | F E WARREN AFB | AFACT | 750 Banner County Road 18 | United States | Nebraska | Banner | Harrisburg | 69345 | 0.93 | 0.915
184500 | 800469 | Sharpe Ar Dpt507,508 Lathrop | 18081 | Army Mission Support | USACE | Sharpe Ar Dpt507,508 511,514,517,521,Na-6 | United States | California | San Joaquin | Lathrop | 95331 | 1.12 | 1.17
184501 | 710457 | 250 Roth Road Lathrop | 18081 | Army Mission Support | USACE | Roth | United States | California | San Joaquin | Lathrop | 95330 | 1.12 | 1.17
184502 | 82387-10371 | 1704 Palos Verdes Dr Lomita | 82387 | Joint Recruiting Program | USACE | Palos Verdes | United States | California | Los Angeles | Lomita | 90717 | 1.02 | 1.06
184503 | 82387-12294 | Mlk Jr Blvd Los Angeles | 82387 | Joint Recruiting Program | USACE | Mlk Jr Suite 297c | United States | California | Los Angeles | Los Angeles | 90008 | 1.02 | 1.06
184504 | 82387-10179 | 1241 S. Soto Street Los Angeles | 82387 | Joint Recruiting Program | USACE | Soto Suites 110 & 104 | United States | California | Los Angeles | Los Angeles | 90023 | 1.02 | 1.06
184505 | 82387-12836 | S Main St Los Angeles | 82387 | Joint Recruiting Program | USACE | So.Main | United States | California | Los Angeles | Los Angeles | 90015 | 1.02 | 1.06
184506 | 82387-10622 | 2700 Colorado Blvd Eagle Rock | 82387 | Joint Recruiting Program | USACE | Colorado Ste 149 | United States | California | Los Angeles | Los Angeles | 90041 | 1.02 | 1.06
184507 | 82387-12909 | Saticoy St Reseda | 82387 | Joint Recruiting Program | USACE | Saticoy | United States | California | Los Angeles | Los Angeles | 91335 | 1.02 | 1.06
184508 | 82387-11122 | 7080 Hollywood Blvd Hollywood | 82387 | Joint Recruiting Program | USACE | Hollywood Suite 108 | United States | California | Los Angeles | Los Angeles | 90028 | 1.02 | 1.06
184509 | 18081-10223 | 911 Wilshire Blvd Los Angeles | 18081 | Army Mission Support | USACE | Wilshire | United States | California | Los Angeles | Los Angeles | 90017 | 1.02 | 1.06
184510 | 82387-10129 | 117 Hartz Ave Danville | 82387 | Joint Recruiting Program | USACE | Hartz | United States | California | Contra Costa | Danville | 94526 | 1.22 | 1.27
184511 | 82387-11170 | 7840 Madison Ave Fair Oaks | 82387 | Joint Recruiting Program | USACE | Madison Bldg A,Suite 140 | United States | California | Sacramento | Fair Oaks | 95628 | 1.13 | 1.17
184512 | 82387-12974 | South Mason Rd Katy | 82387 | Joint Recruiting Program | USACE | Mason Road Mason Shopping | United States | Texas | Waller | Katy | 77450 | 0.865 | 0.84
184513 | 18081-10334 | Fort Collier Winchester | 18081 | Army Mission Support | USACE | Collier | United States | Virginia | Winchester (City) | Winchester | 22601 | 0.92 | 0.89
184514 | 18081-10079 | 201 Prince Frederick Drive Winchester | 18081 | Army Mission Support | USACE | Prince Frederick Coe Transatlantic | United States | Virginia | Winchester (City) | Winchester | 22601 | 0.92 | 0.89
184515 | 82387-12973 | South Loudon St Winchester | 82387 | Joint Recruiting Program | USACE | Loudon 2113,2115,2117,2119 | United States | Virginia | Winchester (City) | Winchester | 22601 | 0.92 | 0.89
184516 | 82387-12961 | Skywatch Dr Danville | 82387 | Joint Recruiting Program | USACE | Skywatch | United States | Kentucky | Boyle | Danville | 40422 | 0.87 | 0.87
184517 | 82387-12054 | Industrial Dr Emporia | 82387 | Joint Recruiting Program | USACE | Industrial Dr Flinthills | United States | Kansas | Lyon | Emporia | 66801 | 1.005 | 1.025
184518 | 800032 | 118 Childers Drive London | 82387 | Joint Recruiting Program | USACE | Childers | United States | Kentucky | Laurel | London | 40741 | 0.87 | 0.87
184519 | 82387-12149 | London Shop Ctr London | 82387 | Joint Recruiting Program | USACE | London Shop | United States | Kentucky | Laurel | London | 40741 | 0.87 | 0.87
184520 | 82387-11872 | Fort Knox | 82387 | Joint Recruiting Program | USACE | Bldg 6580 Rms 231,232,233,235 | United States | Kentucky | Hardin | Fort Knox | 40121 | 1.01 | 1
184523 | 82387-12828 | S Main Lapeer | 82387 | Joint Recruiting Program | USACE | Main | United States | Michigan | Lapeer | Lapeer | 48446 | 1.035 | 1.055
184524 | 82387-12692 | Rath Ave Ludington | 82387 | Joint Recruiting Program | USACE | Rath | United States | Michigan | Mason | Ludington | 49431 | 1.035 | 1.055
184525 | 82387-11369 | Bay Rd Saginaw | 82387 | Joint Recruiting Program | USACE | Bay | United States | Michigan | Saginaw | Saginaw | 48603 | 1.035 | 1.055
184526 | 82387-10086 | 110 Erdman Way Suite E200 Leominster | 82387 | Joint Recruiting Program | USACE | Erdman Suite E200 Formerly 100 Erdman Way Suite W201 | United States | Massachusetts | Worcester | Leominster | 01453 | 1.2 | 1.26
184527 | 82387-11617 | Dual Hwy Hagerstown | 82387 | Joint Recruiting Program | USACE | Dual Highway Foxshire Shpg Cntr | United States | Maryland | Washington | Hagerstown | 21740 | 1.02 | 1.01
184528 | 82387-11537 | Connelley Dr Hanover | 82387 | Joint Recruiting Program | USACE | Connelley Rf Suite A | United States | Maryland | Anne Arundel | Hanover | 21076 | 0.97 | 0.97
184529 | 82387-10249 | 140 Union Street, Suite 103 Lynn | 82387 | Joint Recruiting Program | USACE | Street, Suite 103 | United States | Massachusetts | Essex | Lynn | 01901 | 1.165 | 1.215
184530 | 710079 | 2113 N. Main Cedar City | 82387 | Joint Recruiting Program | USACE | Main Suite 5 | United States | Utah | Iron | Cedar City | 84720 | 1.03 | 0.995
184531 | 47475-10011 | Gndwtr Invs Mi-239 & 240 | 47475 | Milan Army Ammunition Plant | ARACT | Off-Post Gndwtr Invs # Mi-239 & 240 | United States | Tennessee | Gibson | Milan | 38358 | 0.835 | 0.82
184532 | 47475-10001 | Gndwtr Invs | 47475 | Milan Army Ammunition Plant | ARACT | Off-Post Gndwtr Invs | United States | Tennessee | Gibson | Milan | 38358 | 0.835 | 0.82
184533 | 710097 | 2150 North Josey Lane Carrollton | 82387 | Joint Recruiting Program | USACE | Josey | United States | Texas | Denton | Carrollton | 75006 | 0.865 | 0.84
184534 | 800331 | 751 Us Highway 67 North Cedar Hill | 82387 | Joint Recruiting Program | USACE | Us 67 | United States | Texas | Dallas | Cedar Hill | 75104 | 0.83 | 0.82
184536 | 710563 | 2109 W. Davis St Conroe | 82387 | Joint Recruiting Program | USACE | Davis Suites 101, 102, 103, 104 | United States | Texas | Montgomery | Conroe | 77304 | 0.865 | 0.84
184537 | 82387-10735 | 330 E Main Street Pullman | 82387 | Joint Recruiting Program | USACE | Main Suite A Marine, Suite B Army | United States | Washington | Whitman | Pullman | 99163 | 1.085 | 1.095
184538 | 82387-10047 | 10217 123rd St Ct E Puyallup | 82387 | Joint Recruiting Program | USACE | 123rd St | United States | Washington | Pierce | Puyallup | 98373 | 1.12 | 1.14
184539 | 82387-10033 | 101 - 37th Ave Se, Suite A - 2 Puyallup | 82387 | Joint Recruiting Program | USACE | - 37th Se, Suite A - 2 | United States | Washington | Pierce | Puyallup | 98373 | 1.12 | 1.14
184540 | 82387-10028 | 1001 Office Park Road West Des Moines | 82387 | Joint Recruiting Program | USACE | Office Park Suite 212 | United States | Iowa | Polk | West Des Moines | 50265 | 0.95 | 0.95
184541 | 800020 | 4122 Lima Road Fort Wayne | 82387 | Joint Recruiting Program | USACE | Lima | United States | Indiana | Allen | Fort Wayne | 46805 | 0.955 | 0.96
184542 | 18081-10054 | 1300 S Harrison St Fort Wayne | 18081 | Army Mission Support | USACE | Harrison Usps Bldg & Cthse | United States | Indiana | Allen | Fort Wayne | 46802 | 0.955 | 0.96
184543 | 82387-12540 | Northcrest Bus Fort Wayne | 82387 | Joint Recruiting Program | USACE | Northcrest Bus Unit D-2 | United States | Indiana | Allen | Fort Wayne | 46805 | 0.955 | 0.96
184544 | 800021 | 4916 Illinois Fort Wayne | 82387 | Joint Recruiting Program | USACE | Illinois Suite 116 | United States | Indiana | Allen | Fort Wayne | 46804 | 0.955 | 0.96
184545 | 710652 | 4311 Engle Ridge Rd Fort Wayne | 27864 | 88th Readiness Division | ARRES | Engle Ridge | United States | Indiana | Allen | Fort Wayne | 46804 | 0.955 | 0.96
184546 | 82387-13132 | Us 31 S Greenwood | 82387 | Joint Recruiting Program | USACE | Us 31 | United States | Indiana | Johnson | Greenwood | 46143 | 0.955 | 0.96
184547 | 82387-11854 | Flemingsburg Rd Morehead | 82387 | Joint Recruiting Program | USACE | Flemingsburg | United States | Kentucky | Rowan | Morehead | 40351 | 0.87 | 0.87
184551 | 82387-12282 | Miller Rd Flint | 82387 | Joint Recruiting Program | USACE | Miller Rd. Ross #14 & 17 | United States | Michigan | Genesee | Flint | 48507 | 1.035 | 1.055
184552 | 18081-10180 | 605 N Saginaw Flint | 18081 | Army Mission Support | USACE | Saginaw | United States | Michigan | Genesee | Flint | 48502 | 1.035 | 1.055
184553 | 82387-12143 | Linden Flint | 82387 | Joint Recruiting Program | USACE | & 3450 Linden Linmill | United States | Michigan | Genesee | Flint | 48507 | 1.035 | 1.055
184554 | 710312 | S15, T111n, R12w (Former Camp Lakeview) Lake City | 18081 | Army Mission Support | USACE | S15, T111n, R12w (Former Lakeview) Wabasha County | United States | Minnesota | Wabasha | Lake City | 55041 | 1.085 | 1.12
184555 | 82387-12959 | Sixth St Nw Rochester | 82387 | Joint Recruiting Program | USACE | Sixth | United States | Minnesota | Olmsted | Rochester | 55901 | 1.085 | 1.12
184556 | 82387-10666 | 2nd St Sw Rochester | 82387 | Joint Recruiting Program | USACE | 2nd Ste 135 | United States | Minnesota | Olmsted | Rochester | 55902 | 1.085 | 1.12
184557 | 82387-13055 | Swinnea Rd Southhaven | 82387 | Joint Recruiting Program | USACE | Swinnea Suite 3 | United States | Mississippi | De Soto | Southaven | 38672 | 0.9 | 0.86
184558 | 82387-13096 | Turner Dr Abilene | 82387 | Joint Recruiting Program | USACE | Turner Suite 103n | United States | Texas | Taylor | Abilene | 79606 | 0.88 | 0.86
184559 | 82387-10928 | 500 State Line Texarkana | 82387 | Joint Recruiting Program | USACE | State Line Rms 206, 208 | United States | Arkansas | Miller | Texarkana | 71854 | 0.845 | 0.82
184560 | 82387-10515 | 2215-8 Fayetteville Road Van Buren | 82387 | Joint Recruiting Program | USACE | Fayetteville | United States | Arkansas | Crawford | Van Buren | 72956 | 0.845 | 0.82
184561 | 82387-13379 | Westwind Dr Bakersfield | 82387 | Joint Recruiting Program | USACE | Westwind Suite 2 | United States | California | Kern | Bakersfield | 93301 | 1.16 | 1.21
184562 | 82387-12221 | Mall View Rd Bakersfield | 82387 | Joint Recruiting Program | USACE | Mall View Suite 106 | United States | California | Kern | Bakersfield | 93306 | 1.16 | 1.21
184563 | 710226 | 4725 Panama Lane Bakersfield | 82387 | Joint Recruiting Program | USACE | Panama Suites D17 & D18 | United States | California | Kern | Bakersfield | 93313 | 1.16 | 1.21
184564 | 82387-11803 | El Camino Real Belmont | 82387 | Joint Recruiting Program | USACE | El Camino Real Units J,K & U | United States | California | San Mateo | Belmont | 94002 | 1.125 | 1.165
184565 | 82387-11715 | E Magnolia Blvd Burbank | 82387 | Joint Recruiting Program | USACE | Magnolia Blvd Media City | United States | California | Los Angeles | Burbank | 91501 | 1.02 | 1.06
184566 | 82387-10744 | 3329 W Florida Ave Hemet | 82387 | Joint Recruiting Program | USACE | Florida | United States | California | Riverside | Hemet | 92545 | 1.08 | 1.12
184567 | 82387-11548 | Cordrey Prof Ctr Pennsville | 82387 | Joint Recruiting Program | USACE | Cordrey Prof'L 1-21 Carrol Ave, 5a | United States | New Jersey | Salem | Pennsville | 08070 | 1.165 | 1.235
184570 | 82387-10761 | 346 South Broadway Salem | 82387 | Joint Recruiting Program | USACE | Broadway | United States | New Hampshire | Rockingham | Salem | 03079 | 1.08 | 1.09
184571 | 82387-12049 | Illinois Joplin | 82387 | Joint Recruiting Program | USACE | Illinois Joplin Plaza, Ste 8 | United States | Missouri | Newton | Joplin | 64801 | 0.985 | 1.005
184572 | 82387-12459 | N Rangeline Joplin | 82387 | Joint Recruiting Program | USACE | Rangeline Stes 5-6-7-8 | United States | Missouri | Newton | Joplin | 64801 | 0.985 | 1.005
184573 | 18081-10112 | 302 Joplin St Joplin | 18081 | Army Mission Support | USACE | Joplin St Durwood G Hall Fb | United States | Missouri | Newton | Joplin | 64801 | 0.985 | 1.005
184576 | 82387-12727 | Rockville Pike Rockville | 82387 | Joint Recruiting Program | USACE | Rockville Rf | United States | Maryland | Montgomery | Rockville | 20852 | 1.02 | 1.02
184577 | 82387-11042 | 611 Rockville Pike Rockville | 82387 | Joint Recruiting Program | USACE | Rockville Suite 140 | United States | Maryland | Montgomery | Rockville | 20850 | 1.02 | 1.02
184578 | 82387-12750 | S 1st St Willmar | 82387 | Joint Recruiting Program | USACE | 1st | United States | Minnesota | Kandiyohi | Willmar | 56201 | 1.085 | 1.12
184579 | 710709 | 803 Bielenberg Drive, Suite 103 Woodbury | 82387 | Joint Recruiting Program | USACE | Bielenberg Drive, Suite 103 | United States | Minnesota | Washington | Woodbury | 55125 | 1.085 | 1.12
184583 | 82387-11142 | 737 Reeves Boulevard Lemoore | 82387 | Joint Recruiting Program | USACE | Reeves Buildings 737 & 730 | United States | California | Kings | Lemoore | 93246 | 1.07 | 1.12
184584 | 82387-13246 | W Kettleman Blvd Lodi | 82387 | Joint Recruiting Program | USACE | Kettleman Blv Suite 2a | United States | California | San Joaquin | Lodi | 95242 | 1.12 | 1.17
184586 | 82387-13075 | Thousand Oaks Thousand Oaks | 82387 | Joint Recruiting Program | USACE | Thousand Oaks Stes 9, 10 & 15 | United States | California | Ventura | Thousand Oaks | 91360 | 1.08 | 1.12
184588 | 82387-10794 | 3854 Sepulveda Boulevard Torrance | 82387 | Joint Recruiting Program | USACE | Sepulveda | United States | California | Los Angeles | Torrance | 90505 | 1.02 | 1.06
184589 | 82387-11745 | E Plaza Blvd National City | 82387 | Joint Recruiting Program | USACE | Plaza Ste B, C, D & E | United States | California | San Diego | National City | 91950 | 1.05 | 1.08
184590 | 82387-12851 | S Novato Novato | 82387 | Joint Recruiting Program | USACE | Novato Suite F | United States | California | Marin | Novato | 94947 | 1.2 | 1.25
184591 | 82387-10514 | 2213 S. Mountain Av. Ontario | 82387 | Joint Recruiting Program | USACE | Mountain Av. | United States | California | San Bernardino | Ontario | 91762 | 1.2 | 1.25
184592 | 82387-13163 | Vineyard Ave Ontario | 82387 | Joint Recruiting Program | USACE | Vineyard Suite F | United States | California | San Bernardino | Ontario | 91758 | 1.2 | 1.25
184593 | 82387-12298 | Mono Way Sonora | 82387 | Joint Recruiting Program | USACE | Mono S# 160, 170, 180 | United States | California | Tuolumne | Sonora | 95370 | 1.125 | 1.165
184594 | 82387-10553 | 2347 Vineyard Oxnard | 82387 | Joint Recruiting Program | USACE | Vineyard | United States | California | Ventura | Oxnard | 93030 | 1.08 | 1.12
184595 | 82387-11139 | 73175 Highway 111 Palm Desert | 82387 | Joint Recruiting Program | USACE | 111 | United States | California | Riverside | Palm Desert | 92211 | 1.08 | 1.12
184596 | 82387-10233 | 1374 W. Foothill Blvd. Rialto | 82387 | Joint Recruiting Program | USACE | Foothill Suite G | United States | California | San Bernardino | Rialto | 92377 | 1.2 | 1.25
184597 | 18081-10329 | Fitzsimons Army Med Aurora | 18081 | Army Mission Support | USACE | Fitzsimons Army Med Arapahoe County | United States | Colorado | Arapahoe | Aurora | 80012 | 0.99 | 0.98
184598 | 18081-10501 | Parcel# 1979-00-0-00-250 Aurora | 18081 | Army Mission Support | USACE | Parcel# 1979-00-0-00-250 | United States | Colorado | Arapahoe | Aurora | 80010 | 0.99 | 0.98
184599 | 18081-10503 | Parcel# 2069-00-0-00-040 Aurora | 18081 | Army Mission Support | USACE | Parcel# 2069-00-0-00-040 And 2067-00-0-00-002 | United States | Colorado | Arapahoe | Aurora | 80010 | 0.99 | 0.98
1846 | GHRN0001 | FRANCIS E WARREN AF MISSILE SITE B2 SITE # 1 | GHLN | F E WARREN AFB | AFACT | 1311 West Nebraska Highway 88 | United States | Nebraska | Banner | Harrisburg | 69345 | 0.93 | 0.915
184600 | 18081-10487 | Parcel No. 2071-00-0-00-140 Aurora | 18081 | Army Mission Support | USACE | Parcel 2071-00-0-00-140 Parcel No. 2071-00-0-00-140 | United States | Colorado | Arapahoe | Aurora | 80012 | 0.99 | 0.98
184601 | 710856 | 14241 East 4th Avenue Aurora | 82387 | Joint Recruiting Program | USACE | 4th Clock Tower Square, Bldg 5 | United States | Colorado | Adams | Aurora | 80011 | 0.99 | 0.98
184602 | 82387-12856 | S Peoria St Aurora | 82387 | Joint Recruiting Program | USACE | Peoria Suite 220 | United States | Colorado | Arapahoe | Aurora | 80014 | 0.99 | 0.98
184603 | 82387-11700 | E Iliff Ave Aurora | 82387 | Joint Recruiting Program | USACE | Iliff Av The Forum Building | United States | Colorado | Arapahoe | Aurora | 80014 | 0.99 | 0.98
184604 | 82387-11747 | E Quincy Ave Aurora | 82387 | Joint Recruiting Program | USACE | Quincy Av | United States | Colorado | Adams | Aurora | 80015 | 0.99 | 0.98
184605 | 18081-10548 | Se 1/4 Of Sec 11, T2s, R67w Of The Aurora | 18081 | Army Mission Support | USACE | 1/4 Of Sec 11, T2s, R67w Of The 6th Pm - Adams County | United States | Colorado | Adams | Aurora | 80010 | 0.99 | 0.98
184606 | 18081-10505 | Parcel: 1979-00-0-00-249, 1981-00-0 Aurora | 18081 | Army Mission Support | USACE | Parcel: 1979-00-0-00-249, 1981-00-0 -00-015, 2067-00-0-00-016 | United States | Colorado | Arapahoe | Aurora | 80010 | 0.99 | 0.98
184607 | 18081-10231 | Adams County Commerce City | 18081 | Army Mission Support | USACE | Adams County | United States | Colorado | Adams | Commerce City | 80022 | 0.99 | 0.98
184608 | 18081-10529 | Rocky Mtn Arsenal Commerce City | 18081 | Army Mission Support | USACE | Rocky Mtn Arsenal | United States | Colorado | Adams | Commerce City | 80022 | 0.99 | 0.98
184609 | 711016 | 6326 Ivy Street Commerce City | 82387 | Joint Recruiting Program | USACE | Ivy | United States | Colorado | Adams | Commerce City | 80022 | 0.99 | 0.98
184610 | 18081-10700 | Tract 177p-1 Commerce City | 18081 | Army Mission Support | USACE | Tract 177p-1 Tract 177p-2 | United States | Colorado | Adams | Commerce City | 80022 | 0.99 | 0.98
184611 | 18081-10672 | Site 37387 & 37388 Commerce City | 18081 | Army Mission Support | USACE | Site 37387 & 37388 Adams County | United States | Colorado | Adams | Commerce City | 80022 | 0.99 | 0.98
184612 | 18081-10219 | 88th & 96th Ave Commerce City | 18081 | Army Mission Support | USACE | & 96th Rocky Mtn Arsenal | United States | Colorado | Adams | Commerce City | 80022 | 0.99 | 0.98
184613 | 18081-10701 | Tract 186l Commerce City | 18081 | Army Mission Support | USACE | Tract 186l Site A-35 | United States | Colorado | Adams | Commerce City | 80022 | 0.99 | 0.98
184614 | 18081-10713 | Tracts 181e-1 Thru Commerce City | 18081 | Army Mission Support | USACE | Tracts 181e-1 Thru 181e-9 | United States | Colorado | Adams | Commerce City | 80022 | 0.99 | 0.98
184616 | 82387-11131 | 721 19th Street Denver | 82387 | Joint Recruiting Program | USACE | 19th | United States | Colorado | Denver | Denver | 80202 | 0.99 | 0.98
184617 | 18081-10711 | Tracts 143l-1 Thru Denver | 18081 | Army Mission Support | USACE | Tracts 143l-1 Thru 143l-10 Adams Cty | United States | Colorado | Denver | Denver | 80220 | 0.99 | 0.98
184618 | 18081-10712 | Tracts 179 Denver | 18081 | Army Mission Support | USACE | Tracts 179 P-1 & P-2 | United States | Colorado | Denver | Denver | 80202 | 0.99 | 0.98
184619 | 82387-11152 | 7537 E. Iliff Ave Denver | 82387 | Joint Recruiting Program | USACE | Iliff | United States | Colorado | Denver | Denver | 80231 | 0.99 | 0.98
184621 | 710314 | 2106 California St Denver | 18081 | Army Mission Support | USACE | California | United States | Colorado | Denver | Denver | 80205 | 0.99 | 0.98
184623 | 710369 | 900 Auraria Pkwy, Suites 126 And 130 Denver | 82387 | Joint Recruiting Program | USACE | Auraria Pkwy, Suites 126 And 130 Tivoli Student | United States | Colorado | Denver | Denver | 80204 | 0.99 | 0.98
184624 | 82387-13091 | Troutman Pkwy Fort Collins | 82387 | Joint Recruiting Program | USACE | Troutman | United States | Colorado | Larimer | Fort Collins | 80525 | 1.015 | 1
184625 | 82387-12785 | S College Ave Fort Collins | 82387 | Joint Recruiting Program | USACE | College Suite 205a, The College Building | United States | Colorado | Larimer | Fort Collins | 80524 | 1.015 | 1
184626 | 82387-12919 | Se 29th St Del City | 82387 | Joint Recruiting Program | USACE | 29th | United States | Oklahoma | Oklahoma | Del City | 73115 | 0.86 | 0.83
184627 | 82387-11596 | Del City Tower Del City | 82387 | Joint Recruiting Program | USACE | 29th St, Ste 340 Del City Tower | United States | Oklahoma | Oklahoma | Del City | 73115 | 0.86 | 0.83
184628 | 82387-11807 | Elk Ave Duncan | 82387 | Joint Recruiting Program | USACE | Elk | United States | Oklahoma | Stephens | Duncan | 73533 | 0.875 | 0.85
184630 | 82387-11118 | 705 South Oakwood Enid | 82387 | Joint Recruiting Program | USACE | Oakwood Suites A8 C6 C7 C8 | United States | Oklahoma | Garfield | Enid | 73703 | 0.96 | 0.93
184631 | 18081-10466 | Oahe Dame/Lake Oahe Strasburg | 18081 | Army Mission Support | USACE | Oahe Dame/Lake Oahe Strasberg Radio Site | United States | North Dakota | Emmons | Strasburg | 58573 | 1.09 | 1.09
184632 | 82387-10436 | 200 North High Street Columbus | 82387 | Joint Recruiting Program | USACE | High Bricker Federal Building | United States | Ohio | Franklin | Columbus | 43215 | 0.925 | 0.9195
184633 | 82387-13204 | W Broad St Columbus 2 | 82387 | Joint Recruiting Program | USACE | Broad Westland S.C. | United States | Ohio | Franklin | Columbus | 43228 | 0.925 | 0.9195
184635 | 82387-11718 | E Main St Columbus | 82387 | Joint Recruiting Program | USACE | Main | United States | Ohio | Franklin | Columbus | 43213 | 0.925 | 0.9195
184636 | 82387-10762 | 3481 South High Street Columbus | 82387 | Joint Recruiting Program | USACE | High Southpoint On High Sc | United States | Ohio | Franklin | Columbus | 43207 | 0.925 | 0.9195
184637 | 82387-11434 | Building 1013 Columbus | 82387 | Joint Recruiting Program | USACE | Building 1013 Section 13 | United States | Ohio | Franklin | Columbus | 43218 | 0.925 | 0.9195
184638 | 82387-12388 | N High St Columbus | 82387 | Joint Recruiting Program | USACE | High Army Recruiting Battalion | United States | Ohio | Franklin | Columbus | 43215 | 0.925 | 0.9195
184639 | 82387-11886 | Franksway Columbus | 82387 | Joint Recruiting Program | USACE | Franksway Eastland | United States | Ohio | Franklin | Columbus | 43232 | 0.925 | 0.9195
184640 | 82387-11618 | Dublin Rd Columbus | 82387 | Joint Recruiting Program | USACE | Dublin #201 | United States | Ohio | Franklin | Columbus | 43215 | 0.925 | 0.9195
184641 | 82387-12995 | Spring & Pearl Sts Columbus | 82387 | Joint Recruiting Program | USACE | Spring & Pearl | United States | Ohio | Franklin | Columbus | 43216 | 0.925 | 0.9195
184642 | 710692 | 431 Sunrise Highway Lynbrook | 82387 | Joint Recruiting Program | USACE | Sunrise | United States | New York | Nassau | Lynbrook | 11563 | 1.06 | 1.075
184643 | 82387-13375 | Westgate Dr Durham | 82387 | Joint Recruiting Program | USACE | Westgate Bays B1 And B2 | United States | North Carolina | Durham | Durham | 27707 | 0.885 | 0.855
184644 | 710586 | 127 Wamsutta Mill Road Morganton | 82387 | Joint Recruiting Program | USACE | Wamsutta Mill Suites A, B, C | United States | North Carolina | Burke | Morganton | 28655 | 0.885 | 0.855
184645 | 82387-12193 | Main St Machias | 82387 | Joint Recruiting Program | USACE | Main | United States | Maine | Washington | Machias | 04654 | 1.02 | 1
184646 | 82387-12713 | Ritchie Hwy Glen Burnie | 82387 | Joint Recruiting Program | USACE | Ritchie Empire Towers | United States | Maryland | Anne Arundel | Glen Burnie | 21061 | 0.97 | 0.97
184647 | 82387-12981 | Southdale Ctr Glen Burnie | 82387 | Joint Recruiting Program | USACE | Southdale Shpg Cntr. 54a Mountain | United States | Maryland | Anne Arundel | Glen Burnie | 21060 | 0.97 | 0.97
184648 | 800118 | 94 North Elm Street Westfield | 82387 | Joint Recruiting Program | USACE | Elm | United States | Massachusetts | Hampden | Westfield | 01085 | 1.13 | 1.17
184649 | 710993 | 412 Malcolm Drive Westminster | 82387 | Joint Recruiting Program | USACE | Malcolm | United States | Maryland | Carroll | Westminster | 21157 | 1.005 | 1
184650 | 18081-10726 | Washington St Westwood | 82387 | Joint Recruiting Program | USACE | Washington | United States | Massachusetts | Norfolk | Westwood | 02090 | 1.165 | 1.215
184651 | 800150 | 200 East Travelers Trail, Suite 280 Burnsville | 82387 | Joint Recruiting Program | USACE | Travelers Trail, Suite 280 | United States | Minnesota | Dakota | Burnsville | 55337 | 1.085 | 1.12
184652 | 82387-12520 | Nicollet Ave S Burnsville | 82387 | Joint Recruiting Program | USACE | Nicollet 12637 Nicollet Ave S | United States | Minnesota | Dakota | Burnsville | 55337 | 1.085 | 1.12
184653 | 82387-11561 | County Rd 11 Burnsville | 82387 | Joint Recruiting Program | USACE | County Rd 11 Summit Oaks | United States | Minnesota | Dakota | Burnsville | 55337 | 1.085 | 1.12
184654 | 82387-10972 | 535 County Road Marquette | 82387 | Joint Recruiting Program | USACE | County Suite 2 | United States | Michigan | Marquette | Marquette | 49855 | 1.04 | 1.05
184655 | 82387-10168 | 1228 & 1230 Telegraph Rd Monroe | 82387 | Joint Recruiting Program | USACE | & 1230 Telegraph | United States | Michigan | Monroe | Monroe | 48161 | 1.035 | 1.055
184656 | 82387-11826 | Eureka Rd Southgate | 82387 | Joint Recruiting Program | USACE | Eureka | United States | Michigan | Wayne | Southgate | 48195 | 1.03 | 1.06
184657 | 82387-12832 | S Main St Cambridge | 82387 | Joint Recruiting Program | USACE | Main | United States | Minnesota | Isanti | Cambridge | 55008 | 1.085 | 1.12
184658 | 82387-12349 | N Buchanan Cambridge | 82387 | Joint Recruiting Program | USACE | Buchanan | United States | Minnesota | Isanti | Cambridge | 55008 | 1.085 | 1.12
184659 | 82387-12197 | Main St Ne Hutchinson | 82387 | Joint Recruiting Program | USACE | Main Suite 103 | United States | Minnesota | McLeod | Hutchinson | 55350 | 1.085 | 1.12
184660 | 82387-11744 | E Perkins St Ukiah 1 | 82387 | Joint Recruiting Program | USACE | Perkins | United States | California | Mendocino | Ukiah | 95482 | 1.125 | 1.165
184661 | 82387-11743 | E Perkins St Ukiah | 82387 | Joint Recruiting Program | USACE | & 495d Perkins | United States | California | Mendocino | Ukiah | 95482 | 1.125 | 1.165
184662 | 82387-10189 | 1259 North Grand Avenue Walnut | 82387 | Joint Recruiting Program | USACE | Grand | United States | California | Los Angeles | Walnut | 91789 | 1.02 | 1.06
184663 | 711024 | 20607-2 Amar Road Walnut | 82387 | Joint Recruiting Program | USACE | Amar | United States | California | Los Angeles | Walnut | 91789 | 1.02 | 1.06
184664 | 800219 | 859 Cypress Parkway Kissimmee | 82387 | Joint Recruiting Program | USACE | Cypress | United States | Florida | Osceola | Kissimmee | 34759 | 0.825 | 0.805
184665 | 800218 | 1327 East Osceola Pkwy Kissimmee | 82387 | Joint Recruiting Program | USACE | Osceola | United States | Florida | Osceola | Kissimmee | 34744 | 0.825 | 0.805
184666 | 710282 | 505 W Hickpochee Ave Unit 500 Labelle | 82387 | Joint Recruiting Program | USACE | Hickpochee Unit 500 | United States | Florida | Hendry | La Belle | 33935 | 0.825 | 0.805
184667 | 82387-13313 | W Sunrise Blvd Sunrise | 82387 | Joint Recruiting Program | USACE | Sunrise Blvd Sawgrass | United States | Florida | Broward | Sunrise | 33323 | 0.82 | 0.8
184668 | 82387-11205 | 829 Virginia Street Crystal Lake | 82387 | Joint Recruiting Program | USACE | Virginia | United States | Illinois | Mchenry | Crystal Lake | 60014 | 1.03 | 1.045
184669 | 82387-12552 | Northwest Hwy Crystal Lake | 82387 | Joint Recruiting Program | USACE | Hwy Commons Of Crys | United States | Illinois | McHenry | Crystal Lake | 60014 | 1.03 | 1.045
184670 | 710976 | 2895 Henry Lakes Blvd Columbus | 18081 | Army Mission Support | USACE | Henry Lakes | United States | Indiana | Bartholomew | Columbus | 47201 | 0.955 | 0.96
184671 | 82387-12480 | N Water St Decatur | 82387 | Joint Recruiting Program | USACE | Water | United States | Illinois | Macon | Decatur | 62526 | 1.03 | 1.045
184672 | 82387-12833 | S Main St Downers Grove | 82387 | Joint Recruiting Program | USACE | Main | United States | Illinois | DuPage | Downers Grove | 60516 | 1.18 | 1.25
184673 | 82387-10819 | 401 West Water Street Decorah | 82387 | Joint Recruiting Program | USACE | Water | United States | Iowa | Winneshiek | Decorah | 52101 | 1.01 | 1.01
184674 | 82387-10202 | 130 N 3rd Street Sterling | 82387 | Joint Recruiting Program | USACE | 3rd | United States | Colorado | Logan | Sterling | 80751 | 1.015 | 1
184675 | 82387-12662 | Poplar St Sterling | 82387 | Joint Recruiting Program | USACE | Poplar | United States | Colorado | Logan | Sterling | 80751 | 1.015 | 1
184676 | 82387-12663 | Poplar St Sterling 1 | 82387 | Joint Recruiting Program | USACE | Poplar Suite 10 | United States | Colorado | Logan | Sterling | 80751 | 1.015 | 1
184677 | 82387-13179 | W 38th Ave Wheat Ridge | 82387 | Joint Recruiting Program | USACE | 38th Suite 225 | United States | Colorado | Jefferson | Wheat Ridge | 80033 | 0.99 | 0.98
184678 | 82387-11183 | 801 Oberlin Road Raleigh | 82387 | Joint Recruiting Program | USACE | Oberlin Suite 100 | United States | North Carolina | Wake | Raleigh | 27605 | 0.885 | 0.855
184679 | 82387-11445 | Calvary Dr Raleigh | 82387 | Joint Recruiting Program | USACE | Calvary Capitol Commons, 101 | United States | North Carolina | Wake | Raleigh | 27604 | 0.885 | 0.855
184680 | 82387-10659 | 2920 Highwoods Blvd Raleigh | 82387 | Joint Recruiting Program | USACE | Highwoods Ste 128 | United States | North Carolina | Wake | Raleigh | 27604 | 0.885 | 0.855
184681 | 800455 | 1100-117 Corporation Parkway Raleigh | 82387 | Joint Recruiting Program | USACE | Corporation | United States | North Carolina | Wake | Raleigh | 27610 | 0.885 | 0.855
184682 | 710604 | 4030 Wake Forest Rd Raleigh | 82387 | Joint Recruiting Program | USACE | Wake Forest Suites 201 & 205 | United States | North Carolina | Wake | Raleigh | 27609 | 0.885 | 0.855
184683 | 710804 | 2625 Appliance Court Raleigh | 18081 | Army Mission Support | USACE | Appliance Meps | United States | North Carolina | Wake | Raleigh | 27604 | 0.885 | 0.855
184684 | 82387-11366 | Barrett Dr Raleigh | 82387 | Joint Recruiting Program | USACE | Barrett Suite 207 | United States | North Carolina | Wake | Raleigh | 27609 | 0.885 | 0.855
184685 | 82387-10093 | 1100-116 Corporation Raleigh | 82387 | Joint Recruiting Program | USACE | Corporation (Unit Q) | United States | North Carolina | Wake | Raleigh | 27610 | 0.885 | 0.855
184686 | 82387-12011 | 3000 Highwoods Blvd Raleigh | 82387 | Joint Recruiting Program | USACE | Highwoods | United States | North Carolina | Wake | Raleigh | 27604 | 0.885 | 0.855
184687 | 82387-10703 | 3117 Poplarwood Ct Raleigh | 82387 | Joint Recruiting Program | USACE | Poplarwood Cypress Bldg | United States | North Carolina | Wake | Raleigh | 27604 | 0.885 | 0.855
184688 | 01530-10010 | 2710 Garner Road Raleigh | 01530 | 81st Readiness Division | ARRES | Garner | United States | North Carolina | Wake | Raleigh | 27610 | 0.885 | 0.855
184690 | 82387-12876 | S Summit Akron | 82387 | Joint Recruiting Program | USACE | South | United States | Ohio | Summit | Akron | 44308 | 0.925 | 0.9195
184691 | 82387-13309 | W State St Alliance | 82387 | Joint Recruiting Program | USACE | State | United States | Ohio | Stark | Alliance | 44601 | 0.925 | 0.9195
184692 | 82387-12709 | Ridge Rd W Greece 1 | 82387 | Joint Recruiting Program | USACE | Ridge | United States | New York | Monroe | Greece | 14616 | 1.06 | 1.075
184693 | 82387-12708 | Ridge Rd W Greece | 82387 | Joint Recruiting Program | USACE | Ridge | United States | New York | Monroe | Greece | 14615 | 1.06 | 1.075
184694 | 82387-11274 | 945 4th St Portsmouth | 82387 | Joint Recruiting Program | USACE | 4th | United States | Ohio | Scioto | Portsmouth | 45662 | 0.925 | 0.9195
184695 | 82387-12944 | Sheridan Dr Tonawanda | 82387 | Joint Recruiting Program | USACE | Sheridan | United States | New York | Erie | Tonawanda | 14150 | 1.09 | 1.1
184697 | 82387-12032 | Hwy 280 E Alexander City | 82387 | Joint Recruiting Program | USACE | B 280 | United States | Alabama | Tallapoosa | Unknown | 35010 | 0.855 | 0.83
184698 | 82387-11568 | Cox Creek Pkwy Florence | 82387 | Joint Recruiting Program | USACE | Cox Creek Prkwy Parkway | United States | Alabama | Lauderdale | Florence | 35630 | 0.855 | 0.83
1847 | GHRP0001 | FRANCIS E WARREN AF MISSILE SITE B3 SITE # 1 | GHLN | F E WARREN AFB | AFACT | 2351 Plum Creek Road | United States | Nebraska | Banner | Harrisburg | 69345 | 0.93 | 0.915
184700 | 710926 | 1310 Highway 62 West Mountain Home | 82387 | Joint Recruiting Program | USACE | 62 | United States | Arkansas | Baxter | Mountain Home | 72653 | 0.845 | 0.82
184701 | 82387-12264 | Mesa Verde Dr Costa Mesa | 82387 | Joint Recruiting Program | USACE | Mesa Verde Ste 213 | United States | California | Orange | Costa Mesa | 92626 | 1.02 | 1.06
184702 | 800494 | 1620 2nd Street Beaumont | 82387 | Joint Recruiting Program | USACE | 2nd Building .K, Suite M | United States | California | Riverside | Beaumont | 92223 | 1.08 | 1.12
184703 | 82387-12715 | River Exch Dr Norcross | 82387 | Joint Recruiting Program | USACE | River Exch Suite 190 | United States | Georgia | Gwinnett | Norcross | 30092 | 0.865 | 0.83
184704 | 82387-10909 | 4855 Peachtree Industrial Blvd Norcross | 82387 | Joint Recruiting Program | USACE | Peachtree Industrial Blvd Peachtree Ii | United States | Georgia | Gwinnett | Norcross | 30092 | 0.865 | 0.83
184705 | 82387-11963 | Gwinett Pl Rd Duluth | 82387 | Joint Recruiting Program | USACE | Gwinett Pl Stes- 14,15,16 & 17 | United States | Georgia | Gwinnett | Duluth | 30096 | 0.865 | 0.83
184706 | 82387-10452 | 201 West Prairie Hayden | 82387 | Joint Recruiting Program | USACE | West | United States | Idaho | Kootenai | Hayden | 83835 | 1.055 | 1.045
184707 | 18081-10718 | W 1/2 & E 1/4 Of E 1/2 Of Sec2 Windsor | 18081 | Army Mission Support | USACE | 1/2 & E 1/4 Of E 1/2 Of Sec2 T 5n, R 67 W Of The 6th P.M. | United States | Colorado | Weld | Windsor | 80550 | 1.015 | 1
184708 | 82387-12897 | Salem Place Fairview Heights | 82387 | Joint Recruiting Program | USACE | Salem Suite 258 | United States | Illinois | St. Clair | Fairview Heights | 62208 | 1.08 | 1.1
184709 | 82387-10808 | 4 Executive Dr Fairview Heights | 82387 | Joint Recruiting Program | USACE | Executive Suites 1 And 2 | United States | Illinois | St Clair | Fairview Heights | 62208 | 1.08 | 1.1
184710 | 82387-10961 | 525 Lincoln Hwy Fairview Heights | 82387 | Joint Recruiting Program | USACE | Lincoln Hwy Ste. Clair Ste 1 | United States | Illinois | St. Clair | Fairview Heights | 62208 | 1.08 | 1.1
184711 | 82387-12617 | Parkway Dr Goldsboro | 82387 | Joint Recruiting Program | USACE | Parkway Suites F1, F2, G, & H | United States | North Carolina | Wayne | Goldsboro | 27534 | 0.87 | 0.84
184712 | 82387-12343 | N Berkeley Blvd Goldsboro | 82387 | Joint Recruiting Program | USACE | Berkeley Suite C | United States | North Carolina | Wayne | Goldsboro | 27534 | 0.87 | 0.84
184713 | 82387-12492 | National Rd St Clairsville | 82387 | Joint Recruiting Program | USACE | National Us 40 Suite C & D | United States | Ohio | Belmont | St. Clairsville | 43950 | 0.925 | 0.9195
184714 | 82387-10413 | 1919 Bragg Street Sanford | 82387 | Joint Recruiting Program | USACE | Bragg Street Stadium | United States | North Carolina | Lee | Sanford | 27330 | 0.885 | 0.855
184715 | 82387-12815 | S Horner Blvd Sanford | 82387 | Joint Recruiting Program | USACE | Horner Blvd Horner | United States | North Carolina | Lee | Sanford | 27331 | 0.885 | 0.855
184716 | 82387-12404 | N Limestone St Springfield | 82387 | Joint Recruiting Program | USACE | Limestone Suites B, C, E | United States | Ohio | Clark | Springfield | 45503 | 0.92 | 0.91
184717 | 82387-12684 | Putnam St Marietta | 82387 | Joint Recruiting Program | USACE | Putnam | United States | Ohio | Washington | Marietta | 45750 | 0.925 | 0.9195
184718 | 82387-11562 | Courseview Dr Mason | 82387 | Joint Recruiting Program | USACE | Courseview Suite 110 | United States | Ohio | Warren | Mason | 45040 | 0.925 | 0.9195
184719 | 82387-13000 | Springfield Pike Riverside | 82387 | Joint Recruiting Program | USACE | Springfield Pik Wright 2, #300 | United States | Ohio | Montgomery | Riverside | 45431 | 0.9 | 0.889
184720 | 82387-12586 | Old Country Rd Hicksville | 82387 | Joint Recruiting Program | USACE | Old Country Ground Floor | United States | New York | Nassau | Hicksville | 11801 | 1.06 | 1.075
184721 | 711158 | Delco Plaza Mall Hicksville | 82387 | Joint Recruiting Program | USACE | Delco Plaza 265a Broadway | United States | New York | Nassau | Hicksville | 11801 | 1.06 | 1.075
184722 | 82387-13365 | West Route 59 Nanuet | 82387 | Joint Recruiting Program | USACE | 59 Store Front | United States | New York | Rockland | Nanuet | 10954 | 1.06 | 1.075
184723 | 82387-12730 | Rombach Ave Wilmington | 82387 | Joint Recruiting Program | USACE | Rombach Avenue Meadow Park | United States | Ohio | Clinton | Wilmington | 45177 | 0.925 | 0.9195
184724 | 710693 | Stateway Plaza Watertown | 82387 | Joint Recruiting Program | USACE | Stateway Plaza 1222 Arsenal | United States | New York | Jefferson | Watertown | 13601 | 1.17 | 1.17
184726 | 82387-10264 | 1420 N Brook Drive Gardendale | 82387 | Joint Recruiting Program | USACE | Brook | United States | Alabama | Jefferson | Gardendale | 35071 | 0.855 | 0.83
184729 | 710463 | 705 Mcdonald Street Montgomery | 66155 | DoD USMEPCOM | USACE | Mcdonald | United States | Alabama | Montgomery | Montgomery | 36114 | 0.87 | 0.85
184732 | 82387-11791 | Eastern Blvd Montgomery 1 | 82387 | Joint Recruiting Program | USACE | Eastern | United States | Alabama | Montgomery | Montgomery | 36116 | 0.87 | 0.85
184733 | 82387-11547 | Copperfield Dr Montgomery | 82387 | Joint Recruiting Program | USACE | Copperfield | United States | Alabama | Montgomery | Montgomery | 36117 | 0.87 | 0.85
184734 | 82387-12212 | Main St Wellsboro | 82387 | Joint Recruiting Program | USACE | Main Rf | United States | Pennsylvania | Tioga | Wellsboro | 16901 | 1.065 | 1.105
184735 | 82387-12186 | 1417 Main Street Farmville | 82387 | Joint Recruiting Program | USACE | Main | United States | Virginia | Prince Edward | Farmville | 23901 | 0.86 | 0.84
184736 | 711000 | 306a E Main Street Salem | 82387 | Joint Recruiting Program | USACE | Main | United States | Virginia | Salem (City) | Salem | 24153 | 0.92 | 0.89
184737 | 82387-10377 | 1722 Gallatin Pike N Madison | 82387 | Joint Recruiting Program | USACE | Gallatin Space 9a & 9b | United States | Tennessee | Davidson | Madison | 37115 | 0.835 | 0.82
184738 | 82387-10334 | 1600 N Jackson St Tullahoma | 82387 | Joint Recruiting Program | USACE | Jackson Shop 1,2,3 & 3ast | United States | Tennessee | Franklin | Tullahoma | 37388 | 0.835 | 0.82
184739 | 82387-12395 | N Jackson St Tullahoma | 82387 | Joint Recruiting Program | USACE | Jackson Suite 8 | United States | Tennessee | Coffee | Tullahoma | 37388 | 0.92 | 0.89
184740 | 18081-10047 | 1202a/5600a Rio Boulevard Killeen | 18081 | Army Mission Support | USACE | 1202a/5600a Rio | United States | Texas | Bell | Killeen | 76542 | 0.9 | 0.89
184741 | 82387-11665 | E Central Expwy Killeen | 82387 | Joint Recruiting Program | USACE | Central Expwy Ste 204b | United States | Texas | Bell | Killeen | 76543 | 0.9 | 0.89
184742 | 82387-10910 | 490 Highway 46 New Braunfels | 82387 | Joint Recruiting Program | USACE | 46 Space 300 | United States | Texas | Comal | New Braunfels | 78130 | 0.865 | 0.84
184743 | 82387-12476 | N Walnut New Braunfels | 82387 | Joint Recruiting Program | USACE | Walnut Suite 112 | United States | Texas | Comal | New Braunfels | 78130 | 0.865 | 0.84
184744 | 18081-10322 | Emw-8, Emw-9 And Emw-10 Middletown | 18081 | Army Mission Support | USACE | Emw-8, Emw-9 And Emw-10 | United States | Iowa | Des Moines | Middletown | 52638 | 1.07 | 1.07
184745 | 82387-13194 | W Bay Dr Largo | 82387 | Joint Recruiting Program | USACE | Bay 801 Building, Ste 507 | United States | Florida | Pinellas | Largo | 33770 | 0.82 | 0.8
184746 | 82387-13003 | Sr 7 Margate | 82387 | Joint Recruiting Program | USACE | Sr7 Towne Shoppes Of Mar | United States | Florida | Broward | Margate | 33063 | 0.82 | 0.8
184750 | 82387-13312 | W State St West Lafayette | 82387 | Joint Recruiting Program | USACE | State | United States | Indiana | Tippecanoe | West Lafayette | 47906 | 0.955 | 0.96
184751 | 18081-10258 | Bldg T 213 New Haven | 18081 | Army Mission Support | USACE | Bldg T 213 Gsa Fss Depot | United States | Indiana | Allen | New Haven | 46774 | 0.955 | 0.96
184752 | 18081-10261 | Bldg T 219a New Haven | 18081 | Army Mission Support | USACE | Bldg T 219a Gsa Fss Depot | United States | Indiana | Allen | New Haven | 46774 | 0.955 | 0.96
184753 | 18081-10256 | Bldg T 211 New Haven | 18081 | Army Mission Support | USACE | Bldg T 211 Gsa Fss Depot | United States | Indiana | Allen | New Haven | 46774 | 0.955 | 0.96
184754 | 18081-10252 | Bldg T 124 New Haven | 18081 | Army Mission Support | USACE | Bldg T 124 Gsa Fss Depot | United States | Indiana | Allen | New Haven | 46774 | 0.955 | 0.96
184755 | 18081-10259 | Bldg T 214 New Haven | 18081 | Army Mission Support | USACE | Bldg T 214 Gsa Fss Depot | United States | Indiana | Allen | New Haven | 46774 | 0.955 | 0.96
184756 | 18081-10257 | Bldg T 212 New Haven | 18081 | Army Mission Support | USACE | Bldg T 212 Gsa Fss Depot | United States | Indiana | Allen | New Haven | 46774 | 0.955 | 0.96
184757 | 18081-10253 | Bldg T 127 New Haven | 18081 | Army Mission Support | USACE | Bldg T 127 Gsa Fss Depot | United States | Indiana | Allen | New Haven | 46774 | 0.955 | 0.96
184758 | 18081-10251 | Bldg T 111 New Haven | 18081 | Army Mission Support | USACE | Bldg T 111 Gsa Pmds Casad Depot | United States | Indiana | Allen | New Haven | 46774 | 0.955 | 0.96
184759 | 18081-10255 | Bldg T 136 New Haven | 18081 | Army Mission Support | USACE | Bldg T 136 Gsa Fss Depot | United States | Indiana | Allen | New Haven | 46774 | 0.955 | 0.96
184760 | 18081-10254 | Bldg T 130 New Haven | 18081 | Army Mission Support | USACE | Bldg T 130 Gsa Fss Depot | United States | Indiana | Allen | New Haven | 46774 | 0.955 | 0.96
184761 | 82387-12220 | Mall Rd Anderson | 82387 | Joint Recruiting Program | USACE | Mall Suite R | United States | South Carolina | Anderson | Anderson | 29625 | 0.92 | 0.885
184762 | 82387-12076 | Johnnie Dodds Blvd Mt Pleasant | 82387 | Joint Recruiting Program | USACE | Johnnie Dodds Suite B-10 | United States | South Carolina | Charleston | Mt Pleasant | 29464 | 0.97 | 0.94
184763 | 82387-10786 | 3759 Renee Drive Myrtle Beach | 82387 | Joint Recruiting Program | USACE | Renee | United States | South Carolina | Horry | Myrtle Beach | 29579 | 0.92 | 0.885
184764 | 82387-13073 | Third Ave S Myrtle Beach | 82387 | Joint Recruiting Program | USACE | Third Suite G | United States | South Carolina | Horry | Myrtle Beach | 29577 | 0.92 | 0.885
184765 | 82387-12623 | Paul Huff Pkwy Cleveland | 82387 | Joint Recruiting Program | USACE | Paul Huff | United States | Tennessee | Bradley | Cleveland | 37312 | 0.835 | 0.82
184766 | 82387-11629 | E 10th St Cookeville | 82387 | Joint Recruiting Program | USACE | 10th Suite A | United States | Tennessee | Putnam | Cookeville | 38501 | 0.835 | 0.82
184767 | 82387-12057 | Interstate Dr Cookeville | 82387 | Joint Recruiting Program | USACE | Interstate Drie | United States | Tennessee | Putnam | Cookeville | 38501 | 0.835 | 0.82
184768 | 82387-11710 | E Lincoln Langhorne | 82387 | Joint Recruiting Program | USACE | Lincoln Oxford Valley | United States | Pennsylvania | Bucks | Langhorne | 19047 | 1.065 | 1.105
184769 | 800071 | 112 North East Road North East | 82387 | Joint Recruiting Program | USACE | East Plaza 112 North East | United States | Maryland | Cecil | North East | 21901 | 1.005 | 1
184770 | 18081-10402 | Lots 15 - 24 Hordville | 18081 | Army Mission Support | USACE | Lots 15 - 24 Block 2 | United States | Nebraska | Hamilton | Hordville | 68846 | 0.93 | 0.915
184771 | 82387-12932 | Second Ave Kearney | 82387 | Joint Recruiting Program | USACE | Second Suite 5 | United States | Nebraska | Buffalo | Kearney | 68847 | 0.93 | 0.915
184772 | 710147 | The Northern Half Of S8, T8n, R16 W Kearney | 18081 | Army Mission Support | USACE | The Northern Half Of S8, T8n, R16 Of The 6th Meridian | United States | Nebraska | Buffalo | Kearney | 68847 | 0.93 | 0.915
184774 | 82387-12310 | Mt Ephraim Plz Camden | 82387 | Joint Recruiting Program | USACE | Mt. Ephraim Plaza 2600 Mt. Ephraim | United States | New Jersey | Camden | Camden | 08103 | 1.165 | 1.235
184775 | 82387-13016 | State Hwy 38 Cherry Hill | 82387 | Joint Recruiting Program | USACE | Sta 38 | United States | New Jersey | Camden | Cherry Hill | 08002 | 1.165 | 1.235
184776 | 82387-12198 | Main St Oak Ridge | 82387 | Joint Recruiting Program | USACE | Main | United States | Tennessee | Roane | Oak Ridge | 37830 | 0.835 | 0.82
184777 | 82387-13095 | 100 Tulsa Road Oak Ridge | 82387 | Joint Recruiting Program | USACE | Tulsa | United States | Tennessee | Roane | Oak Ridge | 37830 | 0.835 | 0.82
184778 | 82387-10717 | 3203 Freedom Blvd Bryan | 82387 | Joint Recruiting Program | USACE | Freedom Suite 500 | United States | Texas | Brazos | Bryan | 77802 | 0.865 | 0.84
184779 | 82387-11544 | Cooper Point Rd Olympia | 82387 | Joint Recruiting Program | USACE | Cooper Point Rd Capitol Village Shop | United States | Washington | Thurston | Olympia | 98501 | 1.085 | 1.095
184781 | 82387-10305 | 1515 Black Lake Olympia | 82387 | Joint Recruiting Program | USACE | Black Lake Suite D | United States | Washington | Thurston | Olympia | 98502 | 1.085 | 1.095
184783 | 710050 | 1400 Dell Range Boul Cheyenne | 82387 | Joint Recruiting Program | USACE | Dell Range Boul Frontier | United States | Wyoming | Laramie | Cheyenne | 82009 | 1.05 | 1.04
184784 | 18081-10585 | Sec 2 N1/2n1/2 Sec 11 T 16n R 65w Cheyenne | 18081 | Army Mission Support | USACE | Sec 2 N1/2n1/2 Sec 11 T 16n R 65w Of 6th P.M. | United States | Wyoming | Laramie | Cheyenne | 82009 | 1.05 | 1.04
184785 | 82387-11838 | Fe Warren Afb Cheyenne | 82387 | Joint Recruiting Program | USACE | Bldg 232 F.E. Warren Afb | United States | Wyoming | Laramie | Cheyenne | 82005 | 1.05 | 1.04
184786 | 18081-10515 | Pin No. 18620320000100 Cheyenne | 18081 | Army Mission Support | USACE | Pin 18620320000100 | United States | Wyoming | Laramie | Cheyenne | 82009 | 1.05 | 1.04
184787 | 82387-11600 | Dell Range Blvd Cheyenne | 82387 | Joint Recruiting Program | USACE | Dell Range Suite 104 | United States | Wyoming | Laramie | Cheyenne | 82001 | 1.05 | 1.04
184788 | 82387-12994 | Spencer Hwy Pasadena | 82387 | Joint Recruiting Program | USACE | Spencer | United States | Texas | Harris | Pasadena | 77505 | 0.865 | 0.84
184789 | 82387-11759 | E Southmore St Pasadena | 82387 | Joint Recruiting Program | USACE | Southmore St Southmore S.C. | United States | Texas | Harris | Pasadena | 77502 | 0.865 | 0.84
184790 | 82387-12160 | Lund Ave Port Orchard | 82387 | Joint Recruiting Program | USACE | Lund Suite G | United States | Washington | Kitsap | Port Orchard | 98366 | 1.21 | 1.24
184791 | 82387-11380 | Benton Rd Bossier City | 82387 | Joint Recruiting Program | USACE | Benton Suite B-200 | United States | Louisiana | Bossier | Bossier City | 71111 | 0.82 | 0.79
184792 | 82387-12588 | Old Minden Rd Bossier City | 82387 | Joint Recruiting Program | USACE | Old Minden Stes 139 & 188 | United States | Louisiana | Bossier | Bossier City | 71111 | 0.82 | 0.79
184793 | 18081-10133 | 3923 Morse Street Denton | 70173 | Army North | USACE | Morse Suite 106 | United States | Texas | Denton | Denton | 76208 | 0.865 | 0.84
184794 | 82387-10516 | 2219 South Loop 288 Denton | 82387 | Joint Recruiting Program | USACE | 288 Stes 201, 202 & 204 | United States | Texas | Denton | Denton | 76205 | 0.865 | 0.84
184795 | 82387-12778 | S Carrier Pkwy Grand Prairie | 82387 | Joint Recruiting Program | USACE | Carrier Ste 160 | United States | Texas | Dallas | Grand Prairie | 75052 | 0.83 | 0.82
184796 | 82387-13297 | W Pioneer Pkwy Grand Prairie | 82387 | Joint Recruiting Program | USACE | Pioneer Stes 104a-D | United States | Texas | Dallas | Grand Prairie | 75051 | 0.83 | 0.82
184797 | 82387-12390 | N Highway 360 Grand Prairie | 82387 | Joint Recruiting Program | USACE | 360 Suite 250 | United States | Texas | Dallas | Grand Prairie | 75050 | 0.83 | 0.82
184798 | 711050 | 207 S. Main Street Lumberton | 82387 | Joint Recruiting Program | USACE | Main | United States | Texas | Hardin | Lumberton | 77657 | 0.865 | 0.84
1848 | GHRQ0001 | FRANCIS E WARREN AF MISSILE SITE B4 SITE # 1 | GHLN | F E WARREN AFB | AFACT | 2281 Route 18 | United States | Wyoming | Laramie | Unknown | 82082 | 1.07 | 1.06
184800 | 82387-12324 | N 23rd St Mcallen | 82387 | Joint Recruiting Program | USACE | 23rd Suite 302 | United States | Texas | Hidalgo | Mcallen | 78501 | 0.865 | 0.84
184801 | 82387-12516 | Newark Shopping Ctr Newark | 82387 | Joint Recruiting Program | USACE | Newark Shopping Suites 604-606 | United States | Delaware | New Castle | Newark | 19711 | 1.03 | 1.06
184802 | 82387-11725 | E Main St Newark | 82387 | Joint Recruiting Program | USACE | Main | United States | Delaware | New Castle | Newark | 19711 | 1.03 | 1.06
184803 | 18081-10279 | Cerl Urbana | 18081 | Army Mission Support | USACE | Cerl | United States | Illinois | Champaign | Urbana | 61801 | 1.03 | 1.045
184804 | 82387-12983 | Southern Blvd Royal Palm Beach | 82387 | Joint Recruiting Program | USACE | Southern 10357 Southern Blvd | United States | Florida | Palm Beach | Royal Palm Beach | 33411 | 0.82 | 0.8
184805 | 82387-12817 | S Hwy Us 27 Carrollton | 82387 | Joint Recruiting Program | USACE | Us 27 Suite 300 | United States | Georgia | Carroll | Carrollton | 30117 | 0.865 | 0.83
184806 | 82387-11817 | Enterprise Dr Westchester | 82387 | Joint Recruiting Program | USACE | Enterprise | United States | Illinois | Cook | Westchester | 60154 | 1.18 | 1.25
184807 | 82387-12305 | Mose Coleman Dr Vidalia | 82387 | Joint Recruiting Program | USACE | Mose Coleman | United States | Georgia | Toombs | Vidalia | 30474 | 0.865 | 0.83
184808 | 82387-12628 | Pearl Harbor | 82387 | Joint Recruiting Program | USACE | Bldg 281 | United States | Hawaii | Honolulu | Pearl Harbor | 96860 | 2.37 | 2.28
184809 | 711108 | 490 Central Avenue Pearl Harbor | 66155 | DoD USMEPCOM | ARRES | Central | United States | Hawaii | Honolulu | Pearl Harbor | 96860 | 2.37 | 2.28
184810 | 82387-11992 | Highway 2 W Sandpoint | 82387 | Joint Recruiting Program | USACE | 2 Bldg. 2, Suite B1 | United States | Idaho | Bonner | Sandpoint | 83864 | 1.055 | 1.045
184811 | 82387-11526 | Columbia Centre Columbia | 82387 | Joint Recruiting Program | USACE | Columbia | United States | Illinois | Monroe | Columbia | 62236 | 1.03 | 1.045
184812 | 710342 | 4747 Lincoln Mall Dr Matteson | 82387 | Joint Recruiting Program | USACE | Lincoln Mall | United States | Illinois | Cook | Matteson | 60443 | 1.18 | 1.25
184813 | 82387-12028 | Huntington Mall Barboursville | 82387 | Joint Recruiting Program | USACE | Huntington Store #400 | United States | West Virginia | Cabell | Barboursville | 25504 | 1.02 | 1.03
184814 | 82387-12761 | S 8th St Manitowoc | 82387 | Joint Recruiting Program | USACE | 8th | United States | Wisconsin | Manitowoc | Manitowoc | 54220 | 1.085 | 1.12
184815 | 82387-12969 | South 7th & Jay St. Manitowoc | 82387 | Joint Recruiting Program | USACE | 7th & Jay Lot #7 | United States | Wisconsin | Manitowoc | Manitowoc | 54221 | 1.085 | 1.12
184818 | 82387-11836 | Faunce Corner North Dartmouth | 82387 | Joint Recruiting Program | USACE | Faunce Faunce Corner Cross. | United States | Massachusetts | Bristol | North Dartmouth | 02747 | 1.165 | 1.215
184819 | 82387-11955 | Groesbeck Mount Clemens | 82387 | Joint Recruiting Program | USACE | Groesbeck | United States | Michigan | Macomb | Mount Clemens | 48043 | 1.035 | 1.055
184820 | 82387-10048 | 1025 N. Bagley Alpena | 82387 | Joint Recruiting Program | USACE | Bagley | United States | Michigan | Alpena | Alpena | 49707 | 1.035 | 1.055
184821 | 18081-10523 | Range 40 Grayling | 18081 | Army Mission Support | USACE | Range 40 Grayling | United States | Michigan | Crawford | Grayling | 49738 | 1.035 | 1.055
184824 | 82387-12309 | Mountain Shadow Duluth | 82387 | Joint Recruiting Program | USACE | Mountain Shadow Village | United States | Minnesota | St. Louis | Duluth | 55811 | 1.11 | 1.13
184825 | 82387-11620 | Duluth Federal Bldg Duluth | 82387 | Joint Recruiting Program | USACE | Duluth Federal Bldg 515 1st - Room 223 | United States | Minnesota | St Louis | Duluth | 55802 | 1.11 | 1.13
184826 | 82387-13315 | W Superior St Duluth | 82387 | Joint Recruiting Program | USACE | Superior | United States | Minnesota | St Louis | Duluth | 55802 | 1.11 | 1.13
184828 | 800036 | 15190 Isabella Drive Big Rapids | 82387 | Joint Recruiting Program | USACE | Isabella | United States | Michigan | Mecosta | Big Rapids | 49307 | 1.035 | 1.055
184830 | 82387-13081 | Tomball Pkwy Tomball | 82387 | Joint Recruiting Program | USACE | Tomball Parkwy Tomball Pkwy | United States | Texas | Harris | Tomball | 77375 | 0.865 | 0.84
184831 | 710805 | 2832 S Redwood Road West Valley City | 82387 | Joint Recruiting Program | USACE | Redwood | United States | Utah | Salt Lake | West Valley City | 84119 | 1.03 | 0.99
184832 | 710696 | 163 So Main St Lexington | 82387 | Joint Recruiting Program | USACE | So Main | United States | Virginia | Lexington (City) | Lexington | 24450 | 0.92 | 0.89
184833 | 82387-10484 | 2108 Lakeside Drive Lynchburg | 82387 | Joint Recruiting Program | USACE | Lakeside | United States | Virginia | Lynchburg | Lynchburg | 24501 | 0.92 | 0.89
184834 | 82387-10522 | 2225 Lakeside Drive, Unit C-3 Lynchburg | 82387 | Joint Recruiting Program | USACE | Lakeside Drive, Unit C-3 Lakeside Commercial | United States | Virginia | Lynchburg | Lynchburg | 24501 | 0.92 | 0.89
184835 | 82387-11352 | Avenue F Bay City | 82387 | Joint Recruiting Program | USACE | Avenue F Bay City Shop | United States | Texas | Matagorda | Bay City | 77414 | 0.865 | 0.84
184836 | 82387-11928 | Gladys Beaumont | 82387 | Joint Recruiting Program | USACE | Gladys Suite 103 | United States | Texas | Jefferson | Beaumont | 77706 | 0.865 | 0.84
184837 | 710257 | 6755 Phelan Beaumont | 82387 | Joint Recruiting Program | USACE | Phelan Suite 14 | United States | Texas | Jefferson | Beaumont | 77706 | 0.865 | 0.84
184838 | 82387-10404 | 18th St Beaumont | 82387 | Joint Recruiting Program | USACE | 18th Street, Unit #1 | United States | Texas | Jefferson | Beaumont | 77707 | 0.865 | 0.84
184839 | 18081-10406 | Main St Beaumont | 18081 | Army Mission Support | USACE | Main | United States | Texas | Jefferson | Beaumont | 77701 | 0.865 | 0.84
184840 | 82387-11616 | Dowlen Rd Beaumont | 82387 | Joint Recruiting Program | USACE | Dowlen Road Crossroads Shop | United States | Texas | Jefferson | Beaumont | 77706 | 0.865 | 0.84
184841 | 82387-13036 | Sudley Rd Manasses | 82387 | Joint Recruiting Program | USACE | Sudley Road Manaport | United States | Virginia | Manassas | Manassas | 20109 | 1.08 | 1.08
184842 | 82387-11730 | E Main St Uvalde | 82387 | Joint Recruiting Program | USACE | Main Suite B | United States | Texas | Uvalde | Uvalde | 78801 | 0.865 | 0.84
184843 | 711046 | 28120 Southwest Fwy Rosenberg | 82387 | Joint Recruiting Program | USACE | Suite 305 | United States | Texas | Fort Bend | Rosenberg | 77471 | 0.865 | 0.84
184844 | 800017 | 7623 East Us Hwy 36 Avon | 82387 | Joint Recruiting Program | USACE | Us 36 | United States | Indiana | Hendricks | Avon | 46123 | 0.94 | 0.94
184846 | 800110 | 290 State Street New Haven | 82387 | Joint Recruiting Program | USACE | State | United States | Connecticut | New Haven | New Haven | 06510 | 1.165 | 1.205
184847 | 82387-10979 | 55 Church Street/Center Street New Haven | 82387 | Joint Recruiting Program | USACE | Church Street/Center | United States | Connecticut | New Haven | New Haven | 06510 | 1.165 | 1.205
184848 | 82387-10195 | 129 Church Street New Haven | 82387 | Joint Recruiting Program | USACE | Church Suite 302/303 | United States | Connecticut | New Haven | New Haven | 06510 | 1.165 | 1.205
184850 | 82387-11014 | 5930 Roe Avenue Mission | 82387 | Joint Recruiting Program | USACE | Roe Suite 300 | United States | Kansas | Johnson | Mission | 66205 | 1.005 | 1.025
184851 | 82387-11016 | 5th St Center Covington | 82387 | Joint Recruiting Program | USACE | St 5th & Philadelphia | United States | Kentucky | Kenton | Covington | 41017 | 0.87 | 0.87
184852 | 18081-10422 | Mw 303 & Mw 304 Burlington | 18081 | Army Mission Support | USACE | Mw 303 & Mw 304 | United States | Iowa | Des Moines | Burlington | 52601 | 1.07 | 1.07
184853 | 18081-10376 | Iowa Aap Burlington | 18081 | Army Mission Support | USACE | Iowa Aap | United States | Iowa | Des Moines | Burlington | 52601 | 1.07 | 1.07
184854 | 18081-10372 | Iaap Burlington | 18081 | Army Mission Support | USACE | Iaap | United States | Iowa | Des Moines | Burlington | 52601 | 1.07 | 1.07
184855 | 18081-10312 | Dp400 & Dp401 Burlington | 18081 | Army Mission Support | USACE | Dp400 & Dp401 | United States | Iowa | Des Moines | Burlington | 52601 | 1.07 | 1.07
184856 | 18081-10612 | Sec 34 & 35, T69w Burlington | 18081 | Army Mission Support | USACE | Sec 34 & 35, T69w Mw309 And Mw121 | United States | Iowa | Des Moines | Burlington | 52601 | 1.07 | 1.07
184857 | 18081-10371 | Iaap - Mw407, Mw409, Mw510, Mw511 Burlington | 18081 | Army Mission Support | USACE | Iaap - Mw407, Mw409, Mw510, Mw511 Sg503,Sg504,Sg505 - Bc-Off3,Bc-Off4 | United States | Iowa | Des Moines | Burlington | 52601 | 1.07 | 1.07
184862 | 710636 | 908 8th Street Sw Faribault | 18081 | Army Mission Support | USACE | 8th | United States | Minnesota | Rice | Faribault | 55021 | 1.085 | 1.12
184863 | 711254 | 820 Northwest 20th St Faribault | 18081 | Army Mission Support | USACE | 20th | United States | Minnesota | Rice | Faribault | 55021 | 1.085 | 1.12
184864 | 18081-10203 | 720 West Lake Street Minneapolis | 18081 | Army Mission Support | USACE | Lake | United States | Minnesota | Hennepin | Minneapolis | 55408 | 1.06 | 1.11
184866 | 82387-12162 | Lyndale Ave S Minneapolis | 82387 | Joint Recruiting Program | USACE | Lyndale | United States | Minnesota | Hennepin | Minneapolis | 55408 | 1.06 | 1.11
184867 | 82387-11190 | 814 Wash Ave Se Minneapolis | 82387 | Joint Recruiting Program | USACE | Wash | United States | Minnesota | Hennepin | Minneapolis | 55414 | 1.06 | 1.11
184868 | 800155 | 720 West Lake Street Minneapolis | 82387 | Joint Recruiting Program | USACE | Uptown Lake Apartments 720 Lake | United States | Minnesota | Hennepin | Minneapolis | 55408 | 1.06 | 1.11
184869 | 27864-10023 | USARC Minneapolis | 27864 | 88th Readiness Division | ARRES | Usarc | United States | Minnesota | Hennepin | Minneapolis | 55404 | 1.06 | 1.11
184870 | 82387-11187 | 806-808 Washington Minneapolis | 82387 | Joint Recruiting Program | USACE | Washington | United States | Minnesota | Hennepin | Minneapolis | 55414 | 1.06 | 1.11
184871 | 82387-11034 | 6020 28th Ave S Minneapolis | 82387 | Joint Recruiting Program | USACE | 28th | United States | Minnesota | Hennepin | Minneapolis | 55450 | 1.06 | 1.11
184872 | 27864-10022 | Tcaap New Brighton | 27864 | 88th Readiness Division | ARRES | Tcaap | United States | Minnesota | Ramsey | New Brighton | 55112 | 1.06 | 1.11
184873 | 82387-11396 | Bldg 314, Tcaap New Brighton | 82387 | Joint Recruiting Program | USACE | Bldg 314, Tcaap | United States | Minnesota | Ramsey | New Brighton | 55112 | 1.06 | 1.11
184874 | 18081-10328 | Fischer Tract Young America | 18081 | Army Mission Support | USACE | Fischer Tract Hickey Tract | United States | Minnesota | Carver | Young America | 55555 | 1.085 | 1.12
184875 | 82387-12714 | Ritchie Hwy Severna Park | 82387 | Joint Recruiting Program | USACE | Ritchie Suite 2d | United States | Maryland | Anne Arundel | Severna Park | 21146 | 0.97 | 0.97
184876 | 82387-11797 | Edgar Brown Dr West Orange | 82387 | Joint Recruiting Program | USACE | Edgar Brown Suites L,M,N,O | United States | Texas | Orange | West Orange | 77630 | 0.865 | 0.84
184877 | 82387-13324 | W Walnut Johnson City | 82387 | Joint Recruiting Program | USACE | Walnut Suite 8 | United States | Tennessee | Washington | Johnson City | 37601 | 0.835 | 0.82
184878 | 82387-10473 | 208 Eastern Sunset Johnson City | 82387 | Joint Recruiting Program | USACE | Eastern Sunset Suite 520 | United States | Tennessee | Washington | Johnson City | 37601 | 0.835 | 0.82
184879 | 82387-12035 | Hwy 36 South Brenham | 82387 | Joint Recruiting Program | USACE | 36 | United States | Texas | Washington | Brenham | 77833 | 0.865 | 0.84
184880 | 82387-12704 | 823 Richmond Ave Staunton | 82387 | Joint Recruiting Program | USACE | Richmond | United States | Virginia | Staunton | Staunton | 24401 | 0.92 | 0.89
184881 | 82387-11476 | Center Oak Plz Sterling | 82387 | Joint Recruiting Program | USACE | Center Oak Suite 145 | United States | Virginia | Loudoun | Sterling | 20166 | 0.92 | 0.89
184882 | 82387-12610 | Park Row Rd Katy | 82387 | Joint Recruiting Program | USACE | Park Row Road The Crossing @Fry | United States | Texas | Harris | Katy | 77449 | 0.865 | 0.84
184883 | 82387-10847 | 416 Yellowstone Ave Pocatello | 82387 | Joint Recruiting Program | USACE | Yellowstone A-Army,B-Af,C-Marine,D-Navy | United States | Idaho | Bannock | Pocatello | 83201 | 1.055 | 1.045
184884 | 82387-10806 | 4 Coligny Prof Park Collinsville | 82387 | Joint Recruiting Program | USACE | Coligny Prof Park 2010 Vandalia | United States | Illinois | St. Clair | Collinsville | 62234 | 1.08 | 1.1
184885 | 82387-11333 | Arlington St Salisbury | 82387 | Joint Recruiting Program | USACE | Arlington Spaces A, B, & C | United States | North Carolina | Rowan | Salisbury | 28144 | 0.885 | 0.855
184886 | 01530-10006 | 1835 Salisburg Blvd Salisbury | 01530 | 81st Readiness Division | ARRES | Salisburg Blvd Us Army Reserve | United States | North Carolina | Rowan | Salisbury | 28144 | 0.885 | 0.855
184887 | 82387-12177 | Main St Bellefontaine | 82387 | Joint Recruiting Program | USACE | Main | United States | Ohio | Logan | Bellefontaine | 43311 | 0.925 | 0.9195
184888 | 82387-12831 | S Main St Bellefontaine | 82387 | Joint Recruiting Program | USACE | Main | United States | Ohio | Logan | Bellefontaine | 43311 | 0.925 | 0.9195
184889 | 82387-10044 | 102 North Main Street Bowling Green | 82387 | Joint Recruiting Program | USACE | Main | United States | Ohio | Wood | Bowling Green | 43402 | 0.925 | 0.9195
184890 | 82387-11824 | Euclid Ave Euclid | 82387 | Joint Recruiting Program | USACE | Euclid Ave Evergreen | United States | Ohio | Cuyahoga | Euclid | 44117 | 0.925 | 0.9195
184891 | 710155 | 775 Taylor Road Gahanna | 66155 | DoD USMEPCOM | USACE | Taylor | United States | Ohio | Franklin | Gahanna | 43230 | 0.925 | 0.9195
184892 | 82387-13425 | Youngstown Warren Rd Warren | 82387 | Joint Recruiting Program | USACE | Youngstown Warren | United States | Ohio | Trumbull | Warren | 44482 | 0.95 | 0.95
184893 | 82387-10849 | 4175 Veterans Memorial Highway Holbrook | 82387 | Joint Recruiting Program | USACE | Veterans Memorial Suite 208 | United States | New York | Suffolk | Holbrook | 11741 | 1.06 | 1.075
184894 | 82387-13006 | St Route 36 Hornell | 82387 | Joint Recruiting Program | USACE | Sr 36 | United States | New York | Steuben | Hornell | 14843 | 1.06 | 1.075
184895 | 82387-13292 | W Parris Ave High Point | 82387 | Joint Recruiting Program | USACE | Parris | United States | North Carolina | Guilford | High Point | 27262 | 0.885 | 0.855
184896 | 82387-12425 | N Main St Wellsville | 82387 | Joint Recruiting Program | USACE | Main | United States | New York | Allegany | Wellsville | 14895 | 1.06 | 1.075
184897 | 710422 | 3061 North Main Street Hope Mills | 82387 | Joint Recruiting Program | USACE | Main Suite 103 | United States | North Carolina | Cumberland | Hope Mills | 28348 | 0.87 | 0.84
184898 | 82387-12416 | N Main St Hope Mills | 82387 | Joint Recruiting Program | USACE | Main | United States | North Carolina | Cumberland | Hope Mills | 28348 | 0.87 | 0.84
184899 | 82387-10846 | 4155 W Vernon Ave Kinston | 82387 | Joint Recruiting Program | USACE | Vernon Store #8b | United States | North Carolina | Lenoir | Kinston | 28504 | 0.885 | 0.855
1849 | GHRR0001 | FRANCIS E WARREN AF MISSILE SITE B5 SITE # 1 | GHLN | F E WARREN AFB | AFACT | 1251 Nebraska Highway 19 | United States | Nebraska | Banner | Harrisburg | 69345 | 0.93 | 0.915
184900 | 01530-10032 | Route 7, Box 89-E Kinston | 01530 | 81st Readiness Division | ARRES | 7, Box 89-E Stallings Jetport | United States | North Carolina | Lenoir | Kinston | 28502 | 0.885 | 0.855
184901 | 82387-12533 | North End Plz Rutland | 82387 | Joint Recruiting Program | USACE | End Plaza U20 271 North Main | United States | Vermont | Rutland | Rutland | 05701 | 1.04 | 1.04
184902 | 82387-12205 | Main St Springfield | 82387 | Joint Recruiting Program | USACE | Main | United States | Vermont | Windsor | Springfield | 05156 | 1.04 | 1.04
184903 | 82387-12790 | S Cooper St Arlington | 82387 | Joint Recruiting Program | USACE | Cooper | United States | Texas | Tarrant | Arlington | 76015 | 0.83 | 0.82
184904 | 18081-10156 | 4840 Matlock Road Arlington | 82387 | Joint Recruiting Program | USACE | Matlock | United States | Texas | Tarrant | Arlington | 76018 | 0.83 | 0.82
184905 | 82387-11706 | E Lamar Blvd Arlington | 82387 | Joint Recruiting Program | USACE | Lamar Suite 200 | United States | Texas | Tarrant | Arlington | 76011 | 0.83 | 0.82
184906 | 82387-12356 | N Collins Arlington | 82387 | Joint Recruiting Program | USACE | Collins Ste 114 | United States | Texas | Tarrant | Arlington | 76011 | 0.83 | 0.82
184907 | 82387-12241 | Matlock Rd Arlington | 82387 | Joint Recruiting Program | USACE | Matlock Suite 210 | United States | Texas | Tarrant | Arlington | 76015 | 0.83 | 0.82
184908 | 82387-12791 | S Cooper St Arlington 1 | 82387 | Joint Recruiting Program | USACE | Cooper Suite 127 | United States | Texas | Tarrant | Arlington | 76017 | 0.83 | 0.82
184909 | 82387-10521 | 2221 E Lamar Blvd Arlington | 82387 | Joint Recruiting Program | USACE | Lamar Ste 225 | United States | Texas | Tarrant | Arlington | 76006 | 0.83 | 0.82
184910 | 18081-10046 | 1201 N Watson Road Arlington | 18081 | Army Mission Support | USACE | Watson Road 360 Office Park, Ste 174 | United States | Texas | Tarrant | Arlington | 76006 | 0.83 | 0.82
184911 | 82387-12848 | S Murchison St Athens | 82387 | Joint Recruiting Program | USACE | Murchison 112 S. Murchison St. | United States | Texas | Henderson | Athens | 75751 | 0.865 | 0.84
184912 | 82387-11957 | Guadalupe Austin | 82387 | Joint Recruiting Program | USACE | Guadalupe Stes 134,136,138,242&258 | United States | Texas | Travis | Austin | 78705 | 0.865 | 0.84
184913 | 800329 | 2525 Anderson Lane Austin | 82387 | Joint Recruiting Program | USACE | Anderson Ste 106 | United States | Texas | Travis | Austin | 78757 | 0.865 | 0.84
184914 | 82387-12048 | Ih 35 S Austin | 82387 | Joint Recruiting Program | USACE | Ih 35 Stes 414 & 407 | United States | Texas | Travis | Austin | 78741 | 0.865 | 0.84
184915 | 82387-12402 | N Lamar Austin | 82387 | Joint Recruiting Program | USACE | Lamar Northwend Shopping | United States | Texas | Travis | Austin | 78753 | 0.865 | 0.84
184916 | 710254 | 9900 South Ih-35, Service Rd, Ste W-100 Austin | 82387 | Joint Recruiting Program | USACE | Ih-35, Service Rd, Ste W-100 South Park Meadows Shp | United States | Texas | Travis | Austin | 78748 | 0.865 | 0.84
184917 | 82387-11750 | E Riverside Austin | 82387 | Joint Recruiting Program | USACE | Riverside Stes H,H1,H2,H3,H4 | United States | Texas | Travis | Austin | 78741 | 0.865 | 0.84
184918 | 480NG-10006 | Camp Mabry | 480NG | Texas National Guard | ARGUARD | Mabry | United States | Texas | Travis | Austin | 78763 | 0.865 | 0.84
184919 | 82387-12176 | Main St Bastrop | 82387 | Joint Recruiting Program | USACE | Main | United States | Texas | Bastrop | Bastrop | 78602 | 0.865 | 0.84
184920 | 82387-11936 | Goose Creek Base Baytown | 82387 | Joint Recruiting Program | USACE | Garth Road Goose Creek Shop | United States | Texas | Harris | Baytown | 77521 | 0.865 | 0.84
184922 | 82387-11312 | Airport Fwy Bedford | 82387 | Joint Recruiting Program | USACE | Airport 1424-S Airport Fwy | United States | Texas | Tarrant | Bedford | 76022 | 0.83 | 0.82
184923 | 82387-12768 | S Bibb Eagle Pass | 82387 | Joint Recruiting Program | USACE | Bibb De Las Aguilas | United States | Texas | Maverick | Eagle Pass | 78852 | 0.865 | 0.84
184924 | 18081-10181 | 615 E Houston St San Antonio | 18081 | Army Mission Support | USACE | Houston | United States | Texas | Bexar | San Antonio | 78163 | 0.87 | 0.85
184925 | 800346 | 2710 Ih 10 San Antonio | 82387 | Joint Recruiting Program | USACE | Ih 10, Suite 140 | United States | Texas | Bexar | San Antonio | 78230 | 0.87 | 0.85
184926 | 82387-11358 | Babcock Rd San Antonio | 82387 | Joint Recruiting Program | USACE | Babcock Road Oakview Med Ste 406 | United States | Texas | Bexar | San Antonio | 78229 | 0.87 | 0.85
184927 | 82387-11892 | Fredericksburg San Antonio 3 | 82387 | Joint Recruiting Program | USACE | Fredericksburg Suite 121 | United States | Texas | Bexar | San Antonio | 78229 | 0.87 | 0.85
184928 | 82387-12904 | San Pedro San Antonio | 82387 | Joint Recruiting Program | USACE | San Pedro | United States | Texas | Bexar | San Antonio | 78232 | 0.87 | 0.85
184929 | 82387-13052 | Sw Military Dr San Antonio | 82387 | Joint Recruiting Program | USACE | Mil | United States | Texas | Bexar | San Antonio | 78224 | 0.87 | 0.85
184930 | 82387-11084 | 6581 Terhune Drive Middletown | 82387 | Joint Recruiting Program | USACE | Terhune | United States | Ohio | Butler | Middletown | 45042 | 0.925 | 0.9195
184931 | 82387-10329 | 16 East Main Street Rochester | 82387 | Joint Recruiting Program | USACE | Main | United States | New York | Monroe | Rochester | 14614 | 1.06 | 1.075
184932 | 18081-10705 | Tract Be16 New Windsor | 18081 | Army Mission Support | USACE | Tract Be16 Orange County | United States | New York | Orange | New Windsor | 12553 | 1.19 | 1.23
184933 | 82387-11313 | Airport Plaza Unit10 Warwick | 82387 | Joint Recruiting Program | USACE | Airport Unit10 1800 Post Rd, Rt One | United States | Rhode Island | Kent | Warwick | 02886 | 1.11 | 1.15
184934 | 710944 | 2348 Post Road Warwick | 82387 | Joint Recruiting Program | USACE | Post Road Airport Professional | United States | Rhode Island | Kent | Warwick | 02886 | 1.11 | 1.15
184935 | 82387-13363 | West Poplar Collierville | 82387 | Joint Recruiting Program | USACE | Poplar Suite 2 | United States | Tennessee | Shelby | Collierville | 38017 | 0.82 | 0.8
184937 | 82387-11677 | E Dimond Blvd Anchorage | 82387 | Joint Recruiting Program | USACE | Dimond Blvd Dimond | United States | Alaska | Anchorage | Anchorage | 99515 | 1.96 | 1.95
184938 | 82387-10135 | 11823 Old Glenn Highway Anchorage | 82387 | Joint Recruiting Program | USACE | Old Glenn Highway Eagle | United States | Alaska | Anchorage | Anchorage | 99504 | 1.96 | 1.95
184939 | 18081-10157 | 4902 Jewel Lake Road Anchorage | 18081 | Army Mission Support | USACE | Jewel Lake Ang Jewel Lake Armory | United States | Alaska | Anchorage | Anchorage | 99502 | 1.96 | 1.95
184943 | 710382 | 3250 Gateway Blvd.#1 Prescott | 82387 | Joint Recruiting Program | USACE | Blvd.#1 Prescott Gateway Mal | United States | Arizona | Yavapai | Prescott | 86303 | 0.925 | 0.905
184944 | 82387-10409 | 1906 Thatcher Blvd. Suites 1 And 2 Safford | 82387 | Joint Recruiting Program | USACE | Thatcher Blvd. Suites 1 And 2 Mt Graham Shopping | United States | Arizona | Graham | Safford | 85548 | 0.925 | 0.905
184945 | 710691 | 256 Jericho Turnpike Floral Park | 82387 | Joint Recruiting Program | USACE | Jericho | United States | New York | Nassau | Floral Park | 11003 | 1.06 | 1.075
184946 | 82387-12225 | Manchester Rd Ballwin | 82387 | Joint Recruiting Program | USACE | Manchester #10 | United States | Missouri | St Louis | Ballwin | 63011 | 0.985 | 1.005
184947 | 710801 | 22 W Park Street Butte | 66155 | DoD USMEPCOM | USACE | Park | United States | Montana | Silver Bow | Butte | 59701 | 1.1 | 1.08
184948 | 82387-11658 | E Broadway Butte | 82387 | Joint Recruiting Program | USACE | Broadway Finlen Hotel | United States | Montana | Silver Bow | Butte | 59701 | 1.1 | 1.08
184949 | 82387-10197 | 1295 Harrison Ave Butte | 82387 | Joint Recruiting Program | USACE | Harrison | United States | Montana | Silver Bow | Butte | 59701 | 1.1 | 1.08
184950 | 18081-10649 | Sec6, T11n, R9w Grand Island | 18081 | Army Mission Support | USACE | Sec6, T11n, R9w Hall County | United States | Nebraska | Hall | Grand Island | 68801 | 0.94 | 0.92
184951 | 18081-10418 | Monitor Rd & 60th Rd Grand Island | 18081 | Army Mission Support | USACE | Monitor & 60th Rd | United States | Nebraska | Hall | Grand Island | 68803 | 0.94 | 0.92
184952 | 82387-11495 | Chambers Brdg Rd Bricktown | 82387 | Joint Recruiting Program | USACE | Chambers Brdg | United States | New Jersey | Ocean | Brick Town | 08723 | 1.17 | 1.24
184953 | 18081-10074 | 17801 International Blvd Seatac Airport | 18081 | Army Mission Support | USACE | International Sea-Tac Iap Main Passenger Terminal | United States | Washington | King | Seatac | 98158 | 1.12 | 1.14
184954 | 82387-10540 | 2301 South Jackson St Seattle | 82387 | Joint Recruiting Program | USACE | Jackson St 23rd And South Jackson | United States | Washington | King | Seattle | 98144 | 1.12 | 1.14
184955 | 82387-10606 | 2601 Fourth Ave Seattle | 82387 | Joint Recruiting Program | USACE | Fourth Fourth And Vine Building | United States | Washington | King | Seattle | 98101 | 1.12 | 1.14
184956 | 82387-12957 | Six Ave Seattle | 82387 | Joint Recruiting Program | USACE | Six Suite 300 | United States | Washington | King | Seattle | 98122 | 1.12 | 1.14
184957 | 82387-12502 | Ne 45th St Seattle | 82387 | Joint Recruiting Program | USACE | 45th Suite 3 | United States | Washington | King | Seattle | 98105 | 1.12 | 1.14
184958 | 82387-10076 | 10706 5th Ave. Ne Seattle | 82387 | Joint Recruiting Program | USACE | 5th | United States | Washington | King | Seattle | 98125 | 1.12 | 1.14
184961 | 82387-11731 | E Marginal Seattle | 66155 | DoD USMEPCOM | USACE | Marginal Eastside Parking | United States | Washington | King | Seattle | 98134 | 1.12 | 1.14
184962 | 18081-10429 | N 1/2 Sec 3, T 16 N, E4050' Iron Mountain | 18081 | Army Mission Support | USACE | 1/2 Sec 3, T 16 N, E4050' S 1/2 Sec 34, T 17 N R 65 | United States | Wyoming | Laramie | Iron Mountain | 82009 | 1.05 | 1.04
184965 | 82387-12757 | S 324th St Federal Way | 82387 | Joint Recruiting Program | USACE | 324th | United States | Washington | King | Federal Way | 98003 | 1.12 | 1.14
184966 | 82387-11944 | Gravelly Lake Tacoma | 82387 | Joint Recruiting Program | USACE | Gravelly Lakewood | United States | Washington | Pierce | Tacoma | 98499 | 1.12 | 1.14
184967 | 82387-11414 | Bridgeport Way Tacoma | 82387 | Joint Recruiting Program | USACE | Bridgeport Wy Commercial | United States | Washington | Pierce | Tacoma | 98499 | 1.12 | 1.14
184968 | 82387-12857 | S Pine St Tacoma | 82387 | Joint Recruiting Program | USACE | Pine Tacoma Mall, #101 | United States | Washington | Pierce | Tacoma | 98409 | 1.12 | 1.14
184970 | 710800 | 321 East Alexander Tacoma | 18081 | Army Mission Support | USACE | Alexander Washington Arng Pier 23 Facility | United States | Washington | Pierce | Tacoma | 98421 | 1.12 | 1.14
184971 | 82387-10867 | 4301 South Pine Tacoma | 82387 | Joint Recruiting Program | USACE | Suite 72 | United States | Washington | Pierce | Tacoma | 98409 | 1.12 | 1.14
184972 | 82387-11696 | E Hall Of Fame Stillwater | 82387 | Joint Recruiting Program | USACE | Hall Of Fame | United States | Oklahoma | Payne | Stillwater | 74075 | 0.875 | 0.85
184973 | 400NG-10003 | 211 South Knoblock Stillwater | 400NG | Oklahoma National Guard | ARGUARD | Knoblock | United States | Oklahoma | Payne | Stillwater | 74074 | 0.875 | 0.85
184974 | 82387-12924 | Se Military Dr San Antonio | 82387 | Joint Recruiting Program | USACE | Military | United States | Texas | Bexar | San Antonio | 78223 | 0.87 | 0.85
184975 | 82387-12077 | Jones-Maltzberger San Antonio | 82387 | Joint Recruiting Program | USACE | Jones-Maltzberger | United States | Texas | Bexar | San Antonio | 78247 | 0.87 | 0.85
184976 | 710806 | 950 Stanley Road San Antonio | 66155 | DoD USMEPCOM | USACE | Stanley | United States | Texas | Bexar | San Antonio | 78234 | 0.87 | 0.85
184977 | 82387-12637 | Perrin-Beitel San Antonio | 82387 | Joint Recruiting Program | USACE | Perrin-Beitel | United States | Texas | Bexar | San Antonio | 78217 | 0.87 | 0.85
184978 | 82387-10198 | 12950 Country Pkwy San Antonio | 82387 | Joint Recruiting Program | USACE | Country Suite 165 | United States | Texas | Bexar | San Antonio | 78216 | 0.87 | 0.85
184979 | 18081-10171 | 530 Mccullough Ave. San Antonio | 18081 | Army Mission Support | USACE | Mccullough | United States | Texas | Bexar | San Antonio | 78215 | 0.87 | 0.85
184980 | 82387-13053 | Sw Military Dr San Antonio 1 | 82387 | Joint Recruiting Program | USACE | Military | United States | Texas | Bexar | San Antonio | 78221 | 0.87 | 0.85
184981 | 82387-12668 | Potranco San Antonio | 82387 | Joint Recruiting Program | USACE | Potranco Spaces 1, 2, 3, 4 | United States | Texas | Bexar | San Antonio | 78251 | 0.87 | 0.85
184982 | 82387-12423 | N Main St San Antonio | 82387 | Joint Recruiting Program | USACE | Main | United States | Texas | Bexar | San Antonio | 78212 | 0.87 | 0.85
184983 | 82387-13338 | Walzem Rd San Antonio | 82387 | Joint Recruiting Program | USACE | Walzem Stes A,B & C | United States | Texas | Bexar | San Antonio | 78218 | 0.87 | 0.85
184984 | 710404 | Sw Research Inst San Antonio | 18081 | Army Mission Support | USACE | Research Inst | United States | Texas | Bexar | San Antonio | 78163 | 0.87 | 0.85
184985 | 82387-11478 | Centerview Dr San Antonio | 82387 | Joint Recruiting Program | USACE | Centerview Suite 263 | United States | Texas | Bexar | San Antonio | 78228 | 0.87 | 0.85
184986 | 82387-11198 | 8200 Ih-10 West San Antonio | 82387 | Joint Recruiting Program | USACE | Ih-10 | United States | Texas | Bexar | San Antonio | 78230 | 0.87 | 0.85
184987 | 82387-11893 | Fredericksburg San Antonio1 | 82387 | Joint Recruiting Program | USACE | Fredricksburg Crossroads A-34 | United States | Texas | Bexar | San Antonio | 78201 | 0.87 | 0.85
184988 | 82387-10560 | 2391 Northwest Hwy San Antonio | 82387 | Joint Recruiting Program | USACE | Hwy North Salado | United States | Texas | Bexar | San Antonio | 78231 | 0.87 | 0.85
184989 | 82387-10285 | 149 College Park Weatherford | 82387 | Joint Recruiting Program | USACE | College | United States | Texas | Parker | Weatherford | 76086 | 0.865 | 0.84
184990 | 82387-13174 | W 18th Ave Hialeah | 82387 | Joint Recruiting Program | USACE | 18th #130,133,135,&140 | United States | Florida | Miami-Dade | Hialeah | 33012 | 0.82 | 0.8
184991 | 82387-12236 | Markete Pl La Grange | 82387 | Joint Recruiting Program | USACE | Market Place Cherrywood | United States | Kentucky | Oldham | La Grange | 40031 | 0.87 | 0.87
184992 | 82387-11208 | 830 Eastern By Pass Richmond | 82387 | Joint Recruiting Program | USACE | Eastern By | United States | Kentucky | Madison | Richmond | 40475 | 0.95 | 0.95
184993 | 710471 | Naval Weapons Su Crane | 18081 | Army Mission Support | USACE | Naval Weapons Su | United States | Indiana | Martin | Crane | 47522 | 1.06 | 1.07
184994 | 82387-13272 | W Mckinley Mishawaka | 82387 | Joint Recruiting Program | USACE | Mckinley | United States | Indiana | St. Joseph | Mishawaka | 46544 | 0.955 | 0.96
184995 | 710490 | 1361 Morthland Drive Valparaiso | 82387 | Joint Recruiting Program | USACE | Morthland | United States | Indiana | Porter | Valparaiso | 46385 | 0.955 | 0.96
184996 | 82387-11581 | 2400 10th Street SW Minot | 82387 | Joint Recruiting Program | USACE | 10th | United States | North Dakota | Ward | Minot | 58701 | 1.15 | 1.15
184997 | 18081-10648 | Sec32,T164n,R81w Minot | 18081 | Army Mission Support | USACE | Sec32,T164n,R81w | United States | North Dakota | Ward | Minot | 58701 | 1.15 | 1.15
184998 | 18081-10551 | Se 1/4, Sec 30, T 157 N, R 80 W Minot | 18081 | Army Mission Support | USACE | 1/4, Sec 30, T 157 N, R 80 W | United States | North Dakota | Ward | Minot | 58701 | 1.15 | 1.15
184999 | 82387-12260 | Mentor Ave Mentor | 82387 | Joint Recruiting Program | USACE | Mentor | United States | Ohio | Lake | Mentor | 44060 | 0.925 | 0.9195
185 | N62813 | JBPHH PEARL HARBOR HI | N62813 | JBPHH PEARL HARBOR HAWAII | NAVACT | 850 Ticonderoga Street | United States | Hawaii | Honolulu | Pearl Harbor | 96860 | 2.37 | 2.28
1850 | GHRS0001 | FRANCIS E WARREN AF MISSILE SITE B6 SITE # 1 | GHLN | F E WARREN AFB | AFACT | 951 County Road 6 | United States | Nebraska | Banner | Harrisburg | 69345 | 0.93 | 0.915
185000 | 82387-12463 | N Sandusky Ave Bucyrus | 82387 | Joint Recruiting Program | USACE | Sandusky | United States | Ohio | Crawford | Bucyrus | 44820 | 0.925 | 0.9195
185001 | 18081-10236 | Airport Rd Laurinburg | 18081 | Army Mission Support | USACE | Airport | United States | North Carolina | Scotland | Laurinburg | 28353 | 0.885 | 0.855
185002 | 711077 | 4641 Westport Drive Mechanicsburg | 66155 | DoD USMEPCOM | USACE | Westport | United States | Pennsylvania | Cumberland | Mechanicsburg | 17055 | 1.01 | 1.02
185003 | 82387-10954 | 5205 Simpson Ferr Mechanicsburg | 82387 | Joint Recruiting Program | USACE | Simpson Ferr Rf | United States | Pennsylvania | Cumberland | Mechanicsburg | 17055 | 1.01 | 1.02
185004 | 82387-11723 | E Main St Mechanicsburg | 82387 | Joint Recruiting Program | USACE | Main Rf | United States | Pennsylvania | Cumberland | Mechanicsburg | 17055 | 1.01 | 1.02
185005 | 82387-11535 | Congress Pkwy Athens | 82387 | Joint Recruiting Program | USACE | Congress | United States | Tennessee | Mcminn | Athens | 37303 | 0.835 | 0.82
185006 | 82387-12985 | Southgate Maple Heights | 82387 | Joint Recruiting Program | USACE | Southgate | United States | Ohio | Cuyahoga | Maple Heights | 44137 | 0.925 | 0.9195
185007 | 82387-10875 | 44 Public Square Medina | 82387 | Joint Recruiting Program | USACE | Public | United States | Ohio | Medina | Medina | 44256 | 0.925 | 0.9195
185008 | 82387-12359 | N Court St Medina | 82387 | Joint Recruiting Program | USACE | Court | United States | Ohio | Medina | Medina | 44256 | 0.925 | 0.9195
185009 | 82387-10871 | 437 West Liberty Street Medina | 82387 | Joint Recruiting Program | USACE | Liberty | United States | Ohio | Medina | Medina | 44256 | 0.925 | 0.9195
185010 | 710148 | Section 23, Township 58 North, Range 16w Biwabik | 18081 | Army Mission Support | USACE | Section 23, Township 58 North, Range 16w Former Biwabik Range | United States | Minnesota | St Louis | Biwabik | 55708 | 1.11 | 1.13
185011 | 82387-10996 | 5615b Xerxes Avenue Brooklyn Center | 82387 | Joint Recruiting Program | USACE | Xerxes | United States | Minnesota | Hennepin | Brooklyn Center | 55428 | 1.06 | 1.11
185012 | 82387-11405 | Boney Ave Diberville | 82387 | Joint Recruiting Program | USACE | Boney | United States | Mississippi | Harrison | Diberville | 39532 | 0.91 | 0.87
185013 | 82387-12009 | Highway 90 Gautier | 82387 | Joint Recruiting Program | USACE | 90 Space 1206 & 1210 | United States | Mississippi | Jackson | Gautier | 39553 | 0.91 | 0.87
185014 | 800484 | 254 Goddard Road Lewiston | 82387 | Joint Recruiting Program | USACE | Goddard | United States | Maine | Androscoggin | Lewiston | 04240 | 1.02 | 1
185015 | 82387-13334 | Walker Lane Greenville | 82387 | Joint Recruiting Program | USACE | Walker | United States | Mississippi | Washington | Greenville | 38701 | 0.9 | 0.86
185018 | 82387-12614 | Parkview Ofc Bldg Worcester | 82387 | Joint Recruiting Program | USACE | Park | United States | Massachusetts | Worcester | Worcester | 01609 | 1.2 | 1.26
185019 | 82387-11792 | Eastman Ave Midland | 82387 | Joint Recruiting Program | USACE | Eastman | United States | Michigan | Midland | Midland | 48640 | 1.035 | 1.055
185020 | 82387-13344 | Washington Ave Ocean Springs | 82387 | Joint Recruiting Program | USACE | Washington | United States | Mississippi | Jackson | Ocean Spgs | 39566 | 0.91 | 0.87
185021 | 82387-13407 | Wooded Acres Dr Waco | 82387 | Joint Recruiting Program | USACE | Wooded Acres Suites 340 And 650 | United States | Texas | McLennan | Waco | 76710 | 0.865 | 0.84
185022 | 82387-12702 | Richland Dr Waco | 82387 | Joint Recruiting Program | USACE | Richland Suites A,B,C,D | United States | Texas | Mclennan | Waco | 76710 | 0.865 | 0.84
185024 | 82387-12621 | Patriot Sq Fairfax | 82387 | Joint Recruiting Program | USACE | Patriot Square 10521-C Braddock | United States | Virginia | Fairfax | Fairfax | 22030 | 1.08 | 1.08
185025 | 82387-11831 | Fair Center Ofc Bldg Fairfax | 82387 | Joint Recruiting Program | USACE | Fair Center Office Building 11240 Waples Rd, Suite 110 | United States | Virginia | Fairfax | Fairfax | 22030 | 1.08 | 1.08
185026 | 82387-11150 | 750 South Main Street Keller | 82387 | Joint Recruiting Program | USACE | Main Suite 120 And 123 | United States | Texas | Tarrant | Keller | 76248 | 0.83 | 0.82
185027 | 82387-12952 | Sidney Baker Kerrville | 82387 | Joint Recruiting Program | USACE | Sidney Baker Red Oak | United States | Texas | Kerr | Kerrville | 78028 | 0.865 | 0.84
185028 | 18081-10049 | 122 E U.S. Hwy 82 New Boston | 18081 | Army Mission Support | USACE | U.S. Hwy 82 Red Army Depot | United States | Texas | Bowie | New Boston | 75570 | 0.85 | 0.83
185030 | 82387-11514 | Cleveland St Virginia Beach | 82387 | Joint Recruiting Program | USACE | Cleveland Suite 344 | United States | Virginia | Virginia Beach (City) | Virginia Beach | 23462 | 0.98 | 0.94
185031 | 82387-12163 | Lynnhaven Pkwy Virginia Beach | 82387 | Joint Recruiting Program | USACE | Lynnhaven Unit 14 | United States | Virginia | Virginia Beach (City) | Virginia Beach | 23452 | 0.98 | 0.94
185032 | 82387-12677 | Princess Ann Rd Virginia Beach | 82387 | Joint Recruiting Program | USACE | Princess Ann Rd#108d 3813 Princess Ann #127 | United States | Virginia | Virginia Beach (City) | Virginia Beach | 23456 | 0.98 | 0.94
185033 | 82387-12120 | Laskin Rd Virginia Beach | 82387 | Joint Recruiting Program | USACE | Laskin Store #24 | United States | Virginia | Virginia Beach (City) | Virginia Beach | 23454 | 0.98 | 0.94
185034 | 82387-12050 | Independence Blvd Virginia Beach | 82387 | Joint Recruiting Program | USACE | Independence Bvd Pembroke Two, 101 & 102 | United States | Virginia | Virginia Beach (City) | Virginia Beach | 23462 | 0.98 | 0.94
185035 | 82387-10108 | 1115 Independence Bl Virginia Beach | 82387 | Joint Recruiting Program | USACE | Independence Bl Suite 215 | United States | Virginia | Virginia Beach (City) | Virginia Beach | 23462 | 0.98 | 0.94
185036 | 800127 | 5212-B Monticello Avenue Williamsburg | 82387 | Joint Recruiting Program | USACE | Monticello 1203 New Town Shops | United States | Virginia | Williamsburg (City) | Williamsburg | 23188 | 1 | 0.96
185037 | 82387-12737 | Route 17k Newburgh | 82387 | Joint Recruiting Program | USACE | 17k | United States | New York | Orange | Newburgh | 12550 | 1.19 | 1.23
185038 | 82387-12551 | Northway Plz Queensbury | 82387 | Joint Recruiting Program | USACE | Northway Plaza 820 State 9/Suite 1401b | United States | New York | Warren | Queensbury | 12804 | 1.06 | 1.075
185039 | 82387-12312 | Mt Royal Plz Queensbury | 82387 | Joint Recruiting Program | USACE | Mt Royal Plaza 9 | United States | New York | Warren | Queensbury | 12804 | 1.06 | 1.075
185040 | 800281 | 2360 South Church Street Burlington | 82387 | Joint Recruiting Program | USACE | Church | United States | North Carolina | Alamance | Burlington | 27215 | 0.885 | 0.855
185041 | 82387-12782 | S Church St Burlington | 82387 | Joint Recruiting Program | USACE | Church | United States | North Carolina | Alamance | Burlington | 27215 | 0.885 | 0.855
185042 | 82387-12696 | Reese Blvd Huntersville | 82387 | Joint Recruiting Program | USACE | Reese | United States | North Carolina | Mecklenburg | Huntersville | 28078 | 0.885 | 0.855
185043 | 82387-12496 | Nc Hwy 150 Kernersville | 82387 | Joint Recruiting Program | USACE | (Bldg A Space 7) Nc Hwy 150 Main St. At Masten | United States | North Carolina | Forsyth | Kernersville | 27284 | 0.885 | 0.855
185044 | 18081-10392 | Laurel Creek Rd Sugar Grove | 18081 | Army Mission Support | USACE | Laurel Creek | United States | North Carolina | Watauga | Sugar Grove | 28679 | 0.885 | 0.855
185045 | 800353 | 1211 N Commerce Ardmore | 82387 | Joint Recruiting Program | USACE | Commerce Mountain View | United States | Oklahoma | Carter | Ardmore | 73401 | 0.875 | 0.85
185046 | 82387-12013 | Hills And Dales Canton | 82387 | Joint Recruiting Program | USACE | And Dales | United States | Ohio | Stark | Canton | 44708 | 0.925 | 0.9195
185047 | 82387-13380 | Whipple Ave Canton | 82387 | Joint Recruiting Program | USACE | Whipple | United States | Ohio | Stark | Canton | 44718 | 0.925 | 0.9195
185048 | 710273 | 12 Douglas Sq Sp Ctr Brewton | 82387 | Joint Recruiting Program | USACE | Douglas Sq Sp Ctr Douglas | United States | Alabama | Escambia | Brewton | 36427 | 0.855 | 0.83
185050 | 82387-13015 | State Highway 181, Spanish Fort | 82387 | Joint Recruiting Program | USACE | State 181 Suites 615-616-617 | United States | Alabama | Baldwin | Spanish Fort | 36527 | 0.855 | 0.83
185051 | 82387-13084 | Town Square Sw Cullman | 82387 | Joint Recruiting Program | USACE | Town Square, Suites 25 & 28b | United States | Alabama | Cullman | Cullman | 35055 | 0.855 | 0.83
185052 | 82387-10664 | 2nd Avenue Sw Cullman | 82387 | Joint Recruiting Program | USACE | 2nd | United States | Alabama | Cullman | Cullman | 35055 | 0.855 | 0.83
185054 | 82387-13225 | W County Rd Roseville | 82387 | Joint Recruiting Program | USACE | County Rd B2 Crossroads | United States | Minnesota | Ramsey | Roseville | 55113 | 1.06 | 1.11
185055 | 18081-10448 | Needham 2.2 Land Needham | 18081 | Army Mission Support | USACE | Ac Town Of Needham | United States | Massachusetts | Norfolk | Needham | 02492 | 1.165 | 1.215
185056 | 82387-12107 | Lakehurst Naval Base | 82387 | Joint Recruiting Program | USACE | Naval Air Eng Hwy547 Bldg120, 1st Fl | United States | New Jersey | Ocean |  | 08733 | 1.17 | 1.24
185057 | 18081-10693 | Tinton Ave. Shrewsbury | 18081 | Army Mission Support | USACE | Tinton County Of Monmouth | United States | New Jersey | Monmouth | Shrewsbury | 07702 | 1.24 | 1.31
185058 | 18081-10519 | Pole Line -Hance Ave Shrewsbury | 18081 | Army Mission Support | USACE | Pole Line -Hance County Of Monmouth | United States | New Jersey | Monmouth | Shrewsbury | 07702 | 1.24 | 1.31
185059 | 18081-10355 | Hance Ave. Shrewsbury | 18081 | Army Mission Support | USACE | Hance County Of Monmouth | United States | New Jersey | Monmouth | Shrewsbury | 07702 | 1.24 | 1.31
185060 | 18081-10521 | Pole Line On Shrewsbury Township | 18081 | Army Mission Support | USACE | Pole Line On Hance | United States | New Jersey | Monmouth | Shrewsbury | 07724 | 1.24 | 1.31
185061 | 82387-11921 | Geo Washington Yorktown | 82387 | Joint Recruiting Program | USACE | Geo Washington Patriots Sq Shp | United States | Virginia | York | Yorktown | 23692 | 1 | 0.96
185062 | 82387-12117 | Lankford Hwy Belle Haven | 82387 | Joint Recruiting Program | USACE | Lankford Highway Suite 9, Colonial Sq Shopping | United States | Virginia | Accomack | Belle Haven | 23306 | 1.13 | 1.11
185063 | 82387-12157 | Lucerne Dr Middleburg Heights | 82387 | Joint Recruiting Program | USACE | Lucerne | United States | Ohio | Cuyahoga | Middleburg Heights | 44130 | 0.925 | 0.9195
185064 | 82387-11135 | 7261 Engle Rd Middleburg Heights | 82387 | Joint Recruiting Program | USACE | Engle Rd Ii | United States | Ohio | Cuyahoga | Middleburg Heights | 44130 | 0.925 | 0.9195
185065 | 82387-11126 | 7123 Pearl Road Middleburg Heights | 82387 | Joint Recruiting Program | USACE | Pearl Road Commerce | United States | Ohio | Cuyahoga | Middleburg Heights | 44130 | 0.925 | 0.9195
185066 | 82387-11933 | Goodman Rd Southhaven | 82387 | Joint Recruiting Program | USACE | Goodman | United States | Mississippi | DeSoto | Southaven | 38671 | 0.9 | 0.86
185067 | 82387-10209 | 1306 Goodman Rd Southaven | 82387 | Joint Recruiting Program | USACE | Goodman Suite B | United States | Mississippi | De Soto | Southaven | 38671 | 0.9 | 0.86
185068 | 800064 | 4041 Powder Mill Road Beltsville | 82387 | Joint Recruiting Program | USACE | Powder Mill | United States | Maryland | Prince George's | Beltsville | 20705 | 0.97 | 0.97
185069 | 82387-11182 | 800a Shoppers Way Largo | 82387 | Joint Recruiting Program | USACE | Shoppers Bldg. P | United States | Maryland | Prince George'S | Largo | 20774 | 0.97 | 0.97
185073 | 82387-11592 | Deerfield Rd Janesville | 82387 | Joint Recruiting Program | USACE | Deerfield Unit 9d | United States | Wisconsin | Rock | Janesville | 53546 | 1.085 | 1.12
185074 | 82387-12124 | Lee Ave Lafayette | 82387 | Joint Recruiting Program | USACE | Lee Suite 507 | United States | Louisiana | Lafayette | Lafayette | 70501 | 0.855 | 0.825
185075 | 82387-12507 | Ne Evangeline Lafayette | 82387 | Joint Recruiting Program | USACE | Evangeline Unit H-6 | United States | Louisiana | Lafayette | Lafayette | 70501 | 0.855 | 0.825
185077 | 82387-10902 | 4793 Village Sq Dr Paducah | 82387 | Joint Recruiting Program | USACE | Village Sq | United States | Kentucky | McCracken | Paducah | 42001 | 0.87 | 0.87
185078 | 710672 | 1500 Kentucky Ave. Paducah | 18081 | Army Mission Support | USACE | Kentucky | United States | Kentucky | McCracken | Paducah | 42003 | 0.87 | 0.87
185079 | 82387-13211 | W California St Ruston | 82387 | Joint Recruiting Program | USACE | California | United States | Louisiana | Lincoln | Ruston | 71270 | 0.855 | 0.825
185080 | 82387-11542 | Cooktown Rd Ruston | 82387 | Joint Recruiting Program | USACE | Cooktown | United States | Louisiana | Lincoln | Ruston | 71273 | 0.855 | 0.825
185082 | 800025 | 2525 East Market Street Logansport | 82387 | Joint Recruiting Program | USACE | Market Us 24 | United States | Indiana | Cass | Logansport | 46947 | 0.97 | 0.98
185083 | 82387-11661 | E Broadway Logansport | 82387 | Joint Recruiting Program | USACE | Broadway Stes 6,7 & 12 | United States | Indiana | Cass | Logansport | 46947 | 0.97 | 0.98
185084 | 82387-11932 | Glover Ave, Enterprise | 82387 | Joint Recruiting Program | USACE | Glover | United States | Alabama | Coffee | Enterprise | 36330 | 0.89 | 0.86
185085 | 18081-10323 | Enterprise Municipal | 18081 | Army Mission Support | USACE | Enterprise Municipal Airport | United States | Alabama | Coffee | Enterprise | 36330 | 0.89 | 0.86
185086 | 82387-11302 | Aaron Aronov Dr Fairfield 1 | 82387 | Joint Recruiting Program | USACE | Aaron Aronov | United States | Alabama | Jefferson | Fairfield | 35064 | 0.855 | 0.83
185088 | 18081-10033 | 106 Wynn Dr Nw Huntsville | 18081 | Army Mission Support | USACE | Wynn | United States | Alabama | Madison | Huntsville | 35805 | 0.83 | 0.8
185089 | 82387-10090 | 1100 Jordan Ln Huntsville | 82387 | Joint Recruiting Program | USACE | Jordan Suites M & | United States | Alabama | Madison | Huntsville | 35805 | 0.83 | 0.8
185090 | 82387-10638 | 2801 Memorial Parkway South Huntsville | 82387 | Joint Recruiting Program | USACE | Memorial Suite 148 | United States | Alabama | Madison | Huntsville | 35801 | 0.83 | 0.8
185091 | 18081-10161 | 5000 Bradford Huntsville | 18081 | Army Mission Support | USACE | Bradford | United States | Alabama | Madison | Huntsville | 35805 | 0.83 | 0.8
185093 | 18081-10321 | Electronics Blvd Huntsville | 18081 | Army Mission Support | USACE | Electronics Suites D & | United States | Alabama | Madison | Huntsville | 35824 | 0.83 | 0.8
185095 | 82387-13125 | University Dr Huntsville | 82387 | Joint Recruiting Program | USACE | University Suite G | United States | Alabama | Madison | Huntsville | 35801 | 0.83 | 0.8
185099 | 82387-11582 | Dauphin St Mobile | 82387 | Joint Recruiting Program | USACE | Dauphin Bldg C Suite 105a | United States | Alabama | Mobile | Mobile | 36606 | 0.84 | 0.81
1851 | GHRT0001 | FRANCIS E WARREN AF MISSILE SITE B7 SITE # 1 | GHLN | F E WARREN AFB | AFACT | 3045 Laramie County Road 162 | United States | Wyoming | Laramie | Albin | 82050 | 1.07 | 1.06
185101 | 82387-11311 | Airport Blvd Mobile | 82387 | Joint Recruiting Program | USACE | Airport Suite 555 | United States | Alabama | Mobile | Mobile | 36606 | 0.84 | 0.81
185103 | 82387-10711 | 315 S. Sage Avenue Mobile | 82387 | Joint Recruiting Program | USACE | Sage Suite A | United States | Alabama | Mobile | Mobile | 36606 | 0.84 | 0.81
185104 | 01530-10021 | Brookley Complex Mobile | 01530 | 81st Readiness Division | ARRES | Brookley Complex | United States | Alabama | Mobile | Mobile | 36601 | 0.84 | 0.81
185106 | 82387-12893 | Sage Ave Mobile | 82387 | Joint Recruiting Program | USACE | Sage Av | United States | Alabama | Mobile | Mobile | 36606 | 0.84 | 0.81
185107 | 82387-12012 | Hillcrest Rd Mobile | 82387 | Joint Recruiting Program | USACE | Hillcrest Road Sugar Shopping | United States | Alabama | Mobile | Mobile | 36695 | 0.84 | 0.81
185108 | 82387-10534 | 22d St Elmendorf Afb | 82387 | Joint Recruiting Program | USACE | 22d Rm 160/161 | United States | Alaska | Anchorage | Elmendorf AFB | 99506 | 2 | 1.99
185109 | 350NG-10001 | 18330 Hwy 27 Ne Deming | 350NG | New Mexico National Guard | ARGUARD | 27 | United States | New Mexico | Luna | Deming | 88030 | 0.93 | 0.905
185110 | 82387-11654 | E Battlefield Springfield | 82387 | Joint Recruiting Program | USACE | Battlefield Galleria Shpg | United States | Missouri | Greene | Springfield | 65804 | 0.985 | 1.005
185111 | 800141 | 940 South National Ave Springfield | 82387 | Joint Recruiting Program | USACE | National Ste. E | United States | Missouri | Greene | Springfield | 65806 | 0.985 | 1.005
185112 | 82387-13314 | W Sunshine Ave Springfield | 82387 | Joint Recruiting Program | USACE | Sunshine | United States | Missouri | Greene | Springfield | 65807 | 0.985 | 1.005
185113 | 82387-10415 | 1921 E. Independence Springfield | 82387 | Joint Recruiting Program | USACE | Independence James River Town | United States | Missouri | Greene | Springfield | 65804 | 0.985 | 1.005
185114 | 82387-11417 | Broadwater Ave Billings | 82387 | Joint Recruiting Program | USACE | Broadwater Suite 102 | United States | Montana | Yellowstone | Billings | 59102 | 1.1 | 1.08
185115 | 82387-10594 | 2545 Central Avenue Billings | 82387 | Joint Recruiting Program | USACE | Central Suite C-2, Suite G | United States | Montana | Yellowstone | Billings | 59102 | 1.1 | 1.08
185119 | 82387-12569 | Nw Gilman Blvd Issaquah | 82387 | Joint Recruiting Program | USACE | Gilman Suite G-1 | United States | Washington | King | Issaquah | 98027 | 1.12 | 1.14
185121 | 82387-12784 | S Church St Watertown | 82387 | Joint Recruiting Program | USACE | Church | United States | Wisconsin | Jefferson | Watertown | 53094 | 1.085 | 1.12
185122 | 800162 | 302 West Main Street Watertown | 82387 | Joint Recruiting Program | USACE | Main | United States | Wisconsin | Dodge | Watertown | 53094 | 1.085 | 1.12
185123 | 82387-11050 | 618 County Road B West Bend | 82387 | Joint Recruiting Program | USACE | County Road B Wildwood | United States | Wisconsin | Washington | West Bend | 53095 | 1.085 | 1.12
185124 | 82387-12580 | Odana Rd Madison | 82387 | Joint Recruiting Program | USACE | Odana Road Market | United States | Wisconsin | Dane | Madison | 53719 | 1.08 | 1.11
185125 | 82387-13069 | Thierer Rd Madison | 82387 | Joint Recruiting Program | USACE | Thierer Road The Shops | United States | Wisconsin | Dane | Madison | 53704 | 1.08 | 1.11
185126 | 82387-11576 | Crossroads Dr Madison | 82387 | Joint Recruiting Program | USACE | Crossroads Suite & F | United States | Wisconsin | Dane | Madison | 53704 | 1.08 | 1.11
185128 | 82387-12698 | Regent St Madison | 82387 | Joint Recruiting Program | USACE | Regent Suites 302 & 303 | United States | Wisconsin | Dane | Madison | 53715 | 1.08 | 1.11
185129 | 800186 | 1360 Galaxy Drive Lacey | 82387 | Joint Recruiting Program | USACE | Galaxy Bldg C, Stes: F, H, I, J | United States | Washington | Thurston | Lacey | 98516 | 1.085 | 1.095
185130 | 82387-12963 | Sleater Kinney Rd Se Lacey | 82387 | Joint Recruiting Program | USACE | Sleater Kinney Rd Suite 2,4,10,& 14,South Sound | United States | Washington | Thurston | Lacey | 98503 | 1.085 | 1.095
185132 | 82387-12976 | South Shore Plz Braintree | 82387 | Joint Recruiting Program | USACE | Shore Plaza 250 Granite | United States | Massachusetts | Norfolk | Braintree | 02184 | 1.165 | 1.215
185133 | 82387-11864 | Ford Rd Garden City | 82387 | Joint Recruiting Program | USACE | Ford | United States | Michigan | Wayne | Garden City | 48135 | 1.03 | 1.06
185134 | 82387-12803 | S Garfield Ave Traverse City | 82387 | Joint Recruiting Program | USACE | Garfield Av. | United States | Michigan | Grand Traverse | Traverse City | 49686 | 1.035 | 1.055
185136 | 18081-10158 | 4th & Washington Grand Haven | 18081 | Army Mission Support | USACE | & Washington | United States | Michigan | Ottawa | Grand Haven | 49417 | 1.035 | 1.055
185137 | 800038 | 301 Maplewood Drive Greenville | 82387 | Joint Recruiting Program | USACE | Maplewood | United States | Michigan | Montcalm | Greenville | 48838 | 1.035 | 1.055
185140 | 82387-11848 | Financial Dr Wasilla | 82387 | Joint Recruiting Program | USACE | Financial Drive Re/Max Creekside | United States | Alaska | Matanuska-Susitna | Wasilla | 99654 | 2.52 | 2.47
185141 | 82387-13215 | W Chandler 30 Chandler | 82387 | Joint Recruiting Program | USACE | Chandler 30 Shopping C | United States | Arizona | Maricopa | Chandler | 85224 | 0.91 | 0.89
185142 | 82387-10585 | 250 N Litchfield Rd Goodyear | 82387 | Joint Recruiting Program | USACE | Litchfield Goodyear Financial C | United States | Arizona | Maricopa | Goodyear | 85338 | 0.91 | 0.89
185143 | 800300 | 1626 N Litchfield Goodyear | 82387 | Joint Recruiting Program | USACE | Litchfield Road, Suite240 | United States | Arizona | Maricopa | Goodyear | 85338 | 0.91 | 0.89
185144 | 82387-13009 | Stadium Blvd Jonesboro | 82387 | Joint Recruiting Program | USACE | Stadium | United States | Arkansas | Craighead | Jonesboro | 72401 | 0.845 | 0.82
185145 | 82387-12154 | Loudon Rd Concord | 82387 | Joint Recruiting Program | USACE | Loudon Road Courtyard Unit | United States | New Hampshire | Merrimack | Concord | 03301 | 1.07 | 1.06
185146 | 82387-11811 | Elm St Westfield | 82387 | Joint Recruiting Program | USACE | Elm Suites 11 And 12 | United States | New Jersey | Union | Westfield | 07090 | 1.165 | 1.235
185147 | 82387-11398 | Bloomfield Ave Bloomfield | 82387 | Joint Recruiting Program | USACE | Bloomfield | United States | New Jersey | Essex | Bloomfield | 07003 | 1.16 | 1.23
185148 | 350NG-10002 | Nm Army Nat'L Guard Las Cruces | 350NG | New Mexico National Guard | ARGUARD | Nm Army Nat'L Guard | United States | New Mexico | Dona Ana | Las Cruces | 88004 | 1.02 | 1
185149 | 82387-12835 | S Main St Las Cruces | 82387 | Joint Recruiting Program | USACE | Main Suite 300 | United States | New Mexico | Dona Ana | Las Cruces | 88001 | 1.02 | 1
185150 | 35955-10001 | 102 Headquarters Ave | 35955 | White Sands Missile Range | ARACT | Headquarters | United States | New Mexico | Dona Ana | Las Cruces | 88002 | 1.02 | 1
185151 | 82387-11713 | E Lohman St Las Cruces 1 | 82387 | Joint Recruiting Program | USACE | Lohman Suite 16 & 18 | United States | New Mexico | Dona Ana | Las Cruces | 88011 | 1.02 | 1
185152 | 18081-10733 | Westerly Bdy Tract A Fort Peck | 18081 | Army Mission Support | USACE | Westerly Bdy Tract A Yellowstone | United States | Montana | Valley | Fort Peck | 59223 | 1.1 | 1.08
185153 | 710807 | 2834 Green Bay Rd North Chicago | 66155 | DoD USMEPCOM | USACE | Green Bay | United States | Illinois | Lake | North Chicago | 60064 | 1.18 | 1.25
185154 | 710819 | 7501 W Cermak Rd North Riverside | 82387 | Joint Recruiting Program | USACE | Cermak Suite L6 | United States | Illinois | Cook | North Riverside | 60546 | 1.18 | 1.25
185155 | 82387-12175 | Main St Ansonia | 82387 | Joint Recruiting Program | USACE | Main | United States | Connecticut | New Haven | Ansonia | 06401 | 1.165 | 1.205
185156 | 82387-12845 | S Military Trl Deerfield Beach | 82387 | Joint Recruiting Program | USACE | Military Sawgrass Promenade | United States | Florida | Broward | Deerfield Beach | 33442 | 0.82 | 0.8
185157 | 82387-13408 | Woodland Blvd Deland | 82387 | Joint Recruiting Program | USACE | 2631/2635 Woodland B | United States | Florida | Volusia | Deland | 32720 | 0.825 | 0.805
185158 | 82387-12921 | Se 6th Ave Delray Beach | 82387 | Joint Recruiting Program | USACE | 6th Suites 101 & 103 | United States | Florida | Palm Beach | Delray Beach | 33483 | 0.82 | 0.8
185159 | 82387-12010 | Highway 90 Pace | 82387 | Joint Recruiting Program | USACE | 90 Unit B | United States | Florida | Santa Rosa | Pace | 32571 | 0.81 | 0.78
185160 | 82387-12661 | Ponce De Leon Atlanta | 82387 | Joint Recruiting Program | USACE | Ponce De Leon Suite 918 | United States | Georgia | Fulton | Atlanta | 30308 | 0.83 | 0.8
185161 | 82387-11950 | Greenbriar Pkwy Atlanta | 82387 | Joint Recruiting Program | USACE | Greenbriar Shops 4 & 5 | United States | Georgia | Fulton | Atlanta | 30331 | 0.83 | 0.8
185162 | 800270 | 1250 Caroline Street Atlanta | 82387 | Joint Recruiting Program | USACE | Caroline Suite 215 | United States | Georgia | DeKalb | Atlanta | 30307 | 0.83 | 0.8
185163 | 18081-10026 | 101 Marietta St Atlanta | 18081 | Army Mission Support | USACE | Marietta Suite 3130 | United States | Georgia | Fulton | Atlanta | 30303 | 0.83 | 0.8
185164 | 800465 | 101 Marietta St, Suite 3120 Atlanta | 18081 | Army Mission Support | USACE | Marietta St., Suite 3120 | United States | Georgia | DeKalb | Atlanta | 30303 | 0.83 | 0.8
185165 | 82387-13293 | W Peachtree St Atlanta | 82387 | Joint Recruiting Program | USACE | Peachtree Suite A180 | United States | Georgia | Fulton | Atlanta | 30308 | 0.83 | 0.8
185166 | 18081-10206 | 75 Spring St Atlanta | 18081 | Army Mission Support | USACE | Spring Rb Russell Fb-Ct | United States | Georgia | Fulton | Atlanta | 30303 | 0.83 | 0.8
185167 | 82387-12616 | Parkway Cir Atlanta | 82387 | Joint Recruiting Program | USACE | Parkway Bldg F, Ste 6120, 6185 | United States | Georgia | Fulton | Atlanta | 30339 | 0.83 | 0.8
185168 | 82387-12602 | Pali Momi Aiea | 82387 | Joint Recruiting Program | USACE | Pali Momi | United States | Hawaii | Honolulu | Aiea | 96701 | 2.37 | 2.28
185169 | 82387-12080 | Kamehameha Hwy Aiea | 82387 | Joint Recruiting Program | USACE | Kamehameha Hw Suite 304 | United States | Hawaii | Honolulu | Aiea | 96701 | 2.37 | 2.28
185170 | 82387-12819 | S Illinois St Carbondale | 82387 | Joint Recruiting Program | USACE | Illinois | United States | Illinois | Jackson | Carbondale | 62901 | 1.03 | 1.045
185171 | 82387-11778 | E Walnut St Carbondale | 82387 | Joint Recruiting Program | USACE | Walnut | United States | Illinois | Jackson | Carbondale | 62901 | 1.03 | 1.045
185173 | 82387-13302 | W Prospect Rd Ashtabula | 82387 | Joint Recruiting Program | USACE | Prospect | United States | Ohio | Ashtabula | Ashtabula | 44004 | 0.925 | 0.9195
185174 | 82387-12021 | Howe Ave Cuyahoga Falls | 82387 | Joint Recruiting Program | USACE | Howe | United States | Ohio | Summit | Cuyahoga Falls | 44224 | 0.925 | 0.9195
185175 | 82387-11847 | Fifth St Defiance | 82387 | Joint Recruiting Program | USACE | Fifth | United States | Ohio | Defiance | Defiance | 43512 | 0.925 | 0.9195
185176 | 18081-10370 | Hwy 23 Piketon | 18081 | Army Mission Support | USACE | Us 23 Doe Reservation | United States | Ohio | Pike | Piketon | 45661 | 0.925 | 0.9195
185177 | 82387-10087 | 110 Lomond Court Utica | 82387 | Joint Recruiting Program | USACE | Lomond Ground Floor | United States | New York | Oneida | Utica | 13502 | 1.16 | 1.08
185178 | 01530-10004 | 1500 12th Street Drive Nw Hickory | 01530 | 81st Readiness Division | ARRES | 12th Street Drive Army Reserve | United States | North Carolina | Catawba | Hickory | 28601 | 0.885 | 0.855
185179 | 710279 | 1730, 1736, 1738 Hwy 64/70 Hickory | 82387 | Joint Recruiting Program | USACE | 1736, 1738 64/70 | United States | North Carolina | Catawba | Hickory | 28602 | 0.885 | 0.855
185180 | 800285 | 1960 Hwy 70 Se Hickory | 82387 | Joint Recruiting Program | USACE | 70 East Space 106 | United States | North Carolina | Catawba | Hickory | 28601 | 0.885 | 0.855
185181 | 710770 | 1100 Fillmore St Amarillo | 66155 | DoD USMEPCOM | USACE | Fillmore St Military Entrance Process | United States | Texas | Randall | Amarillo | 79101 | 0.865 | 0.84
185182 | 82387-13376 | Westgate Pkwy Amarillo | 82387 | Joint Recruiting Program | USACE | Westgate Parkway G14 Westgate Shpg | United States | Texas | Potter | Amarillo | 79121 | 0.865 | 0.84
185183 | 82387-13086 | Traders Rd Greenville | 82387 | Joint Recruiting Program | USACE | Traders | United States | Texas | Hunt | Greenville | 75402 | 0.865 | 0.84
185184 | 82387-12352 | N Central Expressway Mckinney | 82387 | Joint Recruiting Program | USACE | Central Suite 301 | United States | Texas | Collin | McKinney | 75070 | 0.865 | 0.84
185185 | 82387-13320 | W University Dr Mckinney | 82387 | Joint Recruiting Program | USACE | University Suite 114 | United States | Texas | Collin | McKinney | 75071 | 0.865 | 0.84
185186 | 82387-11714 | E Louisiana Mckinney | 82387 | Joint Recruiting Program | USACE | Louisiana Stes 312 & 314 | United States | Texas | Collin | McKinney | 75069 | 0.865 | 0.84
185187 | 82387-12810 | S Harrison Ogden | 82387 | Joint Recruiting Program | USACE | Harrison #230 | United States | Utah | Weber | Ogden | 84403 | 1.03 | 1
185188 | 18081-10311 | Doa/Pm Lis Chester | 18081 | Army Mission Support | USACE | Doa/Pm Lis | United States | Virginia | Chesterfield | Chester | 23831 | 0.92 | 0.89
185189 | 82387-11816 | Enon Church Rd Chester | 82387 | Joint Recruiting Program | USACE | Enon Church | United States | Virginia | Chesterfield | Chester | 23836 | 0.92 | 0.89
185190 | 82387-11608 | Dirksen Pkwy Springfield | 82387 | Joint Recruiting Program | USACE | Dirksen | United States | Illinois | Sangamon | Springfield | 62702 | 1.03 | 1.045
185191 | 82387-13277 | W Monroe St Springfield | 82387 | Joint Recruiting Program | USACE | Monroe | United States | Illinois | Sangamon | Springfield | 62704 | 1.03 | 1.045
185192 | 82387-13138 | Us Hwy 1 Rockledge | 82387 | Joint Recruiting Program | USACE | Us Hwy 1 Rockledge (1856/62/64) | United States | Florida | Brevard | Rockledge | 32955 | 0.78 | 0.75
185193 | 82387-12342 | N Beneva Rd Sarasota | 82387 | Joint Recruiting Program | USACE | Beneva Suite 607 | United States | Florida | Sarasota | Sarasota | 34230 | 0.825 | 0.805
185194 | 82387-11376 | Bee Ridge Rd Sarasota | 82387 | Joint Recruiting Program | USACE | Bee Ridge Brasilia Ii Off Bldg | United States | Florida | Sarasota | Sarasota | 34233 | 0.825 | 0.805
185195 | 82387-12877 | S Tamiami Sarasota | 82387 | Joint Recruiting Program | USACE | 8258-8262 Tamiami Trail, Pelican | United States | Florida | Sarasota | Sarasota | 34238 | 0.825 | 0.805
185196 | 710597 | 5581 Broadcast Ct Sarasota | 82387 | Joint Recruiting Program | USACE | Broadcast Suite 103 | United States | Florida | Sarasota | Sarasota | 34240 | 0.825 | 0.805
185197 | 82387-13140 | Us Hwy 27 N Sebring | 82387 | Joint Recruiting Program | USACE | Us Hwy 27 St 21 Lakeshore | United States | Florida | Highlands | Sebring | 33870 | 0.825 | 0.805
185198 | 82387-13164 | Virginia Ave N Tifton | 82387 | Joint Recruiting Program | USACE | Virginia Ave Tifton Ste 3 | United States | Georgia | Tift | Tifton | 31794 | 0.865 | 0.83
1852 | GHRU0001 | FRANCIS E WARREN AF MISSILE SITE B8 SITE # 1 | GHLN | F E WARREN AFB | AFACT | 3460 Laramie County Road 162 | United States | Wyoming | Laramie | Albin | 82050 | 1.07 | 1.06
185200 | 18081-10281 | Chattahoochee Lafayette | 18081 | Army Mission Support | USACE | Chattahoochee | United States | Georgia | Walker | La Fayette | 30728 | 0.865 | 0.83
185201 | 82387-12101 | Lafayette Pkwy La Grange | 82387 | Joint Recruiting Program | USACE | Lafayette Pkwy Ga Commons | United States | Georgia | Troup | La Grange | 30240 | 0.865 | 0.83
185202 | 82387-12475 | N Valdosta Rd Valdosta | 82387 | Joint Recruiting Program | USACE | Valdosta | United States | Georgia | Lowndes | Valdosta | 31602 | 0.86 | 0.82
185203 | 82387-10816 | 401 N Patterson Valdosta | 82387 | Joint Recruiting Program | USACE | Patterson | United States | Georgia | Lowndes | Valdosta | 31601 | 0.86 | 0.82
185204 | 82387-13412 | Woosley St Valdosta | 82387 | Joint Recruiting Program | USACE | Woosley Street, Bldg 588 336th Air Force Recruiting Squadron | United States | Georgia | Lowndes | Valdosta | 31699 | 0.86 | 0.82
185205 | 18081-10407 | Makua Mil Res Waianae | 18081 | Army Mission Support | USACE | Makua Mil Res | United States | Hawaii | Honolulu | Waianae | 96792 | 2.51 | 2.42
185207 | 800122 | 1944 Williston Road South Burlington | 82387 | Joint Recruiting Program | USACE | Williston Road 2 | United States | Vermont | Chittenden | South Burlington | 05403 | 1.01 | 1.01
185208 | 82387-10010 | 100 Dorset St South Burlington | 82387 | Joint Recruiting Program | USACE | Dorset Suite 23 | United States | Vermont | Chittenden | South Burlington | 05403 | 1.01 | 1.01
185209 | 82387-11614 | Dorset St South Burlington | 82387 | Joint Recruiting Program | USACE | Dorset | United States | Vermont | Chittenden | South Burlington | 05403 | 1.01 | 1.01
185210 | 82387-12455 | N Polk Desoto | 82387 | Joint Recruiting Program | USACE | Polk Suite 114 | United States | Texas | Dallas | De Soto | 75115 | 0.83 | 0.82
185211 | 82387-12001 | Highway 6 S Houston | 82387 | Joint Recruiting Program | USACE | 6 | United States | Texas | Fort Bend | Houston | 77083 | 0.865 | 0.84
185212 | 82387-11953 | Greenspoint Mall Houston | 82387 | Joint Recruiting Program | USACE | Greenspoint Stes 32a, B, C, D | United States | Texas | Harris | Houston | 77060 | 0.865 | 0.84
185213 | 82387-12991 | Southwest Fwy Houston | 82387 | Joint Recruiting Program | USACE | Phoenix Tower Bldg | United States | Texas | Harris | Houston | 77027 | 0.865 | 0.84
185214 | 82387-10382 | 17776 Fm 149 Houston | 82387 | Joint Recruiting Program | USACE | Fm 149 Willowbrook | United States | Texas | Harris | Houston | 77064 | 0.865 | 0.84
185215 | 82387-10414 | 1919 Smith Street Houston | 82387 | Joint Recruiting Program | USACE | Smith | United States | Texas | Harris | Houston | 77002 | 0.865 | 0.84
185216 | 82387-10271 | 1432 West Gray Houston | 82387 | Joint Recruiting Program | USACE | Gray River Oaks | United States | Texas | Harris | Houston | 77098 | 0.865 | 0.84
185217 | 82387-12568 | Nw Freeway Houston | 82387 | Joint Recruiting Program | USACE | Freeway, Bldg B, #400 Suite 400 | United States | Texas | Harris | Houston | 77065 | 0.865 | 0.84
185218 | 82387-12612 | Park Ten Pl Houston | 82387 | Joint Recruiting Program | USACE | Park Ten Suite 315 | United States | Texas | Harris | Houston | 77084 | 0.865 | 0.84
185219 | 82387-13410 | Woodridge Houston | 82387 | Joint Recruiting Program | USACE | Woodridge,#170 The Gulfgate | United States | Texas | Harris | Houston | 77087 | 0.865 | 0.84
185220 | 18081-10099 | 2320 Labranch Houston | 18081 | Army Mission Support | USACE | Labranch | United States | Texas | Harris | Houston | 77004 | 0.865 | 0.84
185221 | 710564 | 5505-G Fm 1960 West Houston | 82387 | Joint Recruiting Program | USACE | Fm 1960 | United States | Texas | Harris | Houston | 77069 | 0.865 | 0.84
185222 | 82387-12039 | Hwy 6 N Houston | 82387 | Joint Recruiting Program | USACE | 6 Suites A, B, C | United States | Texas | Harris | Houston | 77084 | 0.865 | 0.84
185223 | 82387-11861 | Fm 1960 E Houston | 82387 | Joint Recruiting Program | USACE | Fm 1960 | United States | Texas | Harris | Houston | 77073 | 0.865 | 0.84
185224 | 82387-11297 | 9990 Richmond Avenue Houston | 82387 | Joint Recruiting Program | USACE | Richmond Suite #106 | United States | Texas | Harris | Houston | 77042 | 0.865 | 0.84
185225 | 82387-11115 | 701 San Jacinto Houston | 82387 | Joint Recruiting Program | USACE | San Jacinto | United States | Texas | Harris | Houston | 77002 | 0.865 | 0.84
185226 | 82387-12373 | N Freeway Houston | 82387 | Joint Recruiting Program | USACE | Suites 457 & 455 | United States | Texas | Harris | Houston | 77037 | 0.865 | 0.84
185227 | 18081-10098 | 2320 La Branch Houston | 18081 | Army Mission Support | USACE | La | United States | Texas | Harris | Houston | 77004 | 0.865 | 0.84
185228 | 82387-10933 | 503 Memorial City Ml Houston | 82387 | Joint Recruiting Program | USACE | Memorial City Suites A,B,C,D,E | United States | Texas | Harris | Houston | 77024 | 0.865 | 0.84
185229 | 82387-11033 | 6015 Hillcroft Houston | 82387 | Joint Recruiting Program | USACE | Hillcroft Suite 1400 | United States | Texas | Harris | Houston | 77081 | 0.865 | 0.84
185230 | 82387-13377 | Westheimer Rd Houston | 82387 | Joint Recruiting Program | USACE | Westheimer Rd Four W.S.C. | United States | Texas | Harris | Houston | 77077 | 0.865 | 0.84
185231 | 800338 | 3730 Kirby Houston | 82387 | Joint Recruiting Program | USACE | Kirby Suite 801 | United States | Texas | Harris | Houston | 77098 | 0.865 | 0.84
185232 | 82387-10303 | 15119 Wallisville Road Houston | 82387 | Joint Recruiting Program | USACE | Wallisville Road At Wallisville Road | United States | Texas | Harris | Houston | 77049 | 0.865 | 0.84
185233 | 82387-11787 | East Highway 80 Mesquite | 82387 | Joint Recruiting Program | USACE | 80 Suite 225 | United States | Texas | Dallas | Mesquite | 75150 | 0.83 | 0.82
185234 | 82387-11962 | Gus Thomason Mesquite | 82387 | Joint Recruiting Program | USACE | Gus Thomason Ste 160 A,B,C,D | United States | Texas | Dallas | Mesquite | 75150 | 0.83 | 0.82
185235 | 82387-12268 | Miami Vly Mall Piqua | 82387 | Joint Recruiting Program | USACE | Miami Valley Riverside Pl,Ste A-5 | United States | Ohio | Miami | Piqua | 45356 | 0.925 | 0.9195
185236 | 37225-10001 | Pine Church Pisgah Training | 37225 | Fort Bragg | ARACT | High Pine Church Pisgah | United States | North Carolina | Randolph | Asheboro | 27203 | 0.885 | 0.855
185237 | 82387-11678 | E Dixie Dr Asheboro | 82387 | Joint Recruiting Program | USACE | Dixie Drive Randolph G-12 | United States | North Carolina | Randolph | Asheboro | 27203 | 0.885 | 0.855
185238 | 82387-12479 | N Washington St Tiffin | 82387 | Joint Recruiting Program | USACE | Washington | United States | Ohio | Seneca | Tiffin | 44883 | 0.925 | 0.9195
185239 | 82387-11609 | Dixie Hwy Fairfield | 82387 | Joint Recruiting Program | USACE | Dixie Hgwy | United States | Ohio | Jefferson | Fairfield | 45014 | 0.925 | 0.9195
185240 | 82387-11755 | E Silver Spring Ocala | 82387 | Joint Recruiting Program | USACE | Silver Blvd, Ste 126 | United States | Florida | Marion | Ocala | 34470 | 0.825 | 0.805
185241 | 710281 | 2423 Sw 27th Avenue Ocala | 82387 | Joint Recruiting Program | USACE | 27th | United States | Florida | Marion | Ocala | 34474 | 0.825 | 0.805
185242 | 82387-11756 | E Silver Spring Ocala 1 | 82387 | Joint Recruiting Program | USACE | Silver Suites 303a-D | United States | Florida | Marion | Ocala | 34471 | 0.825 | 0.805
185243 | 82387-10798 | 3886 Ga Hwy 17, Suite C-1 Eastanollee | 82387 | Joint Recruiting Program | USACE | Ga 17, Suite C-1 | United States | Georgia | Stephens | Eastanollee | 30538 | 0.865 | 0.83
185244 | 800278 | 6277 Roswell Road Sandy Springs | 82387 | Joint Recruiting Program | USACE | Roswell Suite 2-G | United States | Georgia | Fulton | Sandy Springs | 30328 | 0.83 | 0.8
185245 | 710999 | 53 West Sunrise Hwy Freeport | 82387 | Joint Recruiting Program | USACE | Sunrise | United States | New York | Nassau | Freeport | 11520 | 1.06 | 1.075
185246 | 82387-12776 | S Broadway Yonkers | 82387 | Joint Recruiting Program | USACE | Broadway 2nd Floor | United States | New York | Westchester | Yonkers | 10701 | 1.36 | 1.46
185247 | 82387-11489 | Central Yonkers | 82387 | Joint Recruiting Program | USACE | Aka 747 Central Park | United States | New York | Westchester | Yonkers | 10708 | 1.36 | 1.46
185248 | 710911 | 1827 Dickerson Boulevard Monroe | 82387 | Joint Recruiting Program | USACE | Dickerson Boulevard Union | United States | North Carolina | Union | Monroe | 28110 | 0.885 | 0.855
185249 | 82387-12962 | Skyway Dr Monroe | 82387 | Joint Recruiting Program | USACE | Skyway Drive Monroe Plaza Shp | United States | North Carolina | Union | Monroe | 28110 | 0.885 | 0.855
185250 | 800286 | 2410 West Roosevelt Hwy 74 Monroe | 82387 | Joint Recruiting Program | USACE | Roosevelt 74 Suite B | United States | North Carolina | Union | Monroe | 28110 | 0.885 | 0.855
185251 | 82387-12545 | Northpoint Blvd Baltimore | 82387 | Joint Recruiting Program | USACE | Northpoint Suite 603 | United States | Maryland | Baltimore (City) | Baltimore | 21224 | 0.97 | 0.97
185252 | 82387-12789 | S Conkling Baltimore | 82387 | Joint Recruiting Program | USACE | Conkling | United States | Maryland | Baltimore (City) | Baltimore | 21224 | 0.97 | 0.97
185253 | 82387-12883 | S Washington Stillwater | 82387 | Joint Recruiting Program | USACE | Washington | United States | Oklahoma | Payne | Stillwater | 74075 | 0.875 | 0.85
185254 | 82387-12700 | Reserve Rd Tinker Afb | 82387 | Joint Recruiting Program | USACE | Reserve Ste 108, Tinker Afb | United States | Oklahoma | Oklahoma | Tinker AFB | 73145 | 0.86 | 0.83
185255 | 82387-10667 | 2nd St Tinker Afb | 82387 | Joint Recruiting Program | USACE | 2nd | United States | Oklahoma | Oklahoma | Tinker AFB | 73145 | 0.86 | 0.83
185256 | 400NG-10006 | 4701 South Yale Avenue Tulsa | 400NG | Oklahoma National Guard | ARGUARD | Yale | United States | Oklahoma | Tulsa | Tulsa | 74135 | 0.875 | 0.85
185257 | 82387-12869 | S Sheridan Rd Tulsa | 82387 | Joint Recruiting Program | USACE | Sheridan Suite 18, The Farm | United States | Oklahoma | Tulsa | Tulsa | 74145 | 0.875 | 0.85
185258 | 710381 | 9717 E. 42nd Street Tulsa | 82387 | Joint Recruiting Program | USACE | 42nd Suite 216 | United States | Oklahoma | Tulsa | Tulsa | 74146 | 0.875 | 0.85
185262 | 82387-11644 | E 71st St Tulsa | 82387 | Joint Recruiting Program | USACE | & 7859 71st Street Centre 71 | United States | Oklahoma | Tulsa | Tulsa | 74133 | 0.875 | 0.85
185263 | 82387-11634 | E 21st St Tulsa | 82387 | Joint Recruiting Program | USACE | 21st Renaissance 21 Bldg | United States | Oklahoma | Tulsa | Tulsa | 74129 | 0.875 | 0.85
185264 | 82387-12503 | Ne 6th St Grants Pass | 82387 | Joint Recruiting Program | USACE | 6th Suites A, B, & E | United States | Oregon | Josephine | Grants Pass | 97526 | 1.12 | 1.145
185265 | 711159 | 83 West Main Street Smithtown | 82387 | Joint Recruiting Program | USACE | Main | United States | New York | Suffolk | Smithtown | 11787 | 1.06 | 1.075
185266 | 82387-12347 | N Broad St Philadelphia | 82387 | Joint Recruiting Program | USACE | Broad | United States | Pennsylvania | Philadelphia | Philadelphia | 19107 | 1.14 | 1.21
185267 | 82387-11557 | Cottman Ave Philadelphia | 82387 | Joint Recruiting Program | USACE | Cottman Avenue Roosevelt | United States | Pennsylvania | Philadelphia | Philadelphia | 19149 | 1.14 | 1.21
185268 | 710982 | 615 Chestnut Street Philadelphia | 70173 | Army North | USACE | Chestnut | United States | Pennsylvania | Philadelphia | Philadelphia | 19104 | 1.14 | 1.21
185269 | 82387-10955 | 5207 Walnut Street Philadelphia | 82387 | Joint Recruiting Program | USACE | Walnut Store 2 | United States | Pennsylvania | Philadelphia | Philadelphia | 19139 | 1.14 | 1.21
185273 | 82387-10297 | 150 N. Broad Stret Philadelphia | 82387 | Joint Recruiting Program | USACE | Broad Stret | United States | Pennsylvania | Philadelphia | Philadelphia | 19102 | 1.14 | 1.21
185274 | 82387-13216 | W Cheltenham Philadelphia | 82387 | Joint Recruiting Program | USACE | Cheltenham Suite 228 | United States | Pennsylvania | Philadelphia | Philadelphia | 19150 | 1.14 | 1.21
185275 | 82387-12493 | Nav Inv Contrl Pt Philadelphia | 82387 | Joint Recruiting Program | USACE | Robbins Avenue, Bldg 2d Naval Inventory Control (Navicp) | United States | Pennsylvania | Philadelphia | Philadelphia | 19111 | 1.14 | 1.21
185276 | 82387-11740 | E Olney Ave Philadelphia | 82387 | Joint Recruiting Program | USACE | Olney Suite 240 | United States | Pennsylvania | Philadelphia | Philadelphia | 19120 | 1.14 | 1.21
185277 | 82387-11299 | 9th & Market Streets Philadelphia | 82387 | Joint Recruiting Program | USACE | & Market N.C. Nix Federal Bld | United States | Pennsylvania | Philadelphia | Philadelphia | 19104 | 1.14 | 1.21
185278 | 710837 | 14-18 South Tenth Street Philadelphia | 18081 | Army Mission Support | USACE | Tenth | United States | Pennsylvania | Philadelphia | Philadelphia | 19104 | 1.14 | 1.21
185279 | 800091 | 1600 N. Broad Street Philadelphia | 82387 | Joint Recruiting Program | USACE | Broad Suite 3 | United States | Pennsylvania | Philadelphia | Philadelphia | 19121 | 1.14 | 1.21
185281 | 800094 | 707 Grant Street 34th Floor Pittsburgh | 82387 | Joint Recruiting Program | USACE | Grant Street, 34th Floor The Gulf Tower, Suite 3420 | United States | Pennsylvania | Allegheny | Pittsburgh | 15219 | 1.065 | 1.105
185282 | 82387-11846 | Fifth Ave Pittsburgh 1 | 82387 | Joint Recruiting Program | USACE | Fifth Avenue, Stes 111 & 102 Diamond Building | United States | Pennsylvania | Allegheny | Pittsburgh | 15222 | 1.065 | 1.105
185283 | 82387-10451 | 201 Pittsburgh Mckeesport Blvd Pittsburgh | 82387 | Joint Recruiting Program | USACE | Pittsburgh Mckeesport Pittsburgh Intl Airport | United States | Pennsylvania | Allegheny | Pittsburgh | 15231 | 1.065 | 1.105
185284 | 800452 | 5476 Cambells Run Road Pittsburgh | 82387 | Joint Recruiting Program | USACE | Cambells Run Phase Ii | United States | Pennsylvania | Allegheny | Pittsburgh | 15205 | 1.065 | 1.105
185285 | 710434 | 1000 Liberty Ave Pittsburgh | 66155 | DoD USMEPCOM | USACE | Liberty | United States | Pennsylvania | Allegheny | Pittsburgh | 15222 | 1.065 | 1.105
185286 | 82387-12252 | Mcknight Rd Pittsburgh | 82387 | Joint Recruiting Program | USACE | Mcknight Road Westmont Plaza Spg | United States | Pennsylvania | Allegheny | Pittsburgh | 15237 | 1.065 | 1.105
185287 | 82387-10026 | 1001 Liberty Ave Pittsburgh | 82387 | Joint Recruiting Program | USACE | Liberty Ave Liberty | United States | Pennsylvania | Allegheny | Pittsburgh | 15222 | 1.065 | 1.105
185288 | 82387-10877 | 4400 Bigelow Blvd Pittsburgh | 82387 | Joint Recruiting Program | USACE | Bigelow Bigelow & Ruskin | United States | Pennsylvania | Allegheny | Pittsburgh | 15213 | 1.065 | 1.105
185290 | 82387-12609 | Park Manor Dr Pittsburgh | 82387 | Joint Recruiting Program | USACE | Park Manor Robinson Town Centre, Space #312 | United States | Pennsylvania | Allegheny | Pittsburgh | 15205 | 1.065 | 1.105
185291 | 82387-11809 | Ellsworth Ave Pittsburgh | 82387 | Joint Recruiting Program | USACE | Ellsworth | United States | Pennsylvania | Allegheny | Pittsburgh | 15232 | 1.065 | 1.105
185292 | 82387-10546 | 232 Boulevard Of The Allies Pittsburgh | 82387 | Joint Recruiting Program | USACE | Boulevard Of The Allies Oliver Lot | United States | Pennsylvania | Allegheny | Pittsburgh | 15222 | 1.065 | 1.105
185293 | 82387-10336 | 1601 Marys Avenue Pittsburgh | 82387 | Joint Recruiting Program | USACE | Marys Avenue Pitt Building | United States | Pennsylvania | Allegheny | Pittsburgh | 15215 | 1.065 | 1.105
185295 | 82387-11734 | E Market St Wilkes Barre | 82387 | Joint Recruiting Program | USACE | Market Rf-Amedd | United States | Pennsylvania | Luzerne | Wilkes Barre | 18701 | 1.065 | 1.105
185296 | 82387-13418 | Wyoming Vly Mall Wilkes Barre | 82387 | Joint Recruiting Program | USACE | Wyoming Valley Mall Rf - Strip 910 | United States | Pennsylvania | Luzerne | Wilkes Barre | 18702 | 1.065 | 1.105
185298 | 82387-11695 | E Guadalupe Rd Tempe | 82387 | Joint Recruiting Program | USACE | Guadalupe Suite 104 | United States | Arizona | Maricopa | Tempe | 85283 | 0.91 | 0.89
1853 | GHRV0001 | FRANCIS E WARREN AF MISSILE SITE B9 SITE # 1 | GHLN | F E WARREN AFB | AFACT | 1470 US Highway 85 | United States | Wyoming | Goshen | Lagrange | 82221 | 1.045 | 1.035
185303 | 82387-10615 | 2642 County East Mall Antioch | 82387 | Joint Recruiting Program | USACE | County | United States | California | Contra Costa | Antioch | 94509 | 1.22 | 1.27
185308 | 82387-11815 | Emerson Ave Union | 82387 | Joint Recruiting Program | USACE | Emerson | United States | New Jersey | Union | Union | 07083 | 1.165 | 1.235
185311 | 82387-12411 | N Main Roswell | 82387 | Joint Recruiting Program | USACE | Main Spaces 3,20,21 | United States | New Mexico | Chaves | Roswell | 88201 | 0.93 | 0.905
185312 | 710522 | 1330 WEST 5TH STREET WASHINGTON | 18081 | ARMY MISSION SUPPORT | USACE | 5th | United States | Missouri | Franklin | Washington | 63090 | 0.985 | 1.005
185313 | 82387-10446 | 2002 PHOENIX CENTER WASHINGTON | 82387 | Joint Recruiting Program | USACE | Phoenix | United States | Missouri | Franklin | Washington | 63090 | 0.985 | 1.005
185314 | 82387-10411 | 1911 BEDFORD CENTER DRIVE WASHINGTON | 82387 | Joint Recruiting Program | USACE | Bedford Center Bedford Center | United States | Missouri | Franklin | Washington | 63090 | 0.985 | 1.005
185315 | 800142 | WENTZVILLE MARKETPLACE WENTZVILLE | 82387 | Joint Recruiting Program | USACE | Wentzville Marketplace 1863 Wentzville | United States | Missouri | St. Charles | Wentzville | 63385 | 0.985 | 1.005
185316 | 82387-10113 | 1126 West Pearce Wentzville | 82387 | Joint Recruiting Program | USACE | Pearce Ste 106 | United States | Missouri | St Charles | Wentzville | 63385 | 0.985 | 1.005
185318 | 82387-11149 | 75 Gilcreast Rd Londonderry | 82387 | Joint Recruiting Program | USACE | Gilcreast Suite 304 | United States | New Hampshire | Rockingham | Londonderry | 03053 | 1.08 | 1.09
185319 | 82387-12278 | MILITARY PK BLDG NEWARK | 82387 | Joint Recruiting Program | USACE | Military Pk Bldg 60 Pl/S.203/204 | United States | New Jersey | Essex | Newark | 07103 | 1.16 | 1.23
185320 | 82387-11147 | 744 BROAD STREET NEWARK | 82387 | Joint Recruiting Program | USACE | Broad | United States | New Jersey | Essex | Newark | 07102 | 1.16 | 1.23
185322 | 82387-11694 | E Green Bay St Shawano | 82387 | Joint Recruiting Program | USACE | Green Bay | United States | Wisconsin | Shawano | Shawano | 54166 | 1.085 | 1.12
185325 | 82387-12595 | One Gateway Cntr Summersville | 82387 | Joint Recruiting Program | USACE | One Gateway Center 1006 Wal - Store #14 | United States | West Virginia | Nicholas | Summersville | 26651 | 1.02 | 1.03
185326 | 82387-11090 | 6759 W Greenfield Av West Allis | 82387 | Joint Recruiting Program | USACE | Greenfield Av Market Sq Shpg | United States | Wisconsin | Milwaukee | West Allis | 53214 | 1.09 | 1.13
185328 | 82387-11360 | BACONS BRIDGE RD SUMMERVILLE | 82387 | Joint Recruiting Program | USACE | Bacons Bridge Suites 101-102 | United States | South Carolina | Dorchester | Summerville | 29485 | 0.92 | 0.885
185329 | 82387-13022 | Stefko Blvd Bethlehem | 82387 | Joint Recruiting Program | USACE | Stefko Blvd Rf - Stefko | United States | Pennsylvania | Northampton | Bethlehem | 18015 | 1.065 | 1.105
185330 | 82387-11680 | E ELIZABETH AVE BETHLEHEM | 82387 | Joint Recruiting Program | USACE | Elizabeth Rf | United States | Pennsylvania | Northampton | Bethlehem | 18018 | 1.065 | 1.105
185332 | 82387-12513 | NEW FALLS RD LEVITTOWN | 82387 | Joint Recruiting Program | USACE | & 7753 New Falls | United States | Pennsylvania | Bucks | Levittown | 19055 | 1.065 | 1.105
185338 | 82387-11855 | Florence Blvd Downey | 82387 | Joint Recruiting Program | USACE | Florence | United States | California | Los Angeles | Downey | 90240 | 1.02 | 1.06
185340 | 82387-12138 | Limonite Mira Loma | 82387 | Joint Recruiting Program | USACE | Limonite Suite #A | United States | California | Riverside | Mira Loma | 91752 | 1.08 | 1.12
185341 | 82387-10978 | 544 E. Weddell Dr. Sunnyvale | 82387 | Joint Recruiting Program | USACE | Weddell Suite 2 | United States | California | Santa Clara | Sunnyvale | 94089 | 1.2 | 1.25
185344 | 82387-13039 | Sunrise Blvd Rancho Cordova | 82387 | Joint Recruiting Program | USACE | Sunrise Suite 31 | United States | California | Sacramento | Rancho Cordova | 95670 | 1.13 | 1.17
185349 | 82387-12853 | S Pacific Coast Hwy Redondo Bch | 82387 | Joint Recruiting Program | USACE | Pchwy Ste 103 | United States | California | Los Angeles | Redondo Beach | 90277 | 1.02 | 1.06
185351 | 82387-13129 | UPTOWN BLVD NE ALBUQUERQUE | 82387 | Joint Recruiting Program | USACE | Uptown Suites 360 & 390 | United States | New Mexico | Bernalillo | Albuquerque | 87110 | 0.9 | 0.87
185353 | 82387-10971 | 5338 Montgomery Albuquerque | 82387 | Joint Recruiting Program | USACE | Montgomery Irs Building | United States | New Mexico | Bernalillo | Albuquerque | 87109 | 0.9 | 0.87
185354 | 82387-11545 | Coors Blvd Nw Albuquerque | 82387 | Joint Recruiting Program | USACE | Coors Stes C5 & C6 | United States | New Mexico | Bernalillo | Albuquerque | 87120 | 0.9 | 0.87
185357 | 82387-11480 | Central Ave Albuquerque | 82387 | Joint Recruiting Program | USACE | Central Stes 120c & 140a | United States | New Mexico | Bernalillo | Albuquerque | 87123 | 0.9 | 0.87
185358 | 82387-12902 | San Mateo Ne Albuquerque | 82387 | Joint Recruiting Program | USACE | San Mateo Suite F33 And F34 | United States | New Mexico | Bernalillo | Albuquerque | 87109 | 0.9 | 0.87
185360 | 18081-10286 | Coe Albuquerque | 18081 | Army Mission Support | USACE | Coe 4101 Jefferson | United States | New Mexico | Bernalillo | Albuquerque | 87109 | 0.9 | 0.87
185361 | 82387-12901 | San Mateo Albuquerque | 82387 | Joint Recruiting Program | USACE | San Mateo Ninth Floor | United States | New Mexico | Bernalillo | Albuquerque | 87101 | 0.9 | 0.87
185363 | 82387-12304 | MONTGOMERY NE ALBUQUERQUE | 82387 | Joint Recruiting Program | USACE | Montgomery Suite 36 | United States | New Mexico | Bernalillo | Albuquerque | 87111 | 0.9 | 0.87
185366 | 82387-11546 | Coors Rd Nw Albuquerque | 82387 | Joint Recruiting Program | USACE | Coors Suite 2 | United States | New Mexico | Bernalillo | Albuquerque | 87104 | 0.9 | 0.87
185368 | 82387-12742 | Rte 18 East Brunswick | 82387 | Joint Recruiting Program | USACE | Rte 18 American Office | United States | New Jersey | Middlesex | East Brunswick | 08816 | 1.165 | 1.235
185369 | 82387-11456 | Cantrell Rd Harrisonville | 82387 | Joint Recruiting Program | USACE | Cantrell Rd Millwalk | United States | Missouri | Cass | Harrisonville | 64701 | 0.95 | 0.97
185372 | 82387-11320 | Amherst St Nashua | 82387 | Joint Recruiting Program | USACE | Amherst | United States | New Hampshire | Hillsborough | Nashua | 03063 | 1.075 | 1.075
185373 | 82387-10311 | 1527 Craig Road North Las Vegas | 82387 | Joint Recruiting Program | USACE | Craig | United States | Nevada | Clark | North Las Vegas | 89030 | 1.14 | 1.17
185381 | 82387-11486 | Central Ave Marshfield | 82387 | Joint Recruiting Program | USACE | Central Avenue Century | United States | Wisconsin | Wood | Marshfield | 54449 | 1.085 | 1.12
185383 | 82387-12355 | N Coast Hwy Newport | 82387 | Joint Recruiting Program | USACE | Coast Suites B-1 & B-2 | United States | Oregon | Lincoln | Newport | 97365 | 1.12 | 1.145
185384 | 18081-10087 | 2100 South 7th Ellsworth Afb | 18081 | Army Mission Support | USACE | 7th Suite L-17, Bldg 8201 | United States | South Dakota | Pennington | Ellsworth Afb | 57706 | 0.95 | 0.92
185385 | 82387-11439 | Butler St Easton | 82387 | Joint Recruiting Program | USACE | Butler Rf | United States | Pennsylvania | Northampton | Easton | 18042 | 1.065 | 1.105
185386 | 82387-13109 | Union Deposit Rd Harrisburg | 82387 | Joint Recruiting Program | USACE | Union Deposit Rf - Union Deposit Sc | United States | Pennsylvania | Dauphin | Harrisburg | 17111 | 0.99 | 1
185387 | 82387-11327 | Aquidneck Ave Middletown | 82387 | Joint Recruiting Program | USACE | Aquidneck Unit B | United States | Rhode Island | Newport | Middletown | 02842 | 1.2 | 1.24
185388 | 18081-10634 | Sec10, T113n, R66w Saint Lawrence | 18081 | Army Mission Support | USACE | Sec10, T113n, R66w Hand County | United States | South Dakota | Hand | St. Lawrence | 57373 | 0.955 | 0.93
185389 | 82387-13210 | W Cabrillo Blvd Santa Barbara | 82387 | Joint Recruiting Program | USACE | Cabrillo Blv. | United States | California | Santa Barbara | Santa Barbara | 93101 | 1.12 | 1.17
185390 | 82387-13020 | State St Santa Barbara | 82387 | Joint Recruiting Program | USACE | State | United States | California | Santa Barbara | Santa Barbara | 93101 | 1.12 | 1.17
185391 | 82387-12966 | Soledad Canyon Rd Santa Clarita | 82387 | Joint Recruiting Program | USACE | Soledad Cyn Ste 121 | United States | California | Los Angeles | Santa Clarita | 91321 | 1.02 | 1.06
185392 | 82387-12174 | Main St Alamosa | 82387 | Joint Recruiting Program | USACE | Main | United States | Colorado | Alamosa | Alamosa | 81101 | 0.99 | 0.98
185393 | 82387-13323 | W Victory Way Craig | 82387 | Joint Recruiting Program | USACE | Victory Suite 109 | United States | Colorado | Moffat | Craig | 81625 | 1.015 | 1
185395 | 82387-10561 | 23rd Ave Evans | 82387 | Joint Recruiting Program | USACE | 23rd Suite 310 | United States | Colorado | Weld | Evans | 80620 | 1.015 | 1
185396 | 82387-12238 | Marshall Rd Vacaville | 82387 | Joint Recruiting Program | USACE | Marshall Unit "F" & "C" | United States | California | Solano | Vacaville | 95687 | 1.22 | 1.28
185397 | 82387-11586 | Davis St Vacaville | 82387 | Joint Recruiting Program | USACE | C Davis Street Fountain Court | United States | California | Solano | Vacaville | 95688 | 1.22 | 1.28
185398 | 82387-12928 | Searstown Mall Titusville | 82387 | Joint Recruiting Program | USACE | Searstown 3550 Washington Ave.,Ste 25 | United States | Florida | Brevard | Titusville | 32780 | 0.78 | 0.75
1854 | GHRW0001 | FRANCIS E WARREN AF MISSILE SITE B10 SITE # 1 | GHLN | F E WARREN AFB | AFACT | 1046 Goshen County Road 55 | United States | Wyoming | Goshen | Lagrange | 82221 | 1.045 | 1.035
185400 | 82387-11527 | Columbia Rd Martinez | 82387 | Joint Recruiting Program | USACE | Columbia Suite C-1 | United States | Georgia | Richmond | Martinez | 30907 | 0.91 | 0.88
185402 | 82387-11832 | Fairview Ave Boise | 82387 | Joint Recruiting Program | USACE | Fairview Suite 20 | United States | Idaho | Ada | Boise | 83704 | 0.99 | 0.98
185403 | 710385 | 16517 Cr-2300 North Danville | 82387 | Joint Recruiting Program | USACE | Cr-2300 | United States | Illinois | Vermilion | Danville | 61834 | 1.03 | 1.045
185404 | 82387-13333 | Walden Ave Cheektowaga | 82387 | Joint Recruiting Program | USACE | Walden | United States | New York | Erie | Cheektowaga | 14225 | 1.09 | 1.1
185405 | 800138 | 4000 LITTLE BLUE PARKWAY SUITES A-D INDEPENDENCE | 82387 | Joint Recruiting Program | USACE | Little Blue Suites A-D | United States | Missouri | Jackson | Independence | 64057 | 0.99 | 1.02
185406 | 82387-12526 | Noland Rd Independence | 82387 | Joint Recruiting Program | USACE | Noland | United States | Missouri | Jackson | Independence | 64050 | 0.99 | 1.02
185407 | 18081-10615 | Sec 36 T50n R31w Independence | 18081 | Army Mission Support | USACE | Sec 36 T50n R31w | United States | Missouri | Jackson | Independence | 64050 | 0.99 | 1.02
185409 | 82387-10984 | 5500 MAIN STREET WILLIAMSVILLE | 82387 | Joint Recruiting Program | USACE | Main | United States | New York | Erie | Williamsville | 14221 | 1.09 | 1.1
185411 | 82387-11837 | Fayetteville Rd Lumberton | 82387 | Joint Recruiting Program | USACE | Fayetteville | United States | North Carolina | Robeson | Lumberton | 28358 | 0.885 | 0.855
185415 | 82387-12348 | N Broadway Poteau | 82387 | Joint Recruiting Program | USACE | Broadway | United States | Oklahoma | Le Flore | Poteau | 74953 | 0.875 | 0.85
185417 | 82387-10930 | 501 Felix Street Fort Worth | 82387 | Joint Recruiting Program | USACE | Felix | United States | Texas | Tarrant | Fort Worth | 76102 | 0.83 | 0.82
185418 | 82387-11317 | Alta Mesa Fort Worth | 82387 | Joint Recruiting Program | USACE | Alta Mesa | United States | Texas | Tarrant | Fort Worth | 76133 | 0.83 | 0.82
185419 | 82387-13061 | TAYLOR ST FORT WORTH | 82387 | Joint Recruiting Program | USACE | Taylor Ste 7a26 & 7a27 | United States | Texas | Tarrant | Fort Worth | 76102 | 0.83 | 0.82
185421 | 82387-12247 | Mccart Fort Worth | 82387 | Joint Recruiting Program | USACE | 6441 Mccart (South Worth) | United States | Texas | Tarrant | Fort Worth | 76133 | 0.83 | 0.82
185426 | 18081-10283 | City Of Laredo Laredo | 18081 | Army Mission Support | USACE | City Of Laredo | United States | Texas | Webb | Laredo | 78040 | 0.865 | 0.84
185427 | 82387-12216 | MALL DEL NORTE LAREDO | 82387 | Joint Recruiting Program | USACE | Del Norte Space B1-10 & B1-11 | United States | Texas | Webb | Laredo | 78041 | 0.865 | 0.84
185429 | 82387-12165 | Madison Ave Council Bluffs | 82387 | Joint Recruiting Program | USACE | Madison Avenue Mall Of The | United States | Iowa | Pottawattamie | Council Bluffs | 51502 | 1.01 | 1.01
185433 | 82387-11253 | 905 W. 6th Junction City | 82387 | Joint Recruiting Program | USACE | 6th | United States | Kansas | Geary | Junction City | 66441 | 1.17 | 1.18
185434 | 82387-12094 | Kitty Hawk Peru | 82387 | Joint Recruiting Program | USACE | Kitty Hawk | United States | Indiana | Miami | Peru | 46970 | 0.955 | 0.96
185435 | 82387-10341 | 1629 N Michigan Plymouth | 82387 | Joint Recruiting Program | USACE | Michigan Northgate | United States | Indiana | Marshall | Plymouth | 46563 | 0.955 | 0.96
185436 | 82387-12900 | SAM RITTENBURG CHARLESTON | 82387 | Joint Recruiting Program | USACE | Sam Rittenburg | United States | South Carolina | Charleston | Charleston | 29407 | 0.97 | 0.94
185440 | 82387-10772 | 3600 RIVERS AVENUE N CHARLESTON | 82387 | Joint Recruiting Program | USACE | Rivers Avenue Navy Reserve Recruiting | United States | South Carolina | Charleston | Charleston | 29405 | 0.97 | 0.94
185442 | 18081-10097 | 2316 Red Bank Road Charleston | 18081 | Army Mission Support | USACE | Red Bank Road Navy Weapons | United States | South Carolina | Charleston | Charleston | 29419 | 0.97 | 0.94
185443 | 82387-12539 | NORTHBROOK BLVD CHARLESTON | 82387 | Joint Recruiting Program | USACE | Northbrook Suites A2,A3,A3 Half,A4 | United States | South Carolina | Charleston | Charleston | 29406 | 0.97 | 0.94
185444 | 82387-13077 | TIGER BLVD CLEMSON 1 | 82387 | Joint Recruiting Program | USACE | Tiger | United States | South Carolina | Pickens | Clemson | 29633 | 0.92 | 0.885
185446 | 82387-11588 | DDRE NEW CUMBERLAND | 82387 | Joint Recruiting Program | USACE | Bldg, Ddre Rf | United States | Pennsylvania | Cumberland | New Cumberland | 17070 | 1.01 | 1.02
185447 | 18081-10449 | NEW CUMBERLAND DEPOT NEW CUMBERLND | 18081 | ARMY MISSION SUPPORT | USACE | New Cumberland Depot | United States | Pennsylvania | Cumberland | New Cumberland | 17070 | 1.01 | 1.02
185448 | 82387-10533 | 229-235 E. Third St. Lewistown | 82387 | Joint Recruiting Program | USACE | Third | United States | Pennsylvania | Mifflin | Lewistown | 17044 | 1.065 | 1.105
185449 | 82387-12363 | N Dorcas St Lewistown | 82387 | Joint Recruiting Program | USACE | Dorcas Stree Rf | United States | Pennsylvania | Mifflin | Lewistown | 17044 | 1.065 | 1.105
185450 | 82387-11722 | E Main St Los Lunas | 82387 | Joint Recruiting Program | USACE | Main Suite F | United States | New Mexico | Valencia | Los Lunas | 87031 | 0.93 | 0.905
185454 | 82387-11969 | Hampshire Plaza Garage Manchester | 82387 | Joint Recruiting Program | USACE | Hampshire Plaza Garage 1000 Elm | United States | New Hampshire | Hillsborough | Manchester | 03101 | 1.075 | 1.075
185456 | 82387-12891 | S White Sands Blvd Alamogordo | 82387 | Joint Recruiting Program | USACE | White Sands | United States | New Mexico | Otero | Alamogordo | 88310 | 0.96 | 0.94
185459 | 82387-10381 | 1753 Highway 2 West Havre | 82387 | Joint Recruiting Program | USACE | Highway 2 Sp 2-A, Holiday Village | United States | Montana | Hill | Havre | 59501 | 1.1 | 1.08
185460 | 18081-10247 | Badger Aap | 18081 | Army Mission Support | USACE | Badger Aap | United States | Wisconsin | Sauk | Prairie Du Sac | 53578 | 1.085 | 1.12
185461 | 18081-10642 | Sec23, T10n, R6e Prairie Du Sac | 18081 | Army Mission Support | USACE | Sec23, T10n, R6e | United States | Wisconsin | Sauk | Prairie Du Sac | 53578 | 1.085 | 1.12
185463 | 18081-10444 | Ne1/4 In Sec 25, T10n, R6e Prairie Du Sac | 18081 | Army Mission Support | USACE | Ne1/4 In Sec 25, T10n, R6e | United States | Wisconsin | Sauk | Prairie Du Sac | 53578 | 1.085 | 1.12
185464 | 18081-10228 | 982 Pbm-9002d, 983 Pbm-9003d, 562 Prairie Du Sac | 18081 | Army Mission Support | USACE | Pbm-9002d, 983 Pbm-9003d, 562 Pbn-9102c, 564 Pbn-9103b, 565 Pbn-9 | United States | Wisconsin | Sauk | Prairie Du Sac | 53578 | 1.085 | 1.12
185465 | 18081-10447 | Ne1/4 Sec 25, T10n, R6e Prairie Du Sac | 18081 | Army Mission Support | USACE | Ne1/4 Sec 25, T10n, R6e | United States | Wisconsin | Sauk | Prairie Du Sac | 53578 | 1.085 | 1.12
185466 | 82387-12837 | S Main St River Falls | 82387 | Joint Recruiting Program | USACE | Main Suite # 4 | United States | Wisconsin | St Croix | River Falls | 54022 | 1.085 | 1.12
185467 | 82387-12361 | N Division St Spokane | 82387 | Joint Recruiting Program | USACE | Division Suite 305 | United States | Washington | Spokane | Spokane | 99208 | 1.05 | 1.05
185470 | 82387-10879 | 4407 North Division Street Spokane | 82387 | Joint Recruiting Program | USACE | Division Suite 801 And Suite 813 | United States | Washington | Spokane | Spokane | 99207 | 1.05 | 1.05
185471 | 82387-10157 | 1212 N WASHINGTON ST SPOKANE | 82387 | Joint Recruiting Program | USACE | Washington | United States | Washington | Spokane | Spokane | 99201 | 1.05 | 1.05
185472 | 82387-10216 | 1313 NORTH ATLANTIC ST SPOKANE | 82387 | Joint Recruiting Program | USACE | Atlantic Ste 4200 | United States | Washington | Spokane | Spokane | 99201 | 1.05 | 1.05
185473 | 82387-13189 | W 904 Riverside Spokane | 82387 | Joint Recruiting Program | USACE | 904 Riverside Army Rctg Batt | United States | Washington | Spokane | Spokane | 99201 | 1.05 | 1.05
185476 | 82387-13135 | Us Highway 231 Jasper | 82387 | Joint Recruiting Program | USACE | Us Highway 231 Southgate Shop Csouthgate Shop | United States | Indiana | Dubois | Jasper | 47546 | 0.955 | 0.96
185477 | 710795 | 502 3rd Avenue Jasper | 82387 | Joint Recruiting Program | USACE | 3rd | United States | Indiana | Dubois | Jasper | 47546 | 0.955 | 0.96
185479 | 82387-11659 | E Broadway Campbellsville | 82387 | Joint Recruiting Program | USACE | Broadway | United States | Kentucky | Taylor | Campbellsville | 42718 | 0.87 | 0.87
185482 | 82387-11501 | Chestnut Atlantic | 82387 | Joint Recruiting Program | USACE | Chestnut | United States | Iowa | Cass | Atlantic | 50022 | 1.01 | 1.01
185483 | 710229 | 317 Chestnut Str Atlantic | 82387 | Joint Recruiting Program | USACE | Chestnut | United States | Iowa | Cass | Atlantic | 50022 | 1.01 | 1.01
185485 | 82387-12923 | Se Mcloughlin Milwaukie | 82387 | Joint Recruiting Program | USACE | Mcloughlin | United States | Oregon | Clackamas | Milwaukie | 97267 | 1.12 | 1.145
185487 | 82387-10463 | 203 East Lane North Ontario | 82387 | Joint Recruiting Program | USACE | Lane North Ontario Market | United States | Oregon | Malheur | Ontario | 97914 | 1.12 | 1.145
185488 | 800081 | 99 LANTERN DRIVE DOYLESTOWN | 82387 | Joint Recruiting Program | USACE | Lantern 1st Floor Suite | United States | Pennsylvania | Bucks | Doylestown | 18901 | 1.065 | 1.105
185489 | 710833 | 121 HILLPOINTE DRIVE CANONSBURG | 82387 | Joint Recruiting Program | USACE | Hillpointe Drive Hillpointe | United States | Pennsylvania | Washington | Canonsburg | 15317 | 1.065 | 1.105
185490 | 710920 | 160 TECHNOLOGY DRIVE CANONSBURG | 82387 | Joint Recruiting Program | USACE | Technology | United States | Pennsylvania | Washington | Canonsburg | 15317 | 1.065 | 1.105
185491 | 82387-13371 | WESTERN AVE ALBANY | 82387 | Joint Recruiting Program | USACE | Western | United States | New York | Albany | Albany | 12205 | 1.03 | 1.05
185492 | 82387-11356 | Aviation Rd Albany | 82387 | Joint Recruiting Program | USACE | Aviation | United States | New York | Albany | Albany | 12205 | 1.03 | 1.05
185493 | 82387-11518 | CLINTON-PEARL ST ALBANY | 82387 | Joint Recruiting Program | USACE | Clinton-Pearl Leo O'Brien Federal | United States | New York | Albany | Albany | 12207 | 1.03 | 1.05
185495 | 82387-13033 | STORE #234 ALBANY | 82387 | Joint Recruiting Program | USACE | Store #234 Colonie Center | United States | New York | Albany | Albany | 12205 | 1.03 | 1.05
185497 | 18081-10694 | Tinton-Wayside Fort Monmouth | 18081 | Army Mission Support | USACE | Tinton-Wayside | United States | New Jersey | Monmouth | Red Bank | 07703 | 1.24 | 1.31
185498 | 18081-10240 | Allaire State Park | 18081 | Army Mission Support | USACE | Allaire State | United States | New Jersey | Monmouth | Red Bank | 07701 | 1.24 | 1.31
185499 | 27864-10020 | Section 9,16,21,28 New Lyme | 55425 | Fort Mccoy | ARRES | Section 9,16,21,28 Tnshp 19 N, Range 3 W | United States | Wisconsin | Monroe | Sparta | 54656 | 1.15 | 1.17
1855 | GHRX0001 | FRANCIS E WARREN AF MISSILE SITE B11 SITE # 1 | GHLN | F E WARREN AFB | AFACT | 6190 Wyoming State Highway 151 | United States | Wyoming | Goshen | Lagrange | 82221 | 1.045 | 1.035
185501 | 550NG-10001 | Black River State Sparta | 550NG | Wisconsin National Guard | ARGUARD | Black River State Mccoy | United States | Wisconsin | Monroe | Sparta | 54656 | 1.15 | 1.17
185502 | 710857 | 1201 Third Court Stevens Point | 82387 | Joint Recruiting Program | USACE | Third Court Center Point | United States | Wisconsin | Portage | Stevens Point | 54481 | 1.085 | 1.12
185503 | 82387-12531 | North Division Stevens Point | 82387 | Joint Recruiting Program | USACE | Division University | United States | Wisconsin | Portage | Stevens Point | 54481 | 1.085 | 1.12
185507 | 800187 | 10321 Gravelly Lake Dr. Sw Lakewood | 82387 | Joint Recruiting Program | USACE | Gravelly Lake | United States | Washington | Snohomish | Lakewood | 98499 | 1.085 | 1.095
185508 | 82387-10055 | 1031 State Avenue Marysville | 82387 | Joint Recruiting Program | USACE | State Suite 104 | United States | Washington | Snohomish | Marysville | 98270 | 1.085 | 1.095
185509 | 82387-13019 | STATE ST MARYSVILLE | 82387 | Joint Recruiting Program | USACE | & 9414 Suite B,C,D State | United States | Washington | Snohomish | Marysville | 98270 | 1.085 | 1.095
185510 | 710681 | 14th And Chapline St Wheeling | 82387 | Joint Recruiting Program | USACE | And Chapline | United States | West Virginia | Ohio | Wheeling | 26003 | 1.02 | 1.03
185512 | 710367 | 2821 8th St S Wisconsin Rapids | 82387 | Joint Recruiting Program | USACE | 8th | United States | Wisconsin | Wood | Wisconsin Rapids | 54494 | 1.085 | 1.12
185517 | 18081-10517 | Pine Hill Rd & Bosto | 18081 | Army Mission Support | USACE | Pine Hill & Bosto & Me Rr | United States | Massachusetts | Middlesex | Bedford | 01730 | 1.165 | 1.215
185518 | 710841 | 25 Buswell Street Boston | 82387 | Joint Recruiting Program | USACE | Buswell | United States | Massachusetts | Suffolk | Boston | 02215 | 1.2 | 1.26
185519 | 800111 | 401 Park Drive#11 Boston | 82387 | Joint Recruiting Program | USACE | Park Drive #11 Landmark | United States | Massachusetts | Suffolk | Boston | 02115 | 1.2 | 1.26
185520 | 82387-10403 | 1895 Centre Street West Roxbury | 82387 | Joint Recruiting Program | USACE | Centre Suite 205 | United States | Massachusetts | Suffolk | Boston | 02132 | 1.2 | 1.26
185521 | 710509 | Zero Charles Street Boston | 82387 | Joint Recruiting Program | USACE | Zero Charles | United States | Massachusetts | Suffolk | Boston | 02116 | 1.2 | 1.26
185523 | 82387-10400 | 1864 Centre Street W Roxbury | 82387 | Joint Recruiting Program | USACE | Centre Unit 5 | United States | Massachusetts | Suffolk | Boston | 02132 | 1.2 | 1.26
185526 | 18081-10267 | Boston & Maine Corp N Billerica | 18081 | Army Mission Support | USACE | Boston & Maine Corp. Iron Horse, Park | United States | Massachusetts | Middlesex | North Billerica | 01862 | 1.165 | 1.215
185527 | 800040 | 214 E. 82nd Street Newaygo | 82387 | Joint Recruiting Program | USACE | 82nd | United States | Michigan | Newaygo | Newaygo | 49337 | 1.035 | 1.055
185530 | 82387-13270 | 1368 MALL RUN RD UNIONTOWN | 82387 | Joint Recruiting Program | USACE | Mall Run | United States | Pennsylvania | Indiana | Uniontown | 15401 | 1.065 | 1.105
185531 | 82387-12387 | N HERMITAGE RD HERMITAGE | 82387 | Joint Recruiting Program | USACE | Hermitage Rd Park Place | United States | Pennsylvania | Mercer | Hermitage | 16148 | 1.065 | 1.105
185532 | 82387-12929 | Seawall Blvd Galveston | 82387 | Joint Recruiting Program | USACE | Seawall Blvd. Beach | United States | Texas | Galveston | Galveston | 77550 | 0.865 | 0.84
185533 | 82387-10039 | 1015 WEST UNIVERSITY AVENUE GEORGETOWN | 82387 | Joint Recruiting Program | USACE | University Suite 520 | United States | Texas | Williamson | Georgetown | 78628 | 0.865 | 0.84
185534 | 82387-12336 | N Austin Ave Georgetown | 82387 | Joint Recruiting Program | USACE | Austin Ste 401 | United States | Texas | Williamson | Georgetown | 78626 | 0.865 | 0.84
185535 | 82387-13308 | W Spring Palestine | 82387 | Joint Recruiting Program | USACE | Suite 135 | United States | Texas | Anderson | Palestine | 75801 | 0.865 | 0.84
185536 | 82387-11465 | Cascade Mall Dr Burlington | 82387 | Joint Recruiting Program | USACE | Cascade Mall Drive Cross Court Shopping | United States | Washington | Skagit | Burlington | 98233 | 1.085 | 1.095
185537 | 710374 | 1357 Nw Louisiana Ave Chehalis | 82387 | Joint Recruiting Program | USACE | Louisiana | United States | Washington | Lewis | Chehalis | 98532 | 1.085 | 1.095
185541 | 82387-10253 | 1400 S. LIMIT AVE. SEDALIA | 82387 | Joint Recruiting Program | USACE | Limit | United States | Missouri | Pettis | Sedalia | 65301 | 1.02 | 1.04
185542 | 82387-10290 | 14TH AND LIMITED SEDALIA | 82387 | Joint Recruiting Program | USACE | And Limited State Fairgrds Shpg | United States | Missouri | Pettis | Sedalia | 65301 | 1.02 | 1.04
185543 | 82387-11413 | Bridge St Farmington | 82387 | Joint Recruiting Program | USACE | Bridge | United States | Maine | Franklin | Farmington | 04938 | 1.02 | 1
185548 | 82387-11446 | Calvert Vil Ctr Prince Frederick | 82387 | Joint Recruiting Program | USACE | Calvert Vil.Chp Store #18 & 20 | United States | Maryland | Calvert | Prince Frederick | 20678 | 0.99 | 0.98
185552 | 710870 | 815 Latson Road Howell | 82387 | Joint Recruiting Program | USACE | Latson | United States | Michigan | Livingston | Howell | 48843 | 1.035 | 1.055
185553 | 82387-12063 | JACKSON ST IRONWOOD | 82387 | Joint Recruiting Program | USACE | Jackson | United States | Michigan | Gogebic | Ironwood | 49938 | 1.035 | 1.055
185555 | 18081-10356 | HARBOR PLACE OFFICE VILLAGE SHOREVIEW | 18081 | ARMY MISSION SUPPORT | USACE | Harbor Place Office Village 470 96, Ste 260 | United States | Minnesota | Ramsey | Shoreview | 55126 | 1.06 | 1.11
185558 | 82387-13286 | W Northwest Hwy Grapevine | 82387 | Joint Recruiting Program | USACE | Northwest Ste 120 | United States | Texas | Tarrant | Grapevine | 76051 | 0.83 | 0.82
185561 | 82387-13227 | W Ehringhaus S Elizabeth City | 82387 | Joint Recruiting Program | USACE | Ehringhaus S Southgate Sc | United States | North Carolina | Pasquotank | Elizabeth City | 27909 | 0.885 | 0.855
185566 | 82387-11007 | 5871 Sawmill Road Dublin | 82387 | Joint Recruiting Program | USACE | Sawmill Road Cranston Shopping | United States | Ohio | Franklin | Dublin | 43017 | 0.925 | 0.9195
185567 | 800055 | 15715-15719 DETROIT AVENUE LAKEWOOD | 82387 | Joint Recruiting Program | USACE | 15715-15719 Detroit Avenue Rosewood | United States | Ohio | Cuyahoga | Lakewood | 44107 | 0.925 | 0.9195
185568 | 82387-11422 | BROADWAY LORAIN | 82387 | Joint Recruiting Program | USACE | Broadway | United States | Ohio | Lorain | Lorain | 44052 | 0.925 | 0.9195
185569 | 82387-12087 | Kennedy Mem Waterville | 82387 | Joint Recruiting Program | USACE | Kennedy Memorial | United States | Maine | Kennebec | Waterville | 04901 | 1.02 | 1
185570 | 710209 | 3152 Century Ave North White Bear Lake | 82387 | Joint Recruiting Program | USACE | Century | United States | Minnesota | Ramsey | White Bear Lake | 55110 | 1.06 | 1.11
185572 | 82387-10332 | 160 N BELVEDERE A GALLATIN | 82387 | Joint Recruiting Program | USACE | Belvedere A | United States | Tennessee | Sumner | Gallatin | 37066 | 0.835 | 0.82
185574 | 82387-11863 | Forbes Ave Pittsburgh | 82387 | Joint Recruiting Program | USACE | Forbes 2nd & 3rd Floors | United States | Pennsylvania | Allegheny | Pittsburgh | 15213 | 1.065 | 1.105
185575 | 82387-11781 | E Westwood Dr Gilroy | 82387 | Joint Recruiting Program | USACE | Westwood Suites E, F, L | United States | California | Santa Clara | Gilroy | 95020 | 1.2 | 1.25
185578 | 18081-10028 | 1013 South Dewey Street Bremerton | 18081 | Army Mission Support | USACE | Dewey Navy Supply Depot-Seattle | United States | Washington | Kitsap | Bremerton | 98314 | 1.21 | 1.24
185579 | 82387-11769 | E THIRD ST WILLIAMSPORT | 82387 | Joint Recruiting Program | USACE | Third St Rf - Giant | United States | Pennsylvania | Lycoming | Williamsport | 17701 | 1.065 | 1.105
185585 | 82387-11610 | Dixie Hwy Louisville | 82387 | Joint Recruiting Program | USACE | Dixie | United States | Kentucky | Jefferson | Louisville | 40216 | 0.87 | 0.87
185586 | 711221 | 7985 113th Street, S Seminole | 82387 | Joint Recruiting Program | USACE | 113th Street, Seminole Office | United States | Florida | Pinellas | Seminole | 33772 | 0.82 | 0.8
185588 | 710949 | 2011 Mahone Avenue Fort Lee | 66155 | DoD USMEPCOM | USACE | Mahone | United States | Virginia | Prince George | Fort Lee | 23801 | 0.88 | 0.85
185590 | 82387-12135 | Liberty St Pella | 82387 | Joint Recruiting Program | USACE | Liberty Ste 233 | United States | Iowa | Marion | Pella | 50219 | 1.01 | 1.01
185591 | 710729 | 95th 7th Street Saint Paul | 82387 | Joint Recruiting Program | USACE | 7th Street Robert Street | United States | Minnesota | Ramsey | St. Paul | 55104 | 1.06 | 1.11
185592 | 18081-10070 | 1655 Woodson Rd Overland | 18081 | Army Mission Support | USACE | Woodson Bldg 201 | United States | Missouri | St Louis | Overland | 63132 | 0.985 | 1.005
185593 | 82387-13417 | Wyoming Ave Scranton | 82387 | Joint Recruiting Program | USACE | Wyoming Rf - First Floor | United States | Pennsylvania | Lackawanna | Scranton | 18503 | 1.065 | 1.105
185595 | 710953 | 480 Beale Street Memphis | 66155 | DoD USMEPCOM | USACE | Beale Meps | United States | Tennessee | Shelby | Memphis | 38103 | 0.82 | 0.8
185596 | 18081-10093 | 2171 South 8th Avenue Camp Mccoy | 18081 | Army Mission Support | USACE | 8th Building 1243 | United States | Wisconsin | Monroe | Fort Mccoy | 54656 | 1.15 | 1.17
185597 | 82387-12842 | 4600 South Medford Dr Lufkin | 82387 | Joint Recruiting Program | USACE | Medford | United States | Texas | Angelina | Lufkin | 75901 | 0.865 | 0.84
185599 | 82387-10723 | 323 1st St, Suite 1 & 2 Woodland | 82387 | Joint Recruiting Program | USACE | 1st St, Suite 1 & 2 | United States | California | Yolo | Woodland | 95695 | 1.13 | 1.17
1856 | GHRY0001 | FRANCIS E WARREN AF MISSILE SITE C1 SITE # 1 | GHLN | F E WARREN AFB | AFACT | 4153 West Nebraska Highway 88 | United States | Nebraska | Banner | Harrisburg | 69345 | 0.93 | 0.915
185600 | 711226 | 1581 Atlantic Blvd Neptune Beach | 82387 | Joint Recruiting Program | USACE | Atlantic Blvd Tradewinds | United States | Florida | Duval | Neptune Beach | 32266 | 0.8 | 0.78
185604 | 82387-10450 | 201 NW 4TH ST GRAND RAPIDS | 82387 | Joint Recruiting Program | USACE | 4th | United States | Minnesota | Itasca | Grand Rapids | 55744 | 1.085 | 1.12
185608 | 82387-11708 | E Liberty St Reno | 82387 | Joint Recruiting Program | USACE | Liberty Suite 415 | United States | Nevada | Washoe | Reno | 89501 | 1.18 | 1.2
185609 | 18081-10682 | Sw 1/4 Sec 11,T 31n, R 32 W, Chadron | 18081 | Army Mission Support | USACE | 1/4 Sec 11,T 31n, R 32 W, 6th P.M., Se 1/4 Sec 25 T 31 N, | United States | Nebraska | Dawes | Chadron | 69337 | 0.93 | 0.915
185614 | 82387-11334 | 212 GENERAL LEE AVE FORT HAMILTON | 82387 | Joint Recruiting Program | USACE | GENERAL LEE | United States | New York | Kings | New York City | 11252 | 1.36 | 1.46
185615 | 82387-13047 | SUSQUEHANNA VLY MALL | 82387 | Joint Recruiting Program | USACE | Space Rf-Susquehanna Valley | United States | Pennsylvania | Snyder | Selinsgrove | 17870 | 1.065 | 1.105
185619 | 82387-12335 | N Ankeny Blvd Ankeny | 82387 | Joint Recruiting Program | USACE | Ankeny Suite 4 | United States | Iowa | Polk | Ankeny | 50021 | 0.95 | 0.95
185620 | 82387-11286 | 9780 East Indigo Street Miami | 82387 | Joint Recruiting Program | USACE | Indigo Suite 101 | United States | Florida | Miami-Dade | Miami | 33157 | 0.82 | 0.8
185623 | 82387-11385 | Bernardo Ctr Dr San Diego | 82387 | Joint Recruiting Program | USACE | Brnrdo Ctr Suite 206 | United States | California | San Diego | San Diego | 92108 | 1.05 | 1.08
185625 | 18081-10388 | Laap | 18081 | Army Mission Support | USACE | P.O. Box 30058 La Army Ammo Plant | United States | Louisiana | Bossier | Shreveport | 71130 | 0.82 | 0.79
185626 | 82387-13234 | W Gore Blvd Lawton | 82387 | Joint Recruiting Program | USACE | Gore Suite B | United States | Oklahoma | Comanche | Lawton | 73507 | 0.89 | 0.87
185627 | 18081-10065 | 150 VANDENBERG STREET PETERSON AFB | 18081 | ARMY MISSION SUPPORT | USACE | Vandenberg Building 3 | United States | Colorado | El Paso | Colorado Spgs | 80914 | 1.04 | 1.02
185628 | 82387-12058 | Iron Bridge Rd Richmond | 82387 | Joint Recruiting Program | USACE | Iron Bridge Rd Iron Gate Shp | United States | Virginia | Richmond (City) | Richmond | 23234 | 0.92 | 0.89
185629 | 18081-10222 | 9100 Arboretum Parkw Richmond | 18081 | Army Mission Support | USACE | Arboretum Parkw | United States | Virginia | Richmond (City) | Richmond | 23236 | 0.92 | 0.89
185630 | 82387-11459 | CARLISLE ST HANOVER | 82387 | Joint Recruiting Program | USACE | Carlisle #24 Rf | United States | Pennsylvania | York | Hanover | 17331 | 1.065 | 1.105
185633 | 82387-12887 | S West Ave Freeport | 82387 | Joint Recruiting Program | USACE | West Unit 26#304 | United States | Illinois | Stephenson | Freeport | 61032 | 1.03 | 1.045
185634 | 18081-10086 | 2100 7th St Rapid City | 18081 | Army Mission Support | USACE | 7th St Centennial Bldg | United States | South Dakota | Pennington | Rapid City | 57702 | 0.95 | 0.92
185635 | 82387-12912 | SAWDUST RD SPRING | 82387 | Joint Recruiting Program | USACE | Sawdust | United States | Texas | Harris | Spring | 77380 | 0.865 | 0.84
185636 | 82387-13244 | W Jackson Macomb | 82387 | Joint Recruiting Program | USACE | Jackson | United States | Illinois | Mcdonough | Macomb | 61455 | 1.03 | 1.045
185638 | 05250-10008 | 7720-F AIRPORT ROAD TEMPLE | 05250 | 90TH RRC - ARKANSAS | USACE | Airport | United States | Texas | Bell | Temple | 76501 | 0.9 | 0.89
185639 | 82387-13396 | WILMA RUDOLPH BLVD CLARKSVILLE 1 | 82387 | Joint Recruiting Program | USACE | Wilma Rudolph | United States | Tennessee | Montgomery | Clarksville | 37040 | 0.835 | 0.82
185640 | 82387-12814 | S Hoover St Los Angeles | 82387 | Joint Recruiting Program | USACE | So.Hoover Unit B-7 | United States | California | Los Angeles | Los Angeles | 90089 | 1.02 | 1.06
185641 | 82387-10532 | 2272G TITTABAWASEE SAGINAW | 82387 | Joint Recruiting Program | USACE | Tittabawasee | United States | Michigan | Saginaw | Saginaw | 48604 | 1.035 | 1.055
185642 | 82387-10898 | 4705 Illinois Road Fort Wayne | 82387 | Joint Recruiting Program | USACE | Illinois | United States | Indiana | Allen | Fort Wayne | 46804 | 0.955 | 0.96
185643 | 82387-13032 | Stockdale Hwy Bakersfield | 82387 | Joint Recruiting Program | USACE | Stockdale Stes | United States | California | Kern | Bakersfield | 93309 | 1.16 | 1.21
185644 | 82387-11018 | 6 Mile Rd Livonia | 82387 | Joint Recruiting Program | USACE | 6 Mile | United States | Michigan | Wayne | Livonia | 48152 | 1.03 | 1.06
185646 | 82387-11794 | Eastway Dr Charlotte | 82387 | Joint Recruiting Program | USACE | Eastway Eastway Cross Sc | United States | North Carolina | Mecklenburg | Charlotte | 28205 | 0.885 | 0.855
185647 | 82387-10261 | 142 Fw/Xp,142d Fighter W Portland | 82387 | Joint Recruiting Program | USACE | Fw/Xp,142d Fighter Portland Air National Guard | United States | Oregon | Washington | Portland | 97218 | 1.08 | 1.1
185648 | 82387-10182 | 1249 West Harrison Avenue Centralia | 82387 | Joint Recruiting Program | USACE | Harrison Avenue 1249, 1251, 1259 West Harrison | United States | Washington | Lewis | Centralia | 98531 | 1.085 | 1.095
185649 | 710298 | 1201 E. FIFTH STREET TYLER | 82387 | Joint Recruiting Program | USACE | Fifth | United States | Texas | Smith | Tyler | 75701 | 0.865 | 0.84
185650 | 82387-11788 | Eastbrook Mall Willimantic | 82387 | Joint Recruiting Program | USACE | Eastbrook Mall, #22 95 Storrs | United States | Connecticut | Windham | Willimantic | 06226 | 1.165 | 1.205
185652 | 82387-11780 | E Wesmark Blvd Sumter | 82387 | Joint Recruiting Program | USACE | Wesmark | United States | South Carolina | Sumter | Sumter | 29150 | 0.96 | 0.93
185654 | 82387-10063 | 104th St Des Moines | 82387 | Joint Recruiting Program | USACE | 104th | United States | Iowa | Polk | Des Moines | 50322 | 0.95 | 0.95
185655 | 82387-12651 | PINNACLE EL PASO | 82387 | Joint Recruiting Program | USACE | Pinnacle Suite 205 | United States | Texas | El Paso | El Paso | 79902 | 0.86 | 0.83
185657 | 53465-10001 | Rainier Training | 53465 | Joint Base Lewis McChord | ARACT | Division Driv Rainier Trng Area | United States | Washington | Pierce | JOINT BASE LEWIS-MCCHORD | 98433 | 1.21 | 1.16
185658 | 18081-10699 | Tract 127l Merrimac | 18081 | Army Mission Support | USACE | Tract 127l Badger Aap | United States | Wisconsin | Sauk | Merrimac | 53561 | 1.085 | 1.12
185659 | 18081-10198 | 710 3rd Street Dyess Afb | 18081 | Army Mission Support | USACE | 3rd 7 Ces/Cerf | United States | Texas | Taylor | Dyess Afb | 79607 | 0.88 | 0.86
185660 | 82387-11754 | E Shea Blvd Scottsdale | 82387 | Joint Recruiting Program | USACE | Shea Suite 11 | United States | Arizona | Maricopa | Scottsdale | 85259 | 0.91 | 0.89
185661 | 82387-10397 | 185 East Pine Platteville | 82387 | Joint Recruiting Program | USACE | Suite 3 | United States | Wisconsin | Grant | Platteville | 53818 | 1.085 | 1.12
185662 | 18081-10704 | Tract Ap-3 Worland | 18081 | Army Mission Support | USACE | Tract Ap-3 Powell 16mm8,Wyw | United States | Wyoming | Washakie | Worland | 82401 | 1.045 | 1.035
185665 | 710705 | 275 Pavilions Place Brighton | 82387 | Joint Recruiting Program | USACE | Pavilions Suite C | United States | Colorado | Adams | Brighton | 80601 | 0.99 | 0.98
185666 | 18081-10003 | 1 Black Mountain Dahlonega | 18081 | Army Mission Support | USACE | Black Mountain County | United States | Georgia | Lumpkin | Dahlonega | 30533 | 0.865 | 0.83
185667 | 18081-10434 | Nasa Administration Moffett Field | 18081 | Army Mission Support | USACE | Nasa Administration Mail Stop 200-1b | United States | California | Santa Clara | Moffett Field | 94035 | 1.2 | 1.25
185668 | 82387-13207 | W Broadway Hobbs | 82387 | Joint Recruiting Program | USACE | Broadway | United States | New Mexico | Lea | Hobbs | 88240 | 0.93 | 0.905
185669 | 18081-10250 | Bldg 8 Fed Ctr Battle Creek | 18081 | Army Mission Support | USACE | Bldg 8 Fed Champion & Washingto | United States | Michigan | Calhoun | Battle Creek | 49017 | 1.035 | 1.055
185672 | 82387-10890 | 450 S Federal St Chicago | 82387 | Joint Recruiting Program | USACE | Federal Fed Parking Facility | United States | Illinois | Dupage | Chicago | 60605 | 1.18 | 1.25
185674 | 82387-11447 | Camanche Ave Clinton | 82387 | Joint Recruiting Program | USACE | Camanche | United States | Iowa | Clinton | Clinton | 52732 | 1.01 | 1.01
185679 | 82387-10990 | 5570 Sterrett Place Columbia | 82387 | Joint Recruiting Program | USACE | Sterrett Suite 202 | United States | Maryland | Howard | Columbia | 21046 | 1.005 | 1
185681 | 82387-10787 | 3780 I-55 North Jackson | 82387 | Joint Recruiting Program | USACE | I-55 Suite 100 | United States | Mississippi | Hinds | Jackson | 39211 | 0.9 | 0.86
185682 | 82387-11683 | E FLAMINGO RD LAS VEGAS | 82387 | Joint Recruiting Program | USACE | Flamingo Suite E 226 | United States | Nevada | Clark | Las Vegas | 89119 | 1.14 | 1.17
185684 | 82387-12217 | MALL DR STEUBENVILLE | 82387 | Joint Recruiting Program | USACE | Mall Space C-19 | United States | Ohio | Jefferson | Steubenville | 43952 | 0.925 | 0.9195
185690 | 82387-13183 | W 500 S Bountiful | 82387 | Joint Recruiting Program | USACE | 500 South Ste 5-A & 5-B | United States | Utah | Davis | Bountiful | 84010 | 1.03 | 0.99
185691 | 82387-10796 | 3878 Beverly Dr Salem | 82387 | Joint Recruiting Program | USACE | Beverly Suite 19, Bldg "H" | United States | Oregon | Marion | Salem | 97305 | 1.12 | 1.145
185692 | 710535 | 6196 W. LAYTON AVENUE GREENFIELD | 82387 | Joint Recruiting Program | USACE | Layton | United States | Wisconsin | Milwaukee | Greenfield | 53220 | 1.09 | 1.13
185693 | 82387-12821 | 800 SOUTH JAMES CAMPBELL COLUMBIA | 82387 | Joint Recruiting Program | USACE | James Campbell | United States | Tennessee | Maury | Columbia | 38401 | 0.835 | 0.82
185695 | 710598 | 207 SOUTH HOUSTON ST DALLAS | 82387 | Joint Recruiting Program | USACE | Houston | United States | Texas | Dallas | Dallas | 75242 | 0.83 | 0.82
1857 | GHRZ0001 | FRANCIS E WARREN AF MISSILE SITE C2 SITE # 1 | GHLN | F E WARREN AFB | AFACT | 4091 Nebraska Highway 71 | United States | Nebraska | Banner | Harrisburg | 69345 | 0.93 | 0.915
185701 | 18081-10592 | Sec 23 T7n, R9w Mead | 18081 | Army Mission Support | USACE | Sec 23 T7n, R9w Hastings Mon. | United States | Nebraska | Saunders | Mead | 68041 | 0.93 | 0.915
185702 | 82387-12641 | PETOSKEY PETOSKEY | 82387 | Joint Recruiting Program | USACE | Petoskey | United States | Michigan | Emmet | Petoskey | 49770 | 1.035 | 1.055
185705 | 800234 | 601-C N Bumby Avenue Orlando | 82387 | Joint Recruiting Program | USACE | Bumby Avenue Colonial | United States | Florida | Orange | Orlando | 32803 | 0.825 | 0.805
185708 | 82387-11386 | BEST AVE WALNUTPORT | 82387 | Joint Recruiting Program | USACE | Best Ave. Rf - Lehigh One | United States | Pennsylvania | Northampton | Walnutport | 18088 | 1.065 | 1.105
185709 | 82387-10715 | 32 W. Center Provo | 82387 | Joint Recruiting Program | USACE | Provo Town Square, Ste. 209 | United States | Utah | Utah | Provo | 84601 | 1.03 | 0.995
185710 | 82387-11167 | 780 E. Market Street West Chester | 82387 | Joint Recruiting Program | USACE | Market Suite 210 | United States | Pennsylvania | Chester | West Chester | 19382 | 1.065 | 1.105
185715 | 82387-12297 | MONDAWMIN MALL BALTIMORE | 82387 | Joint Recruiting Program | USACE | Mondawmin Mall, #3180 2305 Liberty Heights | United States | Maryland | Baltimore | Baltimore | 21215 | 0.97 | 0.97
185716 | 18081-10589 | Sec 21, T15n, R50w Of The 6th Pm Sidney | 18081 | Army Mission Support | USACE | Sec 21, T15n, R50w Of The 6th Pm | United States | Nebraska | Cheyenne | Sidney | 69160 | 0.93 | 0.915
185717 | 18081-10425 | Mw04, Mw07, Mw08 Sidney | 18081 | Army Mission Support | USACE | Mw04, Mw07, Mw08 | United States | Nebraska | Cheyenne | Sidney | 69160 | 0.93 | 0.915
185718 | 18081-10426 | Mw05 And Mw06 Sidney | 18081 | Army Mission Support | USACE | Mw05 And Mw06 | United States | Nebraska | Cheyenne | Sidney | 69160 | 0.93 | 0.915
185720 | 82387-11400 | Blue Jay Dr Liberty | 82387 | Joint Recruiting Program | USACE | Blue Jay Bldg 2 | United States | Missouri | Clay | Liberty | 64068 | 0.95 | 0.97
185721 | 82387-10131 | 1170 W. 152 Hwy Liberty | 82387 | Joint Recruiting Program | USACE | 152 Westowne Shopping Cr | United States | Missouri | Clay | Liberty | 64068 | 0.95 | 0.97
185726 | 82387-10689 | 304 East Broadway Mount Pleasant | 82387 | Joint Recruiting Program | USACE | Broadway | United States | Michigan | Isabella | Mount Pleasant | 48858 | 1.035 | 1.055
185729 | 82387-12771 | S Broad St Trenton | 82387 | Joint Recruiting Program | USACE | Broad | United States | New Jersey | Mercer | Trenton | 08619 | 1.17 | 1.24
185730 | 710375 | 212 Us Highway Hammond | 18081 | Army Mission Support | USACE | Us Mini-Mutes Radar Sit | United States | Montana | Carter | Hammond | 59332 | 1.1 | 1.08
185731 | 82387-13426 | Zan Rd Charlottesville | 82387 | Joint Recruiting Program | USACE | Zan Road Seminole Sq Shp | United States | Virginia | Charlottesville(City) | Charlottesville | 22901 | 0.92 | 0.89
185736 | 18081-10117 | 3200 Sheffield Hammond | 18081 | Army Mission Support | USACE | Sheffield Gsa Whse Bldg 200e | United States | Indiana | Lake | Hammond | 46320 | 0.955 | 0.96
185737 | 82387-12747 | S 144th St Omaha | 82387 | Joint Recruiting Program | USACE | 144th Bay 204 | United States | Nebraska | Douglas | Omaha | 68137 | 0.92 | 0.91
185738 | 18081-10734 | Western Union Tower Omaha | 18081 | Army Mission Support | USACE | Western Tower Offutt Afb | United States | Nebraska | Douglas | Omaha | 68113 | 0.92 | 0.91
185740 | 82387-11044 | 6130 Ne 78th Court Portland | 82387 | Joint Recruiting Program | USACE | 78th | United States | Oregon | Washington | Portland | 97218 | 1.08 | 1.1
185741 | 82387-11758 | E SOUTHEAST TYLER | 82387 | Joint Recruiting Program | USACE | Southeast 323 | United States | Texas | Smith | Tyler | 75701 | 0.865 | 0.84
185743 | 800090 | 94 WAGNER ROAD MONACA | 82387 | Joint Recruiting Program | USACE | Wagner Road Commons | United States | Pennsylvania | Beaver | Monaca | 15061 | 1.065 | 1.105
185746 | 82387-11563 | Court St Pekin | 82387 | Joint Recruiting Program | USACE | Court | United States | Illinois | Tazewell | Pekin | 61554 | 1.03 | 1.045
185748 | 82387-13266 | W Main St Lexington | 82387 | Joint Recruiting Program | USACE | Main | United States | South Carolina | Lexington | Lexington | 29072 | 0.87 | 0.83
185751 | 82387-11030 | 601 Morris Street Charleston | 82387 | Joint Recruiting Program | USACE | Morris Second Floor | United States | West Virginia | Kanawha | Charleston | 25301 | 1 | 1.01
185752 | 82387-12783 | S Church St Ripley | 82387 | Joint Recruiting Program | USACE | Church | United States | West Virginia | Jackson | Ripley | 25271 | 1.02 | 1.03
185754 | 18081-10022 | 1 Webster County Macon | 18081 | Army Mission Support | USACE | Webster County Preston, Ga | United States | Georgia | Bibb | Macon | 31202 | 0.88 | 0.85
185755 | 82387-12498 | Ne 163rd St North Miami Beach 1 | 82387 | Joint Recruiting Program | USACE | 163rd St. The At 163rd St. | United States | Florida | Miami-Dade | North Miami Beach | 33162 | 0.82 | 0.8
185760 | 82387-12110 | LAKELAND DR JACKSON 2 | 82387 | Joint Recruiting Program | USACE | Lakeland | United States | Mississippi | Hinds | Jackson | 39232 | 0.9 | 0.86
185761 | 82387-12125 | Lee Hwy Chattanooga | 82387 | Joint Recruiting Program | USACE | Lee Suite 320 | United States | Tennessee | Hamilton | Chattanooga | 37421 | 0.82 | 0.8
185772 | 711181 | 14751 North Kelsey Street Monroe | 82387 | Joint Recruiting Program | USACE | Kelsey Suite 104 (N) And Suite 106 (A) | United States | Washington | Snohomish | Monroe | 98272 | 1.085 | 1.095
185774 | 18081-10445 | Ne1/4 Of The Sw1/4 Sec 22, T14n,R9e Mead | 18081 | Army Mission Support | USACE | Ne1/4 Of The Sw1/4 Sec 22, T14n,R9e Of 6th Pm - Mw-106 | United States | Nebraska | Saunders | Mead | 68041 | 0.93 | 0.915
185775 | 82387-12691 | Raleigh Rd Clinton | 82387 | Joint Recruiting Program | USACE | Raleigh | United States | North Carolina | Sampson | Clinton | 28328 | 0.885 | 0.855
185781 | 82387-12257 | Melgrove Ln Hannibal | 82387 | Joint Recruiting Program | USACE | 2 Melgrove Ste 6 | United States | Missouri | Ralls | Hannibal | 63401 | 0.985 | 1.005
185783 | 710690 | 5070 A Sunrise Highway Massapequa | 82387 | Joint Recruiting Program | USACE | A Sunrise | United States | New York | Nassau | Massapequa | 11758 | 1.06 | 1.075
185784 | 82387-12896 | Salem Ctr Outlet Trotwood | 82387 | Joint Recruiting Program | USACE | Salem Centr Outlet 5264 Salem | United States | Ohio | Montgomery | Trotwood | 45426 | 0.9 | 0.889
185785 | 82387-10915 | 4TH AVE BROOKLYN | 82387 | Joint Recruiting Program | USACE | 4th | United States | New York | Kings | New York City | 11220 | 1.36 | 1.46
185786 | 82387-10352 | 1669 Sheepshead Bay Road Brooklyn | 82387 | Joint Recruiting Program | USACE | Sheepshead Bay 2nd Floor | United States | New York | Kings | New York City | 11235 | 1.36 | 1.46
185787 | 18081-10546 | Saunders County Ashland | 18081 | Army Mission Support | USACE | Saunders County Sec 27, T14n, R9e | United States | Nebraska | Saunders | Ashland | 68003 | 0.93 | 0.915
185788 | 800023 | 4040 E. 82nd Street Indianapolis | 82387 | Joint Recruiting Program | USACE | 82nd Suite C-2 | United States | Indiana | Marion | Indianapolis | 46240 | 0.94 | 0.94
185791 | 82387-13262 | W MAIN ST KENT | 82387 | Joint Recruiting Program | USACE | Main | United States | Ohio | Portage | Kent | 44240 | 0.96 | 0.97
185793 | 82387-13072 | Third Ave Huntington 2 | 82387 | Joint Recruiting Program | USACE | Third Avenue Rf - Tower | United States | West Virginia | Cabell | Huntington | 25701 | 1.02 | 1.03
185794 | 82387-12892 | S WILLIS ST ABILENE | 82387 | Joint Recruiting Program | USACE | Willis Ste 209 | United States | Texas | Taylor | Abilene | 79605 | 0.88 | 0.86
185796 | 710941 | South Riverside Drive Iowa City | 27864 | 88th Readiness Division | ARRES | Riverside Iowa City Municipal Airport | United States | Iowa | Johnson | Iowa City | 52246 | 1.01 | 1.01
185798 | 82387-12686 | Quality Plz Warren | 82387 | Joint Recruiting Program | USACE | Market St. Ext. Quality | United States | Pennsylvania | Warren | Warren | 16365 | 1.065 | 1.105
1858 | GHSA0001 | FRANCIS E WARREN AF MISSILE SITE C3 SITE # 1 | GHLN | F E WARREN AFB | AFACT | 3651 Wright's Gap Road | United States | Nebraska | Banner | Harrisburg | 69345 | 0.93 | 0.915
185801 | 82387-10758 | 3440 Wilshire Blvd. Los Angeles | 82387 | Joint Recruiting Program | USACE | Wilshire Suites 208 & 212 | United States | California | Los Angeles | Los Angeles | 90010 | 1.02 | 1.06
185805 | 82387-11341 | Atlantic Ave Lynbrook | 82387 | Joint Recruiting Program | USACE | Atlantic | United States | New York | Nassau | Lynbrook | 11563 | 1.06 | 1.075
185806 | 82387-10364 | 170 Lockhouse Road Westfield | 82387 | Joint Recruiting Program | USACE | Lockhouse | United States | Massachusetts | Hampden | Westfield | 01085 | 1.13 | 1.17
185807 | 82387-11154 | 76 South Main Street Akron | 82387 | Joint Recruiting Program | USACE | Main | United States | Ohio | Summit | Akron | 44308 | 0.925 | 0.9195
185808 | 82387-10405 | 19 East Avenue Wellsboro | 82387 | Joint Recruiting Program | USACE | East | United States | Pennsylvania | Tioga | Wellsboro | 16901 | 1.065 | 1.105
185809 | 82387-13415 | Ws Young Dr Killeen | 82387 | Joint Recruiting Program | USACE | W.S.Young Dr. Killeen | United States | Texas | Bell | Killeen | 76543 | 0.9 | 0.89
185810 | 18081-10613 | Sec 35, T 17n, R 65 Cheyenne | 18081 | Army Mission Support | USACE | Sec 35, T 17n, R 65 1/2 Sec3, T16n, R 65 W Of 6th P.M | United States | Wyoming | Laramie | Cheyenne | 82009 | 1.05 | 1.04
185811 | 82387-13110 | Union Sq Mall Dover Foxcroft | 82387 | Joint Recruiting Program | USACE | Union Square Mall 72 Union | United States | Maine | Piscataquis | Dover Foxcroft | 04426 | 1.02 | 1
185813 | 710419 | 2102 N ROAN ST JOHNSON CITY | 82387 | Joint Recruiting Program | USACE | Roan | United States | Tennessee | Washington | Johnson City | 37601 | 0.835 | 0.82
185814 | 710575 | 1301 W. Glade Road Euless | 82387 | Joint Recruiting Program | USACE | Glade Suite #194 | United States | Texas | Tarrant | Euless | 76039 | 0.83 | 0.82
185816 | 82387-12209 | MAIN ST TACOMA | 82387 | Joint Recruiting Program | USACE | Main Bldg 100, Suite 120 | United States | Washington | Pierce | Tacoma | 98438 | 1.12 | 1.14
185817 | 82387-12600 | PACIFIC AVE TACOMA | 82387 | Joint Recruiting Program | USACE | Pacific Ave Spanaway Prk Shp | United States | Washington | Pierce | Tacoma | 98444 | 1.12 | 1.14
185819 | 82387-11577 | Crossroads W Waco | 82387 | Joint Recruiting Program | USACE | Crossroads 8810 W 84 | United States | Texas | Mclennan | Waco | 76712 | 0.865 | 0.84
185827 | 82387-10917 | 4th St Ironton | 82387 | Joint Recruiting Program | USACE | 4th | United States | Ohio | Lawrence | Ironton | 45638 | 0.925 | 0.9195
185828 | 18081-10550 | Se 1/4 Sec 4, T 4, S, R 66 W Of The Aurora | 18081 | Army Mission Support | USACE | 1/4 Sec 4, T 4, S, R 66 W Of The 6th M, Arapahoe County | United States | Colorado | Arapahoe | Aurora | 80012 | 0.99 | 0.98
185829 | 18081-10232 | Adams County Denver | 18081 | Army Mission Support | USACE | Adams County | United States | Colorado | Denver | Denver | 80224 | 0.99 | 0.98
185830 | 82387-13203 | W Broad St Columbus | 82387 | Joint Recruiting Program | USACE | Broad | United States | Ohio | Franklin | Columbus | 43204 | 0.925 | 0.9195
185834 | 82387-12399 | N Kinzie Rd Bradley | 82387 | Joint Recruiting Program | USACE | Kinzie | United States | Illinois | Kankakee | Bradley | 60915 | 1.03 | 1.045
185836 | 18081-10260 | Bldg T 215 New Haven | 18081 | Army Mission Support | USACE | Bldg T 215 Gsa Fss Depot | United States | Indiana | Allen | New Haven | 46774 | 0.955 | 0.96
185837 | 18081-10556 | Se1/4 Sec 21 T13n Hordville | 18081 | Army Mission Support | USACE | Se1/4 Sec 21 T13n R5w 6th P.M. | United States | Nebraska | Hamilton | Hordville | 68846 | 0.93 | 0.915
185838 | 82387-10229 | 134 E Main St Newark | 82387 | Joint Recruiting Program | USACE | Main | United States | Delaware | New Castle | Newark | 19711 | 1.03 | 1.06
185840 | 82387-11885 | Franklin St Michigan City | 82387 | Joint Recruiting Program | USACE | Franklin | United States | Indiana | La Porte | Michigan City | 46360 | 0.955 | 0.96
185843 | 82387-12958 | Six Flags Dr Arlington | 82387 | Joint Recruiting Program | USACE | Six Flags Ste 400 | United States | Texas | Tarrant | Arlington | 76011 | 0.83 | 0.82
185845 | 82387-13285 | W Northern Lts Anchorage | 82387 | Joint Recruiting Program | USACE | W.Northern Lts Suite 16 | United States | Alaska | Anchorage | Anchorage | 99503 | 1.96 | 1.95
185847 | 82387-12020 | Howard St New London | 82387 | Joint Recruiting Program | USACE | Howard Street Columbus | United States | Connecticut | New London | New London | 06320 | 1.17 | 1.21
185849 | 18081-10437 | Naval Air Station-Oceana Virginia Beach | 18081 | Army Mission Support | USACE | Naval Air Station-Oceana 1896 Laser Bldg 531 | United States | Virginia | Virginia Beach (City) | Virginia Beach | 23460 | 1 | 0.96
185850 | 18081-10313 | Dwight Rd Needham | 18081 | Army Mission Support | USACE | Dwight Town Of Needham | United States | Massachusetts | Norfolk | Needham | 02492 | 1.165 | 1.215
185851 | 82387-13224 | W Congress Lafayette | 82387 | Joint Recruiting Program | USACE | Congress | United States | Louisiana | Lafayette | Lafayette | 70506 | 0.855 | 0.825
185854 | 18081-10173 | 559 D'ONONFRIO DRIVE MADISON | 18081 | ARMY MISSION SUPPORT | USACE | D'Ononfrio | United States | Wisconsin | Dane | Madison | 53719 | 1.08 | 1.11
185856 | 82387-12775 | S Broadway New Philadelphia | 82387 | Joint Recruiting Program | USACE | Broadway | United States | Ohio | Tuscarawas | New Philadelphia | 44663 | 0.925 | 0.9195
185861 | 82387-11504 | Chestnut St Philadelphia | 82387 | Joint Recruiting Program | USACE | Chestnut | United States | Pennsylvania | Philadelphia | Philadelphia | 19104 | 1.14 | 1.21
185862 | 82387-12486 | N WILKES BARRE WILKES BARRE | 82387 | Joint Recruiting Program | USACE | Wilkes Barre Rf - 2nd Flr. | United States | Pennsylvania | Luzerne | Wilkes Barre | 18702 | 1.065 | 1.105
185865 | 82387-12052 | Indian School Albuquerque | 82387 | Joint Recruiting Program | USACE | Indian School | United States | New Mexico | Bernalillo | Albuquerque | 87110 | 0.9 | 0.87
185867 | 800137 | 3720 S. ARROWHEAD AVE. INDEPENDENCE | 82387 | Joint Recruiting Program | USACE | Arrowhead | United States | Missouri | Jackson | Independence | 64057 | 0.99 | 1.02
185868 | 82387-11295 | 9902 Mcpherson, Laredo | 82387 | Joint Recruiting Program | USACE | Mcpherson, Suite 4 | United States | Texas | Webb | Laredo | 78045 | 0.865 | 0.84
185870 | 18081-10399 | Lot 3 In The Ne1/4 In Sec 25, T10n Prairie Du Sac | 18081 | Army Mission Support | USACE | Lot 3 In The Ne1/4 In Sec 25, T10n R6e | United States | Wisconsin | Sauk | Prairie Du Sac | 53578 | 1.085 | 1.12
185873 | 82387-10897 | 47 Broad Street Bridgewater | 82387 | Joint Recruiting Program | USACE | Broad | United States | Massachusetts | Plymouth | Bridgewater | 02324 | 1.165 | 1.215
185875 | 27864-10008 | 470 W. Highway 96 Shoreview | 27650 | Twin Cities Army Ammunition Plant | ARACT | 96 | United States | Minnesota | Ramsey | Shoreview | 55126 | 1.06 | 1.11
185876 | 45B05 | CLEMSON READINESS CENTER | 450NG | SOUTH CAROLINA NATIONAL GUARD | ARGUARD | Anderson Hwy | United States | South Carolina | Pickens | Clemson | 29631 | 0.92 | 0.885
185877 | 42791 | COATESVILLE READINESS CENTER | 420NG | PENNSYLVANIA NATIONAL GUARD | ARGUARD | Waverly | United States | Pennsylvania | Chester | Coatesville | 19320 | 1.065 | 1.105
185878 | 27L25 | LAKEVILLE STORE FRONT RECRUITING OFFICE | 270NG | MINNESOTA NATIONAL GUARD | ARGUARD | Kenrick | United States | Minnesota | Dakota | Lakeville | 55044 | 1.085 | 1.12
185883 | 06291 | Rancho Cordova ATF | 060NG | California National Guard | ARGUARD | Prospect Park | United States | California | Sacramento | Rancho Cordova | 95670 | 1.13 | 1.17
185884 | 06115 | Rancho Cordova Jfhq | 060NG | California National Guard | ARGUARD | Bear Hollow | United States | California | Sacramento | Rancho Cordova | 95670 | 1.13 | 1.17
185886 | 54A37 | ELKINS AFRC | 540NG | WEST VIRGINIA NATIONAL GUARD | ARGUARD | Caisson | United States | West Virginia | Randolph | Elkins | 26241 | 1.02 | 1.03
185893 | 27L00 | STORE FRONT RECRUITING OFC- MINNEAPOLIS | 270NG | MINNESOTA NATIONAL GUARD | ARGUARD | Washington | United States | Minnesota | Hennepin | Minneapolis | 55414 | 1.06 | 1.11
185895 | 22A13 | Str Fnt Recruiting Alexandria | 220NG | Louisiana National Guard | ARGUARD | North | United States | Louisiana | Rapides | Alexandria | 71303-3707 | 0.855 | 0.825
185896 | 42D86 | PHILADELPHIA ONE AND OLNEY STORE FRONT RECRUITING OFFICE | 420NG | Pennsylvania National Guard | ARGUARD | North Front Street, Suite #139, One & Olney Square, Philadelphia, Pa 19120. | United States | Pennsylvania | Philadelphia | Philadelphia | 19120 | 1.14 | 1.21
1859 | GHSB0001 | FRANCIS E WARREN AF MISSILE SITE C4 SITE # 1 | GHLN | F E WARREN AFB | AFACT | 5351 East Nebraska Highway 88 | United States | Nebraska | Banner | Harrisburg | 69345 | 0.93 | 0.915
185902 | 15B15 | Aiea Recruiting Office | 150NG | Hawaii National Guard | ARGUARD | Aiea Heights Drive | United States | Hawaii | Honolulu | Aiea | 96701 | 2.37 | 2.28
185906 | 42A46 | BRADFORD READINESS CENTER | 420NG | PENNSYLVANIA NATIONAL GUARD | ARGUARD | Airport | United States | Pennsylvania | McKean | Lewis Run | 16738 | 1.065 | 1.105
185909 | 40627 | NORMAN AFRC | 400NG | OKLAHOMA NATIONAL GUARD | ARGUARD | Thunderbird | United States | Oklahoma | Cleveland | Norman | 73069 | 0.86 | 0.83
185910 | 42956 | Str Frnt Recrtng Off-Reading | 420NG | Pennsylvania National Guard | ARGUARD | Unknown | United States | Pennsylvania | Berks | Reading | 19602 | 1.065 | 1.105
185911 | 42324 | Str Frnt Recrtng Off-Scranton | 420NG | Pennsylvania National Guard | ARGUARD | Olive | United States | Pennsylvania | Lackawanna | Scranton | 18508 | 1.065 | 1.105
185912 | 40C78 | WESTOKC AFRC | 400NG | OKLAHOMA NATIONAL GUARD | ARGUARD |  | United States | Oklahoma | Canadian | Mustang | 73064 | 0.86 | 0.83
185918 | N61152-HA | HANOVER MD NR BWI | N61152 | NAVSUPPACT ANNAPOLIS | NAVACT | CONNELLY | United States | Maryland | Anne Arundel | Hanover | 21706 | 0.97 | 0.97
185922 | 70132-10356 | 3112 Estate Drive Oakdale | 70132 | Independent Duty Housing Program | USACE | Estate | United States | Pennsylvania | Allegheny | Oakdale | 15071 | 1.065 | 1.105
185923 | 710985 | 561 S. Benbrook Road Butler | 70132 | Independent Duty Housing Program | USACE | Benbrook | United States | Pennsylvania | Butler | Butler | 16001 | 1.065 | 1.105
185924 | 801060 | Willoughby Court Frederick | 70132 | Independent Duty Housing Program | USACE | Willoughby | United States | Maryland | Frederick | Frederick | 21702 | 0.94 | 0.94
185926 | 800531 | East Mackenzie Drive Scottsdale | 70132 | Independent Duty Housing Program | USACE | Mackenzie | United States | Arizona | Maricopa | Scottsdale | 85251 | 0.91 | 0.89
185927 | 710864 | 3415 Ne 95th Way Vancouver | 70132 | Independent Duty Housing Program | USACE | 95th | United States | Washington | Clark | Vancouver | 98665 | 1.085 | 1.095
185929 | 800565 | Stonebriar Trail Redding | 70132 | Independent Duty Housing Program | USACE | Stonebriar | United States | California | Shasta | Redding | 96003 | 1.125 | 1.165
185930 | 710544 | 18222 Davis St Sandy | 70132 | Independent Duty Housing Program | USACE | Davis | United States | Oregon | Clackamas | Sandy | 97055 | 1.12 | 1.145
185932 | 800467 | 1000 Caswell Beach Road Oak Island | 18081 | Army Mission Support | USACE | Caswell Beach Road 700 Ocean | United States | North Carolina | Martin | Oak City | 28465 | 0.885 | 0.855
185933 | 801031 | South Main Avenue Fallbrook | 82387 | Joint Recruiting Program | USACE | Main Ste. L | United States | California | San Diego | Fallbrook | 92028 | 1.05 | 1.08
185934 | 800579 | Thibodo Road Vista | 82387 | Joint Recruiting Program | USACE | Thibodo Suite 210 | United States | California | San Diego | Vista | 92083 | 1.05 | 1.08
185937 | 800934 | Inland Lane Mckinney | 70132 | Independent Duty Housing Program | USACE | Inland | United States | Texas | Collin | Mckinney | 75070 | 0.865 | 0.84
185938 | 800762 | FOREST HILLS WILSON | 82387 | Joint Recruiting Program | USACE | Forest Hills Road | United States | North Carolina | Wilson | Wilson | 27893 | 0.885 | 0.855
185939 | 800929 | Marigold Lane Longview | 70132 | Independent Duty Housing Program | USACE | Marigold | United States | Texas | Harrison | Longview | 75604 | 0.85 | 0.83
185940 | 70132-10093 | 12 Meadowbrook Dr. Palestine | 70132 | Independent Duty Housing Program | USACE | Meadowbrook | United States | Texas | Anderson | Palestine | 75803 | 0.865 | 0.84
185941 | 800541 | Hudson Avenue Chico | 70132 | Independent Duty Housing Program | USACE | Hudson | United States | California | Butte | Chico | 95973 | 1.125 | 1.165
185942 | 70132-10463 | 4328 Mondavi Ct Stockton | 70132 | Independent Duty Housing Program | USACE | Mondavi | United States | California | San Joaquin | Stockton | 95206 | 1.12 | 1.17
185943 | 70132-10020 | 101 Red Oak Searcy | 70132 | Independent Duty Housing Program | USACE | Red Oak | United States | Arkansas | White | Searcy | 72143 | 0.845 | 0.82
185944 | 710938 | 1404 Lands End-North Russellville | 70132 | Independent Duty Housing Program | USACE | Lands End-North | United States | Arkansas | Pope | Russellville | 72802 | 0.845 | 0.82
185945 | 800561 | Nasa Ames Research Center Moffett Field | 18081 | Army Mission Support | USACE | Nasa Ames Research Bldg 202a | United States | California | Santa Clara | Moffett Field | 94035 | 1.2 | 1.25
185947 | 800886 | Wasp Nest Road Lyman | 70132 | Independent Duty Housing Program | USACE | Wasp Nest | United States | South Carolina | Spartanburg | Lyman | 29365 | 0.92 | 0.885
185948 | 710076 | 1865 W 525 S Lehi | 70132 | Independent Duty Housing Program | USACE | 525 S | United States | Utah | Utah | Lehi | 84043 | 1.03 | 0.995
185950 | 801216 | Lakewood Circle Troy | 18081 | Army Mission Support | USACE | Lakewood | United States | North Carolina | Montgomery | Troy | 27371 | 0.885 | 0.855
185951 | 801261 | North 650 East Orem | 70132 | Independent Duty Housing Program | USACE | 650 E | United States | Utah | Utah | Orem | 84097 | 1.03 | 0.995
185952 | 710892 | 210 Calhoun Beaumont | 70132 | Independent Duty Housing Program | USACE | Calhoun | United States | Texas | Jefferson | Beaumont | 77706 | 0.865 | 0.84
185953 | 800854 | Ne 75th Avenue Hillsboro | 70132 | Independent Duty Housing Program | USACE | 75th | United States | Oregon | Washington | Hillsboro | 97124 | 1.08 | 1.1
185954 | 800568 | San Diego Circle Roseville | 70132 | Independent Duty Housing Program | USACE | San Diego | United States | California | Placer | Roseville | 95747 | 1.125 | 1.165
185955 | 710095 | 9201 Meandering Driv North Richland Hills | 70132 | Independent Duty Housing Program | USACE | Meandering Driv | United States | Texas | Tarrant | North Richland Hills | 76180 | 0.83 | 0.82
185956 | 710782 | 1955 Lindsey Court Wellington | 70132 | Independent Duty Housing Program | USACE | Lindsey | United States | Florida | Palm Beach | Wellington | 33414 | 0.82 | 0.8
185960 | 70132-10404 | 3607 President Davis Baton Rouge | 70132 | Independent Duty Housing Program | USACE | President Davis | United States | Louisiana | East Baton Rouge | Baton Rouge | 70816 | 0.855 | 0.825
185961 | 710785 | 4022 BENTLEY DR. PEARLAND | 70132 | INDEPENDENT DUTY HOUSING PROGRAM | USACE | 4022 Bentley Dr. | United States | Texas | Brazoria | Pearland | 77584 | 0.865 | 0.84
185962 | 800391 | 20458 Sw Tesoro Court Beaverton | 70132 | Independent Duty Housing Program | USACE | Tesoro | United States | Oregon | Washington | Beaverton | 97006 | 1.08 | 1.1
185964 | 82387-11026 | 601 - 607 N.Euclid Anaheim | 82387 | Joint Recruiting Program | USACE | - 607 N.Euclid Suites Abcde | United States | California | Orange | Anaheim | 92804 | 1.02 | 1.06
185965 | 800625 | Waltham Forest Drive Tavares | 70132 | Independent Duty Housing Program | USACE | Waltham Forest | United States | Florida | Lake | Tavares | 32778 | 0.825 | 0.805
185968 | 800917 | Saint George Drive Garland | 70132 | Independent Duty Housing Program | USACE | Saint George | United States | Texas | Dallas | Garland | 75044 | 0.83 | 0.82
185971 | 711210 | 4865 Nw 97th Court Miami | 70132 | Independent Duty Housing Program | USACE | 97th | United States | Florida | Miami-Dade | Miami | 33178 | 0.82 | 0.8
185974 | 70132-10274 | 2252 Arlene North Pole | 70132 | Independent Duty Housing Program | USACE | Arlene | United States | Alaska | Fairbanks North Star | North Pole | 99705 | 2.09 | 2.08
185975 | 70132-10338 | 3000 Davis Road Jillian Square Apt Fairbanks | 70132 | Independent Duty Housing Program | USACE | Davis Road (Jillian Apt E65, D66, D18, A64,D31,B10(6 Units) | United States | Alaska | Fairbanks North Star | Fairbanks | 99709 | 2.09 | 2.08
185976 | 800511 | Meadowlawn Drive Tuscaloosa | 70132 | Independent Duty Housing Program | USACE | Meadowlawn | United States | Alabama | Tuscaloosa | Tuscaloosa | 35405 | 0.855 | 0.83
185977 | 800623 | Plow Trail Tallahassee | 70132 | Independent Duty Housing Program | USACE | Plow | United States | Florida | Leon | Tallahassee | 32317 | 0.825 | 0.805
185978 | 801120 | Victor Circle Daphne | 70132 | Independent Duty Housing Program | USACE | Victor | United States | Alabama | Baldwin | Daphne | 36526 | 0.855 | 0.83
185979 | 800753 | June Drive Billings | 70132 | Independent Duty Housing Program | USACE | June | United States | Montana | Yellowstone | Billings | 59106 | 1.1 | 1.08
185980 | 801091 | W State Of Franklin Road Johnson City | 82387 | Joint Recruiting Program | USACE | State Of Franklin Suite 10 | United States | Tennessee | Carter | Johnson City | 37604 | 0.835 | 0.82
185981 | 801175 | Ne 1/3 Of The Sw 1/4 Of S13, T78n, R3e Davenport | 18081 | Army Mission Support | USACE | 1/3 Of The Sw 1/4 Of S13, T78n, R3e | United States | Iowa | Scott | Davenport | 52806 | 1.01 | 1.01
185982 | 801197 | Hercules Avenue Saint Paul | 18081 | Army Mission Support | USACE | Hercules | United States | Minnesota | Ramsey | St. Paul | 55111 | 1.06 | 1.11
185983 | 710936 | 520 Wood Sorrel Way Round Rock | 70132 | Independent Duty Housing Program | USACE | Wood Sorrel | United States | Texas | Williamson | Round Rock | 78664 | 0.865 | 0.84
185984 | 800559 | Switzer Avenue Modesto | 70132 | Independent Duty Housing Program | USACE | Switzer | United States | California | Stanislaus | Modesto | 95350 | 1.125 | 1.165
185985 | 710077 | The Winsted At Sunse Rocklin | 70132 | Independent Duty Housing Program | USACE | The Winsted At Sunse | United States | California | Placer | Rocklin | 95765 | 1.125 | 1.165
185986 | 710571 | 706 S. Jupiter Road Allen | 70132 | Independent Duty Housing Program | USACE | Jupiter #2002 | United States | Texas | Collin | Allen | 75002 | 0.865 | 0.84
185987 | 800393 | 2978 Sw Raven Wood Grants Pass | 70132 | Independent Duty Housing Program | USACE | Raven Wood | United States | Oregon | Josephine | Grants Pass | 97527 | 1.12 | 1.145
185988 | 710372 | 814 N. Morrison Coos Bay | 70132 | Independent Duty Housing Program | USACE | Morrison | United States | Oregon | Coos | Coos Bay | 97420 | 1.12 | 1.145
185990 | 801154 | Fairchild Drive Clearwater | 18081 | Army Mission Support | USACE | Hangar 12 16055 Fairchild | United States | Florida | Pinellas | Clearwater | 33762 | 0.82 | 0.8
185991 | 801215 | Pekin Road Troy | 18081 | Army Mission Support | USACE | Pekin | United States | North Carolina | Montgomery | Troy | 27371 | 0.885 | 0.855
185992 | 82387-12577 | Ocean Blvd Long Beach | 82387 | Joint Recruiting Program | USACE | Ocean Ste. 1416 | United States | California | Los Angeles | Long Beach | 90802 | 1.02 | 1.06
185993 | 82387-13058 | Tarboro St Wilson | 82387 | Joint Recruiting Program | USACE | Tarboro St Parkwood (Lot) | United States | North Carolina | Wilson | Wilson | 27893 | 0.885 | 0.855
185995 | 801145 | Company K National Guard Rifle Range Fort Morgan | 18081 | Army Mission Support | USACE | The 1/2 Of The Se 1/4 Of S26,T4n,R58w Company K Natl Guard Rifle Range | United States | Colorado | Morgan | Fort Morgan | 80705 | 1.015 | 1
185996 | 800791 | Matthew Drive Fairport | 70132 | Independent Duty Housing Program | USACE | Matthew | United States | New York | Monroe | Fairport | 14450 | 1.06 | 1.075
185999 | 70132-10360 | 31285 Gardnerville Road Evans Mills | 70132 | Independent Duty Housing Program | USACE | Gardnerville Lot 148 | United States | New York | Jefferson | Evans Mills | 13637 | 1.17 | 1.17
1860 | GHSC0001 | FRANCIS E WARREN AF MISSILE SITE C5 SITE # 1 | GHLN | F E WARREN AFB | AFACT | 5910 Nebraska State Road 18 | United States | Nebraska | Banner | Harrisburg | 69345 | 0.93 | 0.915
186000 | 70132-10546 | 544 S. Mechanic Street Carthage | 70132 | Independent Duty Housing Program | USACE | Mechanic | United States | New York | Jefferson | Carthage | 13619 | 1.17 | 1.17
186001 | 82387-10960 | 523 NW 1ST AVE GRAND RAPIDS | 82387 | Joint Recruiting Program | USACE | 523 NW 1ST AVE BANK PKG LOT | United States | Minnesota | Itasca | Grand Rapids | 55744 | 1.085 | 1.12
186002 | 82387-10456 | 2017 Cunningham Dr Hampton | 82387 | Joint Recruiting Program | USACE | Cunningham Suite 202a | United States | Virginia | Hampton (City) | Hampton | 23666 | 0.98 | 0.94
186003 | 70132-10147 | 141 Ward Street Watertown | 70132 | Independent Duty Housing Program | USACE | Ward | United States | New York | Jefferson | Watertown | 13601 | 1.17 | 1.17
186004 | 710512 | 192 Greenfield Drive Tonawnda | 70132 | Independent Duty Housing Program | USACE | Greenfield | United States | New York | Erie | Tonawanda | 14223 | 1.09 | 1.1
186005 | 800855 | Island Avenue Island City | 82387 | Joint Recruiting Program | USACE | Island Suite 1 &2 | United States | Oregon | Union | Island City | 97850 | 1.12 | 1.145
186007 | 801066 | Harwood Helena | 70132 | Independent Duty Housing Program | USACE | Harwood | United States | Montana | Lewis And Clark | Helena | 59601 | 1.1 | 1.08
186008 | 711091 | 3268 Millpond Court Orange Park | 70132 | Independent Duty Housing Program | USACE | Millpond | United States | Florida | Clay | Orange Park | 32065 | 0.8 | 0.78
186009 | 710622 | 3531-B Crestview Street Tupelo | 70132 | Independent Duty Housing Program | USACE | Crestview | United States | Mississippi | Lee | Tupelo | 38801 | 0.9 | 0.86
186010 | 70132-10275 | 2272 Mavencamp Circle North Pole | 70132 | Independent Duty Housing Program | USACE | Mavencamp | United States | Alaska | Fairbanks North Star | North Pole | 99705 | 2.09 | 2.08
186011 | 70132-10287 | 2427 Columbine #A And #B North Pole | 70132 | Independent Duty Housing Program | USACE | Columbine #A And #B | United States | Alaska | Fairbanks North Star | North Pole | 99705 | 2.09 | 2.08
186012 | 801040 | Sw Pear Drive Port Saint Lucie | 70132 | Independent Duty Housing Program | USACE | Paar | United States | Florida | St Lucie | Port Saint Lucie | 34953 | 0.825 | 0.805
186013 | 710854 | 7102 - 95th Avenue Kenosha | 70132 | Independent Duty Housing Program | USACE | - 95th | United States | Wisconsin | Kenosha | Kenosha | 53142 | 1.085 | 1.12
186014 | 800774 | MAIN STREET LITTLETON | 82387 | Joint Recruiting Program | USACE | Main Street | United States | New Hampshire | Grafton | Littleton | 03561 | 1.075 | 1.075
186015 | 710188 | 350 Washington Mount Dalton | 70132 | Independent Duty Housing Program | USACE | Washington | United States | Massachusetts | Berkshire | Dalton | 01226 | 1.165 | 1.215
186016 | 711151 | 465 Buckland Drive Manchester | 70132 | Independent Duty Housing Program | USACE | Buckland Bldge 23, Unit 23113 | United States | Connecticut | Hartford | Manchester | 06040 | 1.165 | 1.205
186017 | 800698 | K STREET BOSTON | 82387 | Joint Recruiting Program | USACE | K Street | United States | Massachusetts | Suffolk | Boston | 02109 | 1.2 | 1.26
186018 | 710542 | 4603 Holly Avenue Weston | 70132 | Independent Duty Housing Program | USACE | Holly | United States | Wisconsin | Marathon | Weston | 54476 | 1.085 | 1.12
186019 | 800994 | Frances Lane Beaver Dam | 82387 | Joint Recruiting Program | USACE | Frances Suite E2 | United States | Wisconsin | Dodge | Beaver Dam | 53916 | 1.085 | 1.12
186021 | 18081-10285 | Civil Township 90-04, Section 29,30 Jefferson | 18081 | Army Mission Support | USACE | Civil Township 90-04, Section 29,30 31 & 32 | United States | South Dakota | Union | Jefferson | 57038 | 0.955 | 0.93
186022 | 18081-10303 | Crook County, Wy Cheyenne | 18081 | Army Mission Support | USACE | Crook County, | United States | Wyoming | Laramie | Cheyenne | 82009 | 1.05 | 1.04
186023 | 710302 | 106 Nw Westwood Street Ankeny | 70132 | Independent Duty Housing Program | USACE | Westwood | United States | Iowa | Polk | Ankeny | 50021 | 0.95 | 0.95
186024 | 70132-10099 | 1216 Moore Avenue West Bend | 70132 | Independent Duty Housing Program | USACE | Moore | United States | Wisconsin | Washington | West Bend | 53090 | 1.085 | 1.12
186025 | 711088 | 1535 11th Avenue North Fort Dodge | 70132 | Independent Duty Housing Program | USACE | 11th | United States | Iowa | Webster | Fort Dodge | 50501 | 1.01 | 1.01
186029 | 710524 | 2815 Rose Acres Lane Maryland Heights | 70132 | Independent Duty Housing Program | USACE | Rose Acres | United States | Missouri | St Louis | Maryland Heights | 63043 | 0.985 | 1.005
186030 | 711165 | 5102 Charm Ridge Dri Jefferson City | 70132 | Independent Duty Housing Program | USACE | Charm Dri | United States | Missouri | Cole | Jefferson City | 65109 | 0.985 | 1.005
186031 | 800737 | W 41st Street Joplin | 70132 | Independent Duty Housing Program | USACE | 41st. | United States | Missouri | Newton | Joplin | 64804 | 0.985 | 1.005
186032 | 710200 | 40 Terry Lane Charlottesville | 70132 | Independent Duty Housing Program | USACE | Terry | United States | Virginia | Orange | Barboursville | 22911 | 0.92 | 0.89
186033 | 710358 | 424 Eden Roc Circle Virginia Beach | 70132 | Independent Duty Housing Program | USACE | Eden Roc Circle Apts 205 | United States | Virginia | Virginia Beach (City) | Virginia Beach | 23451 | 0.98 | 0.94
186036 | 70132-10737 | County Rte 17 Evans Mills | 70132 | Independent Duty Housing Program | USACE | County 17 | United States | New York | Jefferson | Evans Mills | 13637 | 1.17 | 1.17
186037 | 18081-10136 | 400 10th Ave Seattle | 18081 | Army Mission Support | USACE | 10th Ave Madigan Hotel Rooms | United States | Washington | King | Seattle | 98122 | 1.12 | 1.14
186038 | 18081-10506 | Parcels #'S 2069-00-0-00-046 Byers | 18081 | Army Mission Support | USACE | Parcels #'S 2069-00-0-00-046 2069-00-0-00-057 | United States | Colorado | Arapahoe | Byers | 80103 | 0.99 | 0.98
186039 | 18081-10626 | Sec 8, T6n, R8w Glenvil | 18081 | Army Mission Support | USACE | Sec 8, T6n, R8w Hastings Mon. | United States | Nebraska | Clay | Glenvil | 68941 | 0.93 | 0.915
186043 | 710849 | 1231 - 21st Street Cameron | 70132 | Independent Duty Housing Program | USACE | - 21st | United States | Wisconsin | Barron | Cameron | 54822 | 1.085 | 1.12
186044 | 710051 | 1403 - 148th Avenue N.W. Andover | 70132 | Independent Duty Housing Program | USACE | - 148th | United States | Minnesota | Anoka | Andover | 55304 | 1.085 | 1.12
186046 | 711236 | 755 Meadowbrook Salina | 70132 | Independent Duty Housing Program | USACE | Meadowbrook | United States | Kansas | Saline | Salina | 67401 | 1.005 | 1.025
186047 | 70132-10206 | 185 Wooden Shoe Ct Christiansburg | 70132 | Independent Duty Housing Program | USACE | Wooden Shoe | United States | Virginia | Montgomery | Christiansburg | 24073 | 1 | 0.96
186049 | 800624 | Us Hwy 19 North Tarpon Springs | 82387 | Joint Recruiting Program | USACE | Us 19 | United States | Florida | Pinellas | Tarpon Springs | 34689 | 0.82 | 0.8
186050 | 70132-10631 | 736 Fabian Drive Fairbanks | 70132 | Independent Duty Housing Program | USACE | Fabian | United States | Alaska | Fairbanks North Star | Fairbanks | 99712 | 2.09 | 2.08
186051 | 70132-10724 | 995 Seawolf Fairbanks | 70132 | Independent Duty Housing Program | USACE | Seawolf | United States | Alaska | Fairbanks North Star | Fairbanks | 99701 | 2.09 | 2.08
186053 | 70132-10264 | 222 Lee Street Cape Vincent | 70132 | Independent Duty Housing Program | USACE | Lee | United States | New York | Jefferson | Cape Vincent | 13618 | 1.17 | 1.17
186054 | 800797 | Bennedict Street Saratoga Springs | 70132 | Independent Duty Housing Program | USACE | Bennedict | United States | New York | Saratoga | Saratoga Spgs | 12866 | 1.06 | 1.075
186055 | 70132-10216 | 1941 Faulkner Road Olean | 70132 | Independent Duty Housing Program | USACE | Faulkner | United States | New York | Cattaraugus | Olean | 14760 | 1.06 | 1.075
186056 | 70132-10248 | 211 Phelps Street Watertown | 70132 | Independent Duty Housing Program | USACE | Phelps | United States | New York | Jefferson | Watertown | 13601 | 1.17 | 1.17
186057 | 82387-12497 | Ne 163rd St North Miami Beach | 82387 | Joint Recruiting Program | USACE | 163rd | United States | Florida | Miami-Dade | North Miami Beach | 33162 | 0.82 | 0.8
186058 | 800953 | Gaelic Hills Drive Tyler | 70132 | Independent Duty Housing Program | USACE | Gaelic Hills | United States | Texas | Smith | Tyler | 75703 | 0.865 | 0.84
186059 | 800687 | Oakland Drive Denham Springs | 70132 | Independent Duty Housing Program | USACE | Oakland | United States | Louisiana | Livingston | Denham Springs | 70706 | 0.855 | 0.825
186060 | 800546 | Ballou Circle Folsom | 70132 | Independent Duty Housing Program | USACE | Ballou | United States | California | Sacramento | Folsom | 95630 | 1.13 | 1.17
186061 | 800305 | 12218 Apple Valley Road Apple Valley | 82387 | Joint Recruiting Program | USACE | Apple Valley Suite 204 | United States | California | San Bernardino | Apple Valley | 92307 | 1.2 | 1.25
186062 | 70132-10074 | 11376 Windsor Denham Springs | 70132 | Independent Duty Housing Program | USACE | Windsor | United States | Louisiana | Livingston | Denham Springs | 70726 | 0.855 | 0.825
186064 | 800958 | North Fox Hunters Loop | 70132 | Independent Duty Housing Program | USACE | Fox Hunters | United States | Utah | Utah | Lehi | 84043 | 1.03 | 0.995
186065 | 710730 | 5160 E. Catalina Avenue Mesa | 70132 | Independent Duty Housing Program | USACE | Catalina | United States | Arizona | Maricopa | Mesa | 85206 | 0.91 | 0.89
186066 | 800942 | Texas Avenue New Boston | 18081 | Army Mission Support | USACE | Texas | United States | Texas | Bowie | New Boston | 75570 | 0.85 | 0.83
186067 | 70132-10611 | 704 Gardenia Circle Paso Robles | 70132 | Independent Duty Housing Program | USACE | Gardenia #1 | United States | California | San Luis Obispo | Paso Robles | 93446 | 1.22 | 1.26
186068 | 710784 | 7324 S 935 E Midvale | 70132 | Independent Duty Housing Program | USACE | 935 E | United States | Utah | Salt Lake | Midvale | 84047 | 1.03 | 0.99
186069 | 801100 | 7027 Fm 78 San Antonio | 70132 | Independent Duty Housing Program | USACE | Fm 78, #9101 | United States | Texas | Bexar | San Antonio | 78244 | 0.87 | 0.85
186070 | 800689 | Wildflower Lafayette | 70132 | Independent Duty Housing Program | USACE | Wildflower | United States | Louisiana | Lafayette | Lafayette | 70506 | 0.855 | 0.825
186071 | 82387-10760 | 3455 North Beltline Irving | 82387 | Joint Recruiting Program | USACE | Beltline Suite 109 | United States | Texas | Dallas | Irving | 75062 | 0.83 | 0.82
186072 | 710078 | 13918 Cluster Ct Magalia | 70132 | Independent Duty Housing Program | USACE | Cluster | United States | California | Butte | Magalia | 95954 | 1.125 | 1.165
186073 | 710694 | 5100 Vintner Drive Richmond | 70132 | Independent Duty Housing Program | USACE | Vintner Apt 101 | United States | Virginia | Richmond (City) | Richmond | 23234 | 0.92 | 0.89
186074 | 82387-12693 | Redcliff Dr Redding | 82387 | Joint Recruiting Program | USACE | Redcliff Suites 1 & 4 | United States | California | Shasta | Redding | 96002 | 1.125 | 1.165
186076 | 711219 | 12371 Honeychurch St. Raleigh | 70132 | Independent Duty Housing Program | USACE | Honeychurch | United States | North Carolina | Wake | Raleigh | 27614 | 0.885 | 0.855
186078 | 800547 | Patton Terrace Fremont | 70132 | Independent Duty Housing Program | USACE | Patton | United States | California | Alameda | Fremont | 94536 | 1.2 | 1.25
186079 | 800837 | Summit Hill Court Norman | 70132 | Independent Duty Housing Program | USACE | Summit Hill | United States | Oklahoma | Cleveland | Norman | 73071 | 0.86 | 0.83
186080 | 800843 | Westridge Drive Yukon | 70132 | Independent Duty Housing Program | USACE | Westridge | United States | Oklahoma | Canadian | Yukon | 73099 | 0.86 | 0.83
186082 | 711185 | 1514 Southern Hills Ardmore | 70132 | Independent Duty Housing Program | USACE | Southern | United States | Oklahoma | Carter | Ardmore | 73401 | 0.875 | 0.85
186083 | 711101 | 4600 Fountain Gate Norman | 70132 | Independent Duty Housing Program | USACE | Fountain Gate | United States | Oklahoma | Cleveland | Norman | 73072 | 0.86 | 0.83
186084 | 801093 | Golf Club Lane Spring Hill | 70132 | Independent Duty Housing Program | USACE | Golf Club | United States | Tennessee | Maury | Spring Hill | 37174 | 0.835 | 0.82
186085 | 800619 | Gussie Street Punta Gorda | 70132 | Independent Duty Housing Program | USACE | Gussie | United States | Florida | Charlotte | Punta Gorda | 33950 | 0.825 | 0.805
186087 | 800626 | Lindsey Court Wellington | 70132 | Independent Duty Housing Program | USACE | Lindsey | United States | Florida | Palm Beach | Wellington | 33414 | 0.82 | 0.8
186088 | 800613 | Morning Mist Lane Orlando | 70132 | Independent Duty Housing Program | USACE | Morning Mist | United States | Florida | Orange | Orlando | 32819 | 0.825 | 0.805
186089 | 800506 | Stonecreek Trail Helena | 70132 | Independent Duty Housing Program | USACE | Stonecreek | United States | Alabama | Shelby | Helena | 35080 | 0.855 | 0.83
186090 | 801286 | Railroad Survey Station 8626.32 Sparta | 55425 | Fort Mccoy | ARRES | Railroad Survey 8626.32 Ne1/4 Sw1/4 Sec 36 T18n R3w, Monroe Cty | United States | Wisconsin | Monroe | Sparta | 54656 | 1.15 | 1.17
186091 | 801192 | Veterans Drive Minneapolis | 18081 | Army Mission Support | USACE | Veteran'S | United States | Minnesota | Hennepin | Minneapolis | 55417 | 1.06 | 1.11
186092 | 800552 | Stone Cellar Way Lathrop | 70132 | Independent Duty Housing Program | USACE | Stone Cellar | United States | California | San Joaquin | Lathrop | 95330 | 1.12 | 1.17
186093 | 800947 | Buckhorn Drive Rowlett | 70132 | Independent Duty Housing Program | USACE | Buckhorn | United States | Texas | Dallas | Rowlett | 75089 | 0.83 | 0.82
186094 | 710057 | 5301 Talbot Road South Renton | 70132 | Independent Duty Housing Program | USACE | Talbot Unit Q103 | United States | Washington | King | Renton | 98055 | 1.12 | 1.14
186095 | 800860 | Deerhorn Road Springfield | 70132 | Independent Duty Housing Program | USACE | Deerhorn | United States | Oregon | Lane | Springfield | 97478 | 1.12 | 1.145
186096 | 800646 | E Shurgar Court Meridian | 70132 | Independent Duty Housing Program | USACE | Shurgar | United States | Idaho | Ada | Meridian | 83642 | 0.99 | 0.98
186097 | 82387-11390 | Bird Rd Miami 1 | 82387 | Joint Recruiting Program | USACE | 9892&9894 40th (Bird Rd) | United States | Florida | Miami-Dade | Miami | 33175 | 0.82 | 0.8
1861 | GHSD0001 | FRANCIS E WARREN AF MISSILE SITE C6 SITE # 1 | GHLN | F E WARREN AFB | AFACT | 5910 Nebraska State Road 14 | United States | Nebraska | Banner | Harrisburg | 69345 | 0.93 | 0.915
186100 | 800620 | Travertine Terrace Sanford | 70132 | Independent Duty Housing Program | USACE | Travertine | United States | Florida | Seminole | Sanford | 32771 | 0.825 | 0.805
186101 | 70132-10780 | Trout River | 70132 | Independent Duty Housing Program | USACE | Trout Cro | United States | Florida | Manatee | Ellenton | 34222 | 0.825 | 0.805
186102 | 82387-11927 | Glacier Hwy Juneau | 82387 | Joint Recruiting Program | USACE | Glacier Highway Jordan Creek | United States | Alaska | Juneau | Juneau | 99801 | 2.025 | 2.015
186103 | 801289 | Clydesdale Drive Laramie | 70132 | Independent Duty Housing Program | USACE | Clydesdale | United States | Wyoming | Albany | Laramie | 82070 | 1.045 | 1.035
186105 | 70132-10665 | 823 Mill Street Watertown | 70132 | Independent Duty Housing Program | USACE | Mill | United States | New York | Jefferson | Watertown | 13601 | 1.17 | 1.17
186107 | 70132-10069 | 1119 Academy Street Watertown | 70132 | Independent Duty Housing Program | USACE | Academy | United States | New York | Jefferson | Watertown | 13601 | 1.17 | 1.17
186108 | 82387-11653 | E Battle St Talladega | 82387 | Joint Recruiting Program | USACE | Battle | United States | Alabama | Talladega | Talladega | 35160 | 0.855 | 0.83
186109 | 800892 | EAST STONE KINGSPORT | 82387 | Joint Recruiting Program | USACE | East Stone Drive | United States | Tennessee | Sullivan | Kingsport | 37660 | 0.835 | 0.82
186110 | 800847 | Nw 9th Street Corvallis | 82387 | Joint Recruiting Program | USACE | 9th | United States | Oregon | Benton | Corvallis | 97330 | 1.12 | 1.145
186111 | 800754 | Fairway Blvd Kalispell | 70132 | Independent Duty Housing Program | USACE | Fairway | United States | Montana | Flathead | Kalispell | 59901 | 1.1 | 1.08
186112 | 800606 | 4630 Nw 97th Place Miami | 70132 | Independent Duty Housing Program | USACE | 97th | United States | Florida | Miami-Dade | Miami | 33178 | 0.82 | 0.8
186113 | 710900 | 4744 W. E. Ross Pkwa Southaven | 70132 | Independent Duty Housing Program | USACE | E. Ross Pkwa 44 308 | United States | Mississippi | De Soto | Southaven | 38671 | 0.9 | 0.86
186114 | 47475-10008 | Gndwtr Invs Mi-208 & Mi-209 | 47475 | Milan Army Ammunition Plant | ARACT | Off-Post Gndwtr Invs Mi-208 & Mi-209 | United States | Tennessee | Gibson | Milan | 38358 | 0.835 | 0.82
186117 | 70132-10108 | 1233 Kennicott Ave Fairbanks | 70132 | Independent Duty Housing Program | USACE | Kennicott | United States | Alaska | Fairbanks North Star | Fairbanks | 99709 | 2.09 | 2.08
186119 | 800648 | W Moose Creek Drive Nampa | 70132 | Independent Duty Housing Program | USACE | Moose Creek | United States | Idaho | Canyon | Nampa | 83686 | 1.055 | 1.045
186120 | 800748 | Bay Park Brandon | 70132 | Independent Duty Housing Program | USACE | Bay | United States | Mississippi | Rankin | Brandon | 39047 | 0.9 | 0.86
186121 | 800508 | Downing Way Mobile | 70132 | Independent Duty Housing Program | USACE | Downing | United States | Alabama | Mobile | Mobile | 36695 | 0.84 | 0.81
186122 | 800899 | Fox Trot Drive Spring Hill | 70132 | Independent Duty Housing Program | USACE | Foxtrot | United States | Tennessee | Maury | Spring Hill | 37174 | 0.835 | 0.82
186123 | 800751 | Lakeland Dr Jackson 4 | 70132 | Independent Duty Housing Program | USACE | Lakeland | United States | Mississippi | Hinds | Jackson | 39232 | 0.9 | 0.86
186124 | 801178 | The Ne 1/4 Of The Nw 1/4 Of S2, T92, R45 Le Mars | 18081 | Army Mission Support | USACE | The 1/4 Of Th Nw 1/4 Of S2, T92, R45 | United States | Iowa | Plymouth | Le Mars | 51031 | 1.01 | 1.01
186125 | 801161 | Sw 40th Place Ocala | 70132 | Independent Duty Housing Program | USACE | 40th | United States | Florida | Marion | Ocala | 34474 | 0.825 | 0.805
186126 | 801019 | Lake Louise Drive Bellingham | 70132 | Independent Duty Housing Program | USACE | Lake Louise | United States | Washington | Whatcom | Bellingham | 98228 | 1.085 | 1.095
186128 | 82387-12795 | S Del Prado Blvd Cape Coral | 82387 | Joint Recruiting Program | USACE | S.Del Prado Blv Unit 2 | United States | Florida | Lee | Cape Coral | 33990 | 0.825 | 0.805
186129 | 70132-10482 | 4540 Nw 107th Avenue Miami | 70132 | Independent Duty Housing Program | USACE | 107th Apt. 11-203 | United States | Florida | Miami-Dade | Miami | 33178 | 0.82 | 0.8
186130 | 70132-10490 | 4627 Nw 97th Place Miami | 70132 | Independent Duty Housing Program | USACE | 97th Unit 146-8 | United States | Florida | Miami-Dade | Miami | 33178 | 0.82 | 0.8
186131 | 710781 | 5549 Colony Lane Hoover | 70132 | Independent Duty Housing Program | USACE | Colony | United States | Alabama | Jefferson | Hoover | 35226 | 0.855 | 0.83
186132 | 800645 | W Glade Creek Street Meridian | 70132 | Independent Duty Housing Program | USACE | Glade Creek | United States | Idaho | Ada | Meridian | 83642 | 0.99 | 0.98
186133 | 70132-10150 | 1422 28th Ave. Fairbanks | 70132 | Independent Duty Housing Program | USACE | 28th | United States | Alaska | Fairbanks North Star | Fairbanks | 99701 | 2.09 | 2.08
186135 | 801022 | Grey Harvest Mare Street Harvest | 70132 | Independent Duty Housing Program | USACE | Grey Harvest Mare | United States | Alabama | Madison | Harvest | 35749 | 0.83 | 0.8
186136 | 800853 | Jerrine Grants Pass | 70132 | Independent Duty Housing Program | USACE | Jerrine | United States | Oregon | Josephine | Grants Pass | 97527 | 1.12 | 1.145
186137 | 710889 | 617 Spring Forest Dr Conroe | 70132 | Independent Duty Housing Program | USACE | Spring Forest | United States | Texas | Montgomery | Conroe | 77302 | 0.865 | 0.84
186138 | 800758 | CITY CENTER BLVD ELIZABETH CITY | 82387 | Joint Recruiting Program | USACE | City Center Boulevard | United States | North Carolina | Pasquotank | Elizabeth City | 27909 | 0.885 | 0.855
186139 | 710447 | 8508 Barstow Drive Amarillo | 70132 | Independent Duty Housing Program | USACE | Barstow | United States | Texas | Randall | Amarillo | 79118 | 0.865 | 0.84
186140 | 710396 | 9610 Shepherd Dr. Beaumont | 70132 | Independent Duty Housing Program | USACE | Shepherd | United States | Texas | Jefferson | Beaumont | 77707 | 0.865 | 0.84
186141 | 710305 | 3001 Sw 24th Avenue, Apt. 307 Ocala | 70132 | Independent Duty Housing Program | USACE | 24th Avenue, Apt. 307 | United States | Florida | Marion | Ocala | 34471 | 0.825 | 0.805
186144 | 800397 | 87697 Perkins Court Veneta | 70132 | Independent Duty Housing Program | USACE | Perkins | United States | Oregon | Lane | Veneta | 97487 | 1.12 | 1.145
186146 | 82387-11468 | CASTE VILLAGE PITTSBURGH | 82387 | Joint Recruiting Program | USACE | 111 CASTE VILLAGE, STE M-111 CASTE VILL MALL-BAPTIST & GROVE RDS | United States | Pennsylvania | Allegheny | Pittsburgh | 15236 | 1.065 | 1.105
186147 | 710893 | 3508 Shiraz Loop Round Rock | 70132 | Independent Duty Housing Program | USACE | Shiraz | United States | Texas | Williamson | Round Rock | 78664 | 0.865 | 0.84
186148 | 800439 | 820 W Prairie Way Mustang | 70132 | Independent Duty Housing Program | USACE | Prairie | United States | Oklahoma | Canadian | Mustang | 73064 | 0.86 | 0.83
186149 | 800835 | Concord Drive Norman | 70132 | Independent Duty Housing Program | USACE | Wheaton | United States | Oklahoma | Cleveland | Norman | 73071 | 0.86 | 0.83
186150 | 800842 | Glascow Terrace Yukon | 70132 | Independent Duty Housing Program | USACE | Glascow | United States | Oklahoma | Canadian | Yukon | 73099 | 0.86 | 0.83
186151 | 800823 | N Oklahoma Place Claremore | 70132 | Independent Duty Housing Program | USACE | Oklahoma | United States | Oklahoma | Rogers | Claremore | 74017 | 0.875 | 0.85
186152 | 800995 | Fountain Plaza Drive Brookfield | 70132 | Independent Duty Housing Program | USACE | Fountain Plaza | United States | Wisconsin | Waukesha | Brookfield | 53005 | 1.085 | 1.12
186156 | 710616 | 101 Seventh Street Liverpool | 70132 | Independent Duty Housing Program | USACE | Seventh | United States | New York | Onondaga | Liverpool | 13088 | 1.06 | 1.075
186157 | 70132-10297 | 25031 County Route 16 Evans Mills | 70132 | Independent Duty Housing Program | USACE | County 16 | United States | New York | Jefferson | Evans Mills | 13637 | 1.17 | 1.17
186158 | 800777 | Dorchester Drive Delran | 70132 | Independent Duty Housing Program | USACE | Dorchester | United States | New Jersey | Burlington | Delran | 08075 | 1.17 | 1.24
186159 | 710913 | 12426 Dervish Ln Charlotte | 70132 | Independent Duty Housing Program | USACE | Dervish | United States | North Carolina | Mecklenburg | Charlotte | 28269 | 0.885 | 0.855
186161 | 800809 | Chandler Crossing Middletown | 70132 | Independent Duty Housing Program | USACE | Chandler | United States | Ohio | Butler | Middletown | 45044 | 0.925 | 0.9195
186162 | 800810 | Hollytree Drive Monroe | 70132 | Independent Duty Housing Program | USACE | Hollytree | United States | Ohio | Butler | Monroe | 45050 | 0.925 | 0.9195
186163 | 800725 | Van Atta Road Okemos | 70132 | Independent Duty Housing Program | USACE | Van Atta | United States | Michigan | Ingham | Okemos | 48864 | 1.035 | 1.055
186165 | 70132-10635 | 7439 Hartel Road Potterville | 70132 | Independent Duty Housing Program | USACE | Hartel | United States | Michigan | Eaton | Potterville | 48876 | 1.035 | 1.055
186166 | 710441 | 7748 Sawmill Road Dublin | 70132 | Independent Duty Housing Program | USACE | Sawmill | United States | Ohio | Franklin | Dublin | 43016 | 0.925 | 0.9195
186167 | 710612 | 8319 Pembridge Ct. Joliet | 70132 | Independent Duty Housing Program | USACE | Pembridge | United States | Illinois | Will | Joliet | 60431 | 1.03 | 1.045
186168 | 70132-10305 | 2616 B Eastgate Driv Mt. Pleasant | 70132 | Independent Duty Housing Program | USACE | B Eastgate Driv | United States | Michigan | Isabella | Mount Pleasant | 48858 | 1.035 | 1.055
186169 | 710610 | 3008 Hickory Nut Lane Kalamazoo | 70132 | Independent Duty Housing Program | USACE | Hickory Nut | United States | Michigan | Kalamazoo | Kalamazoo | 49004 | 1.035 | 1.055
186170 | 800872 | Oak Pointe Circle Mckees Rocks | 70132 | Independent Duty Housing Program | USACE | Oak Pointe | United States | Pennsylvania | Allegheny | Mckees Rocks | 15136 | 1.065 | 1.105
186172 | 82387-10964 | 52nd Ave Moline | 82387 | Joint Recruiting Program | USACE | 52nd | United States | Illinois | Rock Island | Moline | 61265 | 0.98 | 0.99
186173 | 800654 | East Jackson Street Macomb | 82387 | Joint Recruiting Program | USACE | Jackson Suite A | United States | Illinois | Mcdonough | Macomb | 61455 | 1.03 | 1.045
186177 | 801089 | LEADER HEIGHTS ROAD YORK | 82387 | Joint Recruiting Program | USACE | Leader Heights Road | United States | Pennsylvania | York | York | 17402 | 1.065 | 1.105
186178 | 82387-12638 | PERRY HWY CRANBERRY TOWNSHIP | 82387 | Joint Recruiting Program | USACE | 20232 PERRY HIGHWAY SUITE 3 | United States | Pennsylvania | Venango | Cranberry Township | 16066 | 1.065 | 1.105
186181 | 710687 | 1474 Hartford Avenue Wilder | 70132 | Independent Duty Housing Program | USACE | Hartford | United States | Vermont | Windsor | Wilder | 05088 | 1.04 | 1.04
186183 | 710921 | 60 Eden Way Bennington | 70132 | Independent Duty Housing Program | USACE | Eden Unit 5 | United States | Vermont | Bennington | Bennington | 05201 | 1.04 | 1.04
186184 | 800702 | Elm Street East Longmeadow | 70132 | Independent Duty Housing Program | USACE | Elm | United States | Massachusetts | Hampden | East Longmeadow | 01028 | 1.13 | 1.17
186185 | 800722 | FIVE MILE ROAD LIVONIA | 82387 | Joint Recruiting Program | USACE |  | United States | Michigan | Wayne | Livonia | 48150 | 1.03 | 1.06
186186 | 82387-12886 | S Wentworth Chicago | 82387 | Joint Recruiting Program | USACE | Wentworth | United States | Illinois | Cook | Chicago | 60609 | 1.18 | 1.25
186187 | 800669 | St John Road Michigan City | 82387 | Joint Recruiting Program | USACE | Us Hwy 20 Marquette | United States | Indiana | La Porte | Michigan City | 46360 | 0.955 | 0.96
186188 | 70132-10619 | 719 Conners Ave. Zanesville | 70132 | Independent Duty Housing Program | USACE | Conners | United States | Ohio | Muskingum | Zanesville | 43701 | 0.925 | 0.9195
186189 | 710296 | 808 Dwillard Kalamazoo | 70132 | Independent Duty Housing Program | USACE | Dwillard | United States | Michigan | Kalamazoo | Kalamazoo | 49048 | 1.035 | 1.055
186190 | 800710 | Fieldstone Court Frederick | 70132 | Independent Duty Housing Program | USACE | Fieldstone | United States | Maryland | Frederick | Frederick | 21702 | 0.94 | 0.94
186191 | 801009 | Hillcrest Road Fairmont | 70132 | Independent Duty Housing Program | USACE | Hillcrest | United States | West Virginia | Marion | Fairmont | 26554 | 1.02 | 1.03
186194 | 18081-10299 | Crane Wildlife Mgmta Falmouth | 18081 | Army Mission Support | USACE | Crane Wildlife Mgmta Falmouth | United States | Massachusetts | Barnstable | Falmouth | 02540 | 1.165 | 1.215
186195 | 711079 | 139 Laurel Court Plainville | 70132 | Independent Duty Housing Program | USACE | Laurel | United States | Connecticut | Hartford | Plainville | 06062 | 1.165 | 1.205
186196 | 710352 | 18 West Stearns Avenue Hooksett | 70132 | Independent Duty Housing Program | USACE | Stearns | United States | New Hampshire | Merrimack | Hooksett | 03106 | 1.07 | 1.06
186197 | 800873 | E Penn Street Muncy | 70132 | Independent Duty Housing Program | USACE | Penn | United States | Pennsylvania | Lycoming | Muncy | 17756 | 1.065 | 1.105
186198 | 800747 | PEARCE BLVD WENTZVILLE | 82387 | Joint Recruiting Program | USACE | Pearce Blvd | United States | Missouri | St. Charles | Wentzville | 63385 | 0.985 | 1.005
186199 | 800593 | Summit View Drive Grand Junction | 70132 | Independent Duty Housing Program | USACE | Summit View | United States | Colorado | Mesa | Grand Junction | 81504 | 1.015 | 1
1862 | GHSE0001 | FRANCIS E WARREN AF MISSILE SITE C7 SITE # 1 | GHLN | F E WARREN AFB | AFACT | 4990 Nebraska State Road 14 | United States | Nebraska | Banner | Harrisburg | 69345 | 0.93 | 0.915
186200 | 801000 | West Swan Circle Oak Creek | 70132 | Independent Duty Housing Program | USACE | Swan #3202 | United States | Wisconsin | Milwaukee | Oak Creek | 53154 | 1.09 | 1.13
186201 | 710778 | 104 Woodys Place Winchester | 70132 | Independent Duty Housing Program | USACE | Woodys | United States | Virginia | Winchester (City) | Winchester | 22602 | 0.92 | 0.89
186202 | 800700 | MORTON STATION ROAD CHARLTON | 70132 | Joint Recruiting Program | USACE | Morton Station Road | United States | Massachusetts | Worcester | Charlton | 01507 | 1.2 | 1.26
186203 | 710204 | 254 Sunburst Avenue Sartell | 70132 | Independent Duty Housing Program | USACE | Sunburst | United States | Minnesota | Stearns | Sartell | 56377 | 1.085 | 1.12
186204 | 711169 | 3120 Tri Park Court Appleton | 70132 | Independent Duty Housing Program | USACE | Tri Park 11 | United States | Wisconsin | Outagamie | Appleton | 54914 | 1.085 | 1.12
186207 | 710485 | 3614 Pleasure Ridge Corydon | 70132 | Independent Duty Housing Program | USACE | Pleasure | United States | Indiana | Harrison | Corydon | 47112 | 0.955 | 0.96
186208 | 710333 | 4767 Kenicott Trl Brighton Twp. | 70132 | Independent Duty Housing Program | USACE | Kenicott | United States | Michigan | Livingston | Brighton | 48114 | 1.035 | 1.055
186209 | 710607 | 5211 White Pine Drive Bloomington | 70132 | Independent Duty Housing Program | USACE | White Pine | United States | Indiana | Monroe | Bloomington | 47401 | 0.955 | 0.96
186210 | 711131 | 5430 Wessex Ct, Dearborn | 70132 | Independent Duty Housing Program | USACE | Wessex Ct, 103 | United States | Michigan | Wayne | Dearborn | 48126 | 1.03 | 1.06
186211 | 70132-10291 | 246 W. View Court Battle Creek | 70132 | Independent Duty Housing Program | USACE | View Unit 246 | United States | Michigan | Calhoun | Battle Creek | 49015 | 1.035 | 1.055
186212 | 18081-10077 | 200 E Liberty St Ann Arbor | 18081 | Army Mission Support | USACE | Liberty | United States | Michigan | Washtenaw | Ann Arbor | 48107 | 1.035 | 1.055
186219 | 710184 | 1485 English Drive Mechanicsburg | 70132 | Independent Duty Housing Program | USACE | English | United States | Pennsylvania | Cumberland | Mechanicsburg | 17055 | 1.01 | 1.02
186220 | 800818 | Carriage Hill Drive Ne Warren | 70132 | Independent Duty Housing Program | USACE | Carriage Hill E. | United States | Ohio | Trumbull | Warren | 44484 | 0.95 | 0.95
186221 | 800815 | Fernway Road Shaker Heights | 70132 | Independent Duty Housing Program | USACE | Fernway | United States | Ohio | Cuyahoga | Shaker Heights | 44120 | 0.925 | 0.9195
186222 | 800683 | Kenesaw Drive Lexington | 70132 | Independent Duty Housing Program | USACE | Kenesaw | United States | Kentucky | Fayette | Lexington | 40515 | 0.87 | 0.87
186223 | 800803 | Lakehurst Court Cincinnati | 70132 | Independent Duty Housing Program | USACE | Lakehurst | United States | Ohio | Hamilton | Cincinnati | 45242 | 0.925 | 0.9195
186224 | 800808 | Lakewood Lima | 70132 | Independent Duty Housing Program | USACE | Lakewood | United States | Ohio | Allen | Lima | 45805 | 0.925 | 0.9195
186225 | 82387-12442 | N National Rd Columbus | 82387 | Joint Recruiting Program | USACE | National Rod Northern S/C | United States | Indiana | Bartholomew | Columbus | 47201 | 0.955 | 0.96
186229 | 702115 | W 35th St Chicago | 82387 | Joint Recruiting Program | USACE | 35th Illinois Institute Of Technology | United States | Illinois | Cook | Chicago | 60616 | 1.18 | 1.25
186230 | 710503 | 63b Ridgeview Circle East Stroudsburg | 70132 | Independent Duty Housing Program | USACE | Ridgeview | United States | Pennsylvania | Monroe | East Stroudsburg | 18301 | 1.17 | 1.21
186231 | 710988 | 7171 Jacob Lane Fairview | 70132 | Independent Duty Housing Program | USACE | Jacob | United States | Pennsylvania | Erie | Fairview | 16415 | 1.065 | 1.105
186232 | 801045 | Jefferson Street Burlington | 70132 | Independent Duty Housing Program | USACE | 1/2 Jefferson | United States | Iowa | Des Moines | Burlington | 52601 | 1.07 | 1.07
186233 | 801116 | Rainbow Lake Lane West Bend | 70132 | Independent Duty Housing Program | USACE | Rainbow Lake Unit 323 | United States | Wisconsin | Washington | West Bend | 53090 | 1.085 | 1.12
186234 | 711238 | 2430 Nw 43rd Street Lincoln | 70132 | Independent Duty Housing Program | USACE | 43rd | United States | Nebraska | Lancaster | Lincoln | 68524 | 0.93 | 0.915
186235 | 711017 | 30917 Maish Street Pequot Lakes | 70132 | Independent Duty Housing Program | USACE | Maish | United States | Minnesota | Crow Wing | Pequot Lakes | 56472 | 1.085 | 1.12
186236 | 710362 | 8065 North 50th Stre Brown Deer | 70132 | Independent Duty Housing Program | USACE | 50th Stre | United States | Wisconsin | Milwaukee | Brown Deer | 53223 | 1.09 | 1.13
186237 | 801014 | Basin Street Cheyenne | 70132 | Independent Duty Housing Program | USACE | Basin | United States | Wyoming | Laramie | Cheyenne | 82009 | 1.05 | 1.04
186238 | 800973 | Crescent Green Midlothian | 70132 | Independent Duty Housing Program | USACE | Crescent Apartment 103 | United States | Virginia | Chesterfield | Midlothian | 23114 | 0.92 | 0.89
186241 | 800790 | Ravensthorpe Way Clay | 70132 | Independent Duty Housing Program | USACE | Ravensthorpe | United States | New York | Onondaga | Clay | 13041 | 1.06 | 1.075
186242 | 800464 | Finley Afs Finley | 18081 | Army Mission Support | USACE | Finley Afs | United States | North Dakota | Steele | Finley | 58230 | 1.09 | 1.09
186243 | 82387-10824 | 4041 & 4043 LINDELL BLVD SAINT LOUIS | 82387 | Joint Recruiting Program | USACE | 4041 & 4043 LINDELL BLVD | United States | Missouri | St. Louis | St. Louis | 63108 | 0.985 | 1.005
186244 | 710710 | 1243 Brookwood Driv1243 Brookwood Drive Green Bay | 70132 | Independent Duty Housing Program | USACE | Brookwood | United States | Wisconsin | Brown | Green Bay | 54304 | 1.085 | 1.12
186247 | 82387-12326 | N 28TH ST SUPERIOR | 82387 | Joint Recruiting Program | USACE | 69 NORTH 28TH STREET #10 | United States | Wisconsin | Douglas | Superior | 54880 | 1.085 | 1.12
186248 | 70132-10061 | 111 #5 Turtle Creek Rd Charlottesville | 70132 | Independent Duty Housing Program | USACE | #5 Turtle Creek Rd Squire Apts | United States | Virginia | Charlottesville(City) | Charlottesville | 22901 | 0.92 | 0.89
186250 | 710930 | 3500 South Stonegate Circel #201 New Berlin | 70132 | Independent Duty Housing Program | USACE | Stonegate Circel #201 | United States | Wisconsin | Waukesha | New Berlin | 53151 | 1.085 | 1.12
186251 | 710853 | 716 Canal Shore Driv Le Claire | 70132 | Independent Duty Housing Program | USACE | Canal Driv | United States | Iowa | Scott | Le Claire | 52753 | 1.01 | 1.01
186253 | 70132-10548 | 5529 Cynthia Drive Roanoke | 70132 | Independent Duty Housing Program | USACE | Cynthia | United States | Virginia | Roanoke (City) | Roanoke | 24018 | 0.92 | 0.89
186254 | 70132-10638 | 757 Saltmeadow Bay Virginia Beach | 70132 | Independent Duty Housing Program | USACE | Saltmeadow Bay Saltmeadow Bay #207 | United States | Virginia | Virginia Beach (City) | Virginia Beach | 23451 | 0.98 | 0.94
186257 | 711172 | 5332 Corbet Drive Fort Collins | 70132 | Independent Duty Housing Program | USACE | Corbet | United States | Colorado | Larimer | Fort Collins | 80528 | 1.015 | 1
186258 | 710618 | 610 N Lakeside Drive Durango | 70132 | Independent Duty Housing Program | USACE | Lakeside | United States | Colorado | La Plata | Durango | 81301 | 1.015 | 1
186259 | 800998 | 69th Street Kenosha | 70132 | Independent Duty Housing Program | USACE | - 69th | United States | Wisconsin | Kenosha | Kenosha | 53142 | 1.085 | 1.12
186260 | 711086 | 105 N. Eastmoore Salina | 70132 | Independent Duty Housing Program | USACE | Eastmoore | United States | Kansas | Saline | Salina | 67401 | 1.005 | 1.025
186262 | 800799 | Vertex Path Syracuse | 70132 | Independent Duty Housing Program | USACE | Vertex Apartment 3 | United States | New York | Onondaga | Syracuse | 13209 | 1.06 | 1.075
186264 | 800767 | Buffalo Mall Jamestown | 82387 | Joint Recruiting Program | USACE | Buffalo Space F-2 | United States | North Dakota | Stutsman | Jamestown | 58402 | 1.09 | 1.09
186265 | 710303 | 1120 South Grandview Avenue Dubuque | 70132 | Independent Duty Housing Program | USACE | Grandview | United States | Iowa | Dubuque | Dubuque | 52003 | 1.01 | 1.01
186266 | 710217 | 1608 Saratoga Road Waukesha | 70132 | Independent Duty Housing Program | USACE | Saratoga | United States | Wisconsin | Waukesha | Waukesha | 53186 | 1.085 | 1.12
186267 | 800746 | Pennsylvania Street Webb City | 70132 | Independent Duty Housing Program | USACE | Pennsylvania | United States | Missouri | Jasper | Webb City | 64870 | 0.985 | 1.005
186268 | 710521 | 3803 Sunbreeze Circl Roanoke | 70132 | Independent Duty Housing Program | USACE | Sunbreeze Circl 202 | United States | Virginia | Roanoke (City) | Roanoke | 24018 | 0.92 | 0.89
186269 | 801002 | Westfield Way Pewaukee | 70132 | Independent Duty Housing Program | USACE | Westfield Unit | United States | Wisconsin | Waukesha | Pewaukee | 53072 | 1.085 | 1.12
186274 | 801073 | Center Road Avaon | 82387 | Joint Recruiting Program | USACE | Avon 1480 Center Rd, Suite B | United States | Ohio | Lorain | Avon | 44011 | 0.925 | 0.9195
186281 | 70132-10006 | 1 Pond View Road Cape Elizabeth | 70132 | Independent Duty Housing Program | USACE | Pond View | United States | Maine | Cumberland | Cape Elizabeth | 04107 | 0.99 | 0.97
186282 | 800376 | 135 Cottle Road Oakland | 70132 | Independent Duty Housing Program | USACE | Cottle | United States | Maine | Kennebec | Oakland | 04963 | 1.02 | 1
186286 | 800735 | Calgary Road Woodbury | 70132 | Independent Duty Housing Program | USACE | Calgary | United States | Minnesota | Washington | Woodbury | 55125 | 1.085 | 1.12
186287 | 800594 | East 113th Avenue Henderson | 70132 | Independent Duty Housing Program | USACE | 113th | United States | Colorado | Adams | Henderson | 80640 | 0.99 | 0.98
186288 | 801015 | Peake Avenue Cody | 70132 | Independent Duty Housing Program | USACE | Peake | United States | Wyoming | Park | Cody | 82414 | 1.045 | 1.035
186289 | 801012 | South Chestnut Casper | 70132 | Independent Duty Housing Program | USACE | Chestnut | United States | Wyoming | Natrona | Casper | 82601 | 1.04 | 1.03
186290 | 710703 | 2113 Red Tail Lane North Mankato | 70132 | Independent Duty Housing Program | USACE | Red Tail | United States | Minnesota | Nicollet | North Mankato | 56003 | 1.085 | 1.12
186291 | 710442 | 3203 Beacon Court Gillette | 70132 | Independent Duty Housing Program | USACE | Beacon | United States | Wyoming | Campbell | Gillette | 82718 | 1.045 | 1.035
186293 | 801090 | Post Road Warwick | 82387 | Joint Recruiting Program | USACE | Post Road, Suite 200 | United States | Rhode Island | Kent | Warwick | 02886 | 1.11 | 1.15
186295 | 801273 | Parcel No. 06-123-07-180-001 Kenosha | 18081 | Army Mission Support | USACE | Parcel 06-123-07-180-001 | United States | Wisconsin | Kenosha | Kenosha | 53140 | 1.085 | 1.12
186297 | 800389 | 115 Clearview Place Kalispell | 70132 | Independent Duty Housing Program | USACE | Clearview | United States | Montana | Flathead | Kalispell | 59901 | 1.1 | 1.08
186298 | 70132-10454 | 424 Webb Street Clayton | 70132 | Independent Duty Housing Program | USACE | Webb | United States | New York | Jefferson | Clayton | 13624 | 1.17 | 1.17
186299 | 70132-10535 | 5214 Hillcrest Circle Lowville | 70132 | Independent Duty Housing Program | USACE | Hillcrest | United States | New York | Lewis | Lowville | 13367 | 1.06 | 1.075
1863 | GHSF0001 | FRANCIS E WARREN AF MISSILE SITE C8 SITE # 1 | GHLN | F E WARREN AFB | AFACT | 1851 Nebraska State Road 71 | United States | Nebraska | Banner | Harrisburg | 69345 | 0.93 | 0.915
186300 | 70132-10221 | 2 Rock Street Alexandria Bay | 70132 | Independent Duty Housing Program | USACE | Rock | United States | New York | Jefferson | Alexandria Bay | 13607 | 1.17 | 1.17
186301 | 710931 | 36901 County Road 507 Itta Bena | 70132 | Independent Duty Housing Program | USACE | County 507 Apt 922 | United States | Mississippi | Leflore | Itta Bena | 38941 | 0.9 | 0.86
186302 | 70132-10517 | 4994 Nw 97th Place Miami | 70132 | Independent Duty Housing Program | USACE | 97th | United States | Florida | Miami-Dade | Miami | 33178 | 0.82 | 0.8
186303 | 47475-10005 | Gndwtr Invs #222 & 223 | 47475 | Milan Army Ammunition Plant | ARACT | Off-Post Gndwtr Invs #222 & 223 | United States | Tennessee | Gibson | Milan | 38358 | 0.835 | 0.82
186304 | 70132-10193 | 1727 Bridgewater #A And #B Fairbanks | 70132 | Independent Duty Housing Program | USACE | Bridgewater #A And #B | United States | Alaska | Fairbanks North Star | Fairbanks | 99709 | 2.09 | 2.08
186305 | 800502 | Bridgewater Lane Birmingham | 70132 | Independent Duty Housing Program | USACE | Bridgewater | United States | Alabama | Jefferson | Birmingham | 35244 | 0.855 | 0.83
186306 | 800750 | Cedar Of Lebanon Jackson | 70132 | Independent Duty Housing Program | USACE | Cedar Of Lebanon | United States | Mississippi | Hinds | Jackson | 39206 | 0.9 | 0.86
186308 | 800845 | Nw Craig Drive Beaverton | 70132 | Independent Duty Housing Program | USACE | Craig | United States | Oregon | Washington | Beaverton | 97006 | 1.08 | 1.1
186309 | 800844 | Nw Jeanne Court Beaverton | 70132 | Independent Duty Housing Program | USACE | Jeanne | United States | Oregon | Washington | Beaverton | 97006 | 1.08 | 1.1
186310 | 800644 | South 25th East Idaho Falls | 70132 | Independent Duty Housing Program | USACE | 25th East | United States | Idaho | Bonneville | Idaho Falls | 83404 | 1.055 | 1.045
186311 | 710082 | 6109 Yorkford Dr. Arlington | 70132 | Independent Duty Housing Program | USACE | Yorkford | United States | Texas | Tarrant | Arlington | 76001 | 0.83 | 0.82
186312 | 800542 | Riverwood Loop Chico | 70132 | Independent Duty Housing Program | USACE | Riverwood | United States | California | Butte | Chico | 95926 | 1.125 | 1.165
186313 | 711201 | 8408 Alexandria Avenue Amarillo | 70132 | Independent Duty Housing Program | USACE | Alexandria | United States | Texas | Randall | Amarillo | 79118 | 0.865 | 0.84
186314 | 710787 | 8724 Manhattan Ave Plano | 70132 | Independent Duty Housing Program | USACE | Manhattan | United States | Texas | Collin | Plano | 75024 | 0.865 | 0.84
186315 | 800956 | Amanda Court Whitehouse | 70132 | Independent Duty Housing Program | USACE | Amanda | United States | Texas | Smith | Whitehouse | 75791 | 0.865 | 0.84
186316 | 800781 | Bahia Drive Roswell | 70132 | Independent Duty Housing Program | USACE | Bahia | United States | New Mexico | Chaves | Roswell | 88201 | 0.93 | 0.905
186317 | 82387-11277 | 9483 Nw 12th St Miami | 82387 | Joint Recruiting Program | USACE | 12th | United States | Florida | Miami-Dade | Miami | 33172 | 0.82 | 0.8
186318 | 710620 | 2027 Niles Ferry Road Maryville | 70132 | Independent Duty Housing Program | USACE | Niles Ferry | United States | Tennessee | Blount | Maryville | 37803 | 0.835 | 0.82
186320 | 801245 | Parcel 08.9.03.1, Sec 3, T 8n, R 9e Belle Fourche | 18081 | Army Mission Support | USACE | Parcel 08.9.03.1, Sec 3, T 8n, R 9e | United States | South Dakota | Butte | Belle Fourche | 57717 | 0.955 | 0.93
186321 | 801194 | S33, T110n, R30w Brown County New Ulm | 18081 | Army Mission Support | USACE | S33, T110n, R30w Brown County | United States | Minnesota | Brown | New Ulm | 56073 | 1.085 | 1.12
186323 | 800793 | East Main Street Malone | 70132 | Independent Duty Housing Program | USACE | Main 2nd Floor | United States | New York | Franklin | Malone | 12953 | 1.06 | 1.075
186324 | 70132-10625 | 731 B Eton Blvd. Fairbanks | 70132 | Independent Duty Housing Program | USACE | B Eton | United States | Alaska | Fairbanks North Star | Fairbanks | 99709 | 2.09 | 2.08
186325 | 710221 | 12252 W Muir Ridge D Boise | 70132 | Independent Duty Housing Program | USACE | Muir D | United States | Idaho | Ada | Boise | 83709 | 0.99 | 0.98
186326 | 710207 | 17102 Gannon Way Wes Rosemount | 70132 | Independent Duty Housing Program | USACE | Gannon Wes | United States | Minnesota | Dakota | Rosemount | 55068 | 1.085 | 1.12
186327 | 801072 | W 181ST STREET NEW YORK | 82387 | Joint Recruiting Program | USACE | W 181st Street | United States | New York | Bronx | New York City | 10036 | 1.36 | 1.46
186329 | 70132-10319 | 27652 State Route 3 Watertown | 36205 | Fort Drum | ARACT | State 3 | United States | New York | Jefferson | Watertown | 13601 | 1.17 | 1.17
186330 | 70132-10011 | 10 St. Lawrence Street Alexandria Bay | 70132 | Independent Duty Housing Program | USACE | St. Lawrence | United States | New York | Jefferson | Alexandria Bay | 13607 | 1.17 | 1.17
186331 | 70132-10088 | 118 Park Drive, West Watertown | 70132 | Independent Duty Housing Program | USACE | Drive, | United States | New York | Jefferson | Watertown | 13601 | 1.17 | 1.17
186332 | 70132-10095 | 12 Washington Street Alexandria Bay | 70132 | Independent Duty Housing Program | USACE | Washington | United States | New York | Jefferson | Alexandria Bay | 13607 | 1.17 | 1.17
186333 | 47475-10006 | Gndwtr Invs #230 & 231 | 47475 | Milan Army Ammunition Plant | ARACT | Off-Post Gndwtr Invs #230 & 231 | United States | Tennessee | Gibson | Milan | 38358 | 0.835 | 0.82
186335 | 70132-10336 | 3000 Amanda Loop North Pole | 70132 | Independent Duty Housing Program | USACE | Amanda | United States | Alaska | Fairbanks North Star | North Pole | 99705 | 2.09 | 2.08
186337 | 70132-10337 | 3000 Davis Road -Jullian Square Apt Fairbanks | 70132 | Independent Duty Housing Program | USACE | Davis -Jull3000 Davis Roa A09,E52,D65,A59,D52,E14,E27-7 Units | United States | Alaska | Fairbanks North Star | Fairbanks | 99709 | 2.09 | 2.08
186338 | 800895 | Eagle Trace Mount Juliet | 70132 | Independent Duty Housing Program | USACE | Eagle | United States | Tennessee | Wilson | Mount Juliet | 37122 | 0.835 | 0.82
186339 | 800733 | 46th Place North Plymouth | 70132 | Independent Duty Housing Program | USACE | - 46th | United States | Minnesota | Hennepin | Plymouth | 55442 | 1.06 | 1.11
186340 | 711018 | 5341 Pony Hill Court Lincoln | 70132 | Independent Duty Housing Program | USACE | Pony Hill | United States | Nebraska | Lancaster | Lincoln | 68516 | 0.93 | 0.915
186341 | 18081-10600 | Sec 26, T7n, R9w Hastings | 18081 | Army Mission Support | USACE | Sec 26, T7n, R9w Adams County | United States | Nebraska | Adams | Hastings | 68901 | 0.93 | 0.915
186342 | 82387-10001 | 1 Federal Drive Fort Snelling | 82387 | Joint Recruiting Program | USACE | Federal | United States | Minnesota | Hennepin | Fort Snelling | 55111 | 1.06 | 1.11
186345 | 800787 | Walden Glen Ballston Lake | 70132 | Independent Duty Housing Program | USACE | Walden | United States | New York | Saratoga | Ballston Lake | 12019 | 1.06 | 1.075
186346 | 710216 | 1500 28th Avenue North Fort Dodge | 70132 | Independent Duty Housing Program | USACE | 28th | United States | Iowa | Webster | Fort Dodge | 50501 | 1.01 | 1.01
186347 | 711168 | 16024 Kennard Court Lakeville | 70132 | Independent Duty Housing Program | USACE | Kennard | United States | Minnesota | Dakota | Lakeville | 55044 | 1.085 | 1.12
186349 | 800676 | N Parkway Olathe | 70132 | Independent Duty Housing Program | USACE | N. | United States | Kansas | Johnson | Olathe | 66061 | 1.005 | 1.025
186350 | 800739 | South Joplin | 70132 | Independent Duty Housing Program | USACE | Joplin | United States | Missouri | Newton | Joplin | 64804 | 0.985 | 1.005
186351 | 710617 | 115 Northview Circle Bassett | 70132 | Independent Duty Housing Program | USACE | Northview | United States | Virginia | Henry | Bassett | 24055 | 0.92 | 0.89
186352 | 70132-10469 | 4376 Dartmouth Road #9 Fairbanks | 70132 | Independent Duty Housing Program | USACE | Dartmouth #9 | United States | Alaska | Fairbanks North Star | Fairbanks | 99709 | 2.09 | 2.08
186353 | 70132-10513 | 4948 Dartmouth Fairbanks | 70132 | Independent Duty Housing Program | USACE | Dartmouth | United States | Alaska | Fairbanks North Star | Fairbanks | 99709 | 2.09 | 2.08
186354 | 70132-10703 | 92 And 94 C. Street Fairbanks | 70132 | Independent Duty Housing Program | USACE | And 94 C. | United States | Alaska | Fairbanks North Star | Fairbanks | 99701 | 2.09 | 2.08
186356 | 800986 | Johnson Road Mckenna | 18081 | Army Mission Support | USACE | Johnson Rd Helicopter Sites Vail Tree Farm | United States | Washington | Pierce | Mc Kenna | 98558 | 1.12 | 1.14
186357 | 800401 | 1153 Officers Row Vancouver | 70132 | Independent Duty Housing Program | USACE | Officers | United States | Washington | Clark | Vancouver | 98661 | 1.085 | 1.095
186358 | 70132-10382 | 332 Droz St. Fairbanks | 70132 | Independent Duty Housing Program | USACE | Droz | United States | Alaska | Fairbanks North Star | Fairbanks | 99701 | 2.09 | 2.08
186359 | 82387-11998 | Highway 51 Dyersburg | 82387 | Joint Recruiting Program | USACE | 51 | United States | Tennessee | Dyer | Dyersburg | 38025 | 0.835 | 0.82
186360 | 70132-10410 | 36920 State Route 26 Carthage | 70132 | Independent Duty Housing Program | USACE | State 26 | United States | New York | Jefferson | Carthage | 13619 | 1.17 | 1.17
186361 | 70132-10459 | 4308 November Lane Onondaga | 70132 | Independent Duty Housing Program | USACE | November | United States | New York | Onondaga | Onondaga | 13215 | 1.06 | 1.075
186362 | 710033 | 11 Chestnut Ridge La Amherst | 70132 | Independent Duty Housing Program | USACE | Chestnut La | United States | New York | Erie | Amherst | 14224 | 1.09 | 1.1
186363 | 711179 | 4423 S Sharron Ct Kennewick | 70132 | Independent Duty Housing Program | USACE | Sharron | United States | Washington | Benton | Kennewick | 99337 | 1.085 | 1.095
186364 | 801213 | Belford Church Road Candor | 18081 | Army Mission Support | USACE | Belford Church | United States | North Carolina | Montgomery | Candor | 27229 | 0.885 | 0.855
186365 | 82387-12306 | Mosside Blvd Monroeville | 82387 | Joint Recruiting Program | USACE | Mosside Mosside Village-Space 104 | United States | Pennsylvania | Allegheny | Monroeville | 15146 | 1.065 | 1.105
186366 | 710632 | 33119 Cotton Wood Bend Magnolia | 70132 | Independent Duty Housing Program | USACE | Cotton Wood | United States | Texas | Montgomery | Conroe | 77354 | 0.865 | 0.84
186367 | 800392 | 265 Felkner Road Grants Pass | 70132 | Independent Duty Housing Program | USACE | Felkner | United States | Oregon | Josephine | Grants Pass | 97527 | 1.12 | 1.145
186368 | 70132-10048 | 10763 Nw 83rd Terrace Miami | 70132 | Independent Duty Housing Program | USACE | 83rd Unit # 3 | United States | Florida | Miami-Dade | Miami | 33178 | 0.82 | 0.8
186369 | 70132-10073 | 11361 Nw 82 Terrace Miami | 70132 | Independent Duty Housing Program | USACE | 82 | United States | Florida | Miami-Dade | Miami | 33178 | 0.82 | 0.8
186370 | 710268 | 1309 Gatewood Drive Auburn | 70132 | Independent Duty Housing Program | USACE | Gatewood 1502 | United States | Alabama | Lee | Auburn | 36830 | 0.855 | 0.83
186371 | 800890 | Tulip Grove Road Hermitage | 70132 | Independent Duty Housing Program | USACE | Tulip Grove | United States | Tennessee | Davidson | Hermitage | 37076 | 0.835 | 0.82
186372 | 711180 | 202 Dogwood Drive Bozeman | 70132 | Independent Duty Housing Program | USACE | Dogwood | United States | Montana | Gallatin | Bozeman | 59718 | 1.1 | 1.08
186374 | 800948 | 11711 Ih 35n San Antonio | 18081 | Army Mission Support | USACE | Ih 35n J&M Business | United States | Texas | Bexar | San Antonio | 78233 | 0.87 | 0.85
186375 | 82387-10349 | 1655 Fairview Boise | 82387 | Joint Recruiting Program | USACE | Fairview Suites 200a And 200b | United States | Idaho | Ada | Boise | 83702 | 0.99 | 0.98
186376 | 800939 | Melton Alley Midland | 70132 | Independent Duty Housing Program | USACE | Melton | United States | Texas | Midland | Midland | 79705 | 0.865 | 0.84
186378 | 801032 | Lakeport Boulevard Lakeport | 82387 | Joint Recruiting Program | USACE | Lakeport | United States | California | Lake | Lakeport | 95453 | 1.125 | 1.165
186380 | 801033 | Painted Desert Court Lancaster | 70132 | Independent Duty Housing Program | USACE | Painted Desert | United States | California | Los Angeles | Lancaster | 93536 | 1.02 | 1.06
186381 | 710307 | 1210 Ficklin Circle Corsicana | 70132 | Independent Duty Housing Program | USACE | Ficklin | United States | Texas | Navarro | Corsicana | 75110 | 0.865 | 0.84
186382 | 800555 | Brighton Avenue Modesto | 70132 | Independent Duty Housing Program | USACE | Brighton #7 | United States | California | Stanislaus | Modesto | 95355 | 1.125 | 1.165
186383 | 800532 | Fortune Way Anderson | 70132 | Independent Duty Housing Program | USACE | Fortune | United States | California | Shasta | Anderson | 96007 | 1.125 | 1.165
186384 | 800530 | South Starling Drive Higley | 70132 | Independent Duty Housing Program | USACE | Starling | United States | Arizona | Maricopa | Higley | 85236 | 0.91 | 0.89
186385 | 70132-10030 | 103 Landing Lane Simpsonville | 70132 | Independent Duty Housing Program | USACE | Landing | United States | South Carolina | Greenville | Simpsonville | 29681 | 0.92 | 0.885
186386 | 710786 | 244 Trace Loop Mandeville | 70132 | Independent Duty Housing Program | USACE | Trace | United States | Louisiana | St Tammany | Mandeville | 70448 | 0.855 | 0.825
186387 | 710423 | 408 N.BRAGG BLVD, STES 103&104 SPRING LAKE | 82387 | Joint Recruiting Program | USACE | 408 N.BRAGG BLVD, STES 103&104 | United States | North Carolina | Cumberland | Spring Lake | 28390 | 0.87 | 0.84
186388 | 18081-10373 | Igloos J1000, J1004 Sidney | 18081 | Army Mission Support | USACE | Igloos J1000, J1004 Sec, 17 Cheyenne Co. | United States | Nebraska | Cheyenne | Sidney | 69160 | 0.93 | 0.915
186389 | 800839 | Sw 161st Street Oklahoma City | 70132 | Independent Duty Housing Program | USACE | 161st | United States | Oklahoma | Pottawatomie | Oklahoma City | 73170 | 0.86 | 0.83
186390 | 82387-10868 | 4316 Nw 61st Terrace Oklahoma City | 82387 | Joint Recruiting Program | USACE | 61st | United States | Oklahoma | Oklahoma | Oklahoma City | 73112 | 0.86 | 0.83
186392 | 801193 | 28th Avenue South Minneapolis | 18081 | Army Mission Support | USACE | South | United States | Minnesota | Hennepin | Minneapolis | 55450 | 1.06 | 1.11
186394 | 710630 | 5830 101st Place Lubbock | 70132 | Independent Duty Housing Program | USACE | 101st | United States | Texas | Lubbock | Lubbock | 79424 | 0.865 | 0.84
186395 | 800962 | South 260 West Payson | 70132 | Independent Duty Housing Program | USACE | 260 W | United States | Utah | Utah | Payson | 84651 | 1.03 | 0.995
186396 | 800959 | South Hillside Drive Murray | 70132 | Independent Duty Housing Program | USACE | Hillside | United States | Utah | Salt Lake | Murray | 84107 | 1.03 | 0.99
186397 | 800964 | West Harvest Lane Washington | 70132 | Independent Duty Housing Program | USACE | Harvest | United States | Utah | Washington | Washington | 84780 | 1.03 | 0.995
186398 | 82387-11112 | 700 W Catalina Dr Yuma | 82387 | Joint Recruiting Program | USACE | Catalina Suite 3 | United States | Arizona | Yuma | Yuma | 85364 | 1.07 | 1.04
1864 | GHSG0001 | FRANCIS E WARREN AF MISSILE SITE C9 SITE # 1 | GHLN | F E WARREN AFB | AFACT | 1451 Banner County Road 29 | United States | Nebraska | Banner | Harrisburg | 69345 | 0.93 | 0.915
186400 | 801207 | 19 Kori Taylor Drive Petal | 70243 | Camp Shelby Active LGH | USACE | Kori Taylor | United States | Mississippi | Forrest | Petal | 39465 | 0.9 | 0.86
186401 | 800387 | 801 Rogers Way Bozeman | 70132 | Independent Duty Housing Program | USACE | Rogers | United States | Montana | Gallatin | Bozeman | 59718 | 1.1 | 1.08
186402 | 801084 | E Hilliard Lane Eugene | 70132 | Independent Duty Housing Program | USACE | Hilliard | United States | Oregon | Lane | Eugene | 97404 | 1.12 | 1.145
186403 | 710570 | 105 Brenna Victoria | 70132 | Independent Duty Housing Program | USACE | Brenna | United States | Texas | Victoria | Victoria | 77901 | 0.865 | 0.84
186404 | 711197 | 18211 Broadvale Circ Humble | 70132 | Independent Duty Housing Program | USACE | Broadvale Circ | United States | Texas | Harris | Humble | 77346 | 0.865 | 0.84
186405 | 800571 | Birch Lane San Jacinto | 70132 | Independent Duty Housing Program | USACE | Birch | United States | California | Riverside | San Jacinto | 92582 | 1.08 | 1.12
186406 | 800534 | Duke Drive Bakersfield | 70132 | Independent Duty Housing Program | USACE | Duke | United States | California | Kern | Bakersfield | 93305 | 1.16 | 1.21
186407 | 800545 | El Paso Avenue Clovis | 70132 | Independent Duty Housing Program | USACE | El Paso | United States | California | Fresno | Clovis | 93611 | 1.125 | 1.165
186408 | 800574 | Kay Bridges Place Stockton | 70132 | Independent Duty Housing Program | USACE | Kay Bridges | United States | California | San Joaquin | Stockton | 95206 | 1.12 | 1.17
186409 | 70132-10261 | 2203 Ne 140th Street Vancouver | 70132 | Independent Duty Housing Program | USACE | 140th | United States | Washington | Clark | Vancouver | 98686 | 1.085 | 1.095
186410 | 711019 | 2550 Garfield Eugene | 70132 | Independent Duty Housing Program | USACE | Garfield | United States | Oregon | Lane | Eugene | 97405 | 1.12 | 1.145
186411 | 800504 | Timberline Court Daphne | 70132 | Independent Duty Housing Program | USACE | Timberline | United States | Alabama | Baldwin | Daphne | 36526 | 0.855 | 0.83
186412 | 70132-10140 | 1394 Napa Valley Lan Eugene | 70132 | Independent Duty Housing Program | USACE | Napa Lan | United States | Oregon | Lane | Eugene | 97404 | 1.12 | 1.145
186413 | 710141 | 4211 Waverly Ave Odessa | 70132 | Independent Duty Housing Program | USACE | Waverly | United States | Texas | Ector | Odessa | 79762 | 0.865 | 0.84
186415 | 800757 | WEST NC HIGHWAY 54 DURHAM | 82387 | Joint Recruiting Program | USACE | West NC Highway 54 | United States | North Carolina | Durham | Durham | 27707 | 0.885 | 0.855
186416 | 800902 | Fox Hollow Avenue Amarillo | 70132 | Independent Duty Housing Program | USACE | Fox Hollow | United States | Texas | Potter | Amarillo | 79108 | 0.865 | 0.84
186417 | 801101 | RENDEZVOUS COURT SPRING | 70132 | INDEPENDENT DUTY HOUSING PROGRAM | USACE | Rendezvous Court | United States | Texas | Harris | Spring | 77373 | 0.865 | 0.84
186418 | 800904 | San Martin Drive Arlington | 70132 | Independent Duty Housing Program | USACE | San Martin | United States | Texas | Tarrant | Arlington | 76010 | 0.83 | 0.82
186419 | 800570 | Front Street San Francisco | 82387 | Joint Recruiting Program | USACE | Front | United States | California | San Francisco | San Francisco | 94111 | 1.2 | 1.25
186420 | 710094 | 10098 Summit Run Dr Frisco | 70132 | Independent Duty Housing Program | USACE | Summit Run | United States | Texas | Collin | Frisco | 75035 | 0.865 | 0.84
186421 | 711093 | 133 Polk Kyle | 70132 | Independent Duty Housing Program | USACE | Polk | United States | Texas | Hays | Kyle | 78640 | 0.865 | 0.84
186422 | 710091 | 1481 Old Settler'S B Round Rock | 70132 | Independent Duty Housing Program | USACE | Old Settler'S B 603 | United States | Texas | Williamson | Round Rock | 78664 | 0.865 | 0.84
186423 | 800784 | Henry Orr Parkway Sparks | 70132 | Independent Duty Housing Program | USACE | Henry Orr Parkway, #2302 | United States | Nevada | Washoe | Sparks | 89436 | 1.18 | 1.2
186424 | 710955 | 7093 N Vista Ave Fresno | 70132 | Independent Duty Housing Program | USACE | Vista | United States | California | Fresno | Fresno | 93722 | 1.125 | 1.165
186425 | 70132-10618 | 713 Gardenia Circle #2 Paso Robles | 70132 | Independent Duty Housing Program | USACE | Gardenia #2 | United States | California | San Luis Obispo | Paso Robles | 93446 | 1.22 | 1.26
186426 | 800694 | Crest Way Avenue Prairieville | 70132 | Independent Duty Housing Program | USACE | Crest Way | United States | Louisiana | Ascension | Prairieville | 70769 | 0.855 | 0.825
186427 | 800935 | Fannin Avenue Midland | 70132 | Independent Duty Housing Program | USACE | Fannin | United States | Texas | Midland | Midland | 79705 | 0.865 | 0.84
186428 | 800910 | Ferry Drive Bridge City | 70132 | Independent Duty Housing Program | USACE | Ferry | United States | Texas | Orange | Bridge City | 77611 | 0.865 | 0.84
186429 | 801140 | 501 I Street Sacramento | 18081 | Army Mission Support | USACE | I | United States | California | Sacramento | Sacramento | 95814 | 1.13 | 1.17
186430 | 710590 | 9017 Socata Way Charlotte | 70132 | Independent Duty Housing Program | USACE | Socata | United States | North Carolina | Mecklenburg | Charlotte | 28269 | 0.885 | 0.855
186431 | 801288 | Gateway Commons Plaza Lewisburg | 82387 | Joint Recruiting Program | USACE | Units 4 & 5, Gateway Commons Plaza Wv 119 | United States | West Virginia | Greenbrier | Lewisburg | 24901 | 1.02 | 1.03
186432 | 82387-11058 | 6251 Van Nuys Bl Van Nuys | 82387 | Joint Recruiting Program | USACE | Van Nuys Bl | United States | California | Los Angeles | Van Nuys | 91401 | 1.02 | 1.06
186435 | 70132-10362 | 3143 Shiping Avenue Coconut Grove | 70132 | Independent Duty Housing Program | USACE | Shiping | United States | Florida | Miami-Dade | Miami | 33133 | 0.82 | 0.8
186436 | 82387-11099 | 688 Avenue/Americas New York | 82387 | Joint Recruiting Program | USACE | Avenue/Americas Rooms 200/207 | United States | New York | New York | New York City | 10010 | 1.36 | 1.46
186437 | 800814 | Gerland Circle Rootstown | 70132 | Independent Duty Housing Program | USACE | Gerland | United States | Ohio | Portage | Rootstown | 44272 | 0.96 | 0.97
186438 | 710868 | 3921 S. Nebraska Chandler | 70132 | Independent Duty Housing Program | USACE | Nebraska | United States | Arizona | Maricopa | Chandler | 85248 | 0.91 | 0.89
186439 | 800901 | South 1st Street Abilene | 82387 | Joint Recruiting Program | USACE | South 1st Street | United States | Texas | Taylor | Abilene | 79605 | 0.88 | 0.86
186440 | 800830 | East Highway 66 El Reno | 82387 | Joint Recruiting Program | USACE | 66 | United States | Oklahoma | Canadian | El Reno | 73036 | 0.86 | 0.83
186441 | 800772 | Route 101 Bedford | 82387 | Joint Recruiting Program | USACE | Rt 101 | United States | New Hampshire | Hillsborough | Bedford | 03110 | 1.075 | 1.075
186442 | 711242 | 13403 Willow Falls Charlotte | 70132 | Independent Duty Housing Program | USACE | Willow | United States | North Carolina | Mecklenburg | Charlotte | 28215 | 0.885 | 0.855
186443 | 800538 | Oak Tree Way Buellton | 70132 | Independent Duty Housing Program | USACE | Oak Tree | United States | California | Santa Barbara | Buellton | 93427 | 1.12 | 1.17
186444 | 801123 | Bridgeboro Springdale | 70132 | Independent Duty Housing Program | USACE | Bridgeboro | United States | Arkansas | Washington | Springdale | 72764 | 0.845 | 0.82
186445 | 710380 | 21 Nw 156th Street Edmond | 70132 | Independent Duty Housing Program | USACE | 156th | United States | Oklahoma | Oklahoma | Edmond | 73013 | 0.86 | 0.83
186446 | 800864 | Channing Drive Chambersburg | 70132 | Independent Duty Housing Program | USACE | Channing | United States | Pennsylvania | Franklin | Chambersburg | 17201 | 1.01 | 1.02
186447 | 801292 | Meridian Richmond | 82387 | Joint Recruiting Program | USACE | Meridian Way | United States | Kentucky | Madison | Richmond | 40475 | 0.95 | 0.95
186449 | 70132-10706 | 9263 Old Hermitage P Baton Rouge | 70132 | Independent Duty Housing Program | USACE | Old Hermitage P | United States | Louisiana | East Baton Rouge | Baton Rouge | 70810 | 0.855 | 0.825
186451 | 801037 | Salem Turnpike Norwich | 82387 | Joint Recruiting Program | USACE | Salem Turnpike | United States | Connecticut | New London | Norwich | 06360 | 1.17 | 1.21
186452 | 70132-10609 | 701 Nw 141st Avenue Pembroke Pines | 70132 | Independent Duty Housing Program | USACE | 141st #10-101 | United States | Florida | Broward | Pembroke Pines | 33028 | 0.82 | 0.8
186453 | 82387-12033 | Hwy 301 N Dillon | 82387 | Joint Recruiting Program | USACE | 301 Unit B(1 & 2) | United States | South Carolina | Dillon | Dillon | 29536 | 0.92 | 0.885
186454 | 710749 | 218 Stuttgart Circle College Station | 70132 | Independent Duty Housing Program | USACE | Stuttgart | United States | Texas | Brazos | College Station | 77845 | 0.865 | 0.84
186455 | 70132-10296 | 2502 Southland San Angelo | 70132 | Independent Duty Housing Program | USACE | Southland | United States | Texas | Tom Green | San Angelo | 76904 | 0.89 | 0.86
186456 | 710935 | 310 Bubbling Brook Drive Hutto | 70132 | Independent Duty Housing Program | USACE | Bubbling Brook | United States | Texas | Williamson | Hutto | 78634 | 0.865 | 0.84
186458 | 70132-10775 | Se 54th St Oklahoma City | 70132 | Independent Duty Housing Program | USACE | 54th | United States | Oklahoma | Oklahoma | Oklahoma City | 73135 | 0.86 | 0.83
186459 | 801077 | East Kenosha Broken Arrow | 82387 | Joint Recruiting Program | USACE | Kenosha | United States | Oklahoma | Wagoner | Broken Arrow | 74014 | 0.875 | 0.85
186460 | 710253 | 3715 West Owens Court Stillwater | 70132 | Independent Duty Housing Program | USACE | Owens | United States | Oklahoma | Payne | Stillwater | 74074 | 0.875 | 0.85
186461 | 800441 | 4505 Se 79th Terrace Oklahoma City | 70132 | Independent Duty Housing Program | USACE | 79th | United States | Oklahoma | Pottawatomie | Oklahoma City | 73135 | 0.86 | 0.83
186462 | 710044 | 304 Lakeview Road South Milwaukee | 70132 | Independent Duty Housing Program | USACE | Lakeview | United States | Wisconsin | Milwaukee | South Milwaukee | 53172 | 1.09 | 1.13
186463 | 710198 | 13431 Ridgemoor Lane Midlothian | 70132 | Independent Duty Housing Program | USACE | Ridgemoor | United States | Virginia | Chesterfield | Midlothian | 23114 | 0.92 | 0.89
186465 | 711084 | 5210 White Pine Drive Bloomington | 70132 | Independent Duty Housing Program | USACE | White Pine | United States | Indiana | Monroe | Bloomington | 47403 | 0.955 | 0.96
186466 | 801252 | 8312 Alexandria Avenue Amarillo | 70132 | Independent Duty Housing Program | USACE | Alexandria | United States | Texas | Potter | Amarillo | 79118 | 0.865 | 0.84
186467 | 710443 | 106 Vinewood Tupelo | 70132 | Independent Duty Housing Program | USACE | Vinewood | United States | Mississippi | Lee | Tupelo | 38801 | 0.9 | 0.86
186468 | 800520 | Georgianna Road Hot Springs | 70132 | Independent Duty Housing Program | USACE | Georgianna | United States | Arkansas | Garland | Hot Springs | 71913 | 0.845 | 0.82
186469 | 800515 | Mount Carmel Road Cabot | 70132 | Independent Duty Housing Program | USACE | Mt. Carmel | United States | Arkansas | Lonoke | Cabot | 72023 | 0.845 | 0.82
186470 | 710015 | 900 Long Blvd. Lansing | 70132 | Independent Duty Housing Program | USACE | Long 524 | United States | Michigan | Ingham | East Lansing | 48911 | 1.035 | 1.055
186471 | 711011 | 14357 Gannon Way Apple Valley | 70132 | Independent Duty Housing Program | USACE | Gannon | United States | Minnesota | Dakota | Apple Valley | 55124 | 1.085 | 1.12
186472 | 800716 | Hovey Lane Brunswick | 70132 | Independent Duty Housing Program | USACE | Hovey | United States | Maine | Cumberland | Brunswick | 04011 | 0.99 | 0.97
186473 | 711217 | 507 Williamsburg Dr Dalton | 70132 | Independent Duty Housing Program | USACE | Williamsburg A | United States | Georgia | Whitfield | Dalton | 30720 | 0.865 | 0.83
186474 | 800677 | Sw Arvonia Topeka | 70132 | Independent Duty Housing Program | USACE | Arvonia | United States | Kansas | Shawnee | Topeka | 66610 | 1.005 | 1.025
186475 | 70132-10532 | 516 Craig Ave. Fairbanks | 70132 | Independent Duty Housing Program | USACE | Craig | United States | Alaska | Fairbanks North Star | Fairbanks | 99701 | 2.09 | 2.08
186478 | 710233 | 5280 N. Valentive Fresno | 70132 | Independent Duty Housing Program | USACE | Valentive 103 | United States | California | Fresno | Fresno | 93711 | 1.125 | 1.165
186479 | 70132-10307 | 2622 Willow Drive West Lafayette | 70132 | Independent Duty Housing Program | USACE | Willow | United States | Indiana | Tippecanoe | West Lafayette | 47906 | 0.955 | 0.96
186480 | 801094 | Langan Street Brownsville | 18081 | Army Mission Support | USACE | Langan | United States | Texas | Cameron | Brownsville | 78521 | 0.865 | 0.84
186481 | 800503 | Trussville Crossings Pkwy Birmingham | 82387 | Joint Recruiting Program | USACE | 5907 Trussville Crossing Parkway #119 | United States | Alabama | Jefferson | Birmingham | 35235 | 0.855 | 0.83
186482 | 36205-10014 | Chrysler Calcium | 36205 | Fort Drum | ARACT | Chrysler | United States | New York | Jefferson | Calcium | 13616 | 1.17 | 1.17
186483 | 710029 | #214 Hanalei Drive Morgantown | 70132 | Independent Duty Housing Program | USACE | #214 Hanalei | United States | West Virginia | Monongalia | Morgantown | 26508 | 1.02 | 1.03
186484 | 710166 | 18 Chestnut St. Chelsa | 70132 | Independent Duty Housing Program | USACE | Chestnut | United States | Michigan | Washtenaw | Chelsea | 48118 | 1.035 | 1.055
186485 | 800863 | March Drive Camp Hill | 70132 | Independent Duty Housing Program | USACE | March | United States | Pennsylvania | Cumberland | Camp Hill | 17011 | 1.065 | 1.105
186486 | 801087 | S Pymatuning Street Linesville | 70132 | Independent Duty Housing Program | USACE | Pymatuning Street, Apt. E | United States | Pennsylvania | Crawford | Linesville | 16424 | 1.065 | 1.105
186487 | 82387-11693 | E Grand River East Lansing | 82387 | Joint Recruiting Program | USACE | 1/2 Grand Rive | United States | Michigan | Ingham | East Lansing | 48823 | 1.035 | 1.055
186489 | 801133 | 311 Iron Point Rd Folsom | 82387 | Joint Recruiting Program | USACE | 311 Iron Point Road | United States | California | Sacramento | Folsom | 95630 | 1.13 | 1.17
186490 | 710775 | 131 Furnace Run Drive Akron | 70132 | Independent Duty Housing Program | USACE | Furnace Run | United States | Ohio | Summit | Akron | 44307 | 0.925 | 0.9195
186491 | 800510 | Jenkins Circle Southside | 70132 | Independent Duty Housing Program | USACE | Jenkins | United States | Alabama | Etowah | Southside | 35907 | 0.855 | 0.83
186492 | 710614 | 1144 Haselton Road Cleveland Heights | 70132 | Independent Duty Housing Program | USACE | Haselton | United States | Ohio | Cuyahoga | Cleveland Hts | 44121 | 0.925 | 0.9195
186493 | 711231 | 1166 W. Stanley Road Mount Morris | 70132 | Independent Duty Housing Program | USACE | Stanley | United States | Michigan | Genesee | Mount Morris | 48458 | 1.035 | 1.055
186495 | 801241 | Shawnee Valley Drive East Stroudsburg | 70132 | Independent Duty Housing Program | USACE | Shawnee Valley | United States | Pennsylvania | Monroe | East Stroudsburg | 18301 | 1.17 | 1.21
186496 | 710336 | 3636 W. 46th Street Indianapolis | 70132 | Independent Duty Housing Program | USACE | 46th | United States | Indiana | Marion | Indianapolis | 46228 | 0.94 | 0.94
186497 | 710611 | 47572 Lexington Drive Macomb | 70132 | Independent Duty Housing Program | USACE | Lexington | United States | Michigan | Macomb | Macomb | 48044 | 1.035 | 1.055
186498 | 70132-10198 | 17753 Drake Road Strongsville | 70132 | Independent Duty Housing Program | USACE | Drake | United States | Ohio | Cuyahoga | Strongsville | 44136 | 0.925 | 0.9195
186499 | 710818 | 1824 Coventry Drive Troy | 70132 | Independent Duty Housing Program | USACE | Coventry | United States | Michigan | Oakland | Troy | 48083 | 1.035 | 1.055
1865 | GHSH0001 | FRANCIS E WARREN AF MISSILE SITE C10 SITE # 1 | GHLN | F E WARREN AFB | AFACT | 2751 Nebraska State Road 28 | United States | Nebraska | Banner | Harrisburg | 69345 | 0.93 | 0.915
186500 | 710968 | 2116 Chesapeake Driv Bowling Green | 70132 | Independent Duty Housing Program | USACE | Chesapeake Driv | United States | Kentucky | Warren | Bowling Green | 42104 | 0.87 | 0.87
186501 | 710725 | 2389 Andersono Stree Cuyahoga Falls | 70132 | Independent Duty Housing Program | USACE | Andersono Stree | United States | Ohio | Summit | Cuyahoga Falls | 44223 | 0.925 | 0.9195
186502 | 710668 | 6115 Innovation Driv Dublin | 70132 | Independent Duty Housing Program | USACE | Innovation Driv | United States | Ohio | Franklin | Dublin | 43016 | 0.925 | 0.9195
186503 | 18081-10205 | 74 N Washington Battle Creek | 18081 | Army Mission Support | USACE | 74 North Washington Avenue | United States | Michigan | Calhoun | Battle Creek | 49017 | 1.035 | 1.055
186504 | 800776 | Streamside Drive Manchester | 70132 | Independent Duty Housing Program | USACE | Streamside | United States | New Hampshire | Hillsborough | Manchester | 03102 | 1.075 | 1.075
186505 | 70132-10592 | 65 N Park Street Adams | 70132 | Independent Duty Housing Program | USACE | Park | United States | New York | Monroe | Adams Basin | 13605 | 1.06 | 1.075
186506 | 800989 | Sunset Blvd Ne Renton | 70132 | Independent Duty Housing Program | USACE | Sunset | United States | Washington | King | Renton | 98057 | 1.12 | 1.14
186507 | 82387-12428 | N Mayfair Rd Wauwatosa | 82387 | Joint Recruiting Program | USACE | 2505 N MAYFAIR RD | United States | Wisconsin | Milwaukee | Wauwatosa | 53226 | 1.09 | 1.13
186508 | 70132-10075 | 1148 Highland Park D Ceres | 70132 | Independent Duty Housing Program | USACE | Highland D | United States | California | Stanislaus | Ceres | 95307 | 1.125 | 1.165
186509 | 70132-10453 | 4205 Clover Ave. Odessa | 70132 | Independent Duty Housing Program | USACE | Clover | United States | Texas | Ector | Odessa | 79762 | 0.865 | 0.84
186510 | 800985 | 79th Dr Ne Everett | 70132 | Independent Duty Housing Program | USACE | 79th | United States | Washington | Snohomish | Everett | 98205 | 1.085 | 1.095
186511 | 82387-13076 | Three Notch Rd Lexington Park | 82387 | Joint Recruiting Program | USACE | Three Notch | United States | Maryland | St. Mary'S | Lexington Park | 20653 | 1.04 | 1.03
186512 | 710440 | 1190 Eastwood Ave Mayfield Heights | 70132 | Independent Duty Housing Program | USACE | Eastwood | United States | Ohio | Cuyahoga | Mayfield Hts | 44124 | 0.925 | 0.9195
186513 | 70132-10107 | 12326 Mccord Lane Indianapolis | 70132 | Independent Duty Housing Program | USACE | Mccord | United States | Indiana | Marion | Indianapolis | 46236 | 0.94 | 0.94
186514 | 710134 | 1389 Pansy Street Blacklick | 70132 | Independent Duty Housing Program | USACE | Pansy | United States | Ohio | Franklin | Blacklick | 43004 | 0.925 | 0.9195
186515 | 710023 | 1401 S. Main St. Findlay | 70132 | Independent Duty Housing Program | USACE | 1401 S. MAIN ST. | United States | Ohio | Hancock | Findlay | 45840 | 0.925 | 0.9195
186516 | 801220 | N 1/2, Se 1/4 Sec 34, T 14n, R 9e Mead | 18081 | Army Mission Support | USACE | 1/2, Se 1/4 Sec 34, T 14n, R 9e | United States | Nebraska | Saunders | Mead | 68041 | 0.93 | 0.915
186517 | 801295 | Se 1/4 Of Se 1/4 Of S12, T74n, R16w Oskaloosa | 18081 | Army Mission Support | USACE | 1/4 Of Se 1/4 Of S12, T74n, R16w | United States | Iowa | Mahaska | Oskaloosa | 52577 | 1.01 | 1.01
186518 | 711082 | 414 Goldenrod Chatham | 70132 | Independent Duty Housing Program | USACE | Goldenrod | United States | Illinois | Sangamon | Chatham | 62629 | 1.03 | 1.045
186519 | 710295 | 1726 Wicklow Bowling Green | 70132 | Independent Duty Housing Program | USACE | Wicklow | United States | Ohio | Wood | Bowling Green | 43402 | 0.925 | 0.9195
186520 | 710162 | 601 W Broadway Louisville | 18081 | Army Mission Support | USACE | Broadway | United States | Kentucky | Jefferson | Louisville | 40202 | 0.87 | 0.87
186524 | 710131 | 9288 S. 24th Portage | 70132 | Independent Duty Housing Program | USACE | 24th | United States | Michigan | Kalamazoo | Portage | 49002 | 1.035 | 1.055
186525 | 800802 | Arrowhead Drive Bowling Green | 70132 | Independent Duty Housing Program | USACE | Arrowhead | United States | Ohio | Wood | Bowling Green | 43402 | 0.925 | 0.9195
186526 | 801051 | Crooked Stic Drive Brownsburg | 70132 | Independent Duty Housing Program | USACE | Crooked Stick | United States | Indiana | Hendricks | Brownsburg | 46112 | 0.94 | 0.94
186527 | 800817 | Saybrook University Heights | 70132 | Independent Duty Housing Program | USACE | Saybrook | United States | Ohio | Cuyahoga | University Hts | 44118 | 0.925 | 0.9195
186528 | 800652 | Vista Drive Country Club Hills | 70132 | Independent Duty Housing Program | USACE | Vista | United States | Illinois | Cook | Country Club Hills | 60478 | 1.18 | 1.25
186530 | 800640 | Hickman Road Urbandale | 82387 | Joint Recruiting Program | USACE | Hickman Road | United States | Iowa | Polk | Urbandale | 50322 | 0.95 | 0.95
186531 | 702551 | 200 W 1st St Duluth | 82387 | Joint Recruiting Program | USACE | 1st | United States | Minnesota | St Louis | Duluth | 55802 | 1.11 | 1.13
186532 | 70132-10375 | 326 Us Hwy 11 Gouverneur | 70132 | Independent Duty Housing Program | USACE | Us 11 | United States | New York | St Lawrence | Gouverneur | 13642 | 1.06 | 1.075
186533 | 801055 | Countryside Drive Pittsburg | 70132 | Independent Duty Housing Program | USACE | Countryside | United States | Kansas | Crawford | Pittsburg | 66762 | 1.005 | 1.025
186534 | 710340 | 1355 Fox Run Drive Mentor | 70132 | Independent Duty Housing Program | USACE | Fox Run 201 | United States | Ohio | Lake | Willoughby | 44094 | 0.925 | 0.9195
186535 | 70132-10531 | 512 Cheltenham Way Coraopolis | 70132 | Independent Duty Housing Program | USACE | Cheltenham | United States | Pennsylvania | Allegheny | Coraopolis | 15108 | 1.065 | 1.105
186536 | 800943 | Panther Creek Drive New Boston | 18081 | Army Mission Support | USACE | Panther Creek | United States | Texas | Bowie | New Boston | 75570 | 0.85 | 0.83
186538 | 800897 | North Gateway Avenue Rockwood | 82387 | Joint Recruiting Program | USACE | Gateway Suite 1 | United States | Tennessee | Roane | Rockwood | 37854 | 0.835 | 0.82
186539 | 18081-10262 | Block 60717 Wall | 18081 | Army Mission Support | USACE | Block 60717 Wycoff | United States | New Jersey | Monmouth | Wall Township | 07719 | 1.24 | 1.31
186540 | 800630 | Hathaway Court Kennesaw | 70132 | Independent Duty Housing Program | USACE | Hathaway | United States | Georgia | Cobb | Kennesaw | 30144 | 0.83 | 0.8
186541 | 801250 | Sec 14, T 6n, R 11e Sturgis | 18081 | Army Mission Support | USACE | Sec 14, T 6n, R 11e | United States | South Dakota | Meade | Sturgis | 57785 | 0.955 | 0.93
186542 | 800637 | Arrowhead Dubuque | 70132 | Independent Duty Housing Program | USACE | Arrowhead | United States | Iowa | Dubuque | Dubuque | 52003 | 1.01 | 1.01
186543 | 800673 | Custer Avenue Junction City | 82387 | Joint Recruiting Program | USACE | Arrowhead | United States | Kansas | Geary | Junction City | 66442 | 1.17 | 1.18
186544 | 710924 | 3311 Catalina Drive Bay City | 70132 | Independent Duty Housing Program | USACE | Catalina | United States | Michigan | Bay | Bay City | 48706 | 1.035 | 1.055
186545 | 710330 | 1105 Seville Ct. Lexington | 70132 | Independent Duty Housing Program | USACE | Seville | United States | Kentucky | Fayette | Lexington | 40517 | 0.87 | 0.87
186549 | 70132-10151 | 1422 Bear Creek Lane Erie | 70132 | Independent Duty Housing Program | USACE | Bear Creek | United States | Pennsylvania | Erie | Erie | 16509 | 1.065 | 1.105
186550 | 801126 | W Washington Street Phoenix | 18081 | Army Mission Support | USACE |  | United States | Arizona | Maricopa | Phoenix | 85003 | 0.91 | 0.89
186551 | 801138 | Sierra Highway Palmdale | 18081 | Army Mission Support | USACE | Sierra | United States | California | Los Angeles | Palmdale | 93550 | 1.02 | 1.06
186552 | 801136 | East El Camino Real Mountain View | 82387 | Joint Recruiting Program | USACE | 125 East El Camino Real | United States | California | Santa Clara | Mountain View | 94040 | 1.2 | 1.25
186553 | 710373 | 213 Heritage St Stevensville | 70132 | Independent Duty Housing Program | USACE | Heritage #1 | United States | Montana | Ravalli | Stevensville | 59870 | 1.1 | 1.08
186554 | 70132-10303 | 26 Green Tree Dr Kalispell | 70132 | Independent Duty Housing Program | USACE | Green Tree | United States | Montana | Flathead | Kalispell | 59901 | 1.1 | 1.08
186555 | 710267 | 1407 Dublin Court Murfreesboro | 70132 | Independent Duty Housing Program | USACE | Dublin | United States | Tennessee | Rutherford | Murfreesboro | 37128 | 0.835 | 0.82
186556 | 800398 | 1305 Ann Court West Linn | 70132 | Independent Duty Housing Program | USACE | Ann | United States | Oregon | Clackamas | West Linn | 97068 | 1.12 | 1.145
186557 | 82387-11351 | Avenida Pico San Clemente | 82387 | Joint Recruiting Program | USACE | Avenida Pico Suite K | United States | California | Orange | San Clemente | 92672 | 1.7 | 1.74
186558 | 800577 | Valencia Blvd Valencia | 82387 | Joint Recruiting Program | USACE | 24201 Valencia Boulevard | United States | California | Los Angeles | Valencia | 91355 | 1.02 | 1.06
186559 | 800783 | S Eastern Avenue Las Vegas | 82387 | Joint Recruiting Program | USACE | S. Eastern Avenue | United States | Nevada | Clark | Las Vegas | 89123 | 1.14 | 1.17
186560 | 800691 | Fiesta Street New Orleans | 70132 | Independent Duty Housing Program | USACE | Fiesta | United States | Louisiana | Orleans | New Orleans | 70131 | 0.89 | 0.86
186561 | 82387-11647 | E 9400 S Sandy | 82387 | Joint Recruiting Program | USACE | 814 E 9400 SOUTH SUITES B & C | United States | Utah | Salt Lake | Sandy | 84070 | 1.03 | 0.99
186562 | 70132-10494 | 4672 Nw 97th Place Miami | 70132 | Independent Duty Housing Program | USACE | 97th | United States | Florida | Miami-Dade | Miami | 33178 | 0.82 | 0.8
186563 | 70132-10498 | 4738 Nw 97th Court Miami | 70132 | Independent Duty Housing Program | USACE | 97th Unit 84-4 | United States | Florida | Miami-Dade | Miami | 33178 | 0.82 | 0.8
186564 | 710759 | 503 D'Ann Dr. Smyrna | 70132 | Independent Duty Housing Program | USACE | D'Ann | United States | Tennessee | Rutherford | Murfreesboro | 37130 | 0.835 | 0.82
186568 | 702509 | 1851 Executive Ctr Jacksonville | 82387 | Joint Recruiting Program | USACE | 1851 Executive Center Drive, Ribault Building Suite 130 | United States | Florida | Duval | Jacksonville | 32207 | 0.8 | 0.78
186569 | 710110 | 8816 Old Greensboro Tuscaloosa | 70132 | Independent Duty Housing Program | USACE | Old Greensboro 22103 | United States | Alabama | Tuscaloosa | Tuscaloosa | 35405 | 0.855 | 0.83
186570 | 800509 | Burma Hills Mobile | 70132 | Independent Duty Housing Program | USACE | Burma Hills | United States | Alabama | Mobile | Mobile | 36693 | 0.84 | 0.81
186572 | 800616 | Nw 4th Street Pembroke Pines | 70132 | Independent Duty Housing Program | USACE | 4th Apt. 2-107 | United States | Florida | Broward | Pembroke Pines | 33028 | 0.82 | 0.8
186573 | 801083 | Peascod Drive Eugene | 70132 | Independent Duty Housing Program | USACE | Peascod | United States | Oregon | Lane | Eugene | 97402 | 1.12 | 1.145
186574 | 800647 | S Lamone Way Meridian | 70132 | Independent Duty Housing Program | USACE | Lamone | United States | Idaho | Ada | Meridian | 83642 | 0.99 | 0.98
186575 | 800856 | Shannon Place Lebanon | 70132 | Independent Duty Housing Program | USACE | Shannon | United States | Oregon | Linn | Lebanon | 97355 | 1.12 | 1.145
186576 | 801177 | The Sw Corner Of The S 1/2 Of The Se 1/4 Of S21, T91, R48, Woodbury Cty Hinton | 18081 | Army Mission Support | USACE | The Of The S 1/2 Of The Se 1/4 Of S21, T91, R48, Woodbury Cty | United States | Iowa | Plymouth | Hinton | 51024 | 1.01 | 1.01
186577 | 82387-13083 | Town Center Blvd Sanford | 82387 | Joint Recruiting Program | USACE | 120 Town Center Boulevard | United States | Florida | Seminole | Sanford | 32772 | 0.825 | 0.805
186578 | 82387-11337 | Ashley Phos Rd North Charleston | 82387 | Joint Recruiting Program | USACE | 3614 ASHLEY PHOS RD SUITE D | United States | South Carolina | Charleston | North Charleston | 29418 | 0.97 | 0.94
186579 | 800575 | Stephano Drive Stockton | 70132 | Independent Duty Housing Program | USACE | Stefano | United States | California | San Joaquin | Stockton | 95212 | 1.12 | 1.17
186580 | 710056 | 3517 Se Midvale Dr Corvallis | 70132 | Independent Duty Housing Program | USACE | Midvale | United States | Oregon | Benton | Corvallis | 97333 | 1.12 | 1.145
186581 | 800403 | 7029 Ne 55th Street Vancouver | 70132 | Independent Duty Housing Program | USACE | 55th | United States | Washington | Clark | Vancouver | 98661 | 1.085 | 1.095
186582 | 801029 | W Summerside Road Laveen | 70132 | Independent Duty Housing Program | USACE | Summerside | United States | Arizona | Maricopa | Laveen | 85339 | 0.91 | 0.89
186583 | 800779 | County Road 2929 Aztec | 70132 | Independent Duty Housing Program | USACE | County 2929 | United States | New Mexico | San Juan | Aztec | 87410 | 0.93 | 0.905
186584 | 800903 | Eden Green Drive Arlington | 70132 | Independent Duty Housing Program | USACE | Eden Green | United States | Texas | Tarrant | Arlington | 76001 | 0.83 | 0.82
186585 | 710234 | 1167 Dun Robin Court Murray | 70132 | Independent Duty Housing Program | USACE | Dun Robin | United States | Utah | Salt Lake | Murray | 84065 | 1.03 | 0.99
186586 | 800763 | New Hampton Court Winston Salem | 70132 | Independent Duty Housing Program | USACE | New Hampton | United States | North Carolina | Forsyth | Winston Salem | 27103 | 0.885 | 0.855
186587 | 710933 | 14993 S Winged Bluff Lane Draper | 70132 | Independent Duty Housing Program | USACE | Winged Bluff | United States | Utah | Salt Lake | Draper | 84020 | 1.03 | 0.99
186588 | 710092 | 3226 Woodwind Dr. Montgomery | 70132 | Independent Duty Housing Program | USACE | Woodwind | United States | Texas | Montgomery | Montgomery | 77356 | 0.865 | 0.84
186590 | 710591 | 4 Kirschman Lane Fletcher | 70132 | Independent Duty Housing Program | USACE | Kirschman | United States | North Carolina | Henderson | Fletcher | 28732 | 0.885 | 0.855
186591 | 710747 | 26267 Hollyridge Denham Springs | 70132 | Independent Duty Housing Program | USACE | Hollyridge | United States | Louisiana | Livingston | Denham Springs | 70726 | 0.855 | 0.825
186592 | 710399 | 2712 Buck Hill Dr. Plano | 70132 | Independent Duty Housing Program | USACE | Buck Hill | United States | Texas | Collin | Plano | 75025 | 0.865 | 0.84
186593 | 710446 | 305a Mockingbird Lane White Oak | 70132 | Independent Duty Housing Program | USACE | Mockingbird | United States | Texas | Gregg | White Oak | 75693 | 0.865 | 0.84
186594 | 800965 | 3016 West 8525 South West Jordan | 70132 | Independent Duty Housing Program | USACE | 8525 South | United States | Utah | Salt Lake | West Jordan | 84088 | 1.03 | 0.99
186595 | 800838 | Pin Oak Road Oklahoma City | 70132 | Independent Duty Housing Program | USACE | Pin Oak | United States | Oklahoma | Pottawatomie | Oklahoma City | 73170 | 0.86 | 0.83
186596 | 800828 | Scissortail Landing Edmond | 70132 | Independent Duty Housing Program | USACE | Scissortail | United States | Oklahoma | Oklahoma | Edmond | 73034 | 0.86 | 0.83
186597 | 800438 | 10718 E 121st Street, North Collinsville | 70132 | Independent Duty Housing Program | USACE | 121st Street, North | United States | Oklahoma | Tulsa | Collinsville | 74021 | 0.875 | 0.85
186598 | 800440 | 136 Rue De Montserrat Norman | 70132 | Independent Duty Housing Program | USACE | De Montserrat | United States | Oklahoma | Cleveland | Norman | 73071 | 0.86 | 0.83
186599 | 710379 | 16104 Korie Drive Edmond | 70132 | Independent Duty Housing Program | USACE | Korie | United States | Oklahoma | Oklahoma | Edmond | 73013 | 0.86 | 0.83
1866 | GHSJ0001 | FRANCIS E WARREN AF MISSILE SITE C11 SITE # 1 | GHLN | F E WARREN AFB | AFACT | 3311 Nebraska Highway 88 | United States | Nebraska | Banner | Harrisburg | 69345 | 0.93 | 0.915
186600 | 710898 | 509 Candlewood Drive Edmond | 70132 | Independent Duty Housing Program | USACE | Candlewood | United States | Oklahoma | Oklahoma | Edmond | 73034 | 0.86 | 0.83
186601 | 800908 | Research Blvd Austin | 82387 | Joint Recruiting Program | USACE |  | United States | Texas | Travis | Austin | 78750 | 0.865 | 0.84
186602 | 800976 | Sunscape Court Roanoke | 70132 | Independent Duty Housing Program | USACE | Sunscape # 130 | United States | Virginia | Roanoke (City) | Roanoke | 24018 | 0.92 | 0.89
186603 | 82387-11508 | Chippewa St Saint Louis | 82387 | Joint Recruiting Program | USACE | P Chippewa St Southtowne | United States | Missouri | St. Louis (City) | St. Louis | 63116 | 0.985 | 1.005
186604 | 710531 | 3518 South Fundy Cou Aurora | 70132 | Independent Duty Housing Program | USACE | Fundy Cou | United States | Colorado | Adams | Aurora | 80013 | 0.99 | 0.98
186605 | 710940 | 1016 Newton Dr. Mcalester | 70132 | Independent Duty Housing Program | USACE | Newton | United States | Oklahoma | Pittsburg | Mcalester | 74501 | 0.875 | 0.85
186606 | 70132-10096 | 12004 N 108th Collinsville | 70132 | Independent Duty Housing Program | USACE | 108th | United States | Oklahoma | Tulsa | Collinsville | 74012 | 0.875 | 0.85
186607 | 711184 | 2317 E Lawter Road Weatherford | 70132 | Independent Duty Housing Program | USACE | Lawter | United States | Oklahoma | Custer | Weatherford | 73096 | 0.875 | 0.85
186608 | 710263 | 3963 S 216th East Ave Broken Arrow | 70132 | Independent Duty Housing Program | USACE | 216th East | United States | Oklahoma | Wagoner | Broken Arrow | 74014 | 0.875 | 0.85
186609 | 800826 | Fairmont Lane Edmond | 70132 | Independent Duty Housing Program | USACE | Fairmont | United States | Oklahoma | Oklahoma | Edmond | 73013 | 0.86 | 0.83
186610 | 70132-10136 | 1366 Ardoon Street Cleveland Heights | 70132 | Independent Duty Housing Program | USACE | Ardoon | United States | Ohio | Cuyahoga | Cleveland Hts | 44118 | 0.925 | 0.9195
186611 | 711089 | 2153 Gateway Place Neenah | 70132 | Independent Duty Housing Program | USACE | Gateway | United States | Wisconsin | Winnebago | Neenah | 54956 | 1.085 | 1.12
186612 | 710533 | 3657 Wayman Court Appleton | 70132 | Independent Duty Housing Program | USACE | Wayman | United States | Wisconsin | Outagamie | Appleton | 54914 | 1.085 | 1.12
186613 | 801262 | Summerfield Lane Sandy | 70132 | Independent Duty Housing Program | USACE | Summerfield | United States | Utah | Salt Lake | Sandy | 84092 | 1.03 | 0.99
186614 | 801104 | Charles Court Charlottesville | 18081 | Army Mission Support | USACE | Charles | United States | Virginia | Charlottesville(City) | Charlottesville | 22911 | 0.92 | 0.89
186615 | 800590 | Walnut Avenue Grand Junction | 70132 | Independent Duty Housing Program | USACE | Walnut Apt. 6 | United States | Colorado | Mesa | Grand Junction | 81502 | 1.015 | 1
186616 | 82387-10593 | 25422 Lake Forest Rd Lake Forest | 82387 | Joint Recruiting Program | USACE | 25422 Lake Forest Road, Suite 101 | United States | California | Placer | Lake Forest | 92630 | 1.125 | 1.165
186617 | 711152 | 465 Buckland Hills Drive Manchester | 70132 | Independent Duty Housing Program | USACE | Buckland Hills Unit 28333 | United States | Connecticut | Hartford | Manchester | 06040 | 1.165 | 1.205
186618 | 800522 | Hallmark Street Hot Springs | 70132 | Independent Duty Housing Program | USACE | Hallmark | United States | Arkansas | Garland | Hot Springs | 71913 | 0.845 | 0.82
186619 | 70132-10777 | Silvertree Ln Edmond | 70132 | Independent Duty Housing Program | USACE | Silvertree | United States | Oklahoma | Oklahoma | Edmond | 73013 | 0.86 | 0.83
186620 | 800516 | Tyler Cove Cabot | 70132 | Independent Duty Housing Program | USACE | Tyler | United States | Arkansas | Lonoke | Cabot | 72023 | 0.845 | 0.82
186621 | 710244 | 18922 Remington Park Houston | 70132 | Independent Duty Housing Program | USACE | Remington | United States | Texas | Harris | Houston | 77073 | 0.865 | 0.84
186624 | 800660 | Cumberland Schaumburg | 70132 | Independent Duty Housing Program | USACE | Cumberland | United States | Illinois | Cook | Schaumburg | 60193 | 1.18 | 1.25
186625 | 82387-12830 | S Main St Akron | 82387 | Joint Recruiting Program | USACE | Main, Ste 150 Firstenergy Bldg | United States | Ohio | Summit | Akron | 44308 | 0.925 | 0.9195
186626 | 710686 | 61 Westwood Drive Sturbridge | 70132 | Independent Duty Housing Program | USACE | Westwood | United States | Massachusetts | Worcester | Sturbridge | 01566 | 1.2 | 1.26
186627 | 82387-11475 | Centennial Ctr Las Vegas | 82387 | Joint Recruiting Program | USACE | Centennial Suite 110 | United States | Nevada | Clark | Las Vegas | 89149 | 1.14 | 1.17
186628 | 801056 | Oliver Road Monroe | 70132 | Independent Duty Housing Program | USACE | Oliver | United States | Louisiana | Ouachita | Monroe | 71201 | 0.855 | 0.825
186629 | 801057 | Surrey Lane Zachary | 70132 | Independent Duty Housing Program | USACE | Surrey | United States | Louisiana | East Baton Rouge | Zachary | 70791 | 0.855 | 0.825
186630 | 82387-11910 | Galindo Ave Concord | 82387 | Joint Recruiting Program | USACE | Galindo Suite B | United States | California | Contra Costa | Concord | 94520 | 1.22 | 1.27
186631 | 70132-10188 | 1717 Amistad Way Round Rock | 70132 | Independent Duty Housing Program | USACE | Amistad | United States | Texas | Williamson | Round Rock | 78664 | 0.865 | 0.84
186632 | 710140 | 18717 Dry Lake Pflugerville | 70132 | Independent Duty Housing Program | USACE | Dry | United States | Texas | Travis | Pflugerville | 78660 | 0.865 | 0.84
186633 | 710555 | 9433 E. Kiva Avenue Mesa | 70132 | Independent Duty Housing Program | USACE | Kiva | United States | Arizona | Maricopa | Mesa | 85212 | 0.91 | 0.89
186635 | 800944 | Worley Drive Pflugerville | 70132 | Independent Duty Housing Program | USACE | Worley | United States | Texas | Travis | Pflugerville | 78660 | 0.865 | 0.84
186636 | 801259 | 8610 New Braunfels San Antonio | 18081 | Army Mission Support | USACE | New Braunfels A | United States | Texas | Bexar | San Antonio | 78217 | 0.87 | 0.85
186637 | 801258 | Woodstock Drive San Antonio | 18081 | Army Mission Support | USACE | Woodcock | United States | Texas | Bexar | San Antonio | 78228 | 0.87 | 0.85
186638 | 801253 | 2201 North Collins Arlington | 18081 | Army Mission Support | USACE | 2201 North Collins Street | United States | Texas | Tarrant | Arlington | 76011 | 0.83 | 0.82
186639 | 711055 | 1592 Hutchinson Pea Ridge | 70132 | Independent Duty Housing Program | USACE | Hutchinson | United States | Arkansas | Benton | Pea Ridge | 72751 | 0.845 | 0.82
186640 | 800527 | East Fir Street Russellville | 70132 | Independent Duty Housing Program | USACE | Fir | United States | Arkansas | Pope | Russellville | 72801 | 0.845 | 0.82
186641 | 710626 | 1479 Colonial Drive Chico | 70132 | Independent Duty Housing Program | USACE | Colonial | United States | California | Butte | Chico | 95973 | 1.125 | 1.165
186642 | 711243 | 1501 Secret Ravine Parkway #333 Roseville | 70132 | Independent Duty Housing Program | USACE | Secret Ravine #333 | United States | California | Placer | Roseville | 95661 | 1.125 | 1.165
186643 | 710625 | 18132 Hummingbird Drive Penn Valley | 70132 | Independent Duty Housing Program | USACE | Hummingbird | United States | California | Nevada | Penn Valley | 95946 | 1.125 | 1.165
186644 | 801079 | Nw 152nd Street Edmond | 70132 | Independent Duty Housing Program | USACE | 152nd | United States | Oklahoma | Oklahoma | Edmond | 73013 | 0.86 | 0.83
186645 | 801143 | Alpine Court Tracy | 70132 | Independent Duty Housing Program | USACE | Alpine | United States | California | San Joaquin | Tracy | 95376 | 1.12 | 1.17
186646 | 70132-10212 | 1900 Dartmouth Ave Clovis | 70132 | Independent Duty Housing Program | USACE | Dartmouth 109 | United States | California | Fresno | Clovis | 93612 | 1.125 | 1.165
186648 | 70132-10687 | 8783 Broadview Road Broadview Heights | 70132 | Independent Duty Housing Program | USACE | Broadview | United States | Ohio | Medina | Medina | 44147 | 0.925 | 0.9195
186650 | 711245 | 809 Summerbreeze #1404 Baton Rouge | 70132 | Independent Duty Housing Program | USACE | Summerbreeze #1404 | United States | Louisiana | East Baton Rouge | Baton Rouge | 70810 | 0.855 | 0.825
186653 | 800404 | 8218 Ne 99th Circle Vancouver | 70132 | Independent Duty Housing Program | USACE | 99th | United States | Washington | Clark | Vancouver | 98662 | 1.085 | 1.095
186654 | 70132-10186 | 1642 Palomino Dr North Pole | 70132 | Independent Duty Housing Program | USACE | Palomino | United States | Alaska | Fairbanks North Star | North Pole | 99705 | 2.09 | 2.08
186655 | 710776 | 7206 Lennon Road Swartz Creek | 70132 | Independent Duty Housing Program | USACE | Lennon | United States | Michigan | Genesee | Swartz Creek | 48473 | 1.035 | 1.055
186656 | 800893 | Briarcotes Circle La Vergne | 70132 | Independent Duty Housing Program | USACE | Briarcotes | United States | Tennessee | Rutherford | La Vergne | 37086 | 0.835 | 0.82
186657 | 800724 | Abbey Drive New Baltimore | 70132 | Independent Duty Housing Program | USACE | Abbey Drive | United States | Michigan | St. Clair | New Baltimore | 48047 | 1.035 | 1.055
186659 | 710748 | 4712 S 202nd E Ave Broken Arrow | 70132 | Independent Duty Housing Program | USACE | 202nd E | United States | Oklahoma | Tulsa | Broken Arrow | 74014 | 0.875 | 0.85
186660 | 710623 | 1509 Long Paw Lane Charlotte | 70132 | Independent Duty Housing Program | USACE | Long Paw | United States | North Carolina | Mecklenburg | Charlotte | 28214 | 0.885 | 0.855
186661 | 82387-12172 | Main St Greenfield | 82387 | Joint Recruiting Program | USACE | 91 Main Street, Mohawk Mall 2nd Floor | United States | Massachusetts | Franklin | Greenfield | 01301 | 1.165 | 1.215
186664 | 800720 | Stoneleigh Lansing | 70132 | Independent Duty Housing Program | USACE | Stoneleigh | United States | Michigan | Ingham | Lansing | 48910 | 1.035 | 1.055
186665 | 801152 | Sterling Ccc Camp Sterling | 18081 | Army Mission Support | USACE | 1/4 Of S34, T8n, R52w, Logan County Sterling Ccc | United States | Colorado | Logan | Sterling | 80751 | 1.015 | 1
186666 | 800885 | Radford Blvd Dillon | 82387 | Joint Recruiting Program | USACE | Radford Suite C | United States | South Carolina | Dillon | Dillon | 29536 | 0.92 | 0.885
186667 | 70132-10369 | 3208 Caitlin Court Fort Smith | 70132 | Independent Duty Housing Program | USACE | Caitlin | United States | Arkansas | Sebastian | Fort Smith | 72908 | 0.845 | 0.82
186668 | 70132-10158 | 150-Unit/801-Housing Fairbanks | 70132 | Independent Duty Housing Program | USACE | 150-Unit/801-Housing Banbridge | United States | Alaska | Fairbanks North Star | Fairbanks | 99701 | 2.09 | 2.08
186670 | 800507 | Reeves Court Mobile | 70132 | Independent Duty Housing Program | USACE | Reeves | United States | Alabama | Mobile | Mobile | 36695 | 0.84 | 0.81
186672 | 70132-10310 | 2651 Sw Raydean Dr Grants Pass | 70132 | Independent Duty Housing Program | USACE | Raydean | United States | Oregon | Josephine | Grants Pass | 97527 | 1.12 | 1.145
186673 | 800952 | Moores Lane Texarkana | 70132 | Independent Duty Housing Program | USACE | Moores | United States | Texas | Bowie | Texarkana | 75503 | 0.85 | 0.83
186674 | 711001 | 460 Eden Roc Circle Virginia Beach | 70132 | Independent Duty Housing Program | USACE | Eden Roc Cirle Apts 207 | United States | Virginia | Virginia Beach (City) | Virginia Beach | 23451 | 0.98 | 0.94
186675 | 800523 | Romano Lane Hot Springs Village | 70132 | Independent Duty Housing Program | USACE | Romano | United States | Arkansas | Garland | Hot Springs | 71909 | 0.845 | 0.82
186676 | 711198 | 109 Hampton Run West Boerne | 70132 | Independent Duty Housing Program | USACE | Hampton | United States | Texas | Kendall | Boerne | 78006 | 0.865 | 0.84
186678 | 710860 | 5619 Irina Court Asbury | 70132 | Independent Duty Housing Program | USACE | Irina | United States | Iowa | Dubuque | Asbury | 52002 | 1.01 | 1.01
186679 | 711105 | 12092 State Hwy 53 Springer | 70132 | Independent Duty Housing Program | USACE | State 53 | United States | Oklahoma | Carter | Springer | 73458 | 0.875 | 0.85
186680 | 710331 | 8110 Whitehaven Parma | 70132 | Independent Duty Housing Program | USACE | Whitehaven | United States | Ohio | Cuyahoga | Cleveland | 44129 | 0.925 | 0.9195
186681 | 82387-12444 | N Nellis Blvd Las Vegas | 82387 | Joint Recruiting Program | USACE | Nellis | United States | Nevada | Clark | Las Vegas | 89115 | 1.14 | 1.17
186683 | 800068 | Metropolitan Shops Hyattsville | 82387 | Joint Recruiting Program | USACE | Metropolitan Shops 2970 Belcrest Dr., Suites 110-111 | United States | Maryland | Prince George'S | Hyattsville | 20782 | 0.97 | 0.97
186683 | 800068 | Metropolitan Shops Hyattsville | 82387 | Joint Recruiting Program | USACE |  | United States | Maryland | Prince George's | Hyattsville | 20782 | 0.97 | 0.97
186684 | 800405 | 9401 Ne 39th Avenue Vancouver | 70132 | Independent Duty Housing Program | USACE | 39th | United States | Washington | Clark | Vancouver | 98683 | 1.085 | 1.095
186685 | 82387-10891 | 4550 To 56 E Broadway Tucson | 82387 | Joint Recruiting Program | USACE | 4550 to 4556 E Broadway, Mid Star Plaza | United States | Arizona | Pima | Tucson | 85711 | 0.94 | 0.92
186686 | 710572 | 3939 W. Auden Cir Missouri City | 70132 | Independent Duty Housing Program | USACE | Auden | United States | Texas | Fort Bend | Missouri City | 77459 | 0.865 | 0.84
186687 | 710142 | 4603 Floyd Court Midland | 70132 | Independent Duty Housing Program | USACE | Floyd | United States | Texas | Midland | Midland | 79705 | 0.865 | 0.84
186688 | 801007 | Woodland Drive Daniels | 70132 | Independent Duty Housing Program | USACE | Woodland | United States | West Virginia | Raleigh | Daniels | 25832 | 1.02 | 1.03
186689 | 47475-10007 | Gndwtr Invs Mi 237 & Mi-238 | 47475 | Milan Army Ammunition Plant | ARACT | Off-Post Gndwtr Invs #Mi 237 & Mi-238 | United States | Tennessee | Gibson | Milan | 38358 | 0.835 | 0.82
186691 | 800896 | Matheus Court Murfreesboro | 70132 | Independent Duty Housing Program | USACE | Matheus | United States | Tennessee | Rutherford | Murfreesboro | 37128 | 0.835 | 0.82
186692 | 800384 | 1689 Look Out Drive Coeur D Alene | 70132 | Independent Duty Housing Program | USACE | Look Out | United States | Idaho | Kootenai | Coeur D Alene | 83815 | 1.055 | 1.045
186693 | 710922 | 194 Green Street Belchertown | 70132 | Independent Duty Housing Program | USACE | Green | United States | Massachusetts | Hampshire | Belchertown | 01007 | 1.165 | 1.215
186694 | 710294 | 584 Crest Drive Mogadore | 70132 | Independent Duty Housing Program | USACE | Crest | United States | Ohio | Portage | Mogadore | 44260 | 0.96 | 0.97
186695 | 711230 | 1200 Creek View Court Burton | 70132 | Independent Duty Housing Program | USACE | Creek View | United States | Michigan | Genesee | Burton | 48509 | 1.035 | 1.055
186696 | 801071 | Temple Hill Road New Windsor | 82387 | Joint Recruiting Program | USACE | Temple Hill Road | United States | New York | Orange | New Windsor | 12553 | 1.19 | 1.23
186697 | 800743 | South Sparks Springfield | 70132 | Independent Duty Housing Program | USACE | Sparks | United States | Missouri | Greene | Springfield | 65802 | 0.985 | 1.005
186698 | 710508 | 3132 Arbor Drive Shrewsbury | 70132 | Independent Duty Housing Program | USACE | Arbor | United States | Massachusetts | Worcester | Shrewsbury | 01545 | 1.2 | 1.26
186699 | 711123 | 3428 Indian Oaks Lan Toledo | 70132 | Independent Duty Housing Program | USACE | Indian Oaks Lan | United States | Ohio | Lucas | Toledo | 43617 | 0.925 | 0.9195
1867 | GHSK0001 | FRANCIS E WARREN AF MISSILE SITE D1 SITE # 1 | GHLN | F E WARREN AFB | AFACT | 5083 Nebraska State Road 27 | United States | Nebraska | Kimball | Kimball | 960670 | 0.93 | 0.915
186701 | 710880 | 17512 Wain Bridge Edmond | 70132 | Independent Duty Housing Program | USACE | Wain | United States | Oklahoma | Oklahoma | Edmond | 73003 | 0.86 | 0.83
186702 | 800829 | Manner Park Edmond | 70132 | Independent Duty Housing Program | USACE | Manner | United States | Oklahoma | Oklahoma | Edmond | 73034 | 0.86 | 0.83
186703 | 800726 | Pinefield Avenue Portage | 70132 | Independent Duty Housing Program | USACE | Pinefield | United States | Michigan | Kalamazoo | Portage | 49024 | 1.035 | 1.055
186704 | 711175 | 6457 S. 122nd Street Franklin | 70132 | Independent Duty Housing Program | USACE | 122nd | United States | Wisconsin | Milwaukee | Franklin | 53132 | 1.09 | 1.13
186705 | 800742 | Whispering Pine Saint Louis | 70132 | Independent Duty Housing Program | USACE | Whispering | United States | Missouri | St. Louis (City) | St. Louis | 63146 | 0.985 | 1.005
186706 | 710613 | 1346 S. Lorraine Road Wheaton | 70132 | Independent Duty Housing Program | USACE | Lorraine Unit D | United States | Illinois | Dupage | Wheaton | 60187 | 1.18 | 1.25
186707 | 710603 | 105 Fairview Drive Forest City | 70132 | Independent Duty Housing Program | USACE | Fairview | United States | Iowa | Winnebago | Forest City | 50436 | 1.01 | 1.01
186708 | 800536 | South Brawley Avenue Brawley | 82387 | Joint Recruiting Program | USACE | Brawley Suite 3 | United States | California | Imperial | Brawley | 92227 | 1.11 | 1.15
186709 | 70132-10292 | 2460 Bridgecreek Eagle | 70132 | Independent Duty Housing Program | USACE | Bridgecreek | United States | Idaho | Ada | Eagle | 83616 | 0.99 | 0.98
186710 | 70132-10066 | 1117 Academy Street Watertown | 70132 | Independent Duty Housing Program | USACE | Academy | United States | New York | Jefferson | Watertown | 13601 | 1.17 | 1.17
186711 | 800656 | Broadway Pekin | 82387 | Joint Recruiting Program | USACE | Broadway | United States | Illinois | Tazewell | Pekin | 61554 | 1.03 | 1.045
186712 | 710197 | 4911 Garden Club Cir Glen Allen | 70132 | Independent Duty Housing Program | USACE | Garden Club 101 | United States | Virginia | Henrico | Glen Allen | 23059 | 0.92 | 0.89
186714 | 800641 | Pheasant Lane Waterloo | 70132 | Independent Duty Housing Program | USACE | Pheasant | United States | Iowa | Black Hawk | Waterloo | 50701 | 1.01 | 1.01
186715 | 801214 | Valley View Church Road Mount Gilead | 18081 | Army Mission Support | USACE | Valley View Church | United States | North Carolina | Montgomery | Mount Gilead | 27306 | 0.885 | 0.855
186716 | 801076 | South Belvoir Boulevard South Euclid | 70132 | Independent Duty Housing Program | USACE | Belvoir | United States | Ohio | Cuyahoga | South Euclid | 44121 | 0.925 | 0.9195
186718 | 800364 | 1308 Celtic | 70132 | Independent Duty Housing Program | USACE | Celtic | United States | Illinois | Mclean | Normal | 61761 | 1.03 | 1.045
186720 | 710817 | 3726 25th Street Rock Island | 70132 | Independent Duty Housing Program | USACE | 25th | United States | Illinois | Rock Island | Rock Island | 61201 | 0.98 | 0.99
186721 | 70132-10474 | 4433 Comanche Drive Okemos | 70132 | Independent Duty Housing Program | USACE | Comanche | United States | Michigan | Ingham | Okemos | 48864 | 1.035 | 1.055
186722 | 711081 | 1633 State Street Quincy | 70132 | Independent Duty Housing Program | USACE | State | United States | Illinois | Adams | Quincy | 62301 | 1.03 | 1.045
186723 | 710491 | 2258 Yagger Bay Hilliard | 70132 | Independent Duty Housing Program | USACE | Yagger Bay | United States | Ohio | Franklin | Hilliard | 43026 | 0.925 | 0.9195
186727 | 710022 | 913 Mcknight Circle Rockford | 70132 | Independent Duty Housing Program | USACE | Mcknight | United States | Illinois | Winnebago | Rockford | 61108 | 1.03 | 1.045
186728 | 710130 | 1228 Walker Springs Blacklick | 70132 | Independent Duty Housing Program | USACE | Walker | United States | Ohio | Franklin | Blacklick | 43004 | 0.925 | 0.9195
186729 | 711229 | 132 Candlewyck Kalamazoo | 70132 | Independent Duty Housing Program | USACE | Candlewyck #417 | United States | Michigan | Kalamazoo | Kalamazoo | 49001 | 1.035 | 1.055
186730 | 710474 | 1357 Phlox Ave Blacklick | 70132 | Independent Duty Housing Program | USACE | Phlox | United States | Ohio | Franklin | Blacklick | 43004 | 0.925 | 0.9195
186731 | 710662 | 430 Sycamore Creek S Pickerington | 70132 | Independent Duty Housing Program | USACE | Sycamore | United States | Ohio | Fairfield | Pickerington | 43147 | 0.925 | 0.9195
186732 | 710132 | 509 Violet Ridge Chatham | 70132 | Independent Duty Housing Program | USACE | Violet | United States | Illinois | Sangamon | Chatham | 62629 | 1.03 | 1.045
186733 | 710489 | 1506 E. High St. Mt. Pleasant | 70132 | Independent Duty Housing Program | USACE | High | United States | Michigan | Isabella | Mount Pleasant | 48858 | 1.035 | 1.055
186734 | 70132-10167 | 153 Bingham Circle Delaware | 70132 | Independent Duty Housing Program | USACE | Bingham | United States | Ohio | Delaware | Delaware | 43015 | 0.925 | 0.9195
186735 | 711120 | 1818 Jefferson Stree Quincy | 70132 | Independent Duty Housing Program | USACE | Jefferson Stree | United States | Illinois | Adams | Quincy | 62301 | 1.03 | 1.045
186738 | 70132-10064 | 11114 Wharf Rd Waynesboro | 70132 | Independent Duty Housing Program | USACE | Wharf | United States | Pennsylvania | Franklin | Waynesboro | 17268 | 1.01 | 1.02
186739 | 710990 | 16 Nicolas Drive Beaver | 70132 | Independent Duty Housing Program | USACE | Nicolas | United States | Pennsylvania | Beaver | Beaver | 15009 | 1.065 | 1.105
186740 | 800801 | Barlowe Run Court Blacklick | 70132 | Independent Duty Housing Program | USACE | Barlowe Run | United States | Ohio | Franklin | Blacklick | 43004 | 0.925 | 0.9195
186741 | 800816 | C Laurel Glen Way Sylvania | 70132 | Independent Duty Housing Program | USACE | C Laurel Glen | United States | Ohio | Lucas | Sylvania | 43560 | 0.925 | 0.9195
186742 | 800657 | Frost Court Plainfield | 70132 | Independent Duty Housing Program | USACE | Frost | United States | Illinois | Will | Plainfield | 60544 | 1.03 | 1.045
186743 | 711037 | 206 Gold King Dr Valley Springs | 70132 | Independent Duty Housing Program | USACE | Gold King | United States | California | Calaveras | Valley Springs | 95252 | 1.125 | 1.165
186744 | 710445 | 3152 Davencourt Loop Lehi | 70132 | Independent Duty Housing Program | USACE | Davencourt | United States | Utah | Utah | Lehi | 84043 | 1.03 | 0.995
186745 | 82387-13405 | Wm Penn Hwy Palmer | 82387 | Joint Recruiting Program | USACE | Wm Penn Rf | United States | Pennsylvania | Northampton | Easton | 18045 | 1.065 | 1.105
186746 | 800535 | Rocking W Drive Bishop | 82387 | Joint Recruiting Program | USACE | Rocking | United States | California | Inyo | Bishop | 93514 | 1.125 | 1.165
186747 | 800957 | North Main Street Kaysville | 82387 | Joint Recruiting Program | USACE | Main Suite C | United States | Utah | Davis | Kaysville | 84037 | 1.03 | 0.99
186748 | 711097 | 3906 Placid Ct Midland | 70132 | Independent Duty Housing Program | USACE | Placid | United States | Texas | Midland | Midland | 79703 | 0.865 | 0.84
186749 | 711182 | 2951 Sw Mistybrook D Grants Pass | 70132 | Independent Duty Housing Program | USACE | Mistybrook D | United States | Oregon | Josephine | Grants Pass | 97527 | 1.12 | 1.145
186750 | 70132-10049 | 10777 Nw 84th Lane Miami | 70132 | Independent Duty Housing Program | USACE | 84th | United States | Florida | Miami-Dade | Miami | 33178 | 0.82 | 0.8
186751 | 710543 | 170 Chestnut Grove A Bozeman | 70132 | Independent Duty Housing Program | USACE | Chestnut A | United States | Montana | Gallatin | Bozeman | 59718 | 1.1 | 1.08
186752 | 710717 | 1910 Se 189th Court Vancouver | 70132 | Independent Duty Housing Program | USACE | 189th | United States | Washington | Clark | Vancouver | 98683 | 1.085 | 1.095
186753 | 82387-11979 | Henderson Ave Porterville | 82387 | Joint Recruiting Program | USACE | 928, 936 Henderson | United States | California | Tulare | Porterville | 93257 | 1.125 | 1.165
186754 | 800563 | Oak Hill Road Paso Robles | 82387 | Joint Recruiting Program | USACE | Oak Hill Suite 115 | United States | California | San Luis Obispo | Paso Robles | 93446 | 1.22 | 1.26
186755 | 82387-12945 | Sherman Way Canoga Park | 82387 | Joint Recruiting Program | USACE | Sherman Stes. B&C | United States | California | Ventura | West Hills | 91303 | 1.08 | 1.12
186756 | 800907 | Lyndhurst Street Austin | 70132 | Independent Duty Housing Program | USACE | Lyndhurst #706 | United States | Texas | Travis | Austin | 78729 | 0.865 | 0.84
186757 | 800692 | Natalie Lane Prairieville | 70132 | Independent Duty Housing Program | USACE | Natalie | United States | Louisiana | Ascension | Prairieville | 70769 | 0.855 | 0.825
186758 | 801017 | Garvey Blvd El Monte | 82387 | Joint Recruiting Program | USACE | 9661/9663 Garvey Suites 113,114,115,119 | United States | California | Los Angeles | El Monte | 91733 | 1.02 | 1.06
186759 | 801103 | Main Street Layton | 82387 | Joint Recruiting Program | USACE | Main Street, Suite 3a | United States | Utah | Davis | Layton | 84041 | 1.05 | 1.02
186760 | 800912 | 10897 Cr 148 Flint | 70132 | Independent Duty Housing Program | USACE | Cr 148 | United States | Texas | Smith | Flint | 75762 | 0.865 | 0.84
186761 | 70132-10213 | 1916 Spencer Ave Monroe | 70132 | Independent Duty Housing Program | USACE | Spencer | United States | Louisiana | Ouachita | Monroe | 71201 | 0.855 | 0.825
186762 | 800567 | Calle Las Casa Roseville | 70132 | Independent Duty Housing Program | USACE | Calle Las Casa | United States | California | Placer | Roseville | 95747 | 1.125 | 1.165
186763 | 800950 | Candletrail Drive Spring | 70132 | Independent Duty Housing Program | USACE | Candletrail | United States | Texas | Harris | Spring | 77388 | 0.865 | 0.84
186764 | 800927 | Castle Creek Drive Little Elm | 70132 | Independent Duty Housing Program | USACE | Castle Creek | United States | Texas | Denton | Little Elm | 75068 | 0.865 | 0.84
186765 | 800915 | Claire Drive Fort Worth | 70132 | Independent Duty Housing Program | USACE | Claire | United States | Texas | Tarrant | Fort Worth | 76131 | 0.83 | 0.82
186766 | 800911 | East Burnett Ennis | 70132 | Independent Duty Housing Program | USACE | Burnett | United States | Texas | Ellis | Ennis | 75119 | 0.865 | 0.84
186767 | 800685 | East Cypress Point Baton Rouge | 70132 | Independent Duty Housing Program | USACE | Cypress | United States | Louisiana | East Baton Rouge | Baton Rouge | 70809 | 0.855 | 0.825
186768 | 800938 | Tammy Cove Midland | 70132 | Independent Duty Housing Program | USACE | Tammy | United States | Texas | Midland | Midland | 79707 | 0.865 | 0.84
186769 | 800949 | Wilderness Oak San Antonio | 70132 | Independent Duty Housing Program | USACE | Wilderness Oak # 6308 | United States | Texas | Bexar | San Antonio | 78258 | 0.87 | 0.85
186770 | 800525 | West 32nd Street Pine Bluff | 70132 | Independent Duty Housing Program | USACE | 32nd | United States | Arkansas | Jefferson | Pine Bluff | 71603 | 0.86 | 0.84
186772 | 82387-12079 | Kaliste Saloom Lafayette | 82387 | Joint Recruiting Program | USACE | Kaliste Saloom Suite 106 | United States | Louisiana | Lafayette | Lafayette | 70508 | 0.855 | 0.825
186775 | 70132-10137 | 139 Esseltyne Street Cape Vincent | 70132 | Independent Duty Housing Program | USACE | Esseltyne Apt 1a | United States | New York | Jefferson | Cape Vincent | 13618 | 1.17 | 1.17
186776 | 800589 | Us Highway 6 & 24 Glenwood Springs | 82387 | Joint Recruiting Program | USACE | Us 6 &24 | United States | Colorado | Garfield | Glenwood Spgs | 81601 | 1.015 | 1
186777 | 800564 | Inverness Drive Paso Robles | 70132 | Independent Duty Housing Program | USACE | Inverness | United States | California | San Luis Obispo | Paso Robles | 93446 | 1.22 | 1.26
186778 | 710261 | 14 Smugglers Lane Pine Bluff | 70132 | Independent Duty Housing Program | USACE | Smugglers | United States | Arkansas | Jefferson | Pine Bluff | 71601 | 0.86 | 0.84
186779 | 710249 | 704 Portchester Cast Pflugerville | 70132 | Independent Duty Housing Program | USACE | Portchester Cast | United States | Texas | Travis | Pflugerville | 78660 | 0.865 | 0.84
186780 | 82387-13304 | W Shaw Ave Clovis | 82387 | Joint Recruiting Program | USACE | Shaw Suite C | United States | California | Fresno | Clovis | 93612 | 1.125 | 1.165
186781 | 70132-10399 | 3595 Jogger'S Court North Pole | 70132 | Independent Duty Housing Program | USACE | Jogger'S | United States | Alaska | Fairbanks North Star | North Pole | 99705 | 2.09 | 2.08
186782 | 801003 | W316s3693 Hwy 83 Waukesha | 70132 | Independent Duty Housing Program | USACE | W316s3693 83 | United States | Wisconsin | Waukesha | Waukesha | 53189 | 1.085 | 1.12
186783 | 801196 | S19, T113n, R35w Redwood Falls | 18081 | Army Mission Support | USACE | S19, T113n, R35w Former Redwood Small Arms Range | United States | Minnesota | Redwood | Redwood Falls | 56283 | 1.085 | 1.12
186784 | 70132-10294 | 2465 Boulder Rd #A And #B Fairbanks | 70132 | Independent Duty Housing Program | USACE | Boulder #A And #B | United States | Alaska | Fairbanks North Star | Fairbanks | 99712 | 2.09 | 2.08
186786 | 711192 | 8680 North Glenn Ave #202 Fresno | 70132 | Independent Duty Housing Program | USACE | Glenn #202 | United States | California | Fresno | Fresno | 93711 | 1.125 | 1.165
186787 | 710547 | 1604 Meadow Run Drive Moore | 70132 | Independent Duty Housing Program | USACE | Meadow Run | United States | Oklahoma | Cleveland | Moore | 73160 | 0.86 | 0.83
186788 | 70132-10743 | Elderwood Ave Baton Rouge | 70132 | Independent Duty Housing Program | USACE | Elderwood | United States | Louisiana | East Baton Rouge | Baton Rouge | 70816 | 0.855 | 0.825
186789 | 710719 | 296 Adair Drive Richland | 70132 | Independent Duty Housing Program | USACE | Adair | United States | Washington | Benton | Richland | 99352 | 1.085 | 1.095
186791 | 82387-10243 | 13th St Paso Robles | 82387 | Joint Recruiting Program | USACE | 13th | United States | California | San Luis Obispo | Paso Robles | 93446 | 1.22 | 1.26
186792 | 70132-10106 | 1231 Kennicott Fairbanks | 70132 | Independent Duty Housing Program | USACE | Kennicott | United States | Alaska | Fairbanks North Star | Fairbanks | 99709 | 2.09 | 2.08
186793 | 800642 | Ripley Court Boise | 70132 | Independent Duty Housing Program | USACE | Ripley | United States | Idaho | Ada | Boise | 83704 | 0.99 | 0.98
186794 | 800615 | Balfour Road West Palm Beach Gardens | 70132 | Independent Duty Housing Program | USACE | Balfour | United States | Florida | Palm Beach | Palm Beach Gardens | 33418 | 0.82 | 0.8
186795 | 800752 | Tracewood Drive Tupelo | 70132 | Independent Duty Housing Program | USACE | Tracewood | United States | Mississippi | Lee | Tupelo | 38801 | 0.9 | 0.86
186797 | 70132-10379 | 330, 332, 334, 336 Faith Lane Fairbanks | 70132 | Independent Duty Housing Program | USACE | 332, 334, 336 Faith | United States | Alaska | Fairbanks North Star | Fairbanks | 99709 | 2.09 | 2.08
186798 | 800881 | West 7th Street Waterford | 70132 | Independent Duty Housing Program | USACE | 7th | United States | Pennsylvania | Erie | Waterford | 16441 | 1.065 | 1.105
186799 | 710357 | 3817 Sunbreeze Circl Roanoke | 70132 | Independent Duty Housing Program | USACE | Sunbreeze Circl 327 | United States | Virginia | Roanoke (City) | Roanoke | 24018 | 0.92 | 0.89
1868 | GHSL0001 | FRANCIS E WARREN AF MISSILE SITE D2 SITE # 1 | GHLN | F E WARREN AFB | AFACT | 3110 Kimball County Road 6 | United States | Nebraska | Kimball | Kimball | 860680 | 0.93 | 0.915
186800 | 800821 | Melody Lane Ardmore | 70132 | Independent Duty Housing Program | USACE | Melody | United States | Oklahoma | Carter | Ardmore | 73401 | 0.875 | 0.85
186801 | 711044 | 8312 Vail St Amarillo | 70132 | Independent Duty Housing Program | USACE | Vail | United States | Texas | Potter | Amarillo | 79118 | 0.865 | 0.84
186802 | 800909 | Brimstone Lane Austin | 70132 | Independent Duty Housing Program | USACE | Brimstone | United States | Texas | Travis | Austin | 78717 | 0.865 | 0.84
186803 | 800688 | Coates Road Hammond | 70132 | Independent Duty Housing Program | USACE | Coates | United States | Louisiana | Tangipahoa | Hammond | 70403 | 0.855 | 0.825
186804 | 800820 | Pecan Creek Circle Ardmore | 70132 | Independent Duty Housing Program | USACE | Pecan Creek | United States | Oklahoma | Carter | Ardmore | 73401 | 0.875 | 0.85
186805 | 710453 | 1661 Millers Lane Manakin Sabot | 70132 | Independent Duty Housing Program | USACE | Millers | United States | Virginia | Goochland | Manakin | 23103 | 0.98 | 0.94
186806 | 800851 | Edwards Drive Eugene | 70132 | Independent Duty Housing Program | USACE | Edwards | United States | Oregon | Lane | Eugene | 97404 | 1.12 | 1.145
186807 | 801202 | Kansas Expressway Springfield | 82387 | Joint Recruiting Program | USACE | Kansas Expressway, Suites D&E | United States | Missouri | Greene | Springfield | 65803 | 0.985 | 1.005
186809 | 710437 | 738 Doublejack Street Bourbonnais | 70132 | Independent Duty Housing Program | USACE | Doublejack | United States | Illinois | Kankakee | Bourbonnais | 60914 | 1.03 | 1.045
186810 | 70132-10521 | 500 Nw 141st Avenue Pembroke Pines | 70132 | Independent Duty Housing Program | USACE | 141st Apt. 17-212 | United States | Florida | Broward | Pembroke Pines | 33028 | 0.82 | 0.8
186811 | 70132-10080 | 116-8 Turtle Crk Rd Charlottesville | 70132 | Independent Duty Housing Program | USACE | Turtle Crk Rd Turtle Apts | United States | Virginia | Charlottesville(City) | Charlottesville | 22901 | 0.92 | 0.89
186814 | 710891 | 1704 Witteville Drive Poteau | 70132 | Independent Duty Housing Program | USACE | Witteville | United States | Oklahoma | Le Flore | Poteau | 74953 | 0.875 | 0.85
186815 | 710060 | 2310 Peach Weatherford | 70132 | Independent Duty Housing Program | USACE | Peach | United States | Oklahoma | Custer | Weatherford | 73096 | 0.875 | 0.85
186817 | 710528 | 7100 East Madison Sioux Falls | 70132 | Independent Duty Housing Program | USACE | Madison | United States | South Dakota | Minnehaha | Sioux Falls | 57108 | 0.96 | 0.94
186818 | 801255 | Crystal Dove Avenue College Station | 70132 | Independent Duty Housing Program | USACE | Crystal Dove | United States | Texas | Brazos | College Station | 77845 | 0.865 | 0.84
186819 | 801044 | White Post Road Bettendorf | 70132 | Independent Duty Housing Program | USACE | White Post | United States | Iowa | Scott | Bettendorf | 52722 | 1.01 | 1.01
186820 | 800517 | Mount Tabor Road Cabot | 70132 | Independent Duty Housing Program | USACE | Mt. Tabor | United States | Arkansas | Lonoke | Cabot | 72023 | 0.845 | 0.82
186821 | 801098 | Iola Avenue Lubbock | 82387 | Joint Recruiting Program | USACE | Iola Suite 880 | United States | Texas | Lubbock | Lubbock | 79424 | 0.865 | 0.84
186822 | 710568 | 266 Cindy Lou Place Mandeville | 70132 | Independent Duty Housing Program | USACE | Cindy Lou | United States | Louisiana | St Tammany | Mandeville | 70448 | 0.855 | 0.825
186823 | 711218 | 180 Zinnia Dr Myrtle Beach | 70132 | Independent Duty Housing Program | USACE | Zinnia | United States | South Carolina | Horry | Myrtle Beach | 29579 | 0.92 | 0.885
186824 | 800514 | Hemlock Blytheville | 70132 | Independent Duty Housing Program | USACE | Hemlock | United States | Arkansas | Mississippi | Blytheville | 72315 | 0.845 | 0.82
186825 | 801063 | 15th Avenue Ne Brainerd | 70132 | Independent Duty Housing Program | USACE | 15th | United States | Minnesota | Crow Wing | Brainerd | 56401 | 1.085 | 1.12
186826 | 82387-11902 | Ft Henry Dr Kingsport | 82387 | Joint Recruiting Program | USACE | Fort Henry Suite 310 | United States | Tennessee | Sullivan | Kingsport | 37663 | 0.835 | 0.82
186827 | 710306 | 87 W Belleza Lane Tracy | 70132 | Independent Duty Housing Program | USACE | Belleza | United States | California | San Joaquin | Tracy | 95391 | 1.12 | 1.17
186828 | 801263 | 9350 South 150 East | 82387 | Joint Recruiting Program | USACE | 150 East Suite 760 | United States | Utah | Salt Lake | Sandy | 84070 | 1.03 | 0.99
186831 | 800875 | Crest Drive Oakdale | 70132 | Independent Duty Housing Program | USACE | Crest | United States | Pennsylvania | Allegheny | Oakdale | 15071 | 1.065 | 1.105
186832 | 710606 | 3207 Rocky River Drive Cleveland | 70132 | Independent Duty Housing Program | USACE | Rocky River | United States | Ohio | Cuyahoga | Cleveland | 44107 | 0.925 | 0.9195
186833 | 800728 | Glen Drive Traverse City | 70132 | Independent Duty Housing Program | USACE | Glen | United States | Michigan | Grand Traverse | Traverse City | 49686 | 1.035 | 1.055
186834 | 800686 | Woodland Ridge Denham Springs | 70132 | Independent Duty Housing Program | USACE | Woodland | United States | Louisiana | Livingston | Denham Springs | 70706 | 0.855 | 0.825
186835 | 800916 | Cherry Street Fort Worth | 18081 | Army Mission Support | USACE | Cherry Suite 875 | United States | Texas | Tarrant | Fort Worth | 76102 | 0.83 | 0.82
186836 | 800761 | Forest Knoll Road Weaverville | 70132 | Independent Duty Housing Program | USACE | Forest Knoll | United States | North Carolina | Buncombe | Weaverville | 28787 | 0.885 | 0.855
186837 | 711235 | 413 Eisenhower Lane Lawrence | 18081 | Army Mission Support | USACE | Eisenhower | United States | Kansas | Douglas | Lawrence | 66047 | 1.005 | 1.025
186838 | 801128 | Broadway Avenue Bakersfield | 70132 | Independent Duty Housing Program | USACE | Broadway | United States | California | Kern | Bakersfield | 93311 | 1.16 | 1.21
186839 | 710765 | 1532 Peachcroft Rd. Charlotte | 70132 | Independent Duty Housing Program | USACE | Peachcroft | United States | North Carolina | Mecklenburg | Charlotte | 28216 | 0.885 | 0.855
186840 | 710118 | 2480 Arcadia Dr. Acworth | 70132 | Independent Duty Housing Program | USACE | Arcadia | United States | Georgia | Cobb | Acworth | 30101 | 0.83 | 0.8
186841 | 710119 | 28 Edinburgh Place Clayton | 70132 | Independent Duty Housing Program | USACE | Edinburgh | United States | North Carolina | Johnston | Clayton | 27520 | 0.885 | 0.855
186842 | 70132-10316 | 2707 Santa Ana Ave Clovis | 70132 | Independent Duty Housing Program | USACE | Santa Ana | United States | California | Fresno | Clovis | 93611 | 1.125 | 1.165
186843 | 710876 | 291 Cavalier Way Chico | 70132 | Independent Duty Housing Program | USACE | Cavalier | United States | California | Butte | Chico | 95973 | 1.125 | 1.165
186844 | 710138 | 3008 Yukon Drive Modesto | 70132 | Independent Duty Housing Program | USACE | Yukon | United States | California | Stanislaus | Modesto | 95350 | 1.125 | 1.165
186845 | 800442 | 2111 N Briarwood Stillwater | 70132 | Independent Duty Housing Program | USACE | Briarwood | United States | Oklahoma | Payne | Stillwater | 74075 | 0.875 | 0.85
186846 | 800699 | Rice Corner Road Brookfield | 70132 | Independent Duty Housing Program | USACE | Rice Corner | United States | Massachusetts | Worcester | Brookfield | 01506 | 1.2 | 1.26
186847 | 710779 | 540 County Road 226 Durango | 70132 | Independent Duty Housing Program | USACE | County 226 | United States | Colorado | La Plata | Durango | 81301 | 1.015 | 1
186848 | 82387-13413 | Wright 1 Plz Buffalo | 82387 | Joint Recruiting Program | USACE | Wright 1 Plaza 3 1/2 55 | United States | Minnesota | Wright | Buffalo | 55313 | 1.085 | 1.12
186849 | 82387-12255 | Meeting House Sq Evesham | 82387 | Joint Recruiting Program | USACE | Unit 7 Meeting House | United States | New Jersey | Burlington | Marlton | 08053 | 1.17 | 1.24
186850 | 800614 | Vista Park Blvd Orlando | 70132 | Independent Duty Housing Program | USACE | Vista Park | United States | Florida | Orange | Orlando | 32829 | 0.825 | 0.805
186851 | 710309 | 10227 N 119th E Ave Owasso | 70132 | Independent Duty Housing Program | USACE | 119th E | United States | Oklahoma | Tulsa | Owasso | 74055 | 0.875 | 0.85
186853 | 800627 | Ashley Glen Lane Alpharetta | 70132 | Independent Duty Housing Program | USACE | Ashley Glen | United States | Georgia | Fulton | Alpharetta | 30022 | 0.83 | 0.8
186854 | 801027 | Sandbrook Drive Jonesboro | 70132 | Independent Duty Housing Program | USACE | Sandbrook | United States | Arkansas | Craighead | Jonesboro | 72404 | 0.845 | 0.82
186855 | 800770 | Lakeside Hills Plaza Omaha | 82387 | Joint Recruiting Program | USACE | Lakeside Hills | United States | Nebraska | Douglas | Omaha | 68130 | 0.92 | 0.91
186856 | 800963 | North Spring Valley Drive Washington | 70132 | Independent Duty Housing Program | USACE | Spring Valley | United States | Utah | Washington | Washington | 84780 | 1.03 | 0.995
186857 | 710788 | 249 Drake Run Lane Dickinson | 70132 | Independent Duty Housing Program | USACE | Drake Run | United States | Texas | Galveston | Dickinson | 77539 | 0.865 | 0.84
186859 | 710973 | 2107 Prairie Ave Quincy | 70132 | Independent Duty Housing Program | USACE | Prairie | United States | Illinois | Adams | Quincy | 62301 | 1.03 | 1.045
186860 | 710301 | 2838 B 4 / 10 Road Grand Junction | 70132 | Independent Duty Housing Program | USACE | B 4 / 10 | United States | Colorado | Mesa | Grand Junction | 81503 | 1.015 | 1
186861 | 70132-10717 | 9762 Nw 46th Terrace Miami | 70132 | Independent Duty Housing Program | USACE | 46th | United States | Florida | Miami-Dade | Miami | 33178 | 0.82 | 0.8
186862 | 801146 | Camp George West Rifle Range Golden | 82387 | Joint Recruiting Program | USACE | S36,T3s,R70w-Jefferson County George Rifle Range | United States | Colorado | Jefferson | Golden | 80401 | 0.99 | 0.98
186863 | 70132-10727 | Baltimore Ave Muskogee | 70132 | Independent Duty Housing Program | USACE | Baltimore Avenu | United States | Oklahoma | Muskogee | Muskogee | 74403 | 0.875 | 0.85
186864 | 710565 | 2516 Queenston Avenue Norman | 70132 | Independent Duty Housing Program | USACE | Queenston | United States | Oklahoma | Cleveland | Norman | 73071 | 0.86 | 0.83
186865 | 710370 | 5953 South Xenephon Court Littleton | 70132 | Independent Duty Housing Program | USACE | Xenephon | United States | Colorado | Arapahoe | Littleton | 80127 | 0.99 | 0.98
186866 | 711030 | 518 N. Citrus Lane Gilbert | 70132 | Independent Duty Housing Program | USACE | Citrus | United States | Arizona | Maricopa | Gilbert | 85234 | 0.91 | 0.89
186867 | 711183 | 4105 W Knoxville Broken Arrow | 70132 | Independent Duty Housing Program | USACE | Knoxville | United States | Oklahoma | Tulsa | Broken Arrow | 74012 | 0.875 | 0.85
186869 | 801068 | Tramacera Court Nw Concord | 70132 | Independent Duty Housing Program | USACE | Tramacera | United States | North Carolina | Cabarrus | Concord | 28027 | 0.885 | 0.855
186872 | 800635 | Plantation Trace Woodstock | 70132 | Independent Duty Housing Program | USACE | Plantation | United States | Georgia | Cherokee | Woodstock | 30188 | 0.865 | 0.83
186873 | 800734 | Pondview Trail Prior Lake | 70132 | Independent Duty Housing Program | USACE | Pondview | United States | Minnesota | Scott | Prior Lake | 55372 | 1.085 | 1.12
186874 | 710972 | 20304 Boardwalk Blvd Southfield | 70132 | Independent Duty Housing Program | USACE | Boardwalk | United States | Michigan | Oakland | Southfield | 48075 | 1.035 | 1.055
186875 | 801285 | Railroad Survey Station 8491+30 Sparta | 55425 | Fort Mccoy | ARRES | Railroad Survey 8491+30 Se1/4 Nw1/4 Sec 33 T18n R2w Monroe Cty | United States | Wisconsin | Monroe | Sparta | 54656 | 1.15 | 1.17
186876 | 800633 | Starwind Way Sugar Hill | 70132 | Independent Duty Housing Program | USACE | Starwind | United States | Georgia | Hall | Sugar Hill | 30518 | 0.865 | 0.83
186877 | 800703 | Reservation Road Easthampton | 70132 | Independent Duty Housing Program | USACE | Reservation | United States | Massachusetts | Hampshire | Easthampton | 01027 | 1.165 | 1.215
186878 | 70132-10528 | 5094 West Old Creek West Jordan | 70132 | Independent Duty Housing Program | USACE | Old | United States | Utah | Salt Lake | West Jordan | 84088 | 1.03 | 0.99
186879 | 710133 | 494 Pruden Pickerington | 70132 | Independent Duty Housing Program | USACE | Pruden | United States | Ohio | Fairfield | Pickerington | 43147 | 0.925 | 0.9195
186880 | 800979 | Frost Avenue Warrenton | 82387 | Joint Recruiting Program | USACE | Warrenton Towne Centre 575 Frost | United States | Virginia | Fauquier | Warrenton | 20186 | 0.92 | 0.89
186881 | 801042 | East Martintown Road Augusta | 82387 | Joint Recruiting Program | USACE | Martintown Suite 6 | United States | Georgia | Richmond | Augusta | 30901 | 0.91 | 0.88
186883 | 800388 | 846 Meagher Avenue Bozeman | 70132 | Independent Duty Housing Program | USACE | Meagher Unit A | United States | Montana | Gallatin | Bozeman | 59718 | 1.1 | 1.08
186884 | 801294 | Bldg 2-1120 Macomb Street Fort Bragg | 82387 | Joint Recruiting Program | USACE | Bldg 2-1120 Macomb | United States | North Carolina | Cumberland | Fort Bragg | 28310 | 0.93 | 0.9
186885 | 70132-10051 | 108 Teche Drive Lafayette | 70132 | Independent Duty Housing Program | USACE | Teche | United States | Louisiana | Lafayette | Lafayette | 70503 | 0.855 | 0.825
186886 | 711085 | 5 Haines Park Road Barrington | 70132 | Independent Duty Housing Program | USACE | Haines Park | United States | Rhode Island | Bristol | Barrington | 02806 | 1.11 | 1.15
186887 | 710032 | 929 Fender Lane Johnstown | 70132 | Independent Duty Housing Program | USACE | Fender | United States | Pennsylvania | Cambria | Johnstown | 15905 | 1.065 | 1.105
186888 | 800993 | West Glaenpark Drive Appleton | 70132 | Independent Duty Housing Program | USACE | Glenpark | United States | Wisconsin | Outagamie | Appleton | 54914 | 1.085 | 1.12
186889 | 82387-12446 | N Oak Kansas City | 82387 | Joint Recruiting Program | USACE | Oak | United States | Missouri | Clay | Kansas City | 64118 | 0.95 | 0.97
186890 | 800981 | Lincoln Street Essex Junction | 70132 | Independent Duty Housing Program | USACE | Lincoln Street, Unit 5 | United States | Vermont | Chittenden | Essex Junction | 05451 | 1.01 | 1.01
186891 | 800717 | Motorcycle Drive Windham | 70132 | Independent Duty Housing Program | USACE | Motorcycle | United States | Maine | Cumberland | Windham | 04062 | 0.99 | 0.97
186892 | 710534 | 3132 Nw 7th Street Lincoln | 70132 | Independent Duty Housing Program | USACE | 7th | United States | Nebraska | Lancaster | Lincoln | 68521 | 0.93 | 0.915
186893 | 710619 | 376 East Valley Circle Grand Junction | 70132 | Independent Duty Housing Program | USACE | Valley | United States | Colorado | Mesa | Grand Junction | 81503 | 1.015 | 1
186894 | 800789 | Knickerbocker Avenue Brooklyn | 82387 | Joint Recruiting Program | USACE | Knickerbocker | United States | New York | Bronx | New York City | 11237 | 1.36 | 1.46
186895 | 82387-10757 | 344 W. Genesse St Syracuse | 82387 | Joint Recruiting Program | USACE | Genesse | United States | New York | Onondaga | Syracuse | 13202 | 1.06 | 1.075
186896 | 710213 | 7261 Dorchester Court Lincoln | 70132 | Independent Duty Housing Program | USACE | Dorchester | United States | Nebraska | Lancaster | Lincoln | 68521 | 0.93 | 0.915
186897 | 710848 | 803 Jayme Circle Sioux Falls | 70132 | Independent Duty Housing Program | USACE | Jayme | United States | South Dakota | Minnehaha | Sioux Falls | 57106 | 0.96 | 0.94
186898 | 801064 | Haines Drive Liberty | 82387 | Joint Recruiting Program | USACE | Haines Dr., Ste. 218 | United States | Missouri | Clay | Liberty | 64068 | 0.95 | 0.97
186899 | 800588 | Battlecreek Drive Fort Collins | 70132 | Independent Duty Housing Program | USACE | Battlecreek #15107 | United States | Colorado | Larimer | Fort Collins | 80528 | 1.015 | 1
1869 | GHSM0001 | FRANCIS E WARREN AF MISSILE SITE D3 SITE # 1 | GHLN | F E WARREN AFB | AFACT | 4191 Banner County Road 8 | United States | Nebraska | Banner | Harrisburg | 69345 | 0.93 | 0.915
186900 | 800592 | Bear Dance Grant Junction | 70132 | Independent Duty Housing Program | USACE | Bear Dance | United States | Colorado | Mesa | Grand Junction | 81504 | 1.015 | 1
186901 | 801266 | River Street Quechee | 70132 | Independent Duty Housing Program | USACE | River | United States | Vermont | Windsor | Quechee | 05059 | 1.04 | 1.04
186902 | 82387-11457 | Cape Horn Rd Red Lion | 82387 | Joint Recruiting Program | USACE | Cape Horn Rf - Windsor Commons | United States | Pennsylvania | York | Red Lion | 17356 | 1.065 | 1.105
186903 | 800600 | Fenn Road Newington | 82387 | Joint Recruiting Program | USACE | Fenn | United States | Connecticut | Hartford | Newington | 06111 | 1.165 | 1.205
186904 | 801036 | Triangle Street Danbury | 82387 | Joint Recruiting Program | USACE | Triangle | United States | Connecticut | Fairfield | Danbury | 06810 | 1.16 | 1.2
186906 | 801234 | Holly Lane Pilesgrove | 70132 | Independent Duty Housing Program | USACE | Holly | United States | New Jersey | Salem | Woodstown | 08098 | 1.165 | 1.235
186907 | 711015 | 4817 South Galway Av Sioux Falls | 70132 | Independent Duty Housing Program | USACE | Galway Av | United States | South Dakota | Minnehaha | Sioux Falls | 57106 | 0.96 | 0.94
186908 | 711237 | 6116 Lower 161st Street West Rosemount | 70132 | Independent Duty Housing Program | USACE | Lower 161st | United States | Minnesota | Dakota | Rosemount | 55068 | 1.085 | 1.12
186909 | 82387-11481 | Central Ave Dover | 82387 | Joint Recruiting Program | USACE | Central | United States | New Hampshire | Strafford | Dover | 03820 | 1.075 | 1.075
186910 | 711008 | 5190 Sand Pit Lane Oshkosh | 70132 | Independent Duty Housing Program | USACE | Sand Pit | United States | Wisconsin | Winnebago | Oshkosh | 54904 | 1.085 | 1.12
186911 | 800996 | Hwy 36/83 Burlington | 82387 | Joint Recruiting Program | USACE | 36/83 | United States | Wisconsin | Racine | Burlington | 53105 | 1.085 | 1.12
186912 | 18081-10619 | Sec 5 T11n R9w Grand Island | 18081 | Army Mission Support | USACE | Sec 5 T11n R9w | United States | Nebraska | Hall | Grand Island | 68803 | 0.94 | 0.92
186915 | 801112 | Cranberry Circle Tomah | 18081 | Army Mission Support | USACE | Cranberry Circle White Pine | United States | Wisconsin | Monroe | Tomah | 54660 | 1.15 | 1.17
186916 | 801034 | E Mississippi Avenue Denver | 18081 | Army Mission Support | USACE | Mississippi #6-104 | United States | Colorado | Denver | Denver | 80231 | 0.99 | 0.98
186917 | 82387-10164 | 1222 Spruce Saint Louis1 | 82387 | Joint Recruiting Program | USACE | Spruce Robert Young Federal Building | United States | Missouri | St. Louis | St. Louis | 63102 | 0.985 | 1.005
186918 | 800741 | Bagnell Dam Blvd Lake Ozark | 82387 | Joint Recruiting Program | USACE | Bagnell Dam Suite 305 | United States | Missouri | Miller | Lake Ozark | 65049 | 0.985 | 1.005
186919 | 800639 | 12th Street Ne Mason City | 70132 | Independent Duty Housing Program | USACE | 12th | United States | Iowa | Cerro Gordo | Mason City | 50401 | 1.01 | 1.01
186920 | 710365 | 1444 South Derby No Sioux City | 70132 | Independent Duty Housing Program | USACE | Derby Roa | United States | South Dakota | Union | No Sioux City | 57049 | 0.955 | 0.93
186921 | 82387-12582 | Offutt Afb | 82387 | Joint Recruiting Program | USACE | Peacekeeper Bldg. #313 | United States | Nebraska | Sarpy | Offutt A.F.B. | 68113 | 0.94 | 0.93
186923 | 800798 | Hillsdale Avenue Syracuse | 70132 | Independent Duty Housing Program | USACE | Hillsdale | United States | New York | Onondaga | Syracuse | 13206 | 1.06 | 1.075
186924 | 82387-12043 | Hwy 78 East Jasper | 82387 | Joint Recruiting Program | USACE | 78 | United States | Alabama | Walker | Jasper | 35501 | 0.855 | 0.83
186927 | 70132-10594 | 6669 Street Route 26 Martinsburg | 70132 | Independent Duty Housing Program | USACE | Street 26 | United States | New York | Lewis | Martinsburg | 13404 | 1.06 | 1.075
186928 | 70132-10633 | 742 East Broadway Cape Vincent | 70132 | Independent Duty Housing Program | USACE | Broadway | United States | New York | Jefferson | Cape Vincent | 13618 | 1.17 | 1.17
186930 | 710851 | 7034 South Park Driv Savage | 70132 | Independent Duty Housing Program | USACE | Driv | United States | Minnesota | Scott | Savage | 55378 | 1.085 | 1.12
186931 | 710927 | 4000 West Newcomb Drive Sioux Falls | 70132 | Independent Duty Housing Program | USACE | Newcomb | United States | South Dakota | Minnehaha | Sioux Falls | 57106 | 0.96 | 0.94
186932 | 710371 | 804 E. Broadway Waukesha | 70132 | Independent Duty Housing Program | USACE | Broadway | United States | Wisconsin | Waukesha | Waukesha | 53186 | 1.085 | 1.12
186933 | 801235 | Lyons Road Camillus | 70132 | Independent Duty Housing Program | USACE | Lyons | United States | New York | Onondaga | Camillus | 13031 | 1.06 | 1.075
186934 | 801237 | Genesee Street Left Lancaster | 70132 | Independent Duty Housing Program | USACE | Genesee Left | United States | New York | Erie | Lancaster | 14086 | 1.09 | 1.1
186935 | 800766 | 9th Avenue Nw Jamestown | 70132 | Independent Duty Housing Program | USACE | 9th | United States | North Dakota | Stutsman | Jamestown | 58401 | 1.09 | 1.09
186936 | 800969 | Arrowhead Trail Christiansburg | 70132 | Independent Duty Housing Program | USACE | Arrowhead | United States | Virginia | Montgomery | Christiansburg | 24073 | 1 | 0.96
186937 | 800977 | Londonderry Drive Roanoke | 70132 | Independent Duty Housing Program | USACE | Londonderry | United States | Virginia | Roanoke (City) | Roanoke | 24015 | 0.92 | 0.89
186938 | 710615 | 375 Rondeau Road Palmer | 70132 | Independent Duty Housing Program | USACE | Rondeau | United States | Massachusetts | Hampden | Palmer | 01069 | 1.13 | 1.17
186939 | 710189 | 49 Technology Drive Bedford | 70132 | Independent Duty Housing Program | USACE | Technology | United States | New Hampshire | Hillsborough | Bedford | 03110 | 1.075 | 1.075
186940 | 82387-12014 | Hillside Ave Bangor | 82387 | Joint Recruiting Program | USACE | Hillside Av | United States | Maine | Penobscot | Bangor | 04401 | 1.21 | 1.24
186942 | 801242 | Dolphin Lane Erie | 70132 | Independent Duty Housing Program | USACE | Dolphin | United States | Pennsylvania | Erie | Erie | 16509 | 1.065 | 1.105
186943 | 711080 | 4313 North Maryland Avenue Shorewood | 70132 | Independent Duty Housing Program | USACE | Maryland | United States | Wisconsin | Milwaukee | Shorewood | 53211 | 1.09 | 1.13
186944 | 710780 | 489 Ferelle Street Clifton | 70132 | Independent Duty Housing Program | USACE | Ferelle | United States | Colorado | Mesa | Clifton | 81520 | 1.015 | 1
186945 | 18081-10050 | 1222 Spruce Saint Louis | 66155 | DoD USMEPCOM | USACE | Spruce Robt Young Fed Bldg | United States | Missouri | ST. LOUIS (CITY) | St. Louis | 63103 | 0.985 | 1.005
186946 | 18081-10401 | Lots 10 And 11 Sundance | 18081 | Army Mission Support | USACE | Lots 10 And 11 | United States | Wyoming | Crook | Sundance | 82729 | 1.045 | 1.035
186948 | 82387-11321 | Anderson Ave Manhattan | 82387 | Joint Recruiting Program | USACE | Anderson Ste 1001b | United States | Kansas | Riley | Manhattan | 66502 | 1.05 | 1.07
186952 | 800672 | American Way Independence | 70132 | Independent Duty Housing Program | USACE | American | United States | Kansas | Montgomery | Independence | 67301 | 1.005 | 1.025
186953 | 800675 | S Lennox Circle Olathe | 70132 | Independent Duty Housing Program | USACE | Lennox | United States | Kansas | Johnson | Olathe | 66061 | 1.005 | 1.025
186954 | 18081-10653 | Secs 30,31 &36 Pueblo | 18081 | Army Mission Support | USACE | Secs 30,31 &36 T19s, R63w | United States | Colorado | Pueblo | Pueblo | 81001 | 1.08 | 1.06
186955 | 801048 | Sec Route 50 & George Road Bourbonnais | 82387 | Joint Recruiting Program | USACE | State 50 | United States | Illinois | Kankakee | Bourbonnais | 60914 | 1.03 | 1.045
186957 | 800878 | Thorncrest Drive Pittsburgh | 70132 | Independent Duty Housing Program | USACE | Thorncrest | United States | Pennsylvania | Allegheny | Pittsburgh | 15235 | 1.065 | 1.105
186958 | 70132-10588 | 6416 Sara Ct. Hamilton | 70132 | Independent Duty Housing Program | USACE | Sara | United States | Ohio | Butler | Hamilton | 45011 | 0.925 | 0.9195
186959 | 70132-10669 | 8338 Nuckols Indianapolis | 70132 | Independent Duty Housing Program | USACE | Nuckols | United States | Indiana | Marion | Indianapolis | 46237 | 0.94 | 0.94
186960 | 800715 | Edge Creek Lane Odenton | 70132 | Independent Duty Housing Program | USACE | Edge Creek Unit #80 | United States | Maryland | Anne Arundel | Odenton | 21113 | 0.97 | 0.97
186961 | 800866 | Elkwood Drive Coraopolis | 70132 | Independent Duty Housing Program | USACE | Elkwood | United States | Pennsylvania | Allegheny | Coraopolis | 15108 | 1.065 | 1.105
186963 | 82387-12019 | Housley Rd Annapolis | 82387 | Joint Recruiting Program | USACE | 2611-2617 Housley Rd 158 450 | United States | Maryland | Anne Arundel | Annapolis | 21401 | 0.97 | 0.97
186964 | 710297 | 21 Hazel Street Auburn | 70132 | Independent Duty Housing Program | USACE | Hazel | United States | Maine | Androscoggin | Auburn | 04210 | 1.02 | 1
186965 | 800706 | Admiral Rickover Road Plymouth | 70132 | Independent Duty Housing Program | USACE | Admiral Rickover | United States | Massachusetts | Plymouth | Plymouth | 02360 | 1.165 | 1.215
186966 | 710185 | 3864 Lisbon Rd Chambersburg | 70132 | Independent Duty Housing Program | USACE | Lisbon | United States | Pennsylvania | Franklin | Chambersburg | 17201 | 1.01 | 1.02
186967 | 801008 | Dogwood Court Daniels | 70132 | Independent Duty Housing Program | USACE | Dogwood | United States | West Virginia | Raleigh | Daniels | 25832 | 1.02 | 1.03
186968 | 800591 | D Road Grand Junction | 70132 | Independent Duty Housing Program | USACE | D | United States | Colorado | Mesa | Grand Junction | 81504 | 1.015 | 1
186969 | 800888 | East 6th Street Sioux Falls | 70132 | Independent Duty Housing Program | USACE | 6th #4 | United States | South Dakota | Minnehaha | Sioux Falls | 57110 | 0.96 | 0.94
186970 | 800731 | Lexington Avenue South Eagan | 70132 | Independent Duty Housing Program | USACE | Lexington Unit No. 332 | United States | Minnesota | Dakota | Eagan | 55123 | 1.085 | 1.12
186971 | 800732 | Lynx Trail Mankato | 70132 | Independent Duty Housing Program | USACE | Lynx | United States | Minnesota | Blue Earth | Mankato | 56001 | 1.085 | 1.12
186972 | 800601 | Village Lane Windsor | 70132 | Independent Duty Housing Program | USACE | Village | United States | Connecticut | Hartford | Windsor | 06095 | 1.165 | 1.205
186973 | 800383 | 363 West Lagoon Lane Oak Creek | 70132 | Independent Duty Housing Program | USACE | Lagoon Unit No. 1706 | United States | Wisconsin | Milwaukee | Oak Creek | 53154 | 1.09 | 1.13
186974 | 710073 | 501 Gibson Drive Roseville | 70132 | Independent Duty Housing Program | USACE | Gibson 1511 | United States | California | Placer | Roseville | 95678 | 1.125 | 1.165
186975 | 70132-10608 | 701 Gardenia Circle #2 Paso Robles | 70132 | Independent Duty Housing Program | USACE | Gardenia #2 | United States | California | San Luis Obispo | Paso Robles | 93446 | 1.22 | 1.26
186976 | 800926 | Clayton Drive Leander | 70132 | Independent Duty Housing Program | USACE | Clayton | United States | Texas | Travis | Leander | 78641 | 0.865 | 0.84
186977 | 801099 | Edgewood Luftin | 70132 | Independent Duty Housing Program | USACE | Edgewood | United States | Texas | Angelina | Lufkin | 75904 | 0.865 | 0.84
186978 | 800906 | Wild Rose Lane Aubrey | 70132 | Independent Duty Housing Program | USACE | Wild Rose | United States | Texas | Denton | Cross Roads | 76227 | 0.865 | 0.84
186979 | 711035 | 10751 S. Coral Dune South Jordan | 70132 | Independent Duty Housing Program | USACE | Coral Dune | United States | Utah | Salt Lake | South Jordan | 84095 | 1.03 | 0.99
186980 | 710075 | 1184 Lupin Ave., Chico | 70132 | Independent Duty Housing Program | USACE | Lupin Ave., | United States | California | Butte | Chico | 95973 | 1.125 | 1.165
186983 | 801043 | Chancelor Point Stockbridge | 70132 | Independent Duty Housing Program | USACE | Chancelor | United States | Georgia | Henry | Stockbridge | 30281 | 0.865 | 0.83
186984 | 800755 | Maple Avenue Apex | 70132 | Independent Duty Housing Program | USACE | Maple | United States | North Carolina | Wake | Apex | 27502 | 0.885 | 0.855
186985 | 800756 | Sugarbush Drive Charlotte | 70132 | Independent Duty Housing Program | USACE | Sugarbush | United States | North Carolina | Mecklenburg | Charlotte | 28214 | 0.885 | 0.855
186986 | 800824 | Nw 160th Street Edmond | 70132 | Independent Duty Housing Program | USACE | 160th | United States | Oklahoma | Oklahoma | Edmond | 73013 | 0.86 | 0.83
186988 | 801183 | East Mitchell Avenue Waterloo | 70132 | Independent Duty Housing Program | USACE | Mitchell | United States | Iowa | Black Hawk | Waterloo | 50702 | 1.01 | 1.01
186989 | 801256 | Yelverton Glen Drive Katy | 70132 | Independent Duty Housing Program | USACE | Yelverton Glen | United States | Texas | Fort Bend | Katy | 77493 | 0.865 | 0.84
186991 | 711068 | 2515 Spring Oaks Way Raleigh | 70132 | Independent Duty Housing Program | USACE | Spring Oaks | United States | North Carolina | Wake | Raleigh | 27614 | 0.885 | 0.855
186992 | 710238 | 202 Bristol Ct Victoria | 70132 | Independent Duty Housing Program | USACE | Bristol | United States | Texas | Victoria | Victoria | 77904 | 0.865 | 0.84
186993 | 710252 | 205 Harvest Point Ci Lafayette | 70132 | Independent Duty Housing Program | USACE | Harvest Ci | United States | Louisiana | Lafayette | Lafayette | 70506 | 0.855 | 0.825
186994 | 70132-10290 | 2451 Daybreak Dr. Rockwall | 70132 | Independent Duty Housing Program | USACE | Daybreak | United States | Texas | Rockwall | Rockwall | 75032 | 0.865 | 0.84
186995 | 710401 | 2800 La Frontera Blv Round Rock | 70132 | Independent Duty Housing Program | USACE | La Frontera Blv #1095 | United States | Texas | Williamson | Round Rock | 78681 | 0.865 | 0.84
186996 | 710400 | 3105 Lafourche Ruston | 70132 | Independent Duty Housing Program | USACE | Lafourche | United States | Louisiana | Lincoln | Ruston | 71270 | 0.855 | 0.825
186997 | 710393 | 19470 Alice Springs Place Riverside | 70132 | Independent Duty Housing Program | USACE | Alice Springs | United States | California | Riverside | Riverside | 92508 | 1.08 | 1.12
186998 | 800832 | Sw Wendy Drive Lawton | 70132 | Independent Duty Housing Program | USACE | Wendy | United States | Oklahoma | Comanche | Lawton | 73505 | 0.89 | 0.87
186999 | 710085 | 4116 Queens Drive Moore | 70132 | Independent Duty Housing Program | USACE | Queens | United States | Oklahoma | Cleveland | Moore | 73160 | 0.86 | 0.83
1870 | GHSN0001 | FRANCIS E WARREN AF MISSILE SITE D4 SITE # 1 | GHLN | F E WARREN AFB | AFACT | 4107 Kimball County Road 52 | United States | Nebraska | Kimball | Kimball | 460700 | 0.93 | 0.915
187000 | 800443 | 6505 S 78th E Ave Tulsa | 70132 | Independent Duty Housing Program | USACE | 78th E | United States | Oklahoma | Tulsa | Tulsa | 74133 | 0.875 | 0.85
187001 | 801080 | Dalton Drive Oklahoma City | 70132 | Independent Duty Housing Program | USACE | Dalton | United States | Oklahoma | Pottawatomie | Oklahoma City | 73162 | 0.86 | 0.83
187002 | 800840 | Myra Lane Poteau | 70132 | Independent Duty Housing Program | USACE | Myra | United States | Oklahoma | Le Flore | Poteau | 74953 | 0.875 | 0.85
187004 | 800638 | Old Mill Dubuque | 70132 | Independent Duty Housing Program | USACE | Old | United States | Iowa | Dubuque | Dubuque | 52001 | 1.01 | 1.01
187006 | 710353 | 56 Lavoie Road Essex Junction | 70132 | Independent Duty Housing Program | USACE | Lavoie | United States | Vermont | Chittenden | Essex Junction | 05451 | 1.01 | 1.01
187007 | 800528 | Stone Crop Springdale | 70132 | Independent Duty Housing Program | USACE | Stone Crop | United States | Arkansas | Washington | Springdale | 72762 | 0.845 | 0.82
187008 | 801025 | Town Oaks El Dorado | 70132 | Independent Duty Housing Program | USACE | Town Oaks | United States | Arkansas | Union | El Dorado | 71730 | 0.845 | 0.82
187009 | 801147 | Leo Idler Rifle Range Lamar | 18081 | Army Mission Support | USACE | The 1/4 Of S7, T23s, R47w Prowers Cty, Aka Leo Idler Rifle Range | United States | Colorado | Prowers | Lamar | 81052 | 1.015 | 1
187010 | 800543 | Macy Plaza Drive Citrus Heights | 82387 | Joint Recruiting Program | USACE | Macy Plaza | United States | California | Sacramento | Citrus Heights | 95610 | 1.13 | 1.17
187011 | 711078 | 723 Nevers Road South Windsor | 70132 | Independent Duty Housing Program | USACE | Nevers | United States | Connecticut | Hartford | South Windsor | 06074 | 1.165 | 1.205
187012 | 800759 | Michael Andrews Road Huntersville | 70132 | Independent Duty Housing Program | USACE | Michael Andrews | United States | North Carolina | Mecklenburg | Huntersville | 28078 | 0.885 | 0.855
187013 | 801137 | Luce Avenue North Highlands | 82387 | Joint Recruiting Program | USACE | Luce Building 250, Bay | United States | California | Sacramento | North Highlands | 95652 | 1.13 | 1.17
187015 | 70132-10551 | 5644 Maple Street Lowville | 70132 | Independent Duty Housing Program | USACE | Maple | United States | New York | Tompkins | Ludlowville | 13367 | 1.06 | 1.075
187016 | 800991 | North 3rd Street Yakima | 82387 | Joint Recruiting Program | USACE | 3rd | United States | Washington | Yakima | Yakima | 98901 | 1.09 | 1.1
187017 | 801020 | Promenade Parkway Bessemer | 82387 | Joint Recruiting Program | USACE | Promenade | United States | Alabama | Jefferson | Bessemer | 35022 | 0.855 | 0.83
187018 | 800400 | 265 Sw Sanna Court Pullman | 70132 | Independent Duty Housing Program | USACE | Sanna | United States | Washington | Whitman | Pullman | 99163 | 1.085 | 1.095
187019 | 70132-10347 | 305 Sunny Lane Lafayette | 70132 | Independent Duty Housing Program | USACE | Sunny | United States | Louisiana | Lafayette | Lafayette | 70506 | 0.855 | 0.825
187020 | 711066 | 207 Catterick Way Fountain Inn | 70132 | Independent Duty Housing Program | USACE | Catterick | United States | South Carolina | Greenville | Fountain Inn | 29644 | 0.92 | 0.885
187021 | 801049 | Mall Drive Normal | 82387 | Joint Recruiting Program | USACE | Mall Suite 312 | United States | Illinois | McLean | Normal | 61761 | 1.03 | 1.045
187022 | 801201 | Lindell Boulevard Saint Louis | 82387 | Joint Recruiting Program | USACE | Lindell | United States | Missouri | St. Louis (City) | St. Louis | 63103 | 0.985 | 1.005
187023 | 800850 | Mirror Pond Way Eugene | 70132 | Independent Duty Housing Program | USACE | Mirror Pond | United States | Oregon | Lane | Eugene | 97408 | 1.12 | 1.145
187024 | 800605 | Chesterfield Circle Lakeland | 70132 | Independent Duty Housing Program | USACE | Chesterfield | United States | Florida | Polk | Lakeland | 33813 | 0.825 | 0.805
187025 | 800941 | Service Street New Boston | 18081 | Army Mission Support | USACE | Service | United States | Texas | Bowie | New Boston | 75570 | 0.85 | 0.83
187026 | 800865 | Safe Harbor Village Conestoga | 70132 | Independent Duty Housing Program | USACE | Safe Harbor | United States | Pennsylvania | Lancaster | Conestoga | 17516 | 1.065 | 1.105
187027 | 82387-11442 | C St Galt | 82387 | Joint Recruiting Program | USACE | C Suite 127a | United States | California | Sacramento | Galt | 95632 | 1.13 | 1.17
187028 | 18081-10176 | 5913 Hoffman Road Hoffman | 18081 | Army Mission Support | USACE | Hoffman | United States | North Carolina | Richmond | Hoffman | 28347 | 0.885 | 0.855
187029 | 800185 | Bldg 9181, Rm 152 Ft Lewis | 82387 | Joint Recruiting Program | USACE | Bldg 9181, Rm 152 | United States | Washington | Pierce | Bonney Lake | 98391 | 1.12 | 1.14
187031 | 70132-10388 | 3440 Our Street North Pole | 70132 | Independent Duty Housing Program | USACE | Our | United States | Alaska | Fairbanks North Star | North Pole | 99705 | 2.09 | 2.08
187032 | 70132-10201 | 1800 Christine #A North Pole | 70132 | Independent Duty Housing Program | USACE | Christine #A | United States | Alaska | Fairbanks North Star | North Pole | 99705 | 2.09 | 2.08
187033 | 800925 | Rockbrook Drive Kilgore | 70132 | Independent Duty Housing Program | USACE | Rockbrook | United States | Texas | Rusk | Kilgore | 75662 | 0.865 | 0.84
187034 | 710631 | 3205 W Golf Course Rd Midland | 70132 | Independent Duty Housing Program | USACE | Golf Course | United States | Texas | Midland | Midland | 79701 | 0.865 | 0.84
187035 | 800980 | Fecteau Circle Barre | 70132 | Independent Duty Housing Program | USACE | Fecteau #24 | United States | Vermont | Washington | Barre | 05641 | 1.07 | 1.07
187036 | 711247 | 3102 109th Street Lubbock | 70132 | Independent Duty Housing Program | USACE | 109th | United States | Texas | Lubbock | Lubbock | 79423 | 0.865 | 0.84
187037 | 710251 | 1442 Washington St Natchitoches | 70132 | Independent Duty Housing Program | USACE | Washington | United States | Louisiana | Natchitoches | Natchitoches | 71457 | 0.855 | 0.825
187038 | 800970 | Tall Oaks Drive | 70132 | Independent Duty Housing Program | USACE | Tall Oaks | United States | Virginia | Montgomery | Christiansburg | 24073 | 1 | 0.96
187039 | 801122 | Kensington Circle Bella Vista | 70132 | Independent Duty Housing Program | USACE | Kensington | United States | Arkansas | Benton | Bella Vista | 72715 | 0.845 | 0.82
187040 | 82387-10068 | 1051 E Malone Ave Sikeston | 82387 | Joint Recruiting Program | USACE | Malone | United States | Missouri | Scott | Sikeston | 63801 | 0.985 | 1.005
187042 | 800940 | Queen Street Nacogdoches | 70132 | Independent Duty Housing Program | USACE | Queen | United States | Texas | Nacogdoches | Nacogdoches | 75964 | 0.865 | 0.84
187043 | 710048 | 13250 - 172nd Ave. N Spicer | 70132 | Independent Duty Housing Program | USACE | - 172nd | United States | Minnesota | Kandiyohi | Spicer | 56288 | 1.085 | 1.12
187044 | 711020 | 423 Ne 21st Street Newcastle | 70132 | Independent Duty Housing Program | USACE | 21st | United States | Oklahoma | Mcclain | New Castle | 73065 | 0.875 | 0.85
187045 | 800556 | Newhampton Court Modesto | 70132 | Independent Duty Housing Program | USACE | Newhampton | United States | California | Stanislaus | Modesto | 95355 | 1.125 | 1.165
187046 | 710658 | 7742 Blackthorn Driv Indianapolis | 70132 | Independent Duty Housing Program | USACE | Blackthorn Driv | United States | Indiana | Marion | Indianapolis | 46221 | 0.94 | 0.94
187047 | 18081-10524 | Ravencrest Ln Westland | 18081 | Army Mission Support | USACE | Ravencrest | United States | Michigan | Wayne | Westland | 48186 | 1.03 | 1.06
187048 | 710414 | 800 Nw 141st Pembroke Pines | 70132 | Independent Duty Housing Program | USACE | 141st 14-205 | United States | Florida | Broward | Pembroke Pines | 33028 | 0.82 | 0.8
187050 | 711241 | 217 Landcaster Drive Medina | 70132 | Independent Duty Housing Program | USACE | Landcaster | United States | Tennessee | Gibson | Medina | 38355 | 0.835 | 0.82
187051 | 800834 | W Churchill Way Mustang | 70132 | Independent Duty Housing Program | USACE | Churchill | United States | Oklahoma | Canadian | Mustang | 73064 | 0.86 | 0.83
187052 | 70132-10721 | 985 Seawolf Fairbanks | 70132 | Independent Duty Housing Program | USACE | Seawolf | United States | Alaska | Fairbanks North Star | Fairbanks | 99701 | 2.09 | 2.08
187053 | 711128 | 11 East Canterbury Arlington Heights | 70132 | Independent Duty Housing Program | USACE | Canterbury | United States | Illinois | Cook | Arlington Hts | 60004 | 1.18 | 1.25
187055 | 710664 | 157 Sratford Lane Rochester Hills | 70132 | Independent Duty Housing Program | USACE | Sratford | United States | Michigan | Oakland | Rochester | 48309 | 1.035 | 1.055
187056 | 710019 | 6121 Turvey Loop Hilliard | 70132 | Independent Duty Housing Program | USACE | Turvey | United States | Ohio | Franklin | Hilliard | 43026 | 0.925 | 0.9195
187061 | 710919 | 8475 Webster Road Freeland | 70132 | Independent Duty Housing Program | USACE | Webster Apt. 6 | United States | Michigan | Saginaw | Freeland | 48623 | 1.035 | 1.055
187062 | 710666 | 8603 Roscoe Place Dublin | 70132 | Independent Duty Housing Program | USACE | Roscoe | United States | Ohio | Franklin | Dublin | 43016 | 0.925 | 0.9195
187063 | 800658 | Kentucky Quincy | 70132 | Independent Duty Housing Program | USACE | Kentucky | United States | Illinois | Adams | Quincy | 62305 | 1.03 | 1.045
187064 | 800718 | Mountain Pass Gaylord | 70132 | Independent Duty Housing Program | USACE | Mountain | United States | Michigan | Otsego | Gaylord | 49735 | 1.035 | 1.055
187065 | 800819 | Weckerly Drive Whitehouse | 70132 | Independent Duty Housing Program | USACE | Weckerly | United States | Ohio | Lucas | Whitehouse | 43571 | 0.925 | 0.9195
187066 | 800868 | Woodbine Cranberry Township | 70132 | Independent Duty Housing Program | USACE | Woodbine | United States | Pennsylvania | Butler | Cranberry Township | 16066 | 1.065 | 1.105
187067 | 82387-13290 | W Outer Dr Dearborn | 82387 | Joint Recruiting Program | USACE | Outer | United States | Michigan | Wayne | Dearborn | 48124 | 1.03 | 1.06
187068 | 800882 | River Avenue Williamsport | 70132 | Independent Duty Housing Program | USACE | River | United States | Pennsylvania | Lycoming | Williamsport | 17701 | 1.065 | 1.105
187069 | 800806 | Zoellners Place Fairfield | 70132 | Independent Duty Housing Program | USACE | Zoellners | United States | Ohio | Jefferson | Fairfield | 45011 | 0.925 | 0.9195
187072 | 801190 | Bell Pre Road Silver Spring | 82387 | Joint Recruiting Program | USACE | Bel Pre Road Del Mercado | United States | Maryland | Montgomery | Silver Spring | 20906 | 1.02 | 1.02
187075 | 800375 | 7 Kernwood Heights Beverly | 70132 | Independent Duty Housing Program | USACE | Kernwood | United States | Massachusetts | Essex | Beverly | 01915 | 1.165 | 1.215
187076 | 800377 | 70 Partridge Drive Essex Junction | 70132 | Independent Duty Housing Program | USACE | Partridge | United States | Vermont | Chittenden | Essex Junction | 05452 | 1.01 | 1.01
187077 | 70132-10345 | 3043 Estate Drive Oakdale | 70132 | Independent Duty Housing Program | USACE | Estate | United States | Pennsylvania | Allegheny | Oakdale | 15071 | 1.065 | 1.105
187078 | 710989 | 500 Chelten Ham Way Coraopolis | 70132 | Independent Duty Housing Program | USACE | Chelten Ham | United States | Pennsylvania | Allegheny | Coraopolis | 15108 | 1.065 | 1.105
187079 | 800586 | Lakeridge Court Fort Collins | 70132 | Independent Duty Housing Program | USACE | Lakeridge | United States | Colorado | Larimer | Fort Collins | 80521 | 1.015 | 1
187080 | 801070 | Sw 27th Street Lincoln | 70132 | Independent Duty Housing Program | USACE | 27th | United States | Nebraska | Lancaster | Lincoln | 68522 | 0.93 | 0.915
187081 | 800887 | West Hughes Place Sioux Falls | 70132 | Independent Duty Housing Program | USACE | Hughes | United States | South Dakota | Minnehaha | Sioux Falls | 57108 | 0.96 | 0.94
187082 | 800978 | Third Street Shenandoah | 70132 | Independent Duty Housing Program | USACE | Third | United States | Virginia | Page | Shenandoah | 22849 | 0.92 | 0.89
187083 | 800775 | Riverwalk Place Manchester | 70132 | Independent Duty Housing Program | USACE | Riverwalk | United States | New Hampshire | Hillsborough | Manchester | 03101 | 1.075 | 1.075
187084 | 710536 | 2720 Country Fair La Fort Collins | 70132 | Independent Duty Housing Program | USACE | Country Fair La | United States | Colorado | Larimer | Fort Collins | 80528 | 1.015 | 1
187085 | 800381 | 274 Sunburst Avenue Sartell | 70132 | Independent Duty Housing Program | USACE | Sunburst | United States | Minnesota | Stearns | Sartell | 56377 | 1.085 | 1.12
187086 | 711176 | 4237 19th Street North Moorhead | 70132 | Independent Duty Housing Program | USACE | 19th | United States | Minnesota | Clay | Moorhead | 56560 | 1.085 | 1.12
187087 | 800680 | Douglas Wichita | 82387 | Joint Recruiting Program | USACE | The Garvey 250 Douglas, Suite 570 | United States | Kansas | Sedgwick | Wichita | 67202 | 0.96 | 0.98
187088 | 801189 | Centre Street Malden | 82387 | Joint Recruiting Program | USACE | Centre | United States | Massachusetts | Middlesex | Malden | 02148 | 1.165 | 1.215
187090 | 800972 | Chelsea Circle Harrisonburg | 70132 | Independent Duty Housing Program | USACE | Chelsea | United States | Virginia | Harrisonburg (City) | Harrisonburg | 22801 | 0.92 | 0.89
187091 | 800975 | Kentuck Road Ringgold | 70132 | Independent Duty Housing Program | USACE | Kentuck | United States | Virginia | Pittsylvania | Ringgold | 24586 | 0.92 | 0.89
187092 | 710190 | 48 North End Drive Rutland | 70132 | Independent Duty Housing Program | USACE | End | United States | Vermont | Rutland | Rutland | 05701 | 1.04 | 1.04
187093 | 710701 | 439 East Arbor Circl Oak Creek | 70132 | Independent Duty Housing Program | USACE | Arbor Circl | United States | Wisconsin | Milwaukee | Oak Creek | 53154 | 1.09 | 1.13
187094 | 82387-11903 | FT SNELLING FORT SNELLING | 82387 | Joint Recruiting Program | USACE | Snelling | United States | Minnesota | Hennepin | Fort Snelling | 55111 | 1.06 | 1.11
187097 | 800795 | Ny State Highway 205 Oneonta | 70132 | Independent Duty Housing Program | USACE | Ny State 205 Apartment 2 | United States | New York | Otsego | Oneonta | 13820 | 1.06 | 1.075
187098 | 70132-10766 | Po Box 331 Evans Mills | 70132 | Independent Duty Housing Program | USACE | Po Box 331 | United States | New York | Jefferson | Evans Mills | 13637 | 1.17 | 1.17
187099 | 82387-11285 | 9700 Page Boulevard Saint Louis | 82387 | Joint Recruiting Program | USACE | Page Bldg 101 | United States | Missouri | St. Louis (City) | St. Louis | 63115 | 0.985 | 1.005
1871 | GHSP0001 | FRANCIS E WARREN AF MISSILE SITE D5 SITE # 1 | GHLN | F E WARREN AFB | AFACT | 4109 Kimball County Road 42 | United States | Nebraska | Kimball | Kimball | 360710 | 0.93 | 0.915
187100 | 70132-10169 | 1543 Brown Bridge Road Hattiesburg | 70132 | Independent Duty Housing Program | USACE | Brown Bridge | United States | Mississippi | Forrest | Hattiesburg | 39402 | 0.9 | 0.86
187101 | 70132-10183 | 1631 51st Street Sw Fargo | 70132 | Independent Duty Housing Program | USACE | 51st | United States | North Dakota | Cass | Fargo | 58103 | 1.09 | 1.09
187102 | 710299 | 1629 Dylan Drive Virginia Beach | 70132 | Independent Duty Housing Program | USACE | Dylan | United States | Virginia | Virginia Beach (City) | Virginia Beach | 23464 | 0.98 | 0.94
187103 | 711234 | 2441 Trotters Lane Midlothian | 70132 | Independent Duty Housing Program | USACE | Trotters Apartment 101-6 | United States | Virginia | Chesterfield | Midlothian | 23113 | 0.92 | 0.89
187104 | 82387-12381 | N Gloster St Tupelo | 82387 | Joint Recruiting Program | USACE | Gloster | United States | Mississippi | Lee | Tupelo | 38801 | 0.9 | 0.86
187105 | 710264 | 400 N Main St Butte | 82387 | Joint Recruiting Program | USACE | Main Mike Mansfield Fed B | United States | Montana | Silver Bow | Butte | 59701 | 1.1 | 1.08
187106 | 801246 | Parcel 08.9.04, Sec 4, T 9n, R 9e Belle Fourche | 18081 | Army Mission Support | USACE | Parcel 08.9.04, Sec 4, T 9n, R 9e | United States | South Dakota | Butte | Belle Fourche | 57717 | 0.955 | 0.93
187107 | 710929 | 19185 W. Thomson Drive Brookfield | 70132 | Independent Duty Housing Program | USACE | Thomson Unit 303 | United States | Wisconsin | Waukesha | Brookfield | 53045 | 1.085 | 1.12
187108 | 82387-13345 | Washington Ave W Washington | 82387 | Joint Recruiting Program | USACE | Washington | United States | New Jersey | Warren | Washington | 07882 | 1.165 | 1.235
187109 | 801217 | 31st Avenue South Fargo | 70132 | Independent Duty Housing Program | USACE | 31st | United States | North Dakota | Cass | Fargo | 58103 | 1.09 | 1.09
187110 | 801110 | W Main Street Battle Ground | 82387 | Joint Recruiting Program | USACE | Main Suite 105 | United States | Washington | Clark | Battle Ground | 98604 | 1.085 | 1.095
187112 | 82387-13186 | W 72nd St Manhattan | 82387 | Joint Recruiting Program | USACE | 72nd Suites #1 | United States | New York | New York | New York City | 10025 | 1.36 | 1.46
187113 | 800634 | Airport Road Vidalia | 18081 | Army Mission Support | USACE | Airport | United States | Georgia | Toombs | Vidalia | 30474 | 0.865 | 0.83
187114 | 18081-10629 | Sec 9, Twnshp 6 N Glenvil | 18081 | Army Mission Support | USACE | Sec 9, Twnshp 6 Range 8 West | United States | Nebraska | Clay | Glenvil | 68941 | 0.93 | 0.915
187116 | 70132-10090 | 119 Farewell Fairbanks | 70132 | Independent Duty Housing Program | USACE | Farewell #1 | United States | Alaska | Fairbanks North Star | Fairbanks | 99701 | 2.09 | 2.08
187117 | 70132-10268 | 2224 Eastland Street, Unit #2 Fairbanks | 70132 | Independent Duty Housing Program | USACE | Eastland Street, Unit #2 | United States | Alaska | Fairbanks North Star | Fairbanks | 99701 | 2.09 | 2.08
187119 | 700516 | Harold Tucker Rd Purvis | 70132 | Independent Duty Housing Program | USACE | Harold Tucker | United States | Mississippi | Lamar | Purvis | 39475 | 0.9 | 0.86
187120 | 800622 | Amber Trace Tallahassee | 70132 | Independent Duty Housing Program | USACE | Amber | United States | Florida | Leon | Tallahassee | 32303 | 0.825 | 0.805
187121 | 800244 | 5700 Post Oak Boulevard Wesley Chapel | 82387 | Joint Recruiting Program | USACE | Post Oak | United States | Florida | Pasco | Wesley Chapel | 33544 | 0.825 | 0.805
187122 | 70132-10566 | 600 Nw 141st Avenue Pembroke Pines | 70132 | Independent Duty Housing Program | USACE | 141st Apt. 16-206 | United States | Florida | Broward | Pembroke Pines | 33028 | 0.82 | 0.8
187123 | 801163 | Wildlife Trail Tallahassee | 70132 | Independent Duty Housing Program | USACE | Wildlife | United States | Florida | Leon | Tallahassee | 32303 | 0.825 | 0.805
187124 | 800988 | Ne Upper Drive Pullman | 70132 | Independent Duty Housing Program | USACE | Upper | United States | Washington | Whitman | Pullman | 99163 | 1.085 | 1.095
187125 | 801179 | Sw1/4 Of Ne1/4, Sec 8,T70n, R6w Mount Pleasant | 18081 | Army Mission Support | USACE | Sw1/4 Of Ne1/4, Sec 8,T70n, R6w | United States | Iowa | Henry | Mt Pleasant | 52641 | 1.01 | 1.01
187127 | 70132-10587 | 630 Hood Dr. Coppell | 70132 | Independent Duty Housing Program | USACE | Hood | United States | Texas | Tarrant | Coppell | 75019 | 0.83 | 0.82
187128 | 711098 | 6312 Roadrunner Court Amarillo | 70132 | Independent Duty Housing Program | USACE | Roadrunner | United States | Texas | Randall | Amarillo | 79119 | 0.865 | 0.84
187129 | 800550 | South Mckelvey Avenue Fresno | 70132 | Independent Duty Housing Program | USACE | Mckelvey | United States | California | Fresno | Fresno | 93727 | 1.125 | 1.165
187130 | 710629 | 7545 Crepe Myrtle Denham Springs | 70132 | Independent Duty Housing Program | USACE | Crepe Myrtle | United States | Louisiana | Livingston | Denham Springs | 70706 | 0.855 | 0.825
187131 | 800661 | Persimman Court Bloomington | 70132 | Independent Duty Housing Program | USACE | Persimman | United States | Indiana | Monroe | Bloomington | 47403 | 0.955 | 0.96
187132 | 800805 | Shannon Heights Blvd Dublin | 70132 | Independent Duty Housing Program | USACE | Shannon Heights | United States | Ohio | Franklin | Dublin | 43016 | 0.925 | 0.9195
187133 | 800655 | 16th Street Moline | 82387 | Joint Recruiting Program | USACE | 16th Suite 350 | United States | Illinois | Rock Island | Moline | 61265 | 0.98 | 0.99
187135 | 710187 | 1150 1st Avenue King Of Prussia | 82387 | Joint Recruiting Program | USACE | 1st Suite #502 | United States | Pennsylvania | Montgomery | King of Prussia | 19406 | 1.065 | 1.105
187136 | 710492 | 8270 Donald Drive Mentor | 70132 | Independent Duty Housing Program | USACE | Donald | United States | Ohio | Lake | Mentor | 44060 | 0.925 | 0.9195
187137 | 70132-10314 | 2700 Silver Fox Trai Ashland | 70132 | Independent Duty Housing Program | USACE | Silver Fox Trai | United States | Ohio | Ashland | Ashland | 44805 | 0.925 | 0.9195
187138 | 801117 | Laurelwood Lane Shady Spring | 70132 | Independent Duty Housing Program | USACE | Laurelwood | United States | West Virginia | Raleigh | Shady Spring | 25918 | 1.02 | 1.03
187139 | 800871 | Park Place Kingston | 70132 | Independent Duty Housing Program | USACE | Park | United States | Pennsylvania | Luzerne | Kingston | 18704 | 1.065 | 1.105
187142 | 82387-11165 | 7700 W Arrowhead Glendale | 82387 | Joint Recruiting Program | USACE | Arrowhead Suite 2160 | United States | Arizona | Maricopa | Glendale | 85308 | 0.91 | 0.89
187144 | 70132-10568 | 6006 Cemetary Rd Bowling Green | 70132 | Independent Duty Housing Program | USACE | Cemetary | United States | Kentucky | Warren | Bowling Green | 42103 | 0.87 | 0.87
187145 | 800967 | Old Abingdon Highway Bristol | 70132 | Independent Duty Housing Program | USACE | Old Abingdon | United States | Virginia | Bristol (City) | Bristol | 24201 | 0.92 | 0.89
187146 | 801109 | Lake Christopher Dr Virginia Beach | 70132 | Independent Duty Housing Program | USACE | Lake Christopher | United States | Virginia | Virginia Beach (City) | Virginia Beach | 23464 | 0.98 | 0.94
187147 | 18081-10277 | Cape Romain Road Charleston | 18081 | Army Mission Support | USACE | Cape Romain Road Navy Weapons | United States | South Carolina | Charleston | Charleston | 29492 | 0.97 | 0.94
187148 | 710304 | 2027 Old Niles Ferry Road Maryville | 70132 | Independent Duty Housing Program | USACE | Old Niles Ferry | United States | Tennessee | Blount | Maryville | 37803 | 0.835 | 0.82
187150 | 800780 | La Napa Street Farmington | 70132 | Independent Duty Housing Program | USACE | La Napa | United States | New Mexico | San Juan | Farmington | 87401 | 0.93 | 0.905
187151 | 800662 | Pargrave Place Bloomington | 70132 | Independent Duty Housing Program | USACE | Pargrave | United States | Indiana | Monroe | Bloomington | 47403 | 0.955 | 0.96
187153 | 18081-10527 | Remsen Mill Road Wall | 18081 | Army Mission Support | USACE | Remsen Mill Pole Line | United States | New Jersey | Monmouth | Wall Township | 07719 | 1.24 | 1.31
187154 | 710724 | 3699 Hamner Avenue Norco | 82387 | Joint Recruiting Program | USACE | Hamner Suite I | United States | California | Riverside | Norco | 92860 | 1.08 | 1.12
187155 | 70132-10039 | 1051 Pine Ridge Way Brownsburg | 70132 | Independent Duty Housing Program | USACE | Pine Ridge | United States | Indiana | Hendricks | Brownsburg | 46112 | 0.94 | 0.94
187156 | 801142 | Pacific Avenue Stockton | 82387 | Joint Recruiting Program | USACE | Pacific | United States | California | San Joaquin | Stockton | 95207 | 1.12 | 1.17
187157 | 801238 | Wexford Drive Bowling Green | 70132 | Independent Duty Housing Program | USACE | Wexford | United States | Ohio | Wood | Bowling Green | 43402 | 0.925 | 0.9195
187158 | 710821 | 4470 Geiger Toledo | 70132 | Independent Duty Housing Program | USACE | Geiger | United States | Ohio | Lucas | Toledo | 43611 | 0.925 | 0.9195
187159 | 711083 | 207 Euclid Ave. Michigan City | 70132 | Independent Duty Housing Program | USACE | Euclid | United States | Indiana | La Porte | Michigan City | 46360 | 0.955 | 0.96
187160 | 801026 | Lecta Avenue Fort Smith | 70132 | Independent Duty Housing Program | USACE | Lecta | United States | Arkansas | Sebastian | Fort Smith | 72901 | 0.845 | 0.82
187161 | 82387-11559 | Countryside Dr Turlock | 82387 | Joint Recruiting Program | USACE | & 1866 Countryside | United States | California | Stanislaus | Turlock | 95380 | 1.125 | 1.165
187162 | 710583 | 103 Chief Van Dr Rome | 70132 | Independent Duty Housing Program | USACE | Chiefvan | United States | Georgia | Floyd | Rome | 30165 | 0.865 | 0.83
187163 | 800399 | 1805 Island Drive Longview | 70132 | Independent Duty Housing Program | USACE | Island | United States | Washington | Cowlitz | Longview | 98632 | 1.085 | 1.095
187164 | 801053 | Governors Lane Greenwood | 70132 | Independent Duty Housing Program | USACE | Governors | United States | Indiana | Johnson | Greenwood | 46142 | 0.955 | 0.96
187165 | 800679 | East Central Wichita | 82387 | Joint Recruiting Program | USACE | Central | United States | Kansas | Sedgwick | Wichita | 67206 | 0.96 | 0.98
187166 | 70132-10243 | 2081 Laurel Oak Ct Mobile | 70132 | Independent Duty Housing Program | USACE | Laurel Oak | United States | Alabama | Mobile | Mobile | 36695 | 0.84 | 0.81
187167 | 18081-10007 | 1 Federal Aviation Peachland | 18081 | Army Mission Support | USACE | Federal Aviation Authority #1002314 | United States | North Carolina | Anson | Peachland | 28133 | 0.885 | 0.855
187168 | 711096 | 2605 Cumberland College Station | 70132 | Independent Duty Housing Program | USACE | Cumberland | United States | Texas | Brazos | College Station | 77845 | 0.865 | 0.84
187169 | 710670 | 8067 Hidden Ponds Dr. Grand Blanc | 70132 | Independent Duty Housing Program | USACE | Hidden Ponds | United States | Michigan | Genesee | Grand Blanc | 48439 | 1.035 | 1.055
187170 | 800576 | South Tradition Street Tracy | 70132 | Independent Duty Housing Program | USACE | Tradition | United States | California | San Joaquin | Tracy | 95391 | 1.12 | 1.17
187171 | 82387-12412 | N Main St Bishop | 82387 | Joint Recruiting Program | USACE | Main Suite B, Unit 1 | United States | California | Inyo | Bishop | 93515 | 1.125 | 1.165
187172 | 18081-10591 | Sec 22&23, T7n, R9w Hastings | 18081 | Army Mission Support | USACE | Sec 22&23, T7n, R9w | United States | Nebraska | Adams | Hastings | 68901 | 0.93 | 0.915
187173 | 710593 | 2049 Mares Way Greenville | 70132 | Independent Duty Housing Program | USACE | Mares | United States | North Carolina | Pitt | Greenville | 27858 | 0.885 | 0.855
187174 | 801153 | Watermill Lane Ocean View | 70132 | Independent Duty Housing Program | USACE | Watermill | United States | Delaware | Sussex | Ocean View | 19970 | 1.06 | 1.085
187175 | 710704 | 870 Blaser Court Sun Prairie | 70132 | Independent Duty Housing Program | USACE | Blaser | United States | Wisconsin | Dane | Sun Prairie | 53590 | 1.08 | 1.11
187176 | 70132-10610 | 703 Gardenia Circle #4 Paso Robles | 70132 | Independent Duty Housing Program | USACE | Gardenia #4 | United States | California | San Luis Obispo | Paso Robles | 93446 | 1.22 | 1.26
187177 | 711244 | 119 Partridge Park Odessa | 70132 | Independent Duty Housing Program | USACE | Partridge | United States | Texas | Ector | Odessa | 79761 | 0.865 | 0.84
187178 | 710293 | 1564 Cordova Ave. Lakewood | 70132 | Independent Duty Housing Program | USACE | Cordova | United States | Ohio | Cuyahoga | Lakewood | 44107 | 0.925 | 0.9195
187180 | 82387-11971 | Harden St Columbia | 82387 | Joint Recruiting Program | USACE | Harden | United States | South Carolina | Richland | Columbia | 29205 | 0.87 | 0.83
187181 | 800557 | Maid Mariane Lane Modesto | 70132 | Independent Duty Housing Program | USACE | Maid Mariane | United States | California | Stanislaus | Modesto | 95355 | 1.125 | 1.165
187182 | 800596 | N Main St Longmont 2 | 82387 | Joint Recruiting Program | USACE | Main Street, Ste 3 Westview Shopping | United States | Colorado | Boulder | Longmont | 80501 | 1.015 | 1
187183 | 800668 | Seminole Drive Lowell | 70132 | Independent Duty Housing Program | USACE | Seminole | United States | Indiana | Lake | Lowell | 46356 | 0.955 | 0.96
187184 | 710810 | Town And Country Dr Tiffin | 70132 | Independent Duty Housing Program | USACE | Town & Country | United States | Ohio | Seneca | Tiffin | 44883 | 0.925 | 0.9195
187185 | 710605 | 804 Robindale Circle Rockford | 70132 | Independent Duty Housing Program | USACE | Robindale | United States | Illinois | Winnebago | Rockford | 61107 | 1.03 | 1.045
187186 | 710969 | 8177 Covington Newburgh | 70132 | Independent Duty Housing Program | USACE | Covington | United States | Indiana | Warrick | Newburgh | 47630 | 0.955 | 0.96
187187 | 710484 | 827 Pinehurst Lane Grand Blanc | 70132 | Independent Duty Housing Program | USACE | Pinehurst | United States | Michigan | Genesee | Grand Blanc | 48439 | 1.035 | 1.055
187188 | 800876 | Estate Drive Oakdale | 70132 | Independent Duty Housing Program | USACE | Estate | United States | Pennsylvania | Allegheny | Oakdale | 15071 | 1.065 | 1.105
187189 | 800664 | Columbus Center Columbus | 82387 | Joint Recruiting Program | USACE | Columbus | United States | Indiana | Bartholomew | Columbus | 47203 | 0.955 | 0.96
187196 | 801058 | Fountain Street Monson | 70132 | Independent Duty Housing Program | USACE | Fountain | United States | Massachusetts | Hampden | Monson | 01057 | 1.13 | 1.17
187197 | 800711 | Prospect Blvd Frederick | 82387 | Joint Recruiting Program | USACE | Festival At Frederick 480c Prospect | United States | Maryland | Frederick | Frederick | 21701 | 0.94 | 0.94
187198 | 801085 | S State Street Ephrata | 82387 | Joint Recruiting Program | USACE | State | United States | Pennsylvania | Lancaster | Ephrata | 17522 | 1.065 | 1.105
187199 | 710688 | 145 Gardiner Road Wiscasset | 70132 | Independent Duty Housing Program | USACE | Gardiner | United States | Maine | Lincoln | Wiscasset | 04578 | 1.02 | 1
1872 | GHSQ0001 | FRANCIS E WARREN AF MISSILE SITE D6 SITE # 1 | GHLN | F E WARREN AFB | AFACT | 3819 Kimball County Road 29 | United States | Nebraska | Kimball | Kimball | 660720 | 0.93 | 0.915
187201 | 710191 | 5 Edgewater Marion | 70132 | Independent Duty Housing Program | USACE | Edgewater | United States | Massachusetts | Plymouth | Marion | 02738 | 1.165 | 1.215
187202 | 800705 | Bay Shore Drive Plymouth | 70132 | Independent Duty Housing Program | USACE | Bay Shore | United States | Massachusetts | Plymouth | Plymouth | 02360 | 1.165 | 1.215
187203 | 801088 | Bowman Street Wilkes Barre | 70132 | Independent Duty Housing Program | USACE | Bowman | United States | Pennsylvania | Luzerne | Wilkes Barre | 18702 | 1.065 | 1.105
187204 | 70132-10763 | Oshkosh Ln N Rochester | 70132 | Independent Duty Housing Program | USACE | Oshkosh | United States | Minnesota | Olmsted | Rochester | 55901 | 1.085 | 1.12
187206 | 82387-12088 | Kent Ave Indianapolis | 82387 | Joint Recruiting Program | USACE | Kent | United States | Indiana | Marion | Indianapolis | 46204 | 0.94 | 0.94
187209 | 801086 | Springs Avenue Gettysburg | 82387 | Joint Recruiting Program | USACE | Springs Unit B | United States | Pennsylvania | Adams | Gettysburg | 17325 | 1.065 | 1.105
187210 | 82387-13339 | Warren Rd Indiana | 82387 | Joint Recruiting Program | USACE | Warren | United States | Pennsylvania | Indiana | Indiana | 15701 | 1.065 | 1.105
187211 | 82387-12514 | New Germany Rd Ebensburg | 82387 | Joint Recruiting Program | USACE | New Germany Ebensburg Mini-Mall 36/37 | United States | Pennsylvania | Cambria | Ebensburg | 15931 | 1.065 | 1.105
187212 | 801243 | Hemlock Drive Hanover | 70132 | Independent Duty Housing Program | USACE | Hemlock | United States | Pennsylvania | York | Hanover | 17331 | 1.065 | 1.105
187213 | 800712 | Dellwood Court Glenarden | 70132 | Independent Duty Housing Program | USACE | Dellwood | United States | Maryland | Prince George'S | Glenarden | 20706 | 0.97 | 0.97
187214 | 800997 | Hartzell Lane Eau Claire | 70132 | Independent Duty Housing Program | USACE | Hartzell Unit 4 | United States | Wisconsin | Eau Claire | Eau Claire | 54703 | 1.085 | 1.12
187215 | 800587 | Jamison Drive Fort Collins | 70132 | Independent Duty Housing Program | USACE | Jamison | United States | Colorado | Larimer | Fort Collins | 80528 | 1.015 | 1
187216 | 801013 | Summerset Drive Cheyenne | 70132 | Independent Duty Housing Program | USACE | Summerset | United States | Wyoming | Laramie | Cheyenne | 82001 | 1.05 | 1.04
187217 | 801111 | Tamarack Road Sussex | 70132 | Independent Duty Housing Program | USACE | W227n8213 Tamarack | United States | Wisconsin | Waukesha | Sussex | 53089 | 1.085 | 1.12
187218 | 82387-10572 | 244 Weybosset Street Providence | 82387 | Joint Recruiting Program | USACE | Weybosset | United States | Rhode Island | Providence | Providence | 02903 | 1.11 | 1.15
187219 | 711167 | 211 N. Evergreen Dri Sioux Falls | 70132 | Independent Duty Housing Program | USACE | Evergreen Dri | United States | South Dakota | Minnehaha | Sioux Falls | 57107 | 0.96 | 0.94
187220 | 711087 | 2405 Fairway Avenue Rifle | 70132 | Independent Duty Housing Program | USACE | Fairway | United States | Colorado | Garfield | Rifle | 81650 | 1.015 | 1
187221 | 800788 | Willis Avenue Bronx | 82387 | Joint Recruiting Program | USACE | Willis | United States | New York | Bronx | New York City | 10473 | 1.36 | 1.46
187222 | 710214 | 790 Castle Valley Boulevard New Castle | 70132 | Independent Duty Housing Program | USACE | Castle Valley Unit 1 | United States | Colorado | Garfield | New Castle | 81647 | 1.015 | 1
187224 | 801005 | Ford Hill Road Augusta | 70132 | Independent Duty Housing Program | USACE | Ford Hill | United States | West Virginia | Hampshire | Augusta | 26704 | 1.02 | 1.03
187225 | 801106 | Lions Drive Christiansburg | 70132 | Independent Duty Housing Program | USACE | Lion'S | United States | Virginia | Montgomery | Christiansburg | 24073 | 1 | 0.96
187226 | 70132-10327 | 29 Attitash Loop Bartlett | 70132 | Independent Duty Housing Program | USACE | Attitash | United States | New Hampshire | Carroll | Bartlett | 03812 | 1.075 | 1.075
187227 | 800651 | S Clinton Street Chcago | 08005 | Fort Carson | ARACT | Clinton | United States | Illinois | Dupage | Chicago | 60601 | 1.18 | 1.25
187231 | 801187 | 34th Avenue Moline | 70132 | Independent Duty Housing Program | USACE | 34th | United States | Illinois | Rock Island | Moline | 61265 | 0.98 | 0.99
187233 | 70132-10043 | 107 Franklin Court Bethlehem | 70132 | Independent Duty Housing Program | USACE | Franklin | United States | Pennsylvania | Northampton | Bethlehem | 18020 | 1.065 | 1.105
187234 | 70132-10680 | 8515 Nowlen Street Mentor | 70132 | Independent Duty Housing Program | USACE | Nowlen | United States | Ohio | Lake | Mentor | 44060 | 0.925 | 0.9195
187235 | 70132-10755 | Meadow Green Cir Gahanna | 70132 | Independent Duty Housing Program | USACE | Meadow Green | United States | Ohio | Franklin | Gahanna | 43230 | 0.925 | 0.9195
187236 | 800812 | Wrens Nest Court Pataskala | 70132 | Independent Duty Housing Program | USACE | Wrens Nest | United States | Ohio | Licking | Pataskala | 43062 | 0.925 | 0.9195
187237 | 82387-12541 | Northcrest Fort Wayne | 82387 | Joint Recruiting Program | USACE | Northcrest Shopping | United States | Indiana | Allen | Fort Wayne | 46805 | 0.955 | 0.96
187238 | 710488 | 6802 Devonshire Driv Canton | 70132 | Independent Duty Housing Program | USACE | Devonshire Driv | United States | Michigan | Wayne | Canton | 48187 | 1.03 | 1.06
187239 | 801011 | Seneca Drive Mount Hope | 70132 | Independent Duty Housing Program | USACE | Seneca | United States | West Virginia | Fayette | Mount Hope | 25880 | 1.02 | 1.03
187240 | 800665 | Airport North Office Park Fort Wayne | 82387 | Joint Recruiting Program | USACE | & 323 Airport Office | United States | Indiana | Allen | Fort Wayne | 46825 | 0.955 | 0.96
187243 | 800879 | W Broad Street Quakertowh | 82387 | Joint Recruiting Program | USACE | Broad | United States | Pennsylvania | Bucks | Quakertown | 18951 | 1.065 | 1.105
187244 | 82387-11753 | E Sharon-Mercer Rd Mercer | 82387 | Joint Recruiting Program | USACE | Sharon-Mercer | United States | Pennsylvania | Mercer | Mercer | 16137 | 1.065 | 1.105
187245 | 710192 | 10 Rairoad Street Slatersville | 70132 | Independent Duty Housing Program | USACE | Railroad Unit 44c | United States | Rhode Island | Providence | Slatersville | 02876 | 1.11 | 1.15
187246 | 70132-10315 | 2701 E. 43rd Street Erie | 70132 | Independent Duty Housing Program | USACE | 43rd | United States | Pennsylvania | Erie | Erie | 16510 | 1.065 | 1.105
187248 | 800597 | Flintlock Court Parker | 70132 | Independent Duty Housing Program | USACE | Flintlock | United States | Colorado | Douglas | Parker | 80134 | 1.015 | 1
187249 | 800740 | Nw 83rd Street Kansas City | 82387 | Joint Recruiting Program | USACE | 83rd. | United States | Missouri | Platte | Kansas City | 64125 | 0.95 | 0.97
187251 | 711239 | 15233 Monaco St Brighton | 70132 | Independent Duty Housing Program | USACE | Monaco | United States | Colorado | Adams | Brighton | 80601 | 0.99 | 0.98
187252 | 800512 | Eagle Mountain Blvd Batesville | 70132 | Independent Duty Housing Program | USACE | Eagle Mountain | United States | Arkansas | Independence | Batesville | 72501 | 0.845 | 0.82
187254 | 711133 | 1221 Madison Street Charleston | 70132 | Independent Duty Housing Program | USACE | Madison | United States | Illinois | Coles | Charleston | 61920 | 1.03 | 1.045
187255 | 710341 | 1333 Vantage Way Streetsboro | 70132 | Independent Duty Housing Program | USACE | Vantage | United States | Ohio | Portage | Streetsboro | 44241 | 0.96 | 0.97
187257 | 710438 | 3475 Holiday Drive Rockford | 70132 | Independent Duty Housing Program | USACE | Holiday Apt. #6 | United States | Illinois | Winnebago | Rockford | 61109 | 1.03 | 1.045
187258 | 710609 | 4727 Shriver Road North Canton | 70132 | Independent Duty Housing Program | USACE | Shriver | United States | Ohio | Stark | North Canton | 44720 | 0.925 | 0.9195
187259 | 710170 | 1675 N. Western Road Poland | 70132 | Independent Duty Housing Program | USACE | Western 1g | United States | Ohio | Mahoning | Poland | 44514 | 0.925 | 0.9195
187260 | 70132-10235 | 204 Chippewa St. Lafayette | 70132 | Independent Duty Housing Program | USACE | Chippewa | United States | Indiana | Tippecanoe | Lafayette | 47906 | 0.955 | 0.96
187265 | 800709 | Library Of Congress Fort Meade | 24355 | Fort George G Meade | ARACT |  | United States | Maryland | Anne Arundel | Fort Meade | 20755 | 1 | 1
187266 | 800723 | A Eastgate Drive Mount Pleasant | 70132 | Independent Duty Housing Program | USACE | A. Eastgate | United States | Michigan | Isabella | Mount Pleasant | 48858 | 1.035 | 1.055
187267 | 801062 | Blackberry Lane Coloma | 70132 | Independent Duty Housing Program | USACE | Blackberry | United States | Michigan | Berrien | Coloma | 49038 | 1.035 | 1.055
187268 | 801074 | East Main Street Hillsboro | 70132 | Independent Duty Housing Program | USACE | Main | United States | Ohio | Highland | Hillsboro | 45133 | 0.925 | 0.9195
187269 | 800653 | Greenbrier Lane Crystal Lake | 70132 | Independent Duty Housing Program | USACE | Greenbrier | United States | Illinois | Mchenry | Crystal Lake | 60014 | 1.03 | 1.045
187270 | 800681 | Indian Trail Lawrenceburg | 70132 | Independent Duty Housing Program | USACE | Indian | United States | Kentucky | Anderson | Lawrenceburg | 40342 | 0.87 | 0.87
187271 | 800595 | Palisade Drive Highlands Ranch | 70132 | Independent Duty Housing Program | USACE | Palisade | United States | Colorado | Douglas | Highlands Ranch | 80126 | 1.015 | 1
187272 | 800768 | Tipperary Trail Lincoln | 70132 | Independent Duty Housing Program | USACE | Tipperary | United States | Nebraska | Lancaster | Lincoln | 68512 | 0.93 | 0.915
187273 | 800582 | Wembley Place Castle Roc | 70132 | Independent Duty Housing Program | USACE | Wembley | United States | Colorado | Douglas | Castle Rock | 80108 | 1.015 | 1
187274 | 800966 | Wildwood Drive Bridgewater | 70132 | Independent Duty Housing Program | USACE | Wildwood | United States | Virginia | Rockingham | Bridgewater | 22812 | 0.92 | 0.89
187275 | 800937 | Bedford Avenue Midland | 70132 | Independent Duty Housing Program | USACE | Bedford | United States | Texas | Midland | Midland | 79703 | 0.865 | 0.84
187276 | 800928 | Bretta Circle Longview | 70132 | Independent Duty Housing Program | USACE | Bretta | United States | Texas | Harrison | Longview | 75605 | 0.85 | 0.83
187278 | 800849 | Crowther Drive Eugene | 70132 | Independent Duty Housing Program | USACE | Crowther | United States | Oregon | Lane | Eugene | 97404 | 1.12 | 1.145
187279 | 711263 | 4181 Ruffin Road San Diego | 66155 | DoD USMEPCOM | USACE | Ruffin | United States | California | San Diego | San Diego | 92123 | 1.05 | 1.08
187280 | 801244 | Acess Road Between Sc Highway 22-20 | 18081 | Army Mission Support | USACE | Acess Road Between Sc 22-20 And The Apron, Taxiway And Runways | United States | South Carolina | Georgetown | Georgetown | 29442 | 0.92 | 0.885
187281 | 710628 | 3600 Kaliste Saloom Rd Lafayette | 70132 | Independent Duty Housing Program | USACE | Kaliste Saloom #316 | United States | Louisiana | Lafayette | Lafayette | 70508 | 0.855 | 0.825
187282 | 70132-10441 | 404 Ridgewood Boulev Alexandria | 70132 | Independent Duty Housing Program | USACE | Ridgewood Boulev | United States | Louisiana | Rapides | Alexandria | 71303 | 0.855 | 0.825
187283 | 710223 | 2530 Hickory Avenue Longview | 70132 | Independent Duty Housing Program | USACE | Hickory | United States | Washington | Cowlitz | Longview | 98632 | 1.085 | 1.095
187284 | 82387-12635 | Penland Pkwy Anchorage | 82387 | Joint Recruiting Program | USACE | Penland Parkway Northway | United States | Alaska | Anchorage | Anchorage | 99508 | 1.96 | 1.95
187285 | 800402 | 13007 Ne 25th Street Vancouver | 70132 | Independent Duty Housing Program | USACE | 25th | United States | Washington | Clark | Vancouver | 98684 | 1.085 | 1.095
187286 | 801141 | Building 270 Naval Station San Diego | 82387 | Joint Recruiting Program | USACE | Building 270 Naval | United States | California | San Diego | San Diego | 92136 | 1.05 | 1.08
187287 | 801164 | Lake Marvin Road Amuchee | 18081 | Army Mission Support | USACE | Marvin Road, | United States | Georgia | Floyd | Armuchee | 30105 | 0.865 | 0.83
187288 | 801041 | Venetian Bay Circle Sanford | 70132 | Independent Duty Housing Program | USACE | Venetian Bay | United States | Florida | Seminole | Sanford | 32771 | 0.825 | 0.805
187289 | 70132-10629 | 735 Gardenia Circle #2 Paso Robles | 70132 | Independent Duty Housing Program | USACE | Gardenia #2 | United States | California | San Luis Obispo | Paso Robles | 93446 | 1.22 | 1.26
187290 | 801102 | Highway 110 South Whitehouse | 70132 | Independent Duty Housing Program | USACE | 110 | United States | Texas | Smith | Whitehouse | 75791 | 0.865 | 0.84
187291 | 800690 | Lazy Creek Drive Mandeville | 70132 | Independent Duty Housing Program | USACE | Lazy Creek | United States | Louisiana | St Tammany | Mandeville | 70471 | 0.855 | 0.825
187292 | 800782 | Mullis Roswell | 70132 | Independent Duty Housing Program | USACE | Mullis | United States | New Mexico | Chaves | Roswell | 88201 | 0.93 | 0.905
187293 | 800905 | Oldgate Lane Arlington | 70132 | Independent Duty Housing Program | USACE | Oldgate | United States | Texas | Tarrant | Arlington | 76002 | 0.83 | 0.82
187294 | 800569 | Dragonfly Circle Sacramento | 70132 | Independent Duty Housing Program | USACE | Dragonfly | United States | California | Sacramento | Sacramento | 95834 | 1.13 | 1.17
187295 | 800549 | East Shepherd Avenue Fresno | 70132 | Independent Duty Housing Program | USACE | Shepherd Ave., #109 | United States | California | Fresno | Fresno | 93720 | 1.125 | 1.165
187296 | 800554 | Middlebury Way Mather | 70132 | Independent Duty Housing Program | USACE | Middlebury | United States | California | Sacramento | Mather Afb | 95655 | 1.13 | 1.17
187297 | 711038 | 44 N 400 E Springvale | 70132 | Independent Duty Housing Program | USACE | 400 E | United States | Utah | Utah | Springville | 84663 | 1.03 | 0.995
187298 | 710556 | 546 Martinique Circle Redding | 70132 | Independent Duty Housing Program | USACE | Martinique | United States | California | Shasta | Redding | 96003 | 1.125 | 1.165
187299 | 82387-11491 | Cerrillos Rd Santa Fe | 82387 | Joint Recruiting Program | USACE | Cerrillos Space 1232 | United States | New Mexico | Santa Fe | Santa Fe | 87507 | 0.93 | 0.905
1873 | GHSR0001 | FRANCIS E WARREN AF MISSILE SITE D7 SITE # 1 | GHLN | F E WARREN AFB | AFACT | 3660 Kimball County Road 17 | United States | Nebraska | Kimball | Bushnell | 960730 | 0.93 | 0.915
187300 | 70132-10177 | 1603 25th St Rogers | 70132 | Independent Duty Housing Program | USACE | 25th | United States | Arkansas | Benton | Rogers | 72756 | 0.845 | 0.82
187301 | 710424 | 650 Laveen Drive Wilmington | 70132 | Independent Duty Housing Program | USACE | Laveen | United States | North Carolina | New Hanover | Wilmington | 28412 | 0.9 | 0.87
187302 | 710727 | 2144 S. Keene Mesa | 70132 | Independent Duty Housing Program | USACE | Keene | United States | Arizona | Maricopa | Mesa | 85208 | 0.91 | 0.89
187303 | 710061 | 2736 E. Elmwood Plac Chandler | 70132 | Independent Duty Housing Program | USACE | Elmwood Plac | United States | Arizona | Maricopa | Chandler | 85249 | 0.91 | 0.89
187304 | 70132-10475 | 4438 West Ranchview North Olmsted | 70132 | Independent Duty Housing Program | USACE | Ranchview | United States | Ohio | Cuyahoga | North Olmsted | 44070 | 0.925 | 0.9195
187306 | 711220 | 223 Harvest Row Ct. Cary | 70132 | Independent Duty Housing Program | USACE | Harvest Row | United States | North Carolina | Wake | Cary | 27513 | 0.885 | 0.855
187307 | 711248 | 2920 Moss Avenue Midland | 70132 | Independent Duty Housing Program | USACE | Moss | United States | Texas | Midland | Midland | 79705 | 0.865 | 0.84
187308 | 18081-10557 | Se1/4sec20 T10n, R11e Of The 6th Pm Lincoln | 18081 | Army Mission Support | USACE | Se1/4sec20 T10n, R11e Of The 6th Pm Cass County, | United States | Nebraska | Lancaster | Lincoln | 68506 | 0.93 | 0.915
187309 | 801081 | Sw 104th Terrace Oklahoma City | 70132 | Independent Duty Housing Program | USACE | 104th | United States | Oklahoma | Pottawatomie | Oklahoma City | 73159 | 0.86 | 0.83
187310 | 800841 | Windsor Court Shawnee | 70132 | Independent Duty Housing Program | USACE | Windsor | United States | Oklahoma | Pottawatomie | Shawnee | 74804 | 0.86 | 0.83
187311 | 800773 | Glen Avenue Berlin | 82387 | Joint Recruiting Program | USACE | Glen Unit 1 | United States | New Hampshire | Coos | Berlin | 03570 | 1.075 | 1.075
187312 | 82387-12300 | Montana El Paso | 82387 | Joint Recruiting Program | USACE | Montana Ste C-7 | United States | Texas | El Paso | El Paso | 79925 | 0.86 | 0.83
187313 | 711056 | 1423 S. Mansfield Stillwater | 70132 | Independent Duty Housing Program | USACE | Mansfield | United States | Oklahoma | Payne | Stillwater | 74074 | 0.875 | 0.85
187314 | 711057 | 2021 E. Alameda, Apt #708 Norman | 70132 | Independent Duty Housing Program | USACE | Alameda, Apt #708 | United States | Oklahoma | Cleveland | Norman | 73071 | 0.86 | 0.83
187315 | 800444 | 6623 E 86th Place | 70132 | Independent Duty Housing Program | USACE | 86th | United States | Oklahoma | Tulsa | Tulsa | 74133 | 0.875 | 0.85
187316 | 800827 | Bradford Way Edmond | 70132 | Independent Duty Housing Program | USACE | Bradford | United States | Oklahoma | Oklahoma | Edmond | 73003 | 0.86 | 0.83
187317 | 801078 | E Aspenwood Drive Claremore | 70132 | Independent Duty Housing Program | USACE | Aspenwood | United States | Oklahoma | Rogers | Claremore | 74019 | 0.875 | 0.85
187318 | 801236 | Vallewood Drive Glenville | 70132 | Independent Duty Housing Program | USACE | Vallewood | United States | New York | Saratoga | Clifton Park | 12302 | 1.06 | 1.075
187321 | 70132-10420 | 3811 Snow Road Parma | 70132 | Independent Duty Housing Program | USACE | Snow | United States | Ohio | Cuyahoga | Parma | 44134 | 0.925 | 0.9195
187322 | 800519 | East Steeple Chase Fayetteville | 70132 | Independent Duty Housing Program | USACE | Steeple Chase | United States | Arkansas | Washington | Fayetteville | 72701 | 0.845 | 0.82
187323 | 800918 | East Austin Street Giddings | 82387 | Joint Recruiting Program | USACE | Austin | United States | Texas | Lee | Giddings | 78942 | 0.865 | 0.84
187324 | 800521 | Southern Charm Loop Hot Springs | 70132 | Independent Duty Housing Program | USACE | Southern Charm | United States | Arkansas | Garland | Hot Springs | 71913 | 0.845 | 0.82
187325 | 710136 | 108 Mummert Circle Winchester | 70132 | Independent Duty Housing Program | USACE | Mummert | United States | Virginia | Winchester (City) | Winchester | 22601 | 0.92 | 0.89
187326 | 70132-10361 | 314 Shawnee Circle Mt Hope | 70132 | Independent Duty Housing Program | USACE | Shawnee | United States | West Virginia | Fayette | Mount Hope | 25880 | 1.02 | 1.03
187327 | 800566 | Dorechester Drive Riverside | 70132 | Independent Duty Housing Program | USACE | Dorchester | United States | California | Riverside | Riverside | 92506 | 1.08 | 1.12
187329 | 82387-11293 | 990 Tiger Blvd Clemson | 82387 | Joint Recruiting Program | USACE | Tiger | United States | South Carolina | Pickens | Clemson | 29633 | 0.92 | 0.885
187332 | 801240 | West Branch Drive Medina | 70132 | Independent Duty Housing Program | USACE | Branch | United States | Ohio | Medina | Medina | 44256 | 0.925 | 0.9195
187333 | 82387-12627 | Peach St Erie | 82387 | Joint Recruiting Program | USACE | Peach Street Summit Town #130 | United States | Pennsylvania | Erie | Erie | 16509 | 1.065 | 1.105
187334 | 711090 | 1316 Longville Circle Tavares | 70132 | Independent Duty Housing Program | USACE | Longville | United States | Florida | Lake | Tavares | 32778 | 0.825 | 0.805
187335 | 800891 | Tuscany Place Hixson | 70132 | Independent Duty Housing Program | USACE | Tuscany | United States | Tennessee | Hamilton | Hixson | 37343 | 0.82 | 0.8
187336 | 800573 | Seward Way Stockton | 70132 | Independent Duty Housing Program | USACE | Seward | United States | California | San Joaquin | Stockton | 95207 | 1.12 | 1.17
187338 | 70132-10688 | 880 Williams Blvd Ridgeland | 70132 | Independent Duty Housing Program | USACE | Williams 404 | United States | Mississippi | Madison | Ridgeland | 39157 | 0.9 | 0.86
187339 | 800982 | Ne 16th Place Bellevue | 70132 | Independent Duty Housing Program | USACE | 16th #30 | United States | Washington | King | Bellevue | 98007 | 1.12 | 1.14
187340 | 800920 | Dominion Park Drive Houston | 70132 | Independent Duty Housing Program | USACE | Dominion Park Apt #601 | United States | Texas | Fort Bend | Houston | 77090 | 0.865 | 0.84
187341 | 800931 | Hollybrook Drive Longview | 70132 | Independent Duty Housing Program | USACE | Hollybrook | United States | Texas | Harrison | Longview | 75605 | 0.85 | 0.83
187342 | 800923 | Woodcrest Drive Kerrville | 70132 | Independent Duty Housing Program | USACE | Woodcrest | United States | Texas | Kerr | Kerrville | 78028 | 0.865 | 0.84
187343 | 800707 | West Street Annapolis | 82387 | Joint Recruiting Program | USACE | West | United States | Maryland | Anne Arundel | Annapolis | 21401 | 0.97 | 0.97
187345 | 800933 | Robin Avenue Mcallen | 70132 | Independent Duty Housing Program | USACE | Robin | United States | Texas | Hidalgo | Mcallen | 78501 | 0.865 | 0.84
187346 | 800796 | Regency Drive Poughkeepsie | 70132 | Independent Duty Housing Program | USACE | Regency | United States | New York | Dutchess | Poughkeepsie | 12603 | 1.06 | 1.075
187347 | 800922 | Delamere Drive Keller | 70132 | Independent Duty Housing Program | USACE | Delamere | United States | Texas | Tarrant | Fort Worth | 76248 | 0.83 | 0.82
187348 | 710049 | 1856 6th Street West West Fargo | 70132 | Independent Duty Housing Program | USACE | 6th | United States | North Dakota | Cass | West Fargo | 58078 | 1.09 | 1.09
187349 | 801067 | Explorer Drive Lolo | 70132 | Independent Duty Housing Program | USACE | Explorer | United States | Montana | Missoula | Lolo | 59847 | 1.1 | 1.08
187350 | 710195 | 91 Pepper Court Saratoga Springs | 70132 | Independent Duty Housing Program | USACE | Pepper | United States | New York | Saratoga | Saratoga Spgs | 12866 | 1.06 | 1.075
187351 | 70132-10178 | 1604 E. High St Mt. Pleasant | 70132 | Independent Duty Housing Program | USACE | High | United States | Michigan | Isabella | Mount Pleasant | 48858 | 1.035 | 1.055
187352 | 800990 | Se Cutter Lane Vancouver | 70132 | Independent Duty Housing Program | USACE | Cutter | United States | Washington | Clark | Vancouver | 98661 | 1.085 | 1.095
187353 | 801096 | Mossy Brook Lane Cypress | 70132 | Independent Duty Housing Program | USACE | Mossy Brook | United States | Texas | Harris | Cypress | 77433 | 0.865 | 0.84
187354 | 710250 | 3814 Inverness Way Montgomery | 70132 | Independent Duty Housing Program | USACE | Inverness | United States | Texas | Montgomery | Montgomery | 77356 | 0.865 | 0.84
187355 | 710815 | 1862 Pleasant Hill D Florence | 70132 | Independent Duty Housing Program | USACE | Pleasant D | United States | Kentucky | Boone | Florence | 41042 | 0.87 | 0.87
187356 | 710486 | 717 E. Riddle Ave. Ravenna | 70132 | Independent Duty Housing Program | USACE | Riddle | United States | Ohio | Portage | Ravenna | 44266 | 0.96 | 0.97
187357 | 800869 | Treasure Lake Dubois | 70132 | Independent Duty Housing Program | USACE | Treasure Lake, Section 13, Lot #24 | United States | Pennsylvania | Clearfield | Du Bois | 15801 | 1.065 | 1.105
187358 | 711246 | 4035 Dappled Trail Humble | 70132 | Independent Duty Housing Program | USACE | Dappled | United States | Texas | Harris | Humble | 77346 | 0.865 | 0.84
187359 | 710576 | 20106 Glen Burn Ct Humble | 70132 | Independent Duty Housing Program | USACE | Glen Burn | United States | Texas | Harris | Humble | 77346 | 0.865 | 0.84
187360 | 82387-12384 | N Harbor Blvd Fullerton | 82387 | Joint Recruiting Program | USACE | Harbor Ste 102,104,105 &200 | United States | California | Orange | Fullerton | 92835 | 1.02 | 1.06
187361 | 800584 | East 9th Street Craig | 70132 | Independent Duty Housing Program | USACE | 9th | United States | Colorado | Moffat | Craig | 81625 | 1.015 | 1
187362 | 710708 | 1100 Frisky Court Gillette | 70132 | Independent Duty Housing Program | USACE | Frisky | United States | Wyoming | Campbell | Gillette | 82718 | 1.045 | 1.035
187363 | 70132-10771 | Regina Cir Wichita Falls | 70132 | Independent Duty Housing Program | USACE | Regina | United States | Texas | Wichita | Wichita Falls | 76308 | 0.92 | 0.89
187365 | 800693 | West Cherry Creek Drive Prairieville | 70132 | Independent Duty Housing Program | USACE | Cherry Creek | United States | Louisiana | Ascension | Prairieville | 70769 | 0.855 | 0.825
187367 | 800386 | 637 Antelope Circle Billings | 70132 | Independent Duty Housing Program | USACE | Antelope | United States | Montana | Yellowstone | Billings | 59105 | 1.1 | 1.08
187368 | 800696 | Crane Street Slidell | 70132 | Independent Duty Housing Program | USACE | Crane | United States | Louisiana | St Tammany | Slidell | 70460 | 0.855 | 0.825
187369 | 710053 | 5717 Gables Drive Eau Claire | 70132 | Independent Duty Housing Program | USACE | Gables Apartment 4 | United States | Wisconsin | Chippewa | Eau Claire | 54701 | 1.085 | 1.12
187370 | 800721 | Hortsmeyer Road Lansing | 70132 | Independent Duty Housing Program | USACE | Horstmeyer | United States | Michigan | Ingham | Lansing | 48911 | 1.035 | 1.055
187372 | 800813 | East Indiana Perrysburg | 70132 | Independent Duty Housing Program | USACE | Indiana | United States | Ohio | Wood | Perrysburg | 43551 | 0.925 | 0.9195
187373 | 800505 | 640 RIDGEWOOD DRIVE DAPHNE | 70132 | Independent Duty Housing Program | USACE | Ridgewood | United States | Alabama | Baldwin | Daphne | 36526 | 0.855 | 0.83
187374 | 800578 | South Jackie Street Visalia | 70132 | Independent Duty Housing Program | USACE | Jackie | United States | California | Tulare | Visalia | 93277 | 1.125 | 1.165
187375 | 801035 | Riva Ridge Place Fort Collins | 70132 | Independent Duty Housing Program | USACE | Riva Ridge Apt. H303 | United States | Colorado | Larimer | Fort Collins | 80526 | 1.015 | 1
187376 | 800785 | Pemberton Drive Spring Creek | 70132 | Independent Duty Housing Program | USACE | Pemberton | United States | Nevada | Elko | Spring Creek | 89815 | 1.18 | 1.2
187377 | 710901 | 600 Ridgeway Manor Oxford | 70132 | Independent Duty Housing Program | USACE | Ridgeway | United States | Mississippi | Lafayette | Oxford | 38655 | 0.9 | 0.86
187378 | 82387-11924 | Georgia St Hill Afb | 82387 | Joint Recruiting Program | USACE | Georgia Bldg. 1142 | United States | Utah | Davis | Hill AFB | 84056 | 1.05 | 1.02
187379 | 82387-11300 | 9th Ave Port Arthur | 82387 | Joint Recruiting Program | USACE | 9th Ave Regional Shop | United States | Texas | Jefferson | Port Arthur | 77640 | 0.865 | 0.84
187380 | 710137 | 11450 Dhurch Stree #96 Rancho Cucamonga | 70132 | Independent Duty Housing Program | USACE | Dhurch Stree #96 | United States | California | San Bernardino | Rancho Cucamonga | 91730 | 1.2 | 1.25
187382 | 801131 | E Island Ct Elk Grove | 70132 | Independent Duty Housing Program | USACE | Island | United States | California | Sacramento | Elk Grove | 95758 | 1.13 | 1.17
187383 | 800857 | Se Johnson Creek Blvd Portland | 70132 | Independent Duty Housing Program | USACE | Johnson Creek Unit H306 | United States | Oregon | Washington | Portland | 97201 | 1.08 | 1.1
187385 | 801198 | S3, T109n, R27w Nicollet County Saint Peter | 18081 | Army Mission Support | USACE | S3, T109n, R27w Nicollet County | United States | Minnesota | Nicollet | St. Peter | 56082 | 1.085 | 1.12
187386 | 800394 | 245 Nw 15th Street Newport | 70132 | Independent Duty Housing Program | USACE | 15th | United States | Oregon | Lincoln | Newport | 97365 | 1.12 | 1.145
187387 | 801092 | Victoria Place Mount Juliet | 70132 | Independent Duty Housing Program | USACE | Victoria | United States | Tennessee | Wilson | Mount Juliet | 37122 | 0.835 | 0.82
187388 | 800695 | Quitman Street Ruston | 70132 | Independent Duty Housing Program | USACE | Quitman | United States | Louisiana | Lincoln | Ruston | 71270 | 0.855 | 0.825
187389 | 710059 | 2924 Golden Aspen Grants Pass | 70132 | Independent Duty Housing Program | USACE | Golden Aspen | United States | Oregon | Josephine | Grants Pass | 97527 | 1.12 | 1.145
187390 | 710378 | 17305 Se 21st Way Vancouver | 70132 | Independent Duty Housing Program | USACE | 21st | United States | Washington | Clark | Vancouver | 98683 | 1.085 | 1.095
187391 | 711233 | 2021 Willow Hill Drive Harrisonburg | 70132 | Independent Duty Housing Program | USACE | Willow Hill | United States | Virginia | Harrisonburg (City) | Harrisonburg | 22801 | 0.92 | 0.89
187392 | 710713 | 18179 - 96th Avenue N. Maple Grove | 70132 | Independent Duty Housing Program | USACE | - 96th | United States | Minnesota | Hennepin | Maple Grove | 55311 | 1.06 | 1.11
187393 | 70132-10349 | 308 Joseph Street Cape Vincent | 70132 | Independent Duty Housing Program | USACE | Joseph | United States | New York | Jefferson | Cape Vincent | 13618 | 1.17 | 1.17
187394 | 70132-10644 | 7774 Swan Road Belleville | 70132 | Independent Duty Housing Program | USACE | Swan | United States | New York | Jefferson | Belleville | 13611 | 1.17 | 1.17
187395 | 801039 | E Edgewood Drive Lakeland | 82387 | Joint Recruiting Program | USACE | Edgewood | United States | Florida | Polk | Lakeland | 33803 | 0.825 | 0.805
187396 | 82387-12415 | N Main St Fond Du Lac | 82387 | Joint Recruiting Program | USACE | Main 31, 37, 39 And 391/2 | United States | Wisconsin | Fond du Lac | Fond Du Lac | 54935 | 1.085 | 1.12
187397 | 70132-10271 | 2232 Keeney Rd, #A North Pole | 70132 | Independent Duty Housing Program | USACE | Keeney Rd, #A | United States | Alaska | Fairbanks North Star | North Pole | 99705 | 2.09 | 2.08
187398 | 710579 | 907 Whitehall Road Murfreesboro | 70132 | Independent Duty Housing Program | USACE | Whitehall | United States | Tennessee | Rutherford | Murfreesboro | 37130 | 0.835 | 0.82
187399 | 710518 | 9634 Ransom Hills Terrace Richmond | 70132 | Independent Duty Housing Program | USACE | Ransom Hills | United States | Virginia | Richmond (City) | Richmond | 23237 | 0.92 | 0.89
1874 | GHSS0001 | FRANCIS E WARREN AF MISSILE SITE D8 SITE # 1 | GHLN | F E WARREN AFB | AFACT | 748 Kimball County Road 40 | United States | Nebraska | Kimball | Bushnell | 860740 | 0.93 | 0.915
187400 | 800792 | Lobos Lane Liverpool | 70132 | Independent Duty Housing Program | USACE | Lobos | United States | New York | Onondaga | Liverpool | 13090 | 1.06 | 1.075
187404 | 18081-10686 | T34n, R80w, Sec 21 Casper | 18081 | Army Mission Support | USACE | T34n, R80w, Sec 21 Natrona County | United States | Wyoming | Natrona | Casper | 82601 | 1.04 | 1.03
187405 | 801265 | Furr Street South Hill | 82387 | Joint Recruiting Program | USACE | Furr | United States | Virginia | Mecklenburg | South Hill | 23970 | 0.92 | 0.89
187406 | 801001 | State Road 16 Onalaska | 82387 | Joint Recruiting Program | USACE | State 16 | United States | Wisconsin | La Crosse | Onalaska | 54650 | 1.085 | 1.12
187407 | 710511 | 1008 Wood Street Rome | 70132 | Independent Duty Housing Program | USACE | Wood | United States | New York | Oneida | Rome | 13440 | 1.16 | 1.08
187408 | 704394 | Mills Dr Miami | 82387 | Joint Recruiting Program | USACE | Mills Town & Country Cntr | United States | Florida | Miami-Dade | Miami | 33183 | 0.82 | 0.8
187409 | 800558 | Aristides Court Modesto | 70132 | Independent Duty Housing Program | USACE | Aristides | United States | California | Stanislaus | Modesto | 95355 | 1.125 | 1.165
187410 | 710887 | 105 Wildflower Blvd Marble Falls | 70132 | Independent Duty Housing Program | USACE | Wildflower | United States | Texas | Burnet | Marble Falls | 78654 | 0.865 | 0.84
187411 | 711240 | 950 Nw 141 Avenue Pembroke Pines | 70132 | Independent Duty Housing Program | USACE | 141 | United States | Florida | Broward | Pembroke Pines | 33028 | 0.82 | 0.8
187412 | 800198 | 111 Tumwater Blvd Tumwater | 82387 | Joint Recruiting Program | USACE | Tumwater Suite B-201 | United States | Washington | Thurston | Tumwater | 98501 | 1.085 | 1.095
187413 | 800848 | Primrose Eugene | 70132 | Independent Duty Housing Program | USACE | Primrose | United States | Oregon | Lane | Eugene | 97402 | 1.12 | 1.145
187414 | 800560 | Redford Lane Modesto | 70132 | Independent Duty Housing Program | USACE | Redford | United States | California | Stanislaus | Modesto | 95350 | 1.125 | 1.165
187415 | 801155 | East 4th Avenue Crestview | 82387 | Joint Recruiting Program | USACE | 4th Suite 1a (Navy) & 1b (Air Force) | United States | Florida | Okaloosa | Crestview | 32539 | 0.88 | 0.85
187416 | 710054 | 31417 Highway 550 North Durango | 70132 | Independent Duty Housing Program | USACE | 550 | United States | Colorado | La Plata | Durango | 81301 | 1.015 | 1
187423 | 801004 | North 14th Avenue Wausau | 70132 | Independent Duty Housing Program | USACE | 14th | United States | Wisconsin | Marathon | Wausau | 54401 | 1.085 | 1.12
187424 | 800585 | West 127th Court Denver | 70132 | Independent Duty Housing Program | USACE | 127th | United States | Colorado | Denver | Denver | 80234 | 0.99 | 0.98
187425 | 800704 | Central Street Foxborough | 82387 | Joint Recruiting Program | USACE | Central | United States | Massachusetts | Norfolk | Foxborough | 02035 | 1.165 | 1.215
187426 | 801267 | 238th Avenue East Ashford | 18081 | Army Mission Support | USACE | Mount Rainier National Park 55210 238th | United States | Washington | Pierce | Ashford | 98304 | 1.12 | 1.14
187428 | 82387-11226 | 8689 Spring Mountain Fort Myers | 82387 | Joint Recruiting Program | USACE | Mountain | United States | Florida | Lee | Ft Myers | 33919 | 0.825 | 0.805
187429 | 47475-10010 | Gndwtr Invs Mi-235 | 47475 | Milan Army Ammunition Plant | ARACT | Off-Post-Gndwtr Invs #Mi-235 | United States | Tennessee | Gibson | Milan | 38358 | 0.835 | 0.82
187430 | 801127 | E Rittenhouse Road Queen Creek | 82387 | Joint Recruiting Program | USACE | Rittenhouse Suite 106 | United States | Arizona | Maricopa | Queen Creek | 85242 | 0.91 | 0.89
187431 | 800380 | 1860 Quarry Ridge Place Nw Rochester | 70132 | Independent Duty Housing Program | USACE | Quarry Ridge Apartment No. 113 | United States | Minnesota | Olmsted | Rochester | 55901 | 1.085 | 1.12
187432 | 70132-10350 | 309 Keyes Avenue Watertown | 70132 | Independent Duty Housing Program | USACE | Keyes Upper Apartment | United States | New York | Jefferson | Watertown | 13601 | 1.17 | 1.17
187433 | 800649 | Hillcrest Twin Falls | 70132 | Independent Duty Housing Program | USACE | Hillcrest | United States | Idaho | Twin Falls | Twin Falls | 83301 | 1.055 | 1.045
187434 | 70132-10038 | 105 Slater Dr. Unit A Fairbanks | 70132 | Independent Duty Housing Program | USACE | Slater Unit A | United States | Alaska | Fairbanks North Star | Fairbanks | 99701 | 2.09 | 2.08
187435 | 800501 | Cahaba River Birmingham | 70132 | Independent Duty Housing Program | USACE | Cahaba Parc | United States | Alabama | Jefferson | Birmingham | 35243 | 0.855 | 0.83
187436 | 18081-10539 | S 1/2, Sec 16, T 6n, R 3e, Wilber | 18081 | Army Mission Support | USACE | 1/2, Sec 16, T 6n, R 3e, 6th P.M. Saline County | United States | Nebraska | Saline | Wilber | 68465 | 0.93 | 0.915
187438 | 710530 | 1129 School Street Glenwood Springs | 70132 | Independent Duty Housing Program | USACE | School | United States | Colorado | Garfield | Glenwood Spgs | 81601 | 1.015 | 1
187439 | 800674 | Anthony Michael Drive Lawrence | 70132 | Independent Duty Housing Program | USACE | Anthony Michael | United States | Kansas | Douglas | Lawrence | 66049 | 1.005 | 1.025
187440 | 70132-10473 | 4427 Condor Court (Building 3) Fairbanks | 70132 | Independent Duty Housing Program | USACE | Condor (Building 3) Apt #301,302,303,304,305,306 | United States | Alaska | Fairbanks North Star | Fairbanks | 99701 | 2.09 | 2.08
187441 | 800629 | DoD Joint Recruiting Program on Fort Benning | 82387 | Joint Recruiting Program | USACE |  | United States | Georgia | Muscogee | Fort Benning | 31905 | 0.94 | 0.91
187442 | 82387-12169 | Magnolia Ave Santee | 82387 | Joint Recruiting Program | USACE | Magnolia | United States | California | San Diego | Santee | 92071 | 1.05 | 1.08
187443 | 710388 | 9358 S Grand Teton D West Jorday | 70132 | Independent Duty Housing Program | USACE | Grand Teton D | United States | Utah | Salt Lake | West Jordan | 84088 | 1.03 | 0.99
187444 | 800540 | Huntington Drive Chico | 70132 | Independent Duty Housing Program | USACE | Huntington | United States | California | Butte | Chico | 95928 | 1.125 | 1.165
187445 | 710276 | 3001 Donamire Ave. Kennesaw | 70132 | Independent Duty Housing Program | USACE | Donamire | United States | Georgia | Cobb | Kennesaw | 30144 | 0.83 | 0.8
187446 | 801254 | 696 Hwy 71 West Bastrop | 82387 | Joint Recruiting Program | USACE | 71 Bldg 5, Suite B | United States | Texas | Bastrop | Bastrop | 78602 | 0.865 | 0.84
187447 | 82387-10062 | 104th Ave Se Kent | 82387 | Joint Recruiting Program | USACE | 104th Also 25809 & 25811 | United States | Washington | King | Kent | 98031 | 1.12 | 1.14
187448 | 710627 | 6548 86th Street Lubbock | 70132 | Independent Duty Housing Program | USACE | 86th | United States | Texas | Lubbock | Lubbock | 79424 | 0.865 | 0.84
187449 | 800960 | West 880 North Orem | 70132 | Independent Duty Housing Program | USACE | 880 N | United States | Utah | Utah | Orem | 84057 | 1.03 | 0.995
187450 | 710098 | 8305 Alexandria Avenue Amarillo | 70132 | Independent Duty Housing Program | USACE | Alexandria | United States | Texas | Randall | Amarillo | 79118 | 0.865 | 0.84
187451 | 710937 | 10726 Highpoint Lane Montgomery | 70132 | Independent Duty Housing Program | USACE | Highpoint | United States | Texas | Montgomery | Montgomery | 77356 | 0.865 | 0.84
187452 | 70132-10196 | 174 Rue Dubourg Laplace | 70132 | Independent Duty Housing Program | USACE | Dubourg | United States | Louisiana | St John The Baptist | Laplace | 70068 | 0.855 | 0.825
187453 | 800884 | East Bay Street Charleston | 82387 | Joint Recruiting Program | USACE | Bay Suite 204 | United States | South Carolina | Charleston | Charleston | 29401 | 0.97 | 0.94
187454 | 800518 | Broomsage Fayetteville | 70132 | Independent Duty Housing Program | USACE | Broomsage | United States | Arkansas | Washington | Fayetteville | 72701 | 0.845 | 0.82
187455 | 800548 | 1643 E. Shea Dr Fresno | 70132 | Independent Duty Housing Program | USACE | Shea | United States | California | Fresno | Fresno | 93720 | 1.125 | 1.165
187456 | 801065 | North Bayou Avenue Cleveland | 70132 | Independent Duty Housing Program | USACE | Bayou | United States | Mississippi | Bolivar | Cleveland | 38732 | 0.9 | 0.86
187457 | 801118 | 11823 Old Glenn Highway Eagle River | 82387 | Joint Recruiting Program | USACE | Old Glenn Hwy, Ste B Eagle | United States | Alaska | Anchorage | Eagle River | 99577 | 1.96 | 1.95
187458 | 800385 | 612 Ridge Road Moscow | 70132 | Independent Duty Housing Program | USACE | Ridge | United States | Idaho | Latah | Moscow | 83843 | 1.055 | 1.045
187459 | 800900 | Carpenter Pass Spring Hill | 70132 | Independent Duty Housing Program | USACE | Carpenter | United States | Tennessee | Maury | Spring Hill | 37174 | 0.835 | 0.82
187462 | 800529 | Pinot Avenue Springdale | 70132 | Independent Duty Housing Program | USACE | Pinot | United States | Arkansas | Washington | Springdale | 72762 | 0.845 | 0.82
187463 | 800945 | Brayden Reno | 70132 | Independent Duty Housing Program | USACE | Brayden | United States | Texas | Parker | Reno | 75462 | 0.865 | 0.84
187464 | 710444 | 703 West Aspen Hills Rd Pleasant Grove | 70132 | Independent Duty Housing Program | USACE | Aspen Hills | United States | Utah | Utah | Pleasant Grove | 84062 | 1.03 | 0.995
187465 | 710096 | 1409 Rainbow Parke Dr Round Rock | 70132 | Independent Duty Housing Program | USACE | Rainbow Parke | United States | Texas | Williamson | Round Rock | 78664 | 0.865 | 0.84
187468 | 710974 | 2517 Lauren Lane Kokomo | 70132 | Independent Duty Housing Program | USACE | Lauren | United States | Indiana | Howard | Kokomo | 46901 | 0.955 | 0.96
187470 | 800794 | Windfall Road Olean | 70132 | Independent Duty Housing Program | USACE | Windfall | United States | New York | Cattaraugus | Olean | 14760 | 1.06 | 1.075
187471 | 801191 | S9, T111n, R26w Le Sueur | 18081 | Army Mission Support | USACE | S9, T111n, R26w Former Peter Local Training Area | United States | Minnesota | Le Sueur | Le Sueur | 56058 | 1.085 | 1.12
187472 | 801275 | Calumet Avenue Manitowoc | 82387 | Joint Recruiting Program | USACE | Calumet Avenue, Suite B | United States | Wisconsin | Manitowoc | Manitowoc | 54220 | 1.085 | 1.12
187473 | 711228 | 5014 Meadowcrest Circle Holly | 70132 | Independent Duty Housing Program | USACE | Meadowcrest | United States | Michigan | Oakland | Holly | 48442 | 1.035 | 1.055
187476 | 801047 | Ballyshannon Drive Bloomington | 70132 | Independent Duty Housing Program | USACE | Ballyshannon | United States | Illinois | Mclean | Bloomington | 61704 | 1.03 | 1.045
187477 | 800544 | Plymouth Rock Way Clovis | 70132 | Independent Duty Housing Program | USACE | Plymouth Rock | United States | California | Fresno | Clovis | 93612 | 1.125 | 1.165
187478 | 710153 | 1717 C Street Anchorage | 66155 | DoD USMEPCOM | USACE | C Meps Facility | United States | Alaska | Anchorage | Anchorage | 99501 | 1.96 | 1.95
187480 | 800807 | Eastview Drive Independence | 70132 | Independent Duty Housing Program | USACE | Eastview | United States | Ohio | Cuyahoga | Independence | 44131 | 0.925 | 0.9195
187481 | 800697 | Green Avenue Belchertown | 70132 | Independent Duty Housing Program | USACE | Green | United States | Massachusetts | Hampshire | Belchertown | 01007 | 1.165 | 1.215
187482 | 710450 | 104 Huntersville Road Morrisville | 18081 | Army Mission Support | USACE | Huntersville | United States | North Carolina | Wake | Morrisville | 27560 | 0.885 | 0.855
187483 | 800670 | S Lake Road Scottsburg | 82387 | Joint Recruiting Program | USACE | Lake S | United States | Indiana | Scott | Scottsburg | 47170 | 0.955 | 0.96
187484 | 801139 | Bear Valley Road Point Reyes Station | 18081 | Army Mission Support | USACE | Point Reyes National Seashore 1 Bear Valley | United States | California | Marin | Point Reyes Station | 94956 | 1.2 | 1.25
187485 | 18081-10200 | 710 Oakfield Dr Brandon | 18081 | Army Mission Support | USACE | Oakfield Suite 153 | United States | Florida | Hillsborough | Brandon | 33509 | 0.82 | 0.8
187486 | 800749 | Baneberry Trace Hattiesburg | 70132 | Independent Duty Housing Program | USACE | Baneberry | United States | Mississippi | Forrest | Hattiesburg | 39402 | 0.9 | 0.86
187487 | 800617 | Sw Kocerik Street Port Saint Lucie | 70132 | Independent Duty Housing Program | USACE | Kocerik | United States | Florida | St Lucie | Port Saint Lucie | 34953 | 0.825 | 0.805
187488 | 801046 | Teekem Falls Way Meridian | 70132 | Independent Duty Housing Program | USACE | Teekem Falls | United States | Idaho | Ada | Meridian | 83646 | 0.99 | 0.98
187490 | 711206 | 11801 Pembroke Road Pembroke Pines | 70132 | Independent Duty Housing Program | USACE | Pembroke | United States | Florida | Broward | Pembroke Pines | 33025 | 0.82 | 0.8
187491 | 801119 | Montclair Road Birmingham | 82387 | Joint Recruiting Program | USACE | Montclair Suites 300 - 500 | United States | Alabama | Jefferson | Birmingham | 35210 | 0.855 | 0.83
187493 | 82387-11067 | 640 Grassmere Prk Dr Nashville | 82387 | Joint Recruiting Program | USACE | Grassmere Prk Suite 104 | United States | Tennessee | Davidson | Nashville | 37211 | 0.835 | 0.82
187494 | 800604 | 3718 Nw 39th Place Gainesville | 70132 | Independent Duty Housing Program | USACE | 39th | United States | Florida | Alachua | Gainesville | 32606 | 0.825 | 0.805
187495 | 47475-10009 | Gndwtr Invs Mi-220,221,241,242 | 47475 | Milan Army Ammunition Plant | ARACT | Off-Post Gndwtr Invs Mi-220,221,241,242 | United States | Tennessee | Gibson | Milan | 38358 | 0.835 | 0.82
187496 | 801195 | Sec 1,T 112n, R 14w Red Wing | 18081 | Army Mission Support | USACE | Sec 1,T 112n, R 14w | United States | Minnesota | Goodhue | Red Wing | 55066 | 1.085 | 1.12
187497 | 82387-10115 | 11373 Trade Center Rancho Cordova | 82387 | Joint Recruiting Program | USACE | Trade | United States | California | Sacramento | Rancho Cordova | 95742 | 1.13 | 1.17
187499 | 18081-10547 | Scarlett St Purvis | 18081 | Army Mission Support | USACE | Scarlett | United States | Mississippi | Lamar | Purvis | 39475 | 0.9 | 0.86
1875 | GHST0001 | FRANCIS E WARREN AF MISSILE SITE D9 SITE # 1 | GHLN | F E WARREN AFB | AFACT | 4616 Kimball County Road 17 | United States | Nebraska | Kimball | Bushnell | 960750 | 0.93 | 0.915
187500 | 800631 | Airport Parkway Lagrange | 18081 | Army Mission Support | USACE | Airport | United States | Georgia | Troup | La Grange | 30240 | 0.865 | 0.83
187501 | 800825 | Cantera Creek Edmond | 70132 | Independent Duty Housing Program | USACE | Cantera | United States | Oklahoma | Oklahoma | Edmond | 73013 | 0.86 | 0.83
187502 | 800738 | East 29th Joplin | 82387 | Joint Recruiting Program | USACE | 29th | United States | Missouri | Newton | Joplin | 64804 | 0.985 | 1.005
187503 | 800524 | Timber Creek Lane Jonesboro | 70132 | Independent Duty Housing Program | USACE | Timber Creek | United States | Arkansas | Craighead | Jonesboro | 72404 | 0.845 | 0.82
187504 | 82387-12664 | Portland St Ramp Fond Du Lac | 82387 | Joint Recruiting Program | USACE | Portland St | United States | Wisconsin | Fond du Lac | Fond Du Lac | 54935 | 1.085 | 1.12
187505 | 710364 | 1710 North Wedgewood Sioux Falls | 70132 | Independent Duty Housing Program | USACE | Wedgewood | United States | South Dakota | Lincoln | Worthing | 57107 | 0.955 | 0.93
187506 | 800378 | 1 Park Lane Mendon | 70132 | Independent Duty Housing Program | USACE | Park | United States | Vermont | Rutland | Mendon | 05701 | 1.04 | 1.04
187508 | 800684 | Willow Forest Louisville | 70132 | Independent Duty Housing Program | USACE | Willow | United States | Kentucky | Jefferson | Louisville | 40245 | 0.87 | 0.87
187509 | 800719 | Stadium Drive Kalamazoo | 82387 | Joint Recruiting Program | USACE | Stadium | United States | Michigan | Kalamazoo | Kalamazoo | 49008 | 1.035 | 1.055
187510 | 710171 | 3164 Fayburrow Reynoldsburg | 70132 | Independent Duty Housing Program | USACE | Fayburrow | United States | Ohio | Franklin | Reynoldsburg | 43068 | 0.925 | 0.9195
187511 | 800870 | Pembroke Court Greensburg | 70132 | Independent Duty Housing Program | USACE | Pembroke | United States | Pennsylvania | Westmoreland | Greensburg | 15601 | 1.065 | 1.105
187512 | 710602 | 101 Main Street Stafford Springs | 70132 | Independent Duty Housing Program | USACE | Main | United States | Connecticut | Tolland | Stafford Springs | 06076 | 1.165 | 1.205
187514 | 800598 | West 104th Court Westminster | 70132 | Independent Duty Housing Program | USACE | 104th | United States | Colorado | Adams | Westminster | 80021 | 0.99 | 0.98
187515 | 801200 | Victory Lane Liberty | 82387 | Joint Recruiting Program | USACE | Victory Lane, Ste. 100 | United States | Missouri | Clay | Liberty | 64068 | 0.95 | 0.97
187517 | 710975 | 410 Goldenrod Chatham | 70132 | Independent Duty Housing Program | USACE | Goldenrod | United States | Illinois | Sangamon | Chatham | 62629 | 1.03 | 1.045
187518 | 800883 | W Village Drive Williamsport | 70132 | Independent Duty Housing Program | USACE | Village | United States | Pennsylvania | Lycoming | Williamsport | 17702 | 1.065 | 1.105
187519 | 801016 | Cedar Springs Rock Springs | 70132 | Independent Duty Housing Program | USACE | Cedar | United States | Wyoming | Sweetwater | Rock Springs | 82901 | 1.045 | 1.035
187520 | 800599 | Roberts Drive Middletown | 70132 | Independent Duty Housing Program | USACE | Roberts | United States | Connecticut | Middlesex | Middletown | 06457 | 1.165 | 1.205
187521 | 801069 | 39th Avenue West Fargo | 70132 | Independent Duty Housing Program | USACE | 39th | United States | North Dakota | Cass | West Fargo | 58078 | 1.09 | 1.09
187522 | 801059 | Union Street Westfield | 82387 | Joint Recruiting Program | USACE | Union | United States | Massachusetts | Hampden | Westfield | 01085 | 1.13 | 1.17
187524 | 800764 | 105th Avenue Sw Dickinson | 70132 | Independent Duty Housing Program | USACE | 105th | United States | North Dakota | Stark | Dickinson | 58601 | 1.09 | 1.09
187525 | 710707 | 225 E 16th Ave Denver | 82387 | Joint Recruiting Program | USACE | 16th | United States | Colorado | Denver | Denver | 80203 | 0.99 | 0.98
187526 | 800744 | Hickory Drive Troy | 70132 | Independent Duty Housing Program | USACE | Hickory | United States | Missouri | Lincoln | Troy | 63379 | 0.985 | 1.005
187528 | 711145 | 316 Porter Street Beckley | 70132 | Independent Duty Housing Program | USACE | Porter | United States | West Virginia | Raleigh | Beckley | 25801 | 1.02 | 1.03
187529 | 801010 | River Farms Drive Fairmont | 70132 | Independent Duty Housing Program | USACE | River Farms | United States | West Virginia | Marion | Fairmont | 26554 | 1.02 | 1.03
187530 | 800804 | East Broadway Street Columbus | 82387 | Joint Recruiting Program | USACE | Broadway Buildling 11, Section 10 | United States | Ohio | Franklin | Columbus | 43216 | 0.925 | 0.9195
187531 | 82387-13289 | W Olive St Scranton | 82387 | Joint Recruiting Program | USACE | Olive Rf - Space 9 & 10 | United States | Pennsylvania | Lackawanna | Scranton | 18508 | 1.065 | 1.105
187532 | 800713 | Atlanta Court Hagerstown | 70132 | Independent Duty Housing Program | USACE | Atlanta | United States | Maryland | Washington | Hagerstown | 21740 | 1.02 | 1.01
187533 | 800769 | North 34th Street Lincoln | 70132 | Independent Duty Housing Program | USACE | 34th | United States | Nebraska | Lancaster | Lincoln | 68504 | 0.93 | 0.915
187534 | 801203 | East Cooper Avenue Warrensburg | 82387 | Joint Recruiting Program | USACE | Cooper Ave, Suite J | United States | Missouri | Johnson | Warrensburg | 64093 | 1.14 | 1.16
187535 | 800867 | N Allerton Court Coraopolis | 70132 | Independent Duty Housing Program | USACE | Allerton | United States | Pennsylvania | Allegheny | Coraopolis | 15108 | 1.065 | 1.105
187537 | 800708 | W Lexington Street Baltimore | 82387 | Joint Recruiting Program | USACE | Lexington | United States | Maryland | Baltimore (City) | Baltimore | 21201 | 0.97 | 0.97
187538 | 710682 | 432 Channing Dr. Lot Chambersburg | 70132 | Independent Duty Housing Program | USACE | Channing Lot | United States | Pennsylvania | Franklin | Chambersburg | 17201 | 1.01 | 1.02
187539 | 710215 | N114w15141 Vicksburg Avenue Germantown | 70132 | Independent Duty Housing Program | USACE | N114w15141 Vicksburg | United States | Wisconsin | Washington | Germantown | 53022 | 1.085 | 1.12
187540 | 70132-10026 | 102-8 Turtle Crk Rd Charlottesville | 70132 | Independent Duty Housing Program | USACE | Turtle Crk Rd Turtle Apts | United States | Virginia | Charlottesville(City) | Charlottesville | 22901 | 0.92 | 0.89
187542 | 70132-10449 | 4135 Calumet Circle Mason | 70132 | Independent Duty Housing Program | USACE | Calumet | United States | Ohio | Warren | Mason | 45040 | 0.925 | 0.9195
187543 | 710020 | 17737 Darden South Bend | 70132 | Independent Duty Housing Program | USACE | Darden | United States | Indiana | St Joseph | South Bend | 46635 | 0.955 | 0.96
187546 | 800666 | Berkley Road Indianapolis | 70132 | Independent Duty Housing Program | USACE | Berkley | United States | Indiana | Marion | Indianapolis | 46208 | 0.94 | 0.94
187547 | 800611 | Vivian Road North Port | 70132 | Independent Duty Housing Program | USACE | Vivian | United States | Florida | Sarasota | Venice | 34288 | 0.825 | 0.805
187548 | 801030 | Balfour Road Brentwood | 82387 | Joint Recruiting Program | USACE | Balfour Road, Suite M | United States | California | Contra Costa | Brentwood | 94513 | 1.22 | 1.27
187549 | 800951 | Quiet Glen Drive Sugar Land | 70132 | Independent Duty Housing Program | USACE | Quiet Glen | United States | Texas | Fort Bend | Sugar Land | 77479 | 0.865 | 0.84
187550 | 800533 | Invidia Court Bakersfield | 70132 | Independent Duty Housing Program | USACE | Invidia | United States | California | Kern | Bakersfield | 93312 | 1.16 | 1.21
187551 | 800913 | Fairview Forney | 70132 | Independent Duty Housing Program | USACE | Fairview | United States | Texas | Kaufman | Forney | 75126 | 0.865 | 0.84
187552 | 710143 | 2221 Wentwood Valley Drive #49 Little Rock | 70132 | Independent Duty Housing Program | USACE | Wentwood Valley #49 | United States | Arkansas | Pulaski | Little Rock | 72212 | 0.83 | 0.8
187553 | 710966 | 3822 Carriage Run Dr Hilliard | 70132 | Independent Duty Housing Program | USACE | Carriage Run | United States | Ohio | Franklin | Hilliard | 43026 | 0.925 | 0.9195
187554 | 70132-10328 | 2906 Regency Dr Brownsville | 70132 | Independent Duty Housing Program | USACE | Regency | United States | Texas | Cameron | Brownsville | 78526 | 0.865 | 0.84
187555 | 801082 | S Hillside Street Stillwater | 70132 | Independent Duty Housing Program | USACE | Hillside | United States | Oklahoma | Payne | Stillwater | 74074 | 0.875 | 0.85
187556 | 82387-12098 | Kuykendahl Rd Spring | 82387 | Joint Recruiting Program | USACE | Kuykendahl | United States | Texas | Harris | Spring | 77379 | 0.865 | 0.84
187557 | 711060 | 16812 Ventana Blvd. Edmond | 70132 | Independent Duty Housing Program | USACE | Ventana | United States | Oklahoma | Oklahoma | Edmond | 73013 | 0.86 | 0.83
187558 | 800889 | Westfield Court Clarksville | 70132 | Independent Duty Housing Program | USACE | Bristol Park At Governor'S Square 135 Westfield Apt 802 | United States | Tennessee | Montgomery | Clarksville | 37040 | 0.835 | 0.82
187559 | 70132-10244 | 2082 Willow View Place Moscow | 70132 | Independent Duty Housing Program | USACE | Willow View | United States | Idaho | Latah | Moscow | 83843 | 1.055 | 1.045
187560 | 18081-10138 | 400 N 8th St Richmond | 18081 | Army Mission Support | USACE | 8th | United States | Virginia | Richmond (City) | Richmond | 23219 | 0.92 | 0.89
187561 | 711095 | 109 Golfcrest Palestine | 70132 | Independent Duty Housing Program | USACE | Golfcrest | United States | Texas | Anderson | Palestine | 75802 | 0.865 | 0.84
187562 | 801257 | Expo Boulevard San Antonio | 18081 | Army Mission Support | USACE | Expo #1908 & #406 | United States | Texas | Bexar | San Antonio | 78230 | 0.87 | 0.85
187563 | 800874 | Bridgewater Drive Oakdale | 70132 | Independent Duty Housing Program | USACE | Bridgewater | United States | Pennsylvania | Allegheny | Oakdale | 15071 | 1.065 | 1.105
187564 | 710506 | 228 Bushey Rd Saint Albans | 70132 | Independent Duty Housing Program | USACE | Bushey | United States | Vermont | Franklin | St. Albans | 05478 | 1.04 | 1.04
187565 | 70132-10047 | 10754 Nw 85th Terrace Miami | 70132 | Independent Duty Housing Program | USACE | 85th Unit 3 | United States | Florida | Miami-Dade | Miami | 33178 | 0.82 | 0.8
187566 | 70132-10783 | Ward Dr Ardmore | 70132 | Independent Duty Housing Program | USACE | Ward | United States | Oklahoma | Carter | Ardmore | 73401 | 0.875 | 0.85
187567 | 710798 | 5018 Vintner Drive Richmond | 70132 | Independent Duty Housing Program | USACE | Vintner Apartment 208 | United States | Virginia | Richmond (City) | Richmond | 23234 | 0.92 | 0.89
187568 | 711109 | 2730 Daffodil Mckinleyville | 70132 | Independent Duty Housing Program | USACE | Daffodil | United States | California | Humboldt | Mckinleyville | 95519 | 1.125 | 1.165
187570 | 711094 | 4316 Leddy Midland | 70132 | Independent Duty Housing Program | USACE | Leddy | United States | Texas | Midland | Midland | 79703 | 0.865 | 0.84
187571 | 710398 | 706 W. 26th St Bryan | 70132 | Independent Duty Housing Program | USACE | 26th | United States | Texas | Brazos | Bryan | 77803 | 0.865 | 0.84
187572 | 711092 | 5175 N Fresno Street Fresno | 70132 | Independent Duty Housing Program | USACE | Fresno | United States | California | Fresno | Fresno | 93710 | 1.125 | 1.165
187573 | 710738 | 10471 Doral Dr. Pleasant Grove | 70132 | Independent Duty Housing Program | USACE | Doral | United States | Utah | Utah | Pleasant Grove | 84062 | 1.03 | 0.995
187574 | 801180 | Lot 2 Of The Ne 1/4 Of Ne 1/4 Of S17, T72, R38w Red Oak | 18081 | Army Mission Support | USACE | Lot 2 Of The 1/4 Of Ne 1/4 Of S17, T72, R38w | United States | Iowa | Montgomery | Red Oak | 51566 | 1.01 | 1.01
187575 | 70132-10283 | 23920 Terrace Denham Springs | 70132 | Independent Duty Housing Program | USACE | 23920 | United States | Louisiana | Livingston | Denham Springs | 70772 | 0.855 | 0.825
187576 | 800736 | Festus Center Festus | 82387 | Joint Recruiting Program | USACE | Festus | United States | Missouri | Jefferson | Festus | 63028 | 0.985 | 1.005
187577 | 710934 | 3898 Clubhouse Lane Eagle Mountain | 70132 | Independent Duty Housing Program | USACE | Clubhouse | United States | Utah | Utah | Eagle Mountain | 84043 | 1.03 | 0.995
187578 | 70132-10438 | 40367 Kipling Road Darrow | 70132 | Independent Duty Housing Program | USACE | Kipling | United States | Louisiana | Ascension | Darrow | 70725 | 0.855 | 0.825
187580 | 800682 | Bay Colony Lane Lexington | 70132 | Independent Duty Housing Program | USACE | Bay Colony | United States | Kentucky | Fayette | Lexington | 40511 | 0.87 | 0.87
187581 | 800562 | El Camino Real Palo Alto | 82387 | Joint Recruiting Program | USACE | El Camino Real | United States | California | Santa Clara | Palo Alto | 94306 | 1.2 | 1.25
187582 | 801095 | Redwood Drive Corinth | 70132 | Independent Duty Housing Program | USACE | Redwood | United States | Texas | Denton | Corinth | 76210 | 0.865 | 0.84
187583 | 710739 | 1104 Canterbury Alexandria | 70132 | Independent Duty Housing Program | USACE | Canterbury | United States | Louisiana | Rapides | Alexandria | 71303 | 0.855 | 0.825
187584 | 70132-10582 | 6201 Castle Cary Bakersfield | 70132 | Independent Duty Housing Program | USACE | Castle Cary | United States | California | Kern | Bakersfield | 93306 | 1.16 | 1.21
187586 | 710939 | 114 Ridgerock Road Russellville | 70132 | Independent Duty Housing Program | USACE | Ridgerock | United States | Arkansas | Pope | Russellville | 72802 | 0.845 | 0.82
187588 | 800811 | Pembrooke Place Olmsted Falls | 70132 | Independent Duty Housing Program | USACE | Pembrooke | United States | Ohio | Cuyahoga | Olmsted Falls | 44138 | 0.925 | 0.9195
187589 | 801260 | South State Street Murray | 82387 | Joint Recruiting Program | USACE | State | United States | Utah | Salt Lake | Murray | 84107 | 1.03 | 0.99
187591 | 710741 | 6617 S 112th E Ave Tulsa | 70132 | Independent Duty Housing Program | USACE | 112th E | United States | Oklahoma | Tulsa | Tulsa | 74133 | 0.875 | 0.85
187592 | 800437 | 2913 N 1st Street Broken Arrow | 70132 | Independent Duty Housing Program | USACE | 1st | United States | Oklahoma | Tulsa | Broken Arrow | 74012 | 0.875 | 0.85
187594 | 710300 | 2731 Deer Drive Joplin | 70132 | Independent Duty Housing Program | USACE | Deer | United States | Missouri | Newton | Joplin | 64804 | 0.985 | 1.005
187595 | 710482 | 103 Joseph Ct Radcliff | 70132 | Independent Duty Housing Program | USACE | Joseph | United States | Kentucky | Hardin | Radcliff | 40160 | 1.01 | 1
187596 | 801182 | Thesw 1/4 Of The Se 1/4 Of S18,T88,R47 Sioux City | 18081 | Army Mission Support | USACE | The 1/4 Of The Se 1/4 Of S18,T88,R47& The Se 1/4 Of The Se1/4 Of S18,T88,R57 | United States | Iowa | Woodbury | Sioux City | 51104 | 1.01 | 1.01
187597 | 800932 | 67th Street Lubbock | 70132 | Independent Duty Housing Program | USACE | 67th | United States | Texas | Lubbock | Lubbock | 79424 | 0.865 | 0.84
187598 | 800877 | South Prince Street Palmyra | 70132 | Independent Duty Housing Program | USACE | Prince | United States | Pennsylvania | Lebanon | Palmyra | 17078 | 0.99 | 1
187599 | 710194 | 303 Buffalo Ave Somers Point | 70132 | Independent Duty Housing Program | USACE | Buffalo | United States | New Jersey | Atlantic | Somers Point | 08244 | 1.165 | 1.235
1876 | GHSU0001 | FRANCIS E WARREN AF MISSILE SITE D10 SITE # 1 | GHLN | F E WARREN AFB | AFACT | 4849 Kimball County Road 7 | United States | Nebraska | Kimball | Bushnell | 860760 | 0.93 | 0.915
187600 | 800526 | West Hemlock Rogers | 70132 | Independent Duty Housing Program | USACE | Hemlock | United States | Arkansas | Benton | Rogers | 72756 | 0.845 | 0.82
187601 | 800667 | Wynbrooke Blvd Indianapolis | 70132 | Independent Duty Housing Program | USACE | Wynbrooke | United States | Indiana | Marion | Indianapolis | 46234 | 0.94 | 0.94
187602 | 710328 | 385 Highland Lakes Drive Richmond | 70132 | Independent Duty Housing Program | USACE | Highland Lakes | United States | Kentucky | Madison | Richmond | 40475 | 0.95 | 0.95
187603 | 710777 | 2200 1/2 Broadway Quincy | 70132 | Independent Duty Housing Program | USACE | 1/2 Broadway | United States | Illinois | Adams | Quincy | 62301 | 1.03 | 1.045
187605 | 800727 | Orchard Meadows Portage | 70132 | Independent Duty Housing Program | USACE | Orchard | United States | Michigan | Kalamazoo | Portage | 49024 | 1.035 | 1.055
187606 | 710167 | 414 E. First Street Gaylord | 70132 | Independent Duty Housing Program | USACE | First | United States | Michigan | Otsego | Gaylord | 49735 | 1.035 | 1.055
187607 | 710925 | 14519 Patriot Square Plainfield | 70132 | Independent Duty Housing Program | USACE | Patriot | United States | Illinois | Will | Plainfield | 60544 | 1.03 | 1.045
187608 | 710811 | 2230 Demington Plain Avondale | 70132 | Independent Duty Housing Program | USACE | Demington | United States | Ohio | Stark | Canton | 44708 | 0.925 | 0.9195
187610 | 800919 | Peachford Lane Houston | 70132 | Independent Duty Housing Program | USACE | Peachford | United States | Texas | Fort Bend | Houston | 77062 | 0.865 | 0.84
187611 | 70132-10126 | 1311 Amberwood Loop Kyle | 70132 | Independent Duty Housing Program | USACE | Amberwood | United States | Texas | Hays | Kyle | 78640 | 0.865 | 0.84
187612 | 801028 | E Longhorn Drive Gilbert | 70132 | Independent Duty Housing Program | USACE | Longhorn | United States | Arizona | Maricopa | Gilbert | 85297 | 0.91 | 0.89
187613 | 800936 | Dentcrest Midland | 70132 | Independent Duty Housing Program | USACE | Dentcrest | United States | Texas | Midland | Midland | 79707 | 0.865 | 0.84
187614 | 800930 | East Hope Drive Longview | 70132 | Independent Duty Housing Program | USACE | Hope | United States | Texas | Harrison | Longview | 75604 | 0.85 | 0.83
187615 | 70132-10120 | 12701 Ospreys Way Dewitt | 70132 | Independent Duty Housing Program | USACE | Ospreys | United States | Michigan | Ingham | Lansing | 48820 | 1.035 | 1.055
187617 | 710847 | 1327 South 51st Stre West Des Moines | 70132 | Independent Duty Housing Program | USACE | 51st Stre | United States | Iowa | Polk | West Des Moines | 50266 | 0.95 | 0.95
187618 | 800581 | Wild Roase Drive Canon City | 70132 | Independent Duty Housing Program | USACE | Wild Rose | United States | Colorado | Fremont | Canon City | 81212 | 1.04 | 1.02
187619 | 82387-13300 | W Pratt St Baltimore | 82387 | Joint Recruiting Program | USACE | Pratt Suite E | United States | Maryland | Baltimore (City) | Baltimore | 21223 | 0.97 | 0.97
187620 | 70132-10626 | 732 Gardenia Circle #4 Paso Robles | 70132 | Independent Duty Housing Program | USACE | Gardenia #4 | United States | California | San Luis Obispo | Paso Robles | 93446 | 1.22 | 1.26
187621 | 800861 | Sw 10th Way Troutdale | 70132 | Independent Duty Housing Program | USACE | 10th | United States | Oregon | Multnomah | Troutdale | 97060 | 1.08 | 1.1
187622 | 800831 | Indian Drive Enid | 70132 | Independent Duty Housing Program | USACE | Indian | United States | Oklahoma | Garfield | Enid | 73703 | 0.96 | 0.93
187623 | 70132-10017 | 101 7th Ave. Fairbanks | 70132 | Independent Duty Housing Program | USACE | 7th Apts #1, #3, #4 | United States | Alaska | Fairbanks North Star | Fairbanks | 99701 | 2.09 | 2.08
187624 | 800898 | D'Ann Drive Smyrna | 70132 | Independent Duty Housing Program | USACE | D' Ann | United States | Tennessee | Rutherford | Smyrna | 37167 | 0.835 | 0.82
187625 | 800833 | Nw West Avenue Lawton | 70132 | Independent Duty Housing Program | USACE | Ash | United States | Oklahoma | Comanche | Lawton | 73505 | 0.89 | 0.87
187626 | 70132-10757 | Morgan Tr Edmond | 70132 | Independent Duty Housing Program | USACE | Morgan | United States | Oklahoma | Oklahoma | Edmond | 73003 | 0.86 | 0.83
187627 | 800765 | Auburn Avenue South Fargo | 70132 | Independent Duty Housing Program | USACE | Auburn | United States | North Dakota | Cass | Fargo | 58103 | 1.09 | 1.09
187628 | 711099 | Shadow Peak Lane Hot Springs | 70132 | Independent Duty Housing Program | USACE | A Shadow Peak | United States | Arkansas | Garland | Hot Springs | 71913 | 0.845 | 0.82
187629 | 801052 | Bridlewood Drive Carmel | 70132 | Independent Duty Housing Program | USACE | Bridlewood | United States | Indiana | Hamilton | Carmel | 46033 | 0.94 | 0.94
187631 | 800539 | East Lassen Avenue Chico | 70132 | Independent Duty Housing Program | USACE | Lassen | United States | California | Butte | Chico | 95973 | 1.125 | 1.165
187633 | 710439 | 826 Freeman Farm Road Springfield | 70132 | Independent Duty Housing Program | USACE | Freeman Farm | United States | Illinois | Sangamon | Springfield | 62704 | 1.03 | 1.045
187634 | 800800 | Town View Drive Wappingers Falls | 70132 | Independent Duty Housing Program | USACE | Town View | United States | New York | Dutchess | Wappingers Falls | 12590 | 1.06 | 1.075
187635 | 800974 | Vintner Drive Richmond | 70132 | Independent Duty Housing Program | USACE | Vintner | United States | Virginia | Richmond (City) | Richmond | 23234 | 0.92 | 0.89
187636 | 800921 | Pole Meadow Drive Humble | 70132 | Independent Duty Housing Program | USACE | Polo Meadow | United States | Texas | Harris | Humble | 77346 | 0.865 | 0.84
187637 | 82387-12454 | N Pine St Deridder | 82387 | Joint Recruiting Program | USACE | Pine Suites B, C, D, & E | United States | Louisiana | Beauregard | De Ridder | 70634 | 0.855 | 0.825
187638 | 710998 | 1114 Bluebird Circle Mays Landing | 70132 | Independent Duty Housing Program | USACE | Bluebird | United States | New Jersey | Atlantic | Mays Landing | 08330 | 1.165 | 1.235
187639 | 800846 | Nw 33rd Street Corvallis | 70132 | Independent Duty Housing Program | USACE | 33rd | United States | Oregon | Benton | Corvallis | 97330 | 1.12 | 1.145
187641 | 70132-10487 | 45902 Rabbit Hill Road Alexandria Bay | 70132 | Independent Duty Housing Program | USACE | Rabbit Hill | United States | New York | Jefferson | Alexandria Bay | 13607 | 1.17 | 1.17
187642 | 800999 | East Arbor Circle West Oak Creek | 70132 | Independent Duty Housing Program | USACE | Arbor West | United States | Wisconsin | Milwaukee | Oak Creek | 53154 | 1.09 | 1.13
187643 | 70132-10684 | 8635 Manion Beaumont | 70132 | Independent Duty Housing Program | USACE | Manion | United States | Texas | Jefferson | Beaumont | 77706 | 0.865 | 0.84
187644 | 70132-10533 | 520 Craig Ave Fairbanks | 70132 | Independent Duty Housing Program | USACE | Craig | United States | Alaska | Fairbanks North Star | Fairbanks | 99701 | 2.09 | 2.08
187645 | 801105 | Huff Heritage Lane Christiansburg | 70132 | Independent Duty Housing Program | USACE | Huff Heritage | United States | Virginia | Montgomery | Christiansburg | 24073 | 1 | 0.96
187647 | 18081-10463 | Nw1/4 Sec 9 T11n R9w Grand Island | 18081 | Army Mission Support | USACE | Nw1/4 Sec 9 T11n R9w | United States | Nebraska | Hall | Grand Island | 68803 | 0.94 | 0.92
187648 | 18081-10555 | Se1/4 Of The Ne1/4 Sundance | 18081 | Army Mission Support | USACE | Se1/4 Of The Ne1/4 Sec 9, Lots 24-26 | United States | Wyoming | Crook | Sundance | 82729 | 1.045 | 1.035
187649 | 800778 | Perkintown Road Pedricktown | 70132 | Independent Duty Housing Program | USACE | Perkintown | United States | New Jersey | Salem | Pedricktown | 08067 | 1.165 | 1.235
187651 | 711007 | 12554 - 92nd Avenue Maple Grove | 70132 | Independent Duty Housing Program | USACE | - 92nd | United States | Minnesota | Hennepin | Maple Grove | 55369 | 1.06 | 1.11
187652 | 710034 | 5018 Vinter Drive Richmond | 70132 | Independent Duty Housing Program | USACE | Vinter 308 | United States | Virginia | Richmond (City) | Richmond | 23234 | 0.92 | 0.89
187653 | 70132-10424 | 3909 Lakewood Loop #A North Pole | 70132 | Independent Duty Housing Program | USACE | Lakewood #A | United States | Alaska | Fairbanks North Star | North Pole | 99705 | 2.09 | 2.08
187654 | 70132-10544 | 53b Walton Street Alexandria Bay | 70132 | Independent Duty Housing Program | USACE | Walton | United States | New York | Jefferson | Alexandria Bay | 13607 | 1.17 | 1.17
187655 | 800992 | West Harvest Drive Appleton | 70132 | Independent Duty Housing Program | USACE | Wet Harvest | United States | Wisconsin | Outagamie | Appleton | 54914 | 1.085 | 1.12
187657 | 82387-12319 | N 120th St Omaha | 82387 | Joint Recruiting Program | USACE | And 725 120th Street Miracle Village | United States | Nebraska | Douglas | Omaha | 68154 | 0.92 | 0.91
187658 | 801075 | Tabor Road Maple Heights | 70132 | Independent Duty Housing Program | USACE | Tabor | United States | Ohio | Cuyahoga | Maple Heights | 44137 | 0.925 | 0.9195
187659 | 801006 | Sunset Drive Beckley | 70132 | Independent Duty Housing Program | USACE | Sunset | United States | West Virginia | Raleigh | Beckley | 25801 | 1.02 | 1.03
187660 | 710608 | 2534 Stonebrook Plainfield | 70132 | Independent Duty Housing Program | USACE | Stonebrook | United States | Illinois | Will | Plainfield | 60586 | 1.03 | 1.045
187663 | 710183 | 5128 Kates Way Erie | 70132 | Independent Duty Housing Program | USACE | Kates | United States | Pennsylvania | Erie | Erie | 16509 | 1.065 | 1.105
187664 | 800771 | East 17th Street South Sioux City | 70132 | Independent Duty Housing Program | USACE | 17th Stree | United States | Nebraska | Dakota | South Sioux City | 68776 | 0.93 | 0.915
187665 | 800729 | Mcandrews Road West Burnsville | 70132 | Independent Duty Housing Program | USACE | Mcandrews | United States | Minnesota | Dakota | Burnsville | 55337 | 1.085 | 1.12
187666 | 710928 | 4009 Dakota Drive West Des Moines | 70132 | Independent Duty Housing Program | USACE | Dakota | United States | Iowa | Polk | West Des Moines | 50265 | 0.95 | 0.95
187667 | 800924 | Danville Road Kilgore | 70132 | Independent Duty Housing Program | USACE | Danville | United States | Texas | Rusk | Kilgore | 75662 | 0.865 | 0.84
187668 | 82387-12509 | Ne Loop 410 San Antonio | 82387 | Joint Recruiting Program | USACE | 410 Stes 130 | United States | Texas | Bexar | San Antonio | 78216 | 0.87 | 0.85
187669 | 800822 | West New Orleans Broken Arrow | 82387 | Joint Recruiting Program | USACE | New Orleans | United States | Oklahoma | Wagoner | Broken Arrow | 74012 | 0.875 | 0.85
187670 | 800836 | E Alameda Norman | 70132 | Independent Duty Housing Program | USACE | Alameda, Apt #710 | United States | Oklahoma | Cleveland | Norman | 73071 | 0.86 | 0.83
187671 | 800730 | East 143rd Street Burnsville | 70132 | Independent Duty Housing Program | USACE | 143rd | United States | Minnesota | Dakota | Burnsville | 55337 | 1.085 | 1.12
187672 | 710689 | 12 Tarratine Drive Brunswick | 70132 | Independent Duty Housing Program | USACE | Tarratine | United States | Maine | Cumberland | Brunswick | 04011 | 0.99 | 0.97
187673 | 710021 | 4646 Beverly Ave Ne Canton | 70132 | Independent Duty Housing Program | USACE | Beverly | United States | Ohio | Stark | Canton | 44721 | 0.925 | 0.9195
187674 | 82387-10302 | 15065/15067 E. 14th San Leandro | 82387 | Joint Recruiting Program | USACE | 15065/15067 14th | United States | California | Alameda | San Leandro | 94578 | 1.2 | 1.25
187675 | 800745 | Country Ridge Drive Warrensburg | 70132 | Independent Duty Housing Program | USACE | Country Ridge | United States | Missouri | Johnson | Warrensburg | 64093 | 1.14 | 1.16
187678 | 70132-10491 | 4656 Nw 95th Avenue Miami | 70132 | Independent Duty Housing Program | USACE | 95th | United States | Florida | Miami-Dade | Miami | 33178 | 0.82 | 0.8
187680 | 70132-10238 | 206 Arlington Street Watertown | 70132 | Independent Duty Housing Program | USACE | Arlington | United States | New York | Jefferson | Watertown | 13601 | 1.17 | 1.17
187681 | 800636 | Ne Rio Drive Ankeny | 70132 | Independent Duty Housing Program | USACE | Rio | United States | Iowa | Polk | Ankeny | 50021 | 0.95 | 0.95
187682 | 711193 | 2316 Nw 151st Street Edmond | 70132 | Independent Duty Housing Program | USACE | 151st | United States | Oklahoma | Oklahoma | Edmond | 73013 | 0.86 | 0.83
187683 | 18081-10016 | 1 Moore County Little River | 18081 | Army Mission Support | USACE | Moore County | United States | North Carolina | Alexander | Little River | 28681 | 0.885 | 0.855
187684 | 70132-10208 | 1859 Foxcroft Road East Lansing | 70132 | Independent Duty Housing Program | USACE | Foxcroft | United States | Michigan | Ingham | East Lansing | 48823 | 1.035 | 1.055
187687 | 70132-10702 | 916 W. Remus Rd. Mt. Pleasant | 70132 | Independent Duty Housing Program | USACE | Remus | United States | Michigan | Isabella | Mount Pleasant | 48858 | 1.035 | 1.055
187688 | 801239 | Meadowview Drive Nw Canton | 70132 | Independent Duty Housing Program | USACE | Meadowview | United States | Ohio | Stark | Canton | 44718 | 0.925 | 0.9195
187689 | 800862 | Jarrett Avenue Butler | 70132 | Independent Duty Housing Program | USACE | Jarrett | United States | Pennsylvania | Butler | Butler | 16001 | 1.065 | 1.105
187690 | 82387-11646 | E 9 Mile Rd Eastpointe | 82387 | Joint Recruiting Program | USACE | 15810,15800 E9 Mile (Eastpointe,Mi) | United States | Michigan | Macomb | Eastpointe | 48021 | 1.035 | 1.055
187691 | 801287 | Meadowbrook Road Bridgeport | 82387 | Joint Recruiting Program | USACE | Meadowbrook Mall, 2399 Meadowbrook Road, Unit 180 | United States | West Virginia | Harrison | Bridgeport | 26330 | 1.02 | 1.03
187693 | 800583 | Inverness Drive Colorado Springs | 18081 | Army Mission Support | USACE | Inverness | United States | Colorado | El Paso | Colorado Springs | 80910 | 1.04 | 1.02
187694 | 800671 | Knottingham Drive Hutchinson | 70132 | Independent Duty Housing Program | USACE | Knottingham | United States | Kansas | Reno | Hutchinson | 67501 | 1.005 | 1.025
187695 | 800678 | W 21st N Street Wichita | 82387 | Joint Recruiting Program | USACE | 21st N. Suite 126 | United States | Kansas | Sedgwick | Wichita | 67205 | 0.96 | 0.98
187696 | 800786 | Meadowbrook Road Amherst | 70132 | Independent Duty Housing Program | USACE | Meadowbrook | United States | New York | Erie | Amherst | 14221 | 1.09 | 1.1
187697 | 82387-11672 | E Colonial Dr Orlando | 82387 | Joint Recruiting Program | USACE | E.Colonial | United States | Florida | Orange | Orlando | 32814 | 0.825 | 0.805
187698 | 801108 | Halifax Road South Boston | 82387 | Joint Recruiting Program | USACE | Halifax Road Halifax Sq Food Lion Shopping | United States | Virginia | South Boston (City) | South Boston | 24592 | 0.92 | 0.89
187699 | 800610 | 3091 Ss 192nd Avenue Miramar | 70132 | Independent Duty Housing Program | USACE | 192nd | United States | Florida | Broward | Miramar | 33029 | 0.82 | 0.8
1877 | GHSV0001 | FRANCIS E WARREN AF MISSILE SITE D11 SITE # 1 | GHLN | F E WARREN AFB | AFACT | 5466 Kimball County Road 17 | United States | Nebraska | Kimball | Bushnell | 960770 | 0.93 | 0.915
187700 | 70132-10148 | 1410 23rd Street Fairbanks | 70132 | Independent Duty Housing Program | USACE | 23rd | United States | Alaska | Fairbanks North Star | Fairbanks | 99701 | 2.09 | 2.08
187701 | 800612 | Afton Circle Orlando | 70132 | Independent Duty Housing Program | USACE | Afton | United States | Florida | Orange | Orlando | 32825 | 0.825 | 0.805
187702 | 800894 | Stillwater Cove Madina | 70132 | Independent Duty Housing Program | USACE | Stillwater | United States | Tennessee | Gibson | Medina | 38355 | 0.835 | 0.82
187703 | 800852 | Hollow Way Eugene | 70132 | Independent Duty Housing Program | USACE | Hollow | United States | Oregon | Lane | Eugene | 97402 | 1.12 | 1.145
187705 | 82387-12170 | Maguire Blvd Orlando | 82387 | Joint Recruiting Program | USACE | Maguire Suites 166 & 252 | United States | Florida | Orange | Orlando | 32803 | 0.825 | 0.805
187706 | 710823 | 1162 2nd St. Sw New Philadelphia | 70132 | Independent Duty Housing Program | USACE | 2nd | United States | Ohio | Tuscarawas | New Philadelphia | 44663 | 0.925 | 0.9195
187707 | 70132-10058 | Turtle Creek Rd Charlottesville | 70132 | Independent Duty Housing Program | USACE | #8 Turtle Crk Rd Turtle Apts | United States | Virginia | Charlottesville(City) | Charlottesville | 22901 | 0.92 | 0.89
187708 | 800954 | Rattan Victoria | 70132 | Independent Duty Housing Program | USACE | Rattan | United States | Texas | Victoria | Victoria | 77901 | 0.865 | 0.84
187709 | 710339 | 1008 Netteridge Road Jeffersonville | 70132 | Independent Duty Housing Program | USACE | Netteridge | United States | Indiana | Clark | Utica | 47130 | 0.955 | 0.96
187712 | 800603 | Se 6th Ave Delray Beach | 82387 | Joint Recruiting Program | USACE | 17th | United States | Florida | Palm Beach | Delray Beach | 33445 | 0.82 | 0.8
187713 | 70132-10288 | 243 Green Avenue Belchertown | 70132 | Independent Duty Housing Program | USACE | Green | United States | Massachusetts | Hampshire | Belchertown | 01007 | 1.165 | 1.215
187714 | 800971 | Piedmont Drive Danville | 82387 | Joint Recruiting Program | USACE | Piedmont Dr., Space #625 Piedmond | United States | Virginia | Danville | Danville | 24540 | 1 | 0.96
187716 | 82387-11679 | E Eight Mile Rd Detroit | 82387 | Joint Recruiting Program | USACE | Eight Mile | United States | Michigan | Wayne | Detroit | 48234 | 1.03 | 1.06
187719 | 800602 | Hawaii Ave, Ne Washington | 82387 | Joint Recruiting Program | USACE | Hawaii Avenue, Heights Shopping | United States | District Of Columbia | District Of Columbia | Washington | 20011 | 1.04 | 1.04
187720 | BDDR0001 | BOX ELDER DIGITAL RADAR SITE | FXBM | ELLSWORTH AFB | AFACT | RADAR HILL ROAD | United States | South Dakota | Pennington | Box Elder | 57719 | 0.97 | 0.94
187721 | 26534 | Saginaw Usarc | 27864 | 88th Readiness Division | ARRES | N Towerline Road | United States | Michigan | Saginaw | Saginaw | 48601 | 1.035 | 1.055
187722 | 12B64 | Immokalee Collier County | 120NG | Florida National Guard | ARGUARD | Commerce | United States | Florida | Collier | Immokalee | 34142 | 0.825 | 0.805
187725 | TTS10001 | TACTS TOWER 1 | QSEU | MOODY AIR FORCE BASE | AFACT | FLYING TIGER | United States | Florida | Collier | Marco | 31699 | 0.825 | 0.805
187726 | TTS20001 | TACTS TOWER 2 | QSEU | MOODY AIR FORCE BASE | AFACT | GEORGIA | United States | Florida | Collier | Marco | 34145 | 0.825 | 0.805
187727 | TTS30001 | TACTS TOWERS 3 | QSEU | MOODY AIR FORCE BASE | AFACT | FLORIDA | United States | Florida | Collier | Marco | 34145 | 0.825 | 0.805
187728 | TTS40001 | TACTS TOWER 4 | QSEU | MOODY AIR FORCE BASE | AFACT | GEORGIA | United States | Florida | Monroe | Key West | 33040 | 0.91 | 0.89
187729 | TTS50001 | TACTS TOWER 5 | QSEU | MOODY AIR FORCE BASE | AFACT | BURRELL | United States | Florida | Collier | Marco | 34145 | 0.825 | 0.805
187730 | TTS60001 | TACTS TOWER 6 | QSEU | MOODY AIR FORCE BASE | AFACT | FLYING TIGER | United States | Florida | Monroe | Key West | 33040 | 0.91 | 0.89
187731 | TTS70001 | TACTS TOWER 7 | QSEU | MOODY AIR FORCE BASE | AFACT | FLORIDA | United States | Florida | Monroe | Key West | 33040 | 0.91 | 0.89
187732 | TTS80001 | TACTS TOWER 8 | QSEU | MOODY AIR FORCE BASE | AFACT | GEORGIA | United States | Florida | Monroe | Key West | 33040 | 0.91 | 0.89
187735 | VAL92 | INTERSTATE PLAZA | WHS01 | WASHINGTON HEADQUARTERS | WHS | GENERAL WASH | United States | Virginia | Alexandria | Alexandria | 22312 | 1.08 | 1.08
187736 | ILL02 | GREENWOOD | WHS01 | WASHINGTON HEADQUARTERS | WHS | GREENWOOD | United States | Illinois | Cook | Chicago | 60615 | 1.18 | 1.25
187737 | DEL01 | ROCKLAND MILLS CONDO | WHS01 | WASHINGTON HEADQUARTERS | WHS | ROCKLAND FALLS | United States | Delaware | New Castle | Rockland | 19732 | 1.03 | 1.06
187739 | DEL03 | KORMAN RESIDENTIAL PROPERTIES | WHS01 | WASHINGTON HEADQUARTERS | WHS | FOULK | United States | Delaware | New Castle | Wilmington | 19803 | 1.03 | 1.06
187742 | 48231 | Robstown Contr Hum Warehouse | 06510 | 63rd Readiness Division | ARRES | North Us Hwy 77 | United States | Texas | Nueces | Robstown | 78380 | 0.84 | 0.81
187743 | 16016 | CPL Kelly B. Grothe ARC | 27864 | 88th Readiness Division | ARRES | Aero Dr. | United States | Idaho | Kootenai | Hayden | 83835-6001 | 1.055 | 1.045
187744 | 41A33 | Christmas Valley Radar Site | 410NG | Oregon National Guard | ARGUARD | Christmas Valley Highway | United States | Oregon | Lakeview | Christmas Valley | 97641 | 1.12 | 1.145
187745 | MSQB0002 | LAMBERT-ST. LOUIS SITE #2 - NORTH | MSQB | LAMBERT-ST LOUIS | AFGUARD | LAMBERT INTERNATIONAL | United States | Missouri | St Louis | Bridgeton | 63044-2371 | 0.985 | 1.005
187746 | MBMV0002 | BATT WEST PROPERTY SITE # 2 | MBMV | W K KELLOGG AIRPORT | AFGUARD | MARTIN LUTHER KING MEMORIAL HIGHWAY | United States | Michigan | Calhoun | Battle Creek | 49037 | 1.035 | 1.055
187747 | SPBN0002 | OTIS ANG BASE SITE #2 - PARCEL "I" | SPBN | OTIS ANG BASE | AFGUARD | LEE | United States | Massachusetts | Barnstable | Otis ANGB, Mashpee | 02542 | 1.165 | 1.215
187748 | PBXP0003 | SITE #3 RED HORSE BED DOWN | PBXP | 179TH AIRLIFT WING OHIO ANG | AFGUARD | CRALL | United States | Ohio | Richland | Mansfield | 44903 | 0.925 | 0.9195
187749 | PBXP0002 | SITE #2 OFF BASE DROP ZONE | PBXP | 179TH AIRLIFT WING OHIO ANG | AFGUARD | ERNSBERGER | United States | Ohio | Richland | Mansfield | 44903 | 0.925 | 0.9195
187750 | KJAQ0002 | KINGSLEY FIELD CANTONEMENT SITE 2 | KJAQ | KLAMATH FALLS AIRPORT-KINGSLEY FIELD (ANG) | AFGUARD | WAGNER | United States | Oregon | Klamath | Kingsley Field | 97603 | 1.12 | 1.145
187751 | KJAQ0003 | KINGSLEY FIELD MUNITIONS AREA SITE 3 | KJAQ | KLAMATH FALLS AIRPORT-KINGSLEY FIELD (ANG) | AFGUARD | MUNITIONS | United States | Oregon | Klamath | Klamath Falls | 97603 | 1.12 | 1.145
187752 | KJAQ0004 | KINGSLEY FIELD 270TH ATCS COMPOUND SITE 4 | KJAQ | KLAMATH FALLS AIRPORT-KINGSLEY FIELD (ANG) | AFGUARD | VANDENBURG | United States | Oregon | Klamath | Klamath Falls | 97603 | 1.12 | 1.145
187753 | KJAQ0005 | KINGSLEY FIELD FIRING RANGE SITE 5 | KJAQ | KLAMATH FALLS AIRPORT-KINGSLEY FIELD (ANG) | AFGUARD | VANDENBURG | United States | Oregon | Klamath | Klamath Falls | 97603 | 1.12 | 1.145
187757 | HTUV0002 | GEN MITCHELL IAP SITE #2 | HTUV | GEN MITCHELL IAP (ANGB) | AFGUARD | EAST COLLEGE AVENUE | United States | Wisconsin | Milwaukee | Milwaukee | 53207 | 1.09 | 1.13
187758 | LKLW0002 | FORT INDIANTOWN GAP AGS AREA #2 | LKLW | FORT INDIANTOWN GAP AGS | AFGUARD | HARRIS | United States | Pennsylvania | Lebanon | Annville | 17003 | 1.01 | 1.02
187759 | LKLW0003 | FORT INDIANTOWN GAP AGS AREA #15 | LKLW | FORT INDIANTOWN GAP AGS | AFGUARD | RANGE | United States | Pennsylvania | Lebanon | Annville | 17003 | 1.01 | 1.02
187760 | LKLW0004 | FORT INDIANTOWN GAP AGS AREA #26 | LKLW | FORT INDIANTOWN GAP AGS | AFGUARD | AMMO | United States | Pennsylvania | Lebanon | Annville | 17003 | 1.01 | 1.02
187761 | LKLW0005 | FTIG AGS AREA #26 CONTROL TOWER | LKLW | FORT INDIANTOWN GAP AGS | AFGUARD | AMMO | United States | Pennsylvania | Lebanon | Annville | 17003 | 1.01 | 1.02
187762 | LKLW0006 | FTIG AGS AREA #26 FLANK TOWER | LKLW | FORT INDIANTOWN GAP AGS | AFGUARD | AMMO | United States | Pennsylvania | Dauphin | Fort Indiantown Gap | 17003 | 1.01 | 1.02
187763 | HEMT0002 | FORT DODGE (AGS)-NORTH SITE # 2 | VSSB | SIOUX GATEWAY APT / COL BUD DAY FIELD (ANG) | AFGUARD | NELSON | United States | Iowa | Webster | Fort Dodge | 50501 | 1.01 | 1.01
187764 | VSSB0002 | SIOUX GATEWAY APT (ANG)-CE SITE #2 | VSSB | SIOUX GATEWAY APT / COL BUD DAY FIELD (ANG) | AFGUARD | HARBOR | United States | Iowa | Woodbury | Sioux City | 51111 | 1.01 | 1.01
187765 | FMKM0002 | DULUTH INTERNATIONAL ARFF SITE #2 | FMKM | DULUTH INTERNATIONAL AIRPORT | AFGUARD | STEBNER | United States | Minnesota | St. Louis | Duluth | 55811 | 1.11 | 1.13
187766 | FMKM0003 | DULUTH INTERNATIONAL TACAN SITE #3 | FMKM | DULUTH INTERNATIONAL AIRPORT | AFGUARD | VIPER | United States | Minnesota | St. Louis | Duluth | 55811 | 1.11 | 1.13
187767 | FMKM0004 | DULUTH INTERNATIONAL POL/DRMO SITE #4 | FMKM | DULUTH INTERNATIONAL AIRPORT | AFGUARD | AIRPORT | United States | Minnesota | St. Louis | Duluth | 55811 | 1.11 | 1.13
187768 | FMKM0005 | DULUTH INTERNATIONAL BX SITE #5 | FMKM | DULUTH INTERNATIONAL AIRPORT | AFGUARD | AIRPORT | United States | Minnesota | St. Louis | Duluth | 55811 | 1.11 | 1.13
187770 | FMKM0007 | DULUTH INTERNATIONAL BLDG 304 SITE #7 | FMKM | DULUTH INTERNATIONAL AIRPORT | AFGUARD | MALSTROM | United States | Minnesota | St Louis | Duluth | 55811-6036 | 1.11 | 1.13
187771 | JLSQ0002 | MARQUEE PITTSBURGH IAP (ANG) SITE #2 | JLSQ | PITTSBURGH IAP (ANG) | AFGUARD | 60 | United States | Pennsylvania | Allegheny | Coraopolis | 15108 | 1.065 | 1.105
187772 | VSSB0003 | SIOUX GATEWAY APT (ANG)-SAM SITE #3 | VSSB | SIOUX GATEWAY APT / COL BUD DAY FIELD (ANG) | AFGUARD | HEADQUARTERS | United States | Iowa | Woodbury | Sioux City | 51111 | 1.01 | 1.01
187773 | FKNN0002 | COMMISSARY SITE #2 | FKNN | BANGOR IAP | AFGUARD | PESCH | United States | Maine | Penobscot | Bangor | 04401 | 1.05 | 1.03
187774 | FKNN0003 | FIRE STATION SITE # 3 | FKNN | BANGOR IAP | AFGUARD | TOWER | United States | Maine | Penobscot | Bangor | 04401 | 1.05 | 1.03
187775 | FKNN0004 | BANGOR LEASE LAND SITE 4 | FKNN | BANGOR IAP | AFGUARD | ASHLEY | United States | Maine | Penobscot | Bangor | 04401 | 1.05 | 1.03
187776 | ETRD0002 | CAMP MURRAY AGS SITE # 2 | ETRD | CAMP MURRAY AGS | AFGUARD | 41ST DIVISION WAY | United States | Washington | Pierce | Tacoma | 98430 | 1.21 | 1.16
187777 | HTUV0003 | GEN MITCHELL IAP SITE #3 | HTUV | GEN MITCHELL IAP (ANGB) | AFGUARD | EAST GRANGE AVENUE | United States | Wisconsin | Milwaukee | Milwaukee | 53207 | 1.09 | 1.13
187778 | HTUV0004 | GEN MITCHELL IAP SITE #4 | HTUV | GEN MITCHELL IAP (ANGB) | AFGUARD | EAST GRANGE AVENUE | United States | Wisconsin | Milwaukee | Milwaukee | 53207 | 1.09 | 1.13
187779 | ETRD0003 | CAMP MURRAY AGS SITE # 3 | ETRD | CAMP MURRAY AGS | AFGUARD | 41ST DIVISION WAY | United States | Washington | Pierce | Tacoma | 98430-5025 | 1.21 | 1.16
187780 | ETRD0004 | CAMP MURRAY AGS SITE # 4 | ETRD | CAMP MURRAY AGS | AFGUARD | INFANTRY DRIVE | United States | Washington | Pierce | Tacoma | 98430 | 1.21 | 1.16
187781 | 17998 | Peoria AASF#4 | 170NG | Illinois National Guard | ARGUARD | AIRPORT | United States | Illinois | Peoria | Peoria | 61607-1498 | 1.03 | 1.045
187782 | TDVG0002 | ALPENA CO REG APT SITE# 2 EXPLOSIVE STORAGE SITE | TDVG | ALPENA CO REG APT | AFGUARD | PERIMETER | United States | Michigan | Alpena | Alpena | 49707 | 1.035 | 1.055
187783 | TDVG0003 | OSCODA JTE SITE #3 | TDVG | ALPENA CO REG APT | AFGUARD | AIRPORT DR | United States | Michigan | Iosco | Oscoda | 48750 | 1.035 | 1.055
187784 | N32443-PC | PARADISE CREEK SOUTH | N32443 | NAVSUPPACT NORFOLK NSY | NAVACT | VICTORY | United States | Virginia | Portsmouth (City) | Portsmouth | 23709 | 1 | 0.96
187785 | N32443-JW | ST JULIENS CREEK WEST | N32443 | NAVSUPPACT Norfolk NSY | NAVACT | MAGAZINE | United States | Virginia | Portsmouth | Portsmouth | 23323 | 1 | 0.96
187786 | N32443-SS | NNSY SUBSTA | N32443 | NAVSUPPACT Norfolk NSY | NAVACT | SUBSTA | United States | Virginia | Portsmouth | Portsmouth | 23323 | 1 | 0.96
187787 | N32443-AR | NNSY ST J ACCESS ROAD | N32443 | NAVSUPPACT NORFOLK NSY | NAVACT | ACCESS | United States | Virginia | Portsmouth (City) | Portsmouth | 23323 | 1 | 0.96
187788 | N32443-EL | NNSY ELM | N32443 | NAVSUPPACT NORFOLK NSY | NAVACT | ELM | United States | Virginia | Portsmouth (City) | Portsmouth | 23323 | 1 | 0.96
187789 | 06192 | Encino USAR Center | 06510 | 63rd Readiness Division | ARRES | Balboa | United States | California | Los Angeles | Unknown | 91436 | 1.02 | 1.06
187790 | 17908 | Thomson Facility | 17775 | Rock Island Arsenal | ARACT | One Mile Road | United States | Illinois | Carroll | Thomson | 61285 | 1.03 | 1.045
187791 | M00681-0002 | LAUDERBAUGH EASEMENT | M00681 | MCB CAMP PENDLETON CA | MCACT |  | United States | California | San Diego | Rainbow | 92056 | 1.05 | 1.08
187793 | 10801 | NEWARK AFRC | 42560 | 99th Readiness Division | ARRES | OGLETOWN ROAD | United States | Delaware | New Castle | Newark | 19711-5413 | 1.03 | 1.06
187794 | 20936 | DODGE CITY ARC, KS | 27864 | 88th Readiness Division | ARRES | HWY 56 SOUTH 14TH STREET | United States | Kansas | Ford | Dodge City | 67801 | 1.005 | 1.025
187796 | N61152-AN | UPPER YARD ANNAPOLIS | N61152 | NAVSUPPACT ANNAPOLIS | NAVACT | WAINWRIGHT | United States | Maryland | Anne Arundel | Annapolis | 21402 | 0.99 | 0.99
187798 | 31526 | ELKHORN USARC | 27864 | 88th Readiness Division | ARRES | 204TH | United States | Nebraska | Douglas | Elkhorn | 68022 | 0.92 | 0.91
187799 | 54A16 | Buckhannon Brushy Fork | 540NG | West Virginia National Guard | ARGUARD | BRUSHY FORK | United States | West Virginia | Upshur | Buckhannon | 26201-2396 | 1.02 | 1.03
1878 | GHSW0001 | FRANCIS E WARREN AF MISSILE SITE E1 SITE # 1 | GHLN | F E WARREN AFB | AFACT | 729 Kimball County Road 16 | United States | Nebraska | Kimball | Bushnell | 760780 | 0.93 | 0.915
187800 | 54B16 | Parkersburg Complex | 540NG | West Virginia National Guard | ARGUARD | Campus | United States | West Virginia | Wood | Parkersburg | 26104 | 1.02 | 1.03
187803 | HAYW0002 | SITE #2- MSA MUNITIONS STORAGE AREA | HAYW | FRESNO YOSEMITE INTERNATIONAL ANG | AFGUARD | DAKOTA | United States | California | Fresno | Fresno | 93727 | 1.125 | 1.165
187806 | N00128-FH | GL LOVELL FHCC | N00128 | Naval Station Great Lakes IL | NAVACT | GREEN BAY | United States | Illinois | Lake | North Chicago | 60064 | 1.18 | 1.25
187808 | N68436-KD | KODIAK AK | N68436 | Naval Base Kitsap Bremerton WA | NAVACT | SPRUCE CAPE | United States | Alaska | Kodiak Island | Kodiak | 99615 | 2.025 | 2.015
187809 | FKNN0005 | HD RAMP SITE # 5 | FKNN | BANGOR IAP | AFGUARD | CITY | United States | Maine | Penobscot | Bangor | 04401 | 1.05 | 1.03
187810 | N60495-SS | SHOAL SITE | N60495 | NAS Fallon NV | NAVACT | NEVADA HIGHWAY 839 | United States | Nevada | Churchill | Fallon | 89406 | 1.22 | 1.23
187811 | N60495-DV | DIXIE VALLEY | N60495 | NAS Fallon NV | NAVACT | HOT SPRINGS | United States | Nevada | Churchill | Fallon | 89406 | 1.22 | 1.23
187813 | M67399-0006 | VISTA DEL SOL EAST | M67399 | MCAGCC Twentynine Palms CA | MCACT | JOE DAVIS | United States | California | San Bernardino | Twentynine Palms | 92277 | 1.2 | 1.25
187814 | M67399-0007 | VISTA DEL SOL WEST | M67399 | MCAGCC Twentynine Palms CA | MCACT | TWO MILE | United States | California | San Bernardino | Twentynine Palms | 92277 | 1.2 | 1.25
187815 | M62974-0006 | AIR CONTROL TOWER | M62974 | MCAS Yuma AZ | MCACT | PICO | United States | Arizona | Yuma | Yuma | 85365 | 1.07 | 1.04
187816 | KJAQ0007 | KINGSLEY FIELD OLD ALERT AREA SITE 7 | KJAQ | KLAMATH FALLS AIRPORT-KINGSLEY FIELD (ANG) | AFGUARD | RAND | United States | Oregon | Klamath | Klamath Falls | 97603 | 1.12 | 1.145
187817 | KJAQ0008 | KINGSLEY FIELD FRONT ENTRANCE SITE 8 | KJAQ | KLAMATH FALLS AIRPORT-KINGSLEY FIELD (ANG) | AFGUARD | KINGSLEY | United States | Oregon | Klamath | Klamath Falls | 97603-2111 | 1.12 | 1.145
187818 | M00318-0010 | BELLOWS BEACH SITE | M00318 | MCB Hawaii Kaneohe | MCACT |  | United States | Hawaii | Honolulu | Waimanalo | 96863 | 2.51 | 2.42
187819 | M62974-0007 | SPRINGHILL ROW | M62974 | MCAS Yuma AZ | MCACT |  | United States | California | Riverside | Desert Center | 92239 | 1.08 | 1.12
187820 | 48277 | Amarillo Armed Forces Reserve Center | 06510 | 63rd Readiness Division | ARRES | NE 24th Avenue | United States | Texas | Potter | Amarillo | 79107 | 0.865 | 0.84
187821 | 26970 | Fort Custer ARC | 27864 | 88th Readiness Division | ARRES | Range | United States | Michigan | Kalamazoo | Augusta | 49012-9776 | 1.035 | 1.055
187823 | 25239 | 640 Plantation Street | 250NG | Massachusetts National Guard | ARGUARD | Plantation | United States | Massachusetts | Worcester | Worcester | 01605 | 1.2 | 1.26
187824 | 42869 | Bethlehem ARC | 42560 | 99th Readiness Division | ARRES | Braden Boulevard East | United States | Pennsylvania | Northampton | Unknown | 18040 | 1.065 | 1.105
187825 | 41C32 | Campbell Training Area | 41C30 | Camp Rilea | ARGUARD |  | United States | Oregon | Clatsop | Warrenton | 97146-9711 | 1.12 | 1.145
187828 | 29342 | Kansas City, Belton USARC | 27864 | 88th Readiness Division | ARRES | Andrews | United States | Missouri | Cass | Belton | 64147 | 0.95 | 0.97
187829 | 42188 | Lewisburg AFRC | 42560 | 99th Readiness Division | ARRES | Liberty Valley | United States | Pennsylvania | Montour | Danville | 17821 | 1.065 | 1.105
187830 | 48622 | Lewisville Armed Forces Reserve center | 06510 | 63rd Readiness Division | ARRES | Summit Avenue | United States | Texas | Denton | Lewisville | 75007 | 0.865 | 0.84
187831 | 810059 | 10050 S. 27TH STREET OAK CREEK | 82387 | Joint Recruiting Program | USACE | 27th | United States | Wisconsin | Milwaukee | Oak Creek | 53154 | 1.09 | 1.13
187832 | 810001 | 101 DAVIDSON STREET MT VERNON | 82387 | Joint Recruiting Program | USACE | Davidson | United States | Illinois | Jefferson | Mt Vernon | 62864 | 1.03 | 1.045
187833 | 810010 | 10365 DIXIE HIGHWAY VALLEY STATION | 82387 | Joint Recruiting Program | USACE | Dixie | United States | Kentucky | Jefferson | Valley Station | 40272 | 0.87 | 0.87
187834 | 810045 | 104 COLLEGE ST KENNETT | 82387 | Joint Recruiting Program | USACE | College | United States | Missouri | Dunklin | Kennett | 63857 | 0.985 | 1.005
187835 | 810055 | 1045 E 1363RD LANE A QUINCY | 70132 | Independent Duty Housing Program | USACE | 1363rd A | United States | Illinois | Adams | Quincy | 62305 | 1.03 | 1.045
187836 | 810039 | 1054 SW CHARLESTON CT. LAKE CITY | 70132 | Independent Duty Housing Program | USACE | Charleston | United States | Florida | Columbia | Lake City | 32025 | 0.825 | 0.805
187838 | 810100 | 1066 EAST NAVAJO STREET FARMINGTON | 70132 | Independent Duty Housing Program | USACE | Navajo | United States | New Mexico | San Juan | Farmington | 87401 | 0.93 | 0.905
187840 | 810011 | 1104 COLLINSVILLE BOULEVARD COLLINSVILLE | 82387 | Joint Recruiting Program | USACE | Collinsville | United States | Illinois | St. Clair | Collinsville | 62234 | 1.08 | 1.1
187841 | 810052 | 1104 PRAIRIE VIEW DRIVE WEST DES MOINES | 70132 | Independent Duty Housing Program | USACE | Prairie View | United States | Iowa | Polk | West Des Moines | 50266 | 0.95 | 0.95
187842 | 810064 | 111 DARLENE DR LAFAYETTE | 70132 | Independent Duty Housing Program | USACE | Darlene | United States | Louisiana | Lafayette | Lafayette | 70508 | 0.855 | 0.825
187843 | 810106 | 1113 JAMES STREET DEMOPOLIS | 82387 | Joint Recruiting Program | USACE | James | United States | Alabama | Marengo | Demopolis | 36732 | 0.855 | 0.83
187844 | 810122 | 1130 LONNIE ABBOTT BOULEVARD ADA | 82387 | Joint Recruiting Program | USACE | Lonnie Abbott | United States | Oklahoma | Pontotoc | Ada | 74820 | 0.875 | 0.85
187845 | 810113 | 1171 FULTON MALL FRESNO | 82387 | Joint Recruiting Program | USACE | Fulton | United States | California | Fresno | Fresno | 93721 | 1.125 | 1.165
187846 | 810005 | 120 ROBERTS LANE HILLSBORO | 82387 | Joint Recruiting Program | USACE | Roberts | United States | Ohio | Highland | Hillsboro | 45133 | 0.925 | 0.9195
187847 | 810067 | 121 NORTH MERRILL AVENUE GLENDIVE | 82387 | Joint Recruiting Program | USACE | Merrill | United States | Montana | Dawson | Glendive | 59330 | 1.1 | 1.08
187848 | 810017 | 1244 NORTH EISENHOWER DRIVE BECKLEY | 82387 | Joint Recruiting Program | USACE | Eisenhower | United States | West Virginia | Raleigh | Beckley | 25801 | 1.02 | 1.03
187849 | 810125 | 125 ST. CROIX CLEVELAND | 70132 | Independent Duty Housing Program | USACE | Croix | United States | Ohio | Cuyahoga | Cleveland | 44101 | 0.925 | 0.9195
187850 | 810069 | 126 MCCLURE AVENUE NAMPA | 82387 | Joint Recruiting Program | USACE | Mcclure | United States | Idaho | Canyon | Nampa | 83687 | 1.055 | 1.045
187851 | 810076 | 1260 COUNTY LINE ROAD RIDGELAND | 82387 | Joint Recruiting Program | USACE | County Line | United States | Mississippi | Madison | Ridgeland | 39157 | 0.9 | 0.86
187852 | 810082 | 12603 LONG GREEN PIKE GLEN ARM | 70132 | Independent Duty Housing Program | USACE | Long Green | United States | Maryland | Baltimore | Glen Arm | 21057 | 0.97 | 0.97
187853 | 810038 | 1285 ROUTE 9 WAPPINGERS FALLS | 82387 | Joint Recruiting Program | USACE | 9 | United States | New York | Dutchess | Wappingers Falls | 12590 | 1.06 | 1.075
187854 | 810050 | 1335 SOUTH GRANDVIEW AVENUE DUBUQUE | 70132 | Independent Duty Housing Program | USACE | Grandview | United States | Iowa | Dubuque | Dubuque | 52003 | 1.01 | 1.01
187855 | 810042 | 1440 SECOND STREET RICHLANDS | 82387 | Joint Recruiting Program | USACE | Second | United States | Virginia | Tazewell | Richlands | 24641 | 0.92 | 0.89
187856 | 810019 | 1509 ROCKHURST FORT SMITH | 70132 | Independent Duty Housing Program | USACE | Rockhurst | United States | Arkansas | Sebastian | Fort Smith | 72908 | 0.845 | 0.82
187857 | 810080 | 154 HARTWELL AVENUE LITTLETON | 70132 | Independent Duty Housing Program | USACE | Hartwell | United States | Massachusetts | Middlesex | Littleton | 01460 | 1.165 | 1.215
187858 | 810099 | 16 HOOD BLVD. BROOKLINE | 70132 | Independent Duty Housing Program | USACE | Hood | United States | New Hampshire | Hillsborough | Brookline | 03033 | 1.075 | 1.075
187859 | 810026 | 1629 ROSE GARDEN CT MODESTO | 70132 | Independent Duty Housing Program | USACE | Rose Garden | United States | California | Stanislaus | Modesto | 95356 | 1.125 | 1.165
187860 | 710774 | 165 MAIN STREET DANIELSON | 82387 | Joint Recruiting Program | USACE | Main | United States | Connecticut | Windham | Danielson | 06239 | 1.165 | 1.205
187861 | 810047 | 1675 ELLIS STREET, BLDG 1217, RM 305 FORT CARSON | 82387 | Joint Recruiting Program | USACE | Ellis | United States | Colorado | El Paso | Fort Carson | 80913 | 1.06 | 1.04
187862 | 810131 | 1700 EAST GRAND AVE EL SEGUNDO | 66155 | DoD USMEPCOM | USACE | Grand | United States | California | Los Angeles | El Segundo | 90245 | 1.02 | 1.06
187863 | 810035 | 1705 AQUILA DRIVE PUEBLO | 70132 | Independent Duty Housing Program | USACE | Aquila | United States | Colorado | Pueblo | Pueblo | 81008 | 1.08 | 1.06
187864 | 810070 | 17327 SE 270TH PLACE COVINGTON | 82387 | Joint Recruiting Program | USACE | 270th | United States | Washington | King | Covington | 98042 | 1.12 | 1.14
187865 | 810068 | 175 HUTTON RANCH ROAD KALISPELL | 82387 | Joint Recruiting Program | USACE | Hutton Ranch | United States | Montana | Flathead | Kalispell | 59901 | 1.1 | 1.08
187866 | 810114 | 188 FORD ROAD UKIAH | 82387 | Joint Recruiting Program | USACE | Ford | United States | California | Mendocino | Ukiah | 95482 | 1.125 | 1.165
187867 | 810007 | 1941 PANDA CT. AUBURN | 70132 | Independent Duty Housing Program | USACE | Panda | United States | Alabama | Lee | Auburn | 36832 | 0.855 | 0.83
187868 | 810089 | 19920 CABRILLA WAY FARMINGTON | 70132 | Independent Duty Housing Program | USACE | Cabrilla | United States | Minnesota | Dakota | Farmington | 55024 | 1.085 | 1.12
187869 | 810101 | 200 WOODHILLS DRIVE GOSHEN | 70132 | Independent Duty Housing Program | USACE | Woodhills | United States | New York | Orange | Goshen | 10924 | 1.19 | 1.23
187870 | 810060 | 212 SPRINTERS TRAIL LEXINGTON | 70132 | Independent Duty Housing Program | USACE | Sprinters | United States | Kentucky | Fayette | Lexington | 40510 | 0.87 | 0.87
187871 | 810072 | 2156 KINGS HWY (58TH AVE) VERO BEACH | 82387 | Joint Recruiting Program | USACE | Kings Hwy | United States | Florida | Indian River | Vero Beach | 32966 | 0.825 | 0.805
187872 | 810034 | 222 CASTLE RIDGE DRIVE NEW CASTLE | 70132 | Independent Duty Housing Program | USACE | Castle Ridge | United States | Colorado | Garfield | New Castle | 81647 | 1.015 | 1
187873 | 810111 | 2251 W. GRANT LINE BLVD TRACY | 82387 | Joint Recruiting Program | USACE | Grant Line | United States | California | San Joaquin | Tracy | 95304 | 1.12 | 1.17
187874 | 810025 | 2259 MARK AVE PALMDALE | 70132 | Independent Duty Housing Program | USACE | Mark | United States | California | Los Angeles | Palmdale | 93551 | 1.02 | 1.06
187875 | 810078 | 235 NEW BYHALIA COLLIERVILLE | 82387 | Joint Recruiting Program | USACE | New Byhalia | United States | Tennessee | Shelby | Collierville | 38017 | 0.82 | 0.8
187876 | 810008 | 2383 RIDGEMONT DRIVE HOOVER | 70132 | Independent Duty Housing Program | USACE | Ridgemont | United States | Alabama | Shelby | Hoover | 35244 | 0.855 | 0.83
187877 | 810117 | 249 SOUTH FOX HILLS CULVER CITY | 82387 | Joint Recruiting Program | USACE | Fox | United States | California | Los Angeles | Culver City | 90230 | 1.02 | 1.06
187878 | 810096 | 2519 - 42ND AVENUE SOUTH FARGO | 70132 | Independent Duty Housing Program | USACE | 42nd | United States | North Dakota | Cass | Fargo | 58106 | 1.09 | 1.09
187879 | 810112 | 2525 MOUNTAIN CITY HWY ELKO | 82387 | Joint Recruiting Program | USACE | Mountain City | United States | Nevada | Elko | Elko | 89801 | 1.18 | 1.2
187880 | 810093 | 253 MADELINES PARK CIRCLE JEFFERSON CITY | 70132 | Independent Duty Housing Program | USACE | Madelines Park | United States | Missouri | Cole | Jefferson City | 65109 | 0.985 | 1.005
187881 | 810085 | 2598 B EASTGATE DRIVE MOUNT PLEASANT | 70132 | Independent Duty Housing Program | USACE | B Eastgate | United States | Michigan | Isabella | Mount Pleasant | 48858 | 1.035 | 1.055
187882 | 810000 | 2650 THOUSAND OAKS BLVD MEMPHIS | 82387 | Joint Recruiting Program | USACE | Thousand Oaks | United States | Tennessee | Shelby | Memphis | 38118 | 0.82 | 0.8
187883 | 810073 | 2653 BRUCE B. DOWNS BLVD. WESLEY CHAPEL | 82387 | Joint Recruiting Program | USACE | Bruce B Downs | United States | Florida | Pasco | Wesley Chapel | 33543 | 0.825 | 0.805
187884 | 810121 | 2693 PRESTON ROAD FRISCO | 82387 | Joint Recruiting Program | USACE | Preston | United States | Texas | Collin | Frisco | 75034 | 0.865 | 0.84
187885 | 810013 | 2720 S RIVER ROAD DES PLAINES | 82387 | Joint Recruiting Program | USACE | River | United States | Illinois | Cook | Des Plaines | 60018 | 1.18 | 1.25
187886 | 810110 | 2728 SOUTH STATE STREET SALT LAKE CITY | 82387 | Joint Recruiting Program | USACE | State | United States | Utah | Salt Lake | Salt Lake City | 84115 | 1.03 | 0.99
187887 | 710951 | 2801 S KIWANIS AVE SIOUX FALLS | 66155 | DoD USMEPCOM | USACE | Kiwanis | United States | South Dakota | Minnehaha | Sioux Falls | 57105 | 0.96 | 0.94
187888 | 810129 | 2918 NORTH AVE. PARMA | 70132 | Independent Duty Housing Program | USACE | North | United States | Ohio | Cuyahoga | Parma | 44130 | 0.925 | 0.9195
187889 | 810016 | 300 SUMMERS STREET CHARLESTON | 82387 | Joint Recruiting Program | USACE | Summers | United States | West Virginia | Kanawha | Charleston | 25301 | 1 | 1.01
187890 | 810119 | 3000 GRAPEVINE MILLS PKWY GRAPEVINE | 82387 | Joint Recruiting Program | USACE | Grapevine Mills | United States | Texas | Tarrant | Grapevine | 76051 | 0.83 | 0.82
187891 | 810056 | 3012 LINDELL AVENUE QUINCY | 70132 | Independent Duty Housing Program | USACE | Lindell | United States | Illinois | Adams | Quincy | 62301 | 1.03 | 1.045
187892 | 810083 | 308 SEATTLE SLEW PLACE HAVRE DE GRACE | 70132 | Independent Duty Housing Program | USACE | Seattle Slew | United States | Maryland | Harford | Havre De Grace | 21078 | 0.94 | 0.94
187893 | 810120 | 311 W. MOORE TERRELL | 82387 | Joint Recruiting Program | USACE | Moore | United States | Texas | Kaufman | Terrell | 75160 | 0.865 | 0.84
187894 | 810094 | 320 TOWNE ST. BRANDON | 70132 | Independent Duty Housing Program | USACE | Towne | United States | Mississippi | Rankin | Brandon | 39042 | 0.9 | 0.86
187895 | 810124 | 326 BRENNAN ROAD CHILLICOTHE | 70132 | Independent Duty Housing Program | USACE | Brennan | United States | Ohio | Ross | Chillicothe | 45601 | 0.925 | 0.9195
187896 | 810023 | 3260 SERENA AVE. CLOVIS | 70132 | Independent Duty Housing Program | USACE | Serena | United States | California | Fresno | Clovis | 93619 | 1.125 | 1.165
187897 | 810006 | 331 FULTON ST. PEORIA | 82387 | Joint Recruiting Program | USACE | Fulton | United States | Illinois | Peoria | Peoria | 61602 | 1.03 | 1.045
187898 | 810108 | 3320 BUFORD DRIVE BUFORD | 82387 | Joint Recruiting Program | USACE | Buford | United States | Georgia | Gwinnett | Buford | 30519 | 0.865 | 0.83
187899 | 810029 | 3434 SOUTH JACKIE STREET VISALIA | 70132 | Independent Duty Housing Program | USACE | Jackie | United States | California | Tulare | Visalia | 93277 | 1.125 | 1.165
1879 | GHSX0001 | FRANCIS E WARREN AF MISSILE SITE E2 SITE # 1 | GHLN | F E WARREN AFB | AFACT | 2492 Kimball County Road 13 | United States | Nebraska | Kimball | Bushnell | 360790 | 0.93 | 0.915
187900 | 810049 | 3451 RIO GRANDE AVE. STE A-5 MONTROSE | 82387 | Joint Recruiting Program | USACE | Rio Grande | United States | Colorado | Montrose | Montrose | 81401 | 1.015 | 1
187901 | 810074 | 352 JOHN R JUNKIN DRIVE NATCHEZ | 82387 | Joint Recruiting Program | USACE | John R Junkin | United States | Mississippi | Adams | Natchez | 39120 | 0.9 | 0.86
187902 | 810043 | 3537 AIRLINE BLVD PORTSMOUTH | 82387 | Joint Recruiting Program | USACE | Airline | United States | Virginia | Portsmouth | Portsmouth | 23701 | 0.98 | 0.94
187903 | 810014 | 354 MARKET SQUARE DRIVE PRINCE FREDERICK | 82387 | Joint Recruiting Program | USACE | Market Square | United States | Maryland | Calvert | Prince Frederick | 20678 | 0.99 | 0.98
187904 | 810086 | 37255 TRICIA STERLING HEIGHTS | 70132 | Independent Duty Housing Program | USACE | Tricia | United States | Michigan | Macomb | Sterling Heights | 48310 | 1.035 | 1.055
187905 | 810091 | 3816 SW BRIAR OAKS DRIVE BLUE SPRINGS | 70132 | Independent Duty Housing Program | USACE | Briar Oaks | United States | Missouri | Jackson | Blue Springs | 64015 | 0.99 | 1.02
187906 | 810090 | 3820 - 10TH STREET SOUTH MOORHEAD | 70132 | Independent Duty Housing Program | USACE | 10th | United States | Minnesota | Clay | Moorhead | 56560 | 1.085 | 1.12
187907 | 810009 | 4031 HWY 31 W NORTH ELIZABETHTOWN | 82387 | Joint Recruiting Program | USACE | 31 North | United States | Kentucky | Hardin | Elizabethtown | 42701 | 1.01 | 1
187908 | 710802 | 4051 PHILLIPS HIGHWAY JACKSONVILLE | 18081 | Army Mission Support | USACE | Phillips | United States | Florida | Duval | Jacksonville | 32207 | 0.8 | 0.78
187909 | 810102 | 412 SENECA ROAD HORNELL | 70132 | Independent Duty Housing Program | USACE | Seneca | United States | New York | Steuben | Hornell | 14843 | 1.06 | 1.075
187910 | 810021 | 4324 W HAPPY TRAIL LAVEEN | 70132 | Independent Duty Housing Program | USACE | Happy | United States | Arizona | Maricopa | Laveen | 85339 | 0.91 | 0.89
187911 | 810002 | 4345 FAR HILLS AVE KETTERING | 82387 | Joint Recruiting Program | USACE | Far Hills | United States | Ohio | Montgomery | Kettering | 45429 | 0.9 | 0.889
187912 | 810130 | 448 KINGSTON CIRCLE PICKERINGTON | 70132 | Independent Duty Housing Program | USACE | Kingston | United States | Ohio | Fairfield | Pickerington | 43147 | 0.925 | 0.9195
187913 | 810098 | 4537 NEWPORT LANE WEST FARGO | 70132 | Independent Duty Housing Program | USACE | Newport | United States | North Dakota | Cass | West Fargo | 58078 | 1.09 | 1.09
187914 | 810044 | 456 SW HEATHRIDGE DRIVE LAKE CITY | 70132 | Independent Duty Housing Program | USACE | Heathridge | United States | Florida | Columbia | Lake City | 32024 | 0.825 | 0.805
187915 | 810032 | 464 CHATFIELD LANE GRAND JUNCTION | 70132 | Independent Duty Housing Program | USACE | Chatfield | United States | Colorado | Mesa | Grand Junction | 81504 | 1.015 | 1
187916 | 810097 | 4735 CLOCK TOWER LANE FARGO | 70132 | Independent Duty Housing Program | USACE | Clock Tower | United States | North Dakota | Cass | Fargo | 58104 | 1.09 | 1.09
187917 | 810063 | 47383 BRITTANI LANE HAMMOND | 70132 | Independent Duty Housing Program | USACE | Brittani | United States | Louisiana | Tangipahoa | Hammond | 70401 | 0.855 | 0.825
187918 | 810126 | 478 LOCKMEAD DRIVE COLUMBUS | 70132 | Independent Duty Housing Program | USACE | Lockmead | United States | Ohio | Franklin | Columbus | 43231 | 0.925 | 0.9195
187919 | 810046 | 4845 WILKIE WAY ACWORTH | 70132 | Independent Duty Housing Program | USACE | Wilkie | United States | Georgia | Cobb | Acworth | 30102 | 0.83 | 0.8
187920 | 810031 | 50 RIVER OAKS DRIVE DURANGO | 70132 | Independent Duty Housing Program | USACE | River Oaks | United States | Colorado | La Plata | Durango | 81301 | 1.015 | 1
187921 | 810077 | 500 RUSSEL ST STARKVILLE | 82387 | Joint Recruiting Program | USACE | Russel | United States | Mississippi | Oktibbeha | Starkville | 39759 | 0.9 | 0.86
187923 | 711106 | 510 CONGRESS STREET PORTLAND | 66155 | DoD USMEPCOM | USACE | Congress | United States | Maine | Cumberland | Portland | 04101 | 0.99 | 0.97
187924 | 810127 | 536 CHEVY CHASE ROAD MANSFIELD | 70132 | Independent Duty Housing Program | USACE | Chevy Chase | United States | Ohio | Richland | Mansfield | 44907 | 0.925 | 0.9195
187925 | 810030 | 540 MAIN STREET HYANNIS | 82387 | Joint Recruiting Program | USACE | Main | United States | Massachusetts | Barnstable | Hyannis | 02601 | 1.165 | 1.215
187926 | 810058 | 5555 W. MCNEELY ELLETTSVILLE | 70132 | Independent Duty Housing Program | USACE | Mcneely | United States | Indiana | Monroe | Ellettsville | 47429 | 0.955 | 0.96
187927 | 810105 | 5650 VILLA PADOVA CANTON | 70132 | Independent Duty Housing Program | USACE | Villa Padova | United States | Ohio | Stark | Canton | 44718 | 0.925 | 0.9195
187928 | 810033 | 574 GREENFIELD CIRCLE EAST GRAND JUNCTION | 70132 | Independent Duty Housing Program | USACE | Greenfield | United States | Colorado | Mesa | Grand Junction | 81504 | 1.015 | 1
187929 | 810054 | 581 HATHAWAY ST MOSCOW | 70132 | Independent Duty Housing Program | USACE | Hathaway | United States | Idaho | Latah | Moscow | 83843 | 1.055 | 1.045
187930 | 810095 | 5900 MAGNOLIA LAKES DRIVE OLIVE BRANCH | 70132 | Independent Duty Housing Program | USACE | Magnolia Lakes | United States | Mississippi | De Soto | Olive Branch | 38654 | 0.9 | 0.86
187931 | 810061 | 6008 PAMPUS LANE BOSSIER CITY | 70132 | Independent Duty Housing Program | USACE | Pampus | United States | Louisiana | Bossier | Bossier City | 71112 | 0.82 | 0.79
187932 | 810081 | 6043 OLD WASHINGON BLVD. ELKRIDGE | 70132 | Independent Duty Housing Program | USACE | Old Washingon | United States | Maryland | Howard | Elkridge | 21075 | 1.005 | 1
187933 | 810028 | 6322 N AZALEA AVE SAN BERNARDINO | 70132 | Independent Duty Housing Program | USACE | Azalea | United States | California | San Bernardino | San Bernardino | 92407 | 1.2 | 1.25
187934 | 810020 | 635 KOSER DRIVE MARION | 70132 | Independent Duty Housing Program | USACE | Koser | United States | Arkansas | Crittenden | Marion | 72364 | 0.845 | 0.82
187935 | 810051 | 6436 HIGHWAY 85/87 FOUNTAIN | 82387 | Joint Recruiting Program | USACE | 85/87 | United States | Colorado | El Paso | Fountain | 80817 | 1.04 | 1.02
187936 | 810012 | 6502 HARRISON AVENUE DENT | 82387 | Joint Recruiting Program | USACE | Harrison | United States | Ohio | Hamilton | Dent | 45247 | 0.925 | 0.9195
187937 | 810104 | 68 MAPLE LANE VALATIE | 70132 | Independent Duty Housing Program | USACE | Maple | United States | New York | Columbia | Valatie | 12184 | 1.06 | 1.075
187938 | 810084 | 6915 CORNERSTONE DRIVE SE CALEDONIA | 70132 | Independent Duty Housing Program | USACE | Cornerstone | United States | Michigan | Kent | Caledonia | 49316 | 1.035 | 1.055
187939 | 810048 | 703 STANWOOD DRIVE CEDAR FALLS | 70132 | Independent Duty Housing Program | USACE | Stanwood | United States | Iowa | Black Hawk | Cedar Falls | 50613 | 1.01 | 1.01
187940 | 810040 | 7230 BELL CREEK ROAD MECHANICSVILLE | 82387 | Joint Recruiting Program | USACE | Bell Creek | United States | Virginia | Hanover | Mechanicsville | 23111 | 0.92 | 0.89
187941 | 810092 | 724 BRANCH ROAD HOLTS SUMMIT | 70132 | Independent Duty Housing Program | USACE | Branch | United States | Missouri | Callaway | Holts Summit | 65043 | 0.985 | 1.005
187942 | 810066 | 733 CHENEY STREET TWIN FALLS | 82387 | Joint Recruiting Program | USACE | Cheney | United States | Idaho | Twin Falls | Twin Falls | 83301 | 1.055 | 1.045
187943 | 810071 | 7550 MISSION HILLS DRIVE NAPLES | 82387 | Joint Recruiting Program | USACE | Mission Hills | United States | Florida | Collier | Naples | 34119 | 0.825 | 0.805
187944 | 810118 | 7920 LIMONITE AVENUE RIVERSIDE | 82387 | Joint Recruiting Program | USACE | Limonite | United States | California | Riverside | Riverside | 92509 | 1.08 | 1.12
187945 | 810015 | 8 W. BROAD STREET HAZLETON | 82387 | Joint Recruiting Program | USACE | Broad | United States | Pennsylvania | Luzerne | Hazleton | 18201 | 1.065 | 1.105
187946 | 810004 | 811 ILLINOIS AVE. CARBONDALE | 82387 | Joint Recruiting Program | USACE | Illinois | United States | Illinois | Jackson | Carbondale | 62901 | 1.03 | 1.045
187947 | 810088 | 818 4TH AVE NE DILWORTH | 70132 | Independent Duty Housing Program | USACE | 4th | United States | Minnesota | Clay | Dilworth | 56529 | 1.085 | 1.12
187948 | 810037 | 818 HADDONFIELD ROAD CHERRY HILL | 82387 | Joint Recruiting Program | USACE | Haddonfield | United States | New Jersey | Camden | Cherry Hill | 08002 | 1.165 | 1.235
187949 | 810027 | 8231 ARROYO VISTA DRIVE SACRAMENTO | 70132 | Independent Duty Housing Program | USACE | Arroyo Vista | United States | California | Sacramento | Sacramento | 95823 | 1.13 | 1.17
187950 | 810116 | 8274 FIRESTONE BLVD DOWNEY | 82387 | Joint Recruiting Program | USACE | Firestone | United States | California | Los Angeles | Downey | 90241 | 1.02 | 1.06
187951 | 810087 | 8723 NORTHBROOK PARK BROOKLYN PARK | 70132 | Independent Duty Housing Program | USACE | Northbrook | United States | Minnesota | Hennepin | Brooklyn Park | 55428 | 1.06 | 1.11
187952 | 810036 | 8919 SW 102ND AVENUE GAINESVILLE | 70132 | Independent Duty Housing Program | USACE | 102nd | United States | Florida | Alachua | Gainesville | 32608 | 0.825 | 0.805
187953 | 810057 | 901 PEARSON DRIVE HUDSON | 82387 | Joint Recruiting Program | USACE | Pearson | United States | Wisconsin | St. Croix | Hudson | 54016 | 1.085 | 1.12
187954 | 810065 | 911 NE 11TH AVE PORTLAND | 82387 | Joint Recruiting Program | USACE | 11th | United States | Oregon | Washington | Portland | 97232 | 1.08 | 1.1
187955 | 810062 | 9114 WILLOW POINT DRIVE DENHAM SPRINGS | 70132 | Independent Duty Housing Program | USACE | Willow Point | United States | Louisiana | Livingston | Denham Springs | 70726 | 0.855 | 0.825
187956 | 810041 | 920 GARDENS BOULEVARD CHARLOTTESVILLE | 82387 | Joint Recruiting Program | USACE | Gardens | United States | Virginia | Charlottesville | Charlottesville | 22911 | 0.92 | 0.89
187957 | 710461 | 920 W RIVERSIDE AVENUE SPOKANE | 18081 | Army Mission Support | USACE | Riverside | United States | Washington | Spokane | Spokane | 99201 | 1.05 | 1.05
187958 | 810115 | 980 ONTARIO MILLS DR ONTARIO | 82387 | Joint Recruiting Program | USACE | Ontario Mills | United States | California | San Bernardino | Ontario | 91764 | 1.2 | 1.25
187959 | 810024 | 9831 N. PRICE AV. FRESNO | 70132 | Independent Duty Housing Program | USACE | Price Av | United States | California | Fresno | Fresno | 93720 | 1.125 | 1.165
187961 | 810022 | 9902 POLO SADDLE DR BAKERSFIELD | 70132 | Independent Duty Housing Program | USACE | Polo Saddle | United States | California | Kern | Bakersfield | 93312 | 1.16 | 1.21
187962 | WFGE0002 | STATE COLLEGE AGS SITE #2 | LKLW | FORT INDIANTOWN GAP AGS | AFGUARD | MINUTEMAN | United States | Pennsylvania | Centre | State College | 16803 | 1.065 | 1.105
187963 | KJAQ0009 | KINGSLEY FIELD TEST CELL SITE 6 | KJAQ | KLAMATH FALLS AIRPORT-KINGSLEY FIELD (ANG) | AFGUARD | PERIMETER | United States | Oregon | Klamath | Klamath Falls | 97603-2111 | 1.12 | 1.145
187964 | 82387-11569 | CRESSONA MALL POTTSVILLE | 82387 | Joint Recruiting Program | USACE | Route 61 | United States | Pennsylvania | Schuylkill | Pottsville | 17901 | 1.065 | 1.105
187965 | 810053 | EAST 29TH STREET LOVELAND | 82387 | Joint Recruiting Program | USACE | 29th | United States | Colorado | Larimer | Loveland | 80538 | 1.015 | 1
187966 | 82387-11843 | FEDERAL PARKING, IN. PROVIDENCE | 82387 | Joint Recruiting Program | USACE | Westminster | United States | Rhode Island | Providence | Providence | 02903 | 1.11 | 1.15
187967 | 42B64 | Collegeville FMS 4 | 420NG | Pennsylvania National Guard | ARGUARD | Bridge | United States | Pennsylvania | Montgomery | Collegeville | 19426 | 1.065 | 1.105
187968 | 810079 | HIGHWAY 150 HOOVER | 82387 | Joint Recruiting Program | USACE | 150 | United States | Alabama | Jefferson | Hoover | 35216 | 0.855 | 0.83
187969 | 82387-12128 | LEO A. ROY GARAGE LOWELL | 82387 | Joint Recruiting Program | USACE | Leo A Roy Garage | United States | Massachusetts | Middlesex | Lowell | 01852 | 1.165 | 1.215
187970 | 810123 | COLORADO SPRINGS USARC | 27864 | 88th Readiness Division | ARRES | Foreign Trade Zone | United States | Colorado | El Paso | Colorado Spgs | 80925 | 1.04 | 1.02
187971 | 810018 | THE SHOPPES AT STROUD STROUDSBURG | 82387 | Joint Recruiting Program | USACE | Branch | United States | Pennsylvania | Monroe | Stroudsburg | 18360 | 1.17 | 1.21
187972 | 82387-13346 | WASHINGTON PIKE KNOXVILLE | 82387 | Joint Recruiting Program | USACE | Washington | United States | Tennessee | Knox | Knoxville | 37918 | 0.835 | 0.82
187974 | 48202 | Round Rock AFRC | 06510 | 63rd Readiness Division | ARRES | N Red Bud Lane | United States | Texas | Williamson | Round Rock | 78664 | 0.865 | 0.84
187975 | 48407 | San Marcos AFRC | 06510 | 63rd Readiness Division | ARRES | Clovis Barker Road | United States | Texas | Hays | San Marcos | 78666 | 0.865 | 0.84
187976 | 42001 | Scranton AFRC | 42560 | 99th Readiness Division | ARRES | Olyphant | United States | Pennsylvania | Lackawanna | Scranton | 18509 | 1.065 | 1.105
187977 | 42E76 | South Mountain Readiness Center | 420NG | Pennsylvania National Guard | ARGUARD | Mountain | United States | Pennsylvania | Franklin | Fayetteville | 17222 | 1.01 | 1.02
187978 | 42F61 | YORK STOVERSTOWN RD RC | 420NG | Pennsylvania National Guard | ARGUARD | STOVERSTOWN | United States | Pennsylvania | York | York | 17401 | 1.065 | 1.105
187979 | 42E88 | Tunkhannock Readiness Center | 420NG | Pennsylvania National Guard | ARGUARD | To Be Acquired | United States | Pennsylvania | Wyoming | Tunkhannock | 18657 | 1.065 | 1.105
187983 | 45B97 | AASF UPSTATE | 450NG | South Carolina National Guard | ARGUARD | Connecticut Ct | United States | South Carolina | Greenville | Greenville | 29605 | 0.92 | 0.885
187984 | 46A11 | Belle Fourche MVSC | 460NG | South Dakota National Guard | ARGUARD | National | United States | South Dakota | Butte | Belle Fourche | 57717 | 0.955 | 0.93
187985 | 02899 | Fairbanks SFRO | 020NG | Alaska National Guard | ARGUARD | GEIST ROAD | United States | Alaska | Fairbanks North Star | Fairbanks | 99709 | 2.09 | 2.08
187988 | YAQF0002 | VOLK ANG BASE SITE # 2 | YAQF | VOLK ANG BASE | AFGUARD | WELL | United States | Wisconsin | Juneau | Camp Douglas | 54618 | 1.085 | 1.12
187989 | FXSB0002 | ELMENDORF AFB SITE #2 | FXSB | JOINT BASE ELMENDORF-RICHARDSON | AFACT | 20TH | United States | Alaska | Anchorage | Elmendorf AFB | 99506 | 2 | 1.99
187991 | 54A42 | Fairmont AFRC | 540NG | West Virginia National Guard | ARGUARD | The Drive | United States | West Virginia | Marion | Fairmont | 26554 | 1.02 | 1.03
187992 | 28465 | Hattiesburg Recruiting Station | 280NG | Mississippi National Guard | ARGUARD | U.S. Hwy 98 West | United States | Mississippi | Forrest | Hattiesburg | 39402 | 0.9 | 0.86
187993 | 02134 | Wasilla Store Front Recruiting Office | 020NG | Alaska National Guard | ARGUARD | Financial Drive | United States | Alaska | Matanuska-Susitna | Wasilla | 99654 | 2.52 | 2.47
187994 | 42F11 | WAYNESBURG READINESS CENTER | 420NG | Pennsylvania National Guard | ARGUARD | Evergreen | United States | Pennsylvania | Fulton | Waynesburg | 15370 | 1.065 | 1.105
187995 | 810151 | 1 ORIENT WAY RUTHERFORD | 82387 | Joint Recruiting Program | USACE | Orient | United States | New Jersey | Bergen | Rutherford | 07070 | 1.165 | 1.235
187996 | 82387-10015 | 100 STATE STREET ROCHESTER | 82387 | Joint Recruiting Program | USACE | State | United States | New York | Monroe | Rochester | 14614 | 1.06 | 1.075
187997 | 810183 | 1003 SOUTH INDIANA AVENUE MASON CITY | 70132 | Independent Duty Housing Program | USACE | Indiana | United States | Iowa | Cerro Gordo | Mason City | 50401 | 1.01 | 1.01
187998 | 810172 | 1030 INGRAM DRIVE FORNEY | 70132 | Independent Duty Housing Program | USACE | Ingram | United States | Texas | Kaufman | Forney | 75126 | 0.865 | 0.84
187999 | 810204 | 108 E MAIN STREET KINGSPORT | 82387 | Joint Recruiting Program | USACE | Main | United States | Tennessee | Sullivan | Kingsport | 37660 | 0.835 | 0.82
1880 | GHSY0001 | FRANCIS E WARREN AF MISSILE SITE E3 SITE # 1 | GHLN | F E WARREN AFB | AFACT | 2185 Kimball County Road 26 | United States | Nebraska | Kimball | Bushnell | 160800 | 0.93 | 0.915
188000 | 810149 | 111 WEST HURON STREET BUFFALO | 82387 | Joint Recruiting Program | USACE | Huron | United States | New York | Erie | Buffalo | 14202 | 1.09 | 1.1
188001 | 810221 | 112 SOUTH LOUISIANA STREET ABBEVILLE | 82387 | Joint Recruiting Program | USACE | Louisiana | United States | Louisiana | Vermilion | Abbeville | 70510 | 0.855 | 0.825
188002 | 810206 | 11270 WINDING RIVER RD PROVIDENCE FORGE | 70132 | Independent Duty Housing Program | USACE | Winding River | United States | Virginia | New Kent | Providence Forge | 23140 | 0.92 | 0.89
188003 | 810218 | 11504 KIM ZMESKAL PLACE AUSTIN | 70132 | Independent Duty Housing Program | USACE | Kim Zmeskal | United States | Texas | Williamson | Austin | 78748 | 0.865 | 0.84
188004 | 810166 | 116 CHAMBERS STREET NEW YORK CITY | 82387 | Joint Recruiting Program | USACE | Chambers | United States | New York | Bronx | New York City | 10007 | 1.36 | 1.46
188005 | 810209 | 12029 W DANIEL DRIVE BOISE | 70132 | Independent Duty Housing Program | USACE | Daniel | United States | Idaho | Ada | Boise | 83713 | 0.99 | 0.98
188006 | 810152 | 140 EXECUTIVE DRIVE NEW WINDSOR | 82387 | Joint Recruiting Program | USACE | Executive | United States | New York | Orange | New Windsor | 12553 | 1.19 | 1.23
188007 | 810136 | 14282 UNIVERSITY AVE HAMMOND | 82387 | Joint Recruiting Program | USACE | University | United States | Louisiana | Tangipahoa | Hammond | 70401 | 0.855 | 0.825
188008 | 810165 | 143 CHAMBERS STREET NEW YORK CITY | 82387 | Joint Recruiting Program | USACE | Chambers | United States | New York | Bronx | New York City | 10007 | 1.36 | 1.46
188009 | 810211 | 1443 S. WESTERN SKIES DRIVE GILBERT | 70132 | Independent Duty Housing Program | USACE | Western Skies | United States | Arizona | Maricopa | Gilbert | 85296 | 0.91 | 0.89
188010 | 810198 | 1464 MCTAGGERT ROAD STOW | 70132 | Independent Duty Housing Program | USACE | Mctaggert | United States | Ohio | Summit | Stow | 44224 | 0.925 | 0.9195
188011 | 810160 | 15 BROAD ST ELIZABETH | 82387 | Joint Recruiting Program | USACE | Broad | United States | New Jersey | Union | Elizabeth | 07202 | 1.165 | 1.235
188012 | 810182 | 1553 HUNTWOOD LANE EAST WENATCHEE | 70132 | Independent Duty Housing Program | USACE | Huntwood | United States | Washington | Douglas | East Wenatchee | 98802 | 1.085 | 1.095
188013 | 810157 | 1625 UNION STREET SCHENECTADY | 82387 | Joint Recruiting Program | USACE | Union | United States | New York | Schenectady | Schenectady | 12309 | 1.05 | 1.07
188014 | 810164 | 165 CHAMBERS STREET NEW YORK CITY | 82387 | Joint Recruiting Program | USACE | Chambers | United States | New York | Bronx | New York City | 10006 | 1.36 | 1.46
188015 | 810216 | 17928 GREAT BASIN AVENUE PFLUGERVILLE | 70132 | Independent Duty Housing Program | USACE | Great Basin | United States | Texas | Travis | Pflugerville | 78660 | 0.865 | 0.84
188016 | 810155 | 201 WEST 3RD STREET JAMESTOWN | 82387 | Joint Recruiting Program | USACE | 3rd | United States | New York | Chautauqua | Jamestown | 14701 | 1.06 | 1.075
188017 | 810213 | 2079 BRIARWOOD LANE LAS CRUCES | 70132 | Independent Duty Housing Program | USACE | Briarwood | United States | New Mexico | Dona Ana | Las Cruces | 88005 | 1.02 | 1
188018 | 810177 | 210 BLACKHAWK AVENUE HARLINGEN | 70132 | Independent Duty Housing Program | USACE | Blackhawk | United States | Texas | Cameron | Harlingen | 78552 | 0.865 | 0.84
188019 | 810219 | 21110 RIO SABINAL SAN ANTONIO | 70132 | Independent Duty Housing Program | USACE | Rio Sabinal | United States | Texas | Bexar | San Antonio | 78259 | 0.87 | 0.85
188020 | 810158 | 22 CLIFTON COUNTRY ROAD CLIFTON PARK | 82387 | Joint Recruiting Program | USACE | Clifton Country | United States | New York | Saratoga | Clifton Park | 12065 | 1.06 | 1.075
188021 | 810193 | 22015 JONATHAN DRIVE STRONGSVILLE | 70132 | Independent Duty Housing Program | USACE | Jonathan | United States | Ohio | Cuyahoga | Strongsville | 44149 | 0.925 | 0.9195
188022 | 810147 | 2331 THAIN GRADE LEWISTON | 82387 | Joint Recruiting Program | USACE | Thain Grade | United States | Idaho | Nez Perce | Lewiston | 83501 | 1.055 | 1.045
188023 | 810194 | 2428 MEDOWBROOK LANE WESTCHESTER | 70132 | Independent Duty Housing Program | USACE | Medowbrook | United States | Illinois | Cook | Westchester | 60154 | 1.18 | 1.25
188024 | 810162 | 26 FEDERAL PLAZA NEW YORK CITY | 82387 | Joint Recruiting Program | USACE | Federal | United States | New York | Bronx | New York City | 10278 | 1.36 | 1.46
188025 | 810205 | 2606 WATER RACE TERRACE MIDLOTHIAN | 70132 | Independent Duty Housing Program | USACE | Water Race | United States | Virginia | Chesterfield | Midlothian | 23112 | 0.92 | 0.89
188026 | 810137 | 2701 JOHNSTON ST LAFAYETTE | 82387 | Joint Recruiting Program | USACE | Johnston | United States | Louisiana | Lafayette | Lafayette | 70503 | 0.855 | 0.825
188027 | 810196 | 27048 VALESIDE LANE OLMSTED FALLS | 70132 | Independent Duty Housing Program | USACE | Valeside | United States | Ohio | Cuyahoga | Olmsted Falls | 44138 | 0.925 | 0.9195
188028 | 810215 | 2708 CASCADE COVE DRIVE LITTLE ELM | 70132 | Independent Duty Housing Program | USACE | Cascade Cove | United States | Texas | Denton | Little Elm | 75068 | 0.865 | 0.84
188029 | 810161 | 290 BROADWAY NEW YORK CITY | 82387 | Joint Recruiting Program | USACE | Broadway | United States | New York | Bronx | New York City | 10278 | 1.36 | 1.46
188030 | 810220 | 2916 MAPLE COURT CARROLLTON | 70132 | Independent Duty Housing Program | USACE | Maple | United States | Texas | Dallas | Carrollton | 75007 | 0.83 | 0.82
188031 | 810139 | 300 E. 2ND STREET RENO | 82387 | Joint Recruiting Program | USACE | 2nd | United States | Nevada | Washoe | Reno | 89501 | 1.18 | 1.2
188032 | 810203 | 301 WHEELER ROAD HOLLIS | 70132 | Independent Duty Housing Program | USACE | Wheeler | United States | New Hampshire | Hillsborough | Hollis | 03049 | 1.075 | 1.075
188033 | 810170 | 309 W CHARLESTON ST BROKEN ARROW | 70132 | Independent Duty Housing Program | USACE | Charleston | United States | Oklahoma | Tulsa | Broken Arrow | 74011 | 0.875 | 0.85
188034 | 810171 | 3208 SADDLE ROCK RD STILLWATER | 70132 | Independent Duty Housing Program | USACE | Saddle Rock | United States | Oklahoma | Payne | Stillwater | 74074 | 0.875 | 0.85
188035 | 810212 | 3212 ELMA DRIVE MIDLAND | 70132 | Independent Duty Housing Program | USACE | Elma | United States | Texas | Midland | Midland | 79707 | 0.865 | 0.84
188036 | 810210 | 3235 SW 180TH STREET BEAVERTON | 70132 | Independent Duty Housing Program | USACE | 180th | United States | Oregon | Washington | Beaverton | 97006 | 1.08 | 1.1
188037 | 810208 | 327 NAYMUT STREET MENASHA | 70132 | Independent Duty Housing Program | USACE | Naymut | United States | Wisconsin | Winnebago | Menasha | 54952 | 1.085 | 1.12
188038 | 810181 | 3400 S. 33RD CIRCLE FORT SMITH | 70132 | Independent Duty Housing Program | USACE | 33rd | United States | Arkansas | Sebastian | Fort Smith | 72903 | 0.845 | 0.82
188039 | 810163 | 370 LEXINGTON AVENUE NEW YORK CITY | 82387 | Joint Recruiting Program | USACE | Lexington | United States | New York | Bronx | New York City | 10007 | 1.36 | 1.46
188040 | 810143 | 3776 S. SUNCOAST BLVD HOMOSASSA | 82387 | Joint Recruiting Program | USACE | Suncoast | United States | Florida | Citrus | Homosassa | 34448 | 0.825 | 0.805
188041 | 810176 | 3919 SPRINGMIST DR COLLEGE STATION | 70132 | Independent Duty Housing Program | USACE | Springmist | United States | Texas | Brazos | College Station | 77845 | 0.865 | 0.84
188042 | 810202 | 43155 MAIN STREET NOVI | 82387 | Joint Recruiting Program | USACE | Main | United States | Michigan | Oakland | Novi | 48374 | 1.035 | 1.055
188043 | 810201 | 4321 MONTEREY PINE PORTAGE | 70132 | Independent Duty Housing Program | USACE | Monterey | United States | Michigan | Kalamazoo | Portage | 49002 | 1.035 | 1.055
188044 | 810175 | 4347 N. BRIGHTS BND MISSOURI CITY | 70132 | Independent Duty Housing Program | USACE | Brights | United States | Texas | Fort Bend | Missouri City | 77459 | 0.865 | 0.84
188045 | 810214 | 4559 FM 995 ATLANTA | 70132 | Independent Duty Housing Program | USACE | Fm 995 | United States | Texas | Cass | Atlanta | 75551 | 0.865 | 0.84
188046 | 810192 | 46 LITTLE DOE LANE EAST STROUDSBURG | 70132 | Independent Duty Housing Program | USACE | Little Doe | United States | Pennsylvania | Monroe | East Stroudsburg | 18301 | 1.17 | 1.21
188047 | 810199 | 4620 WOODSIDE AVE. CANTON | 70132 | Independent Duty Housing Program | USACE | Woodside | United States | Ohio | Stark | Canton | 44709 | 0.925 | 0.9195
188048 | 810200 | 4675 PINEFIELD AVE PORTAGE | 70132 | Independent Duty Housing Program | USACE | Pinefield | United States | Michigan | Kalamazoo | Portage | 49002 | 1.035 | 1.055
188049 | 810146 | 4720 42ND AVE SEATTLE | 82387 | Joint Recruiting Program | USACE | 42nd | United States | Washington | King | Seattle | 98116 | 1.12 | 1.14
188050 | 810159 | 4803 BROADWAY UNION CITY | 82387 | Joint Recruiting Program | USACE | Broadway | United States | New Jersey | Hudson | Union City | 07087 | 1.165 | 1.235
188051 | 810189 | 5021 CYPRESS COURT OAKDALE | 70132 | Independent Duty Housing Program | USACE | Cypress | United States | Pennsylvania | Allegheny | Oakdale | 15071 | 1.065 | 1.105
188052 | 810191 | 520 CHELTENHAM WAY CORAOPOLIS | 70132 | Independent Duty Housing Program | USACE | Cheltenham | United States | Pennsylvania | Allegheny | Coraopolis | 15108 | 1.065 | 1.105
188053 | 810179 | 534 VZCR 4125 CANTON | 70132 | Independent Duty Housing Program | USACE | Vzcr 4125 | United States | Texas | Van Zandt | Canton | 75103 | 0.865 | 0.84
188054 | 810217 | 5700 OAKMONT LN HALTOM CITY | 70132 | Independent Duty Housing Program | USACE | Oakmont | United States | Texas | Tarrant | Haltom City | 76137 | 0.83 | 0.82
188055 | 810174 | 5745 GOLDENEYE LN DALLAS | 70132 | Independent Duty Housing Program | USACE | Goldeneye | United States | Texas | Rockwall | Dallas | 75249 | 0.865 | 0.84
188056 | 810173 | 5809 74TH STREET LUBBOCK | 70132 | Independent Duty Housing Program | USACE | 74th | United States | Texas | Lubbock | Lubbock | 79424 | 0.865 | 0.84
188057 | 810178 | 6014 WILSHIRE DRIVE TYLER | 70132 | Independent Duty Housing Program | USACE | Wilshire | United States | Texas | Smith | Tyler | 75703 | 0.865 | 0.84
188058 | 810134 | 6105 STEWART ROAD GALVESTON | 82387 | Joint Recruiting Program | USACE | Stewart | United States | Texas | Galveston | Galveston | 77551 | 0.865 | 0.84
188059 | 810207 | 612 SOUTH AURORA DRIVE APPLETON | 70132 | Independent Duty Housing Program | USACE | Aurora | United States | Wisconsin | Outagamie | Appleton | 54915 | 1.085 | 1.12
188060 | 810197 | 625 LANTERN LANE ELLETTSVILLE | 70132 | Independent Duty Housing Program | USACE | Lantern | United States | Indiana | Monroe | Ellettsville | 47429 | 0.955 | 0.96
188061 | 810169 | 6343 S 69TH EAST PLACE TULSA | 70132 | Independent Duty Housing Program | USACE | 69th East | United States | Oklahoma | Osage | Tulsa | 74133 | 0.875 | 0.85
188062 | 810154 | 66-68 FRESH POND ROAD RIDGEWOOD | 82387 | Joint Recruiting Program | USACE | Fresh Pond | United States | New York | Niagara | Ridgewood | 11385 | 1.11 | 1.17
188063 | 810140 | 708 SOUTH 1ST STREET AUSTIN | 70132 | Independent Duty Housing Program | USACE | 1st | United States | Texas | Williamson | Austin | 78704 | 0.865 | 0.84
188064 | 810188 | 730 GENESEE STREET OLEAN | 70132 | Independent Duty Housing Program | USACE | Genesee | United States | New York | Cattaraugus | Olean | 14760 | 1.06 | 1.075
188065 | 810190 | 7375 KINDLER ROAD COLUMBIA | 70132 | Independent Duty Housing Program | USACE | Kindler | United States | Maryland | Howard | Columbia | 21046 | 1.005 | 1
188066 | 810186 | 7725 BENT MOUNTAIN ROAD ROANOKE | 70132 | Independent Duty Housing Program | USACE | Bent Mountain | United States | Virginia | Roanoke (City) | Roanoke | 24018 | 0.92 | 0.89
188067 | 810135 | 7755 MAGNOLIA BEACH RD DENHAM SPRINGS | 82387 | Joint Recruiting Program | USACE | Magnolia Beach | United States | Louisiana | Livingston | Denham Springs | 70726 | 0.855 | 0.825
188068 | 810148 | 795 CANANDAIGUA ROAD GENEVA | 82387 | Joint Recruiting Program | USACE | Canandaigua | United States | New York | Ontario | Geneva | 14456 | 1.06 | 1.075
188069 | 810184 | 814 THORNHILL ROAD LEXINGTON | 70132 | Independent Duty Housing Program | USACE | Thornhill | United States | Virginia | Lexington (City) | Lexington | 24450 | 0.92 | 0.89
188070 | 810222 | 8204 AARON DR OKLAHOMA CITY | 70132 | Independent Duty Housing Program | USACE | Aaron | United States | Oklahoma | Canadian | Oklahoma City | 73132 | 0.86 | 0.83
188071 | 810187 | 841 WARM SPRINGS ROAD WINCHESTER | 70132 | Independent Duty Housing Program | USACE | Warm Springs | United States | Virginia | Winchester (City) | Winchester | 22603 | 0.92 | 0.89
188072 | 810195 | 8414 SAWMILL ROAD POWELL | 70132 | Independent Duty Housing Program | USACE | Sawmill | United States | Ohio | Delaware | Powell | 43065 | 0.925 | 0.9195
188073 | 810185 | 907 HUNTING RIDGE RD. MARTINSVILLE | 70132 | Independent Duty Housing Program | USACE | Hunting Ridge | United States | Virginia | Martinsville (City) | Martinsville | 24112 | 0.92 | 0.89
188074 | 810167 | 927 RUBY LANE MIDWEST CITY | 70132 | Independent Duty Housing Program | USACE | Ruby | United States | Oklahoma | Oklahoma | Midwest City | 73130 | 0.86 | 0.83
188075 | 810153 | 93 EAST MAIN STREET BAY SHORE | 82387 | Joint Recruiting Program | USACE | Main | United States | New York | Suffolk | Bay Shore | 11706 | 1.06 | 1.075
188076 | 810144 | 960 SOUTH BROADWAY SW BOISE | 82387 | Joint Recruiting Program | USACE | Broadway Sw | United States | Idaho | Ada | Boise | 83706 | 0.99 | 0.98
188077 | 810156 | 97 MAIN STREET OSSINING | 82387 | Joint Recruiting Program | USACE | Main | United States | New York | Westchester | Ossining | 10562 | 1.06 | 1.075
188078 | 810145 | JUNCTION 192 BONNEY LAKE | 82387 | Joint Recruiting Program | USACE | Thain Grade | United States | Washington | Pierce | Bonney Lake | 98391 | 1.12 | 1.14
188079 | 82387-12261 | MERCY RD OMAHA | 82387 | Joint Recruiting Program | USACE | Mercy | United States | Nebraska | Douglas | Omaha | 68124 | 0.92 | 0.91
188080 | 02501 | Eagle River SFRO | 020NG | Alaska National Guard | ARGUARD | Old Glenn Hwy, Eagle Plaza, STE 112 | United States | Alaska | Anchorage | Eagle River | 99577-7734 | 1.96 | 1.95
188081 | N61065-MD | MORRIS DAM LOS ANGELES | N61065 | NAVWPNSTA Seal Beach | NAVACT | SAN GABRIEL CANYON | United States | California | Los Angeles | San Gabriel | 90054 | 1.02 | 1.06
188082 | CZQZ0002 | CANNON AFB SITE #2 | CZQZ | CANNON AIR FORCE BASE | AFACT | TORCH SITE0002 | United States | New Mexico | Curry | Cannon Afb | 88103-5000 | 1.01 | 0.99
188083 | CZQZ0003 | CANNON AFB SITE #3 | CZQZ | CANNON AIR FORCE BASE | AFACT | TORCH SITE0003 | United States | New Mexico | Curry | Cannon AFB | 88103 | 1.01 | 0.99
188084 | CZQZ0004 | CANNON AFB SITE #4 | CZQZ | CANNON AIR FORCE BASE | AFACT | TORCH SITE0004 | United States | New Mexico | Curry | Cannon AFB | 88103 | 1.01 | 0.99
188085 | CZQZ0005 | CANNON AFB SITE #5 | CZQZ | CANNON AIR FORCE BASE | AFACT | TORCH SITE0005 | United States | New Mexico | Curry | Cannon AFB | 88103 | 1.01 | 0.99
188086 | PXLY0002 | MELROSE AIR FORCE RANGE SITE #2 | CZQZ | CANNON AIR FORCE BASE | AFACT | SUNDALE VALLEY SITE0002 | United States | New Mexico | Roosevelt | Floyd | 88124 | 1.01 | 0.99
188087 | PXLY0003 | MELROSE AIR FORCE RANGE SITE #3 | CZQZ | CANNON AIR FORCE BASE | AFACT | SUNDALE VALLEY SITE0003 | United States | New Mexico | Roosevelt | Floyd | 88124 | 1.01 | 0.99
188088 | PXLY0004 | MELROSE AIR FORCE RANGE SITE #4 | CZQZ | CANNON AIR FORCE BASE | AFACT | SUNDALE VALLEY SITE0004 | United States | New Mexico | Roosevelt | Floyd | 88124 | 1.01 | 0.99
188089 | PXLY0005 | MELROSE AIR FORCE RANGE SITE #5 | CZQZ | CANNON AIR FORCE BASE | AFACT | SUNDALE VALLEY SITE0005 | United States | New Mexico | Roosevelt | Floyd | 88124 | 1.01 | 0.99
188090 | PXLY0006 | MELROSE AIR FORCE RANGE SITE #6 | CZQZ | CANNON AIR FORCE BASE | AFACT | SUNDALE VALLEY SITE0006 | United States | New Mexico | Roosevelt | Floyd | 88124 | 1.01 | 0.99
188093 | 810232 | 1106 NORTH MULDOON ANCHORAGE | 82387 | Joint Recruiting Program | USACE | Muldoon | United States | Alaska | Anchorage | Anchorage | 99502 | 1.96 | 1.95
188094 | 810236 | 1205 BELL TAVERN ROAD LYNCHBURG | 70132 | Independent Duty Housing Program | USACE | Bell Tavern | United States | Virginia | Lynchburg (City) | Lynchburg | 24503 | 0.92 | 0.89
188097 | 810227 | 1620 N CHERRY STREET CHICO | 70132 | Independent Duty Housing Program | USACE | Cherry | United States | California | Butte | Chico | 95926 | 1.125 | 1.165
188098 | 810224 | 1731 S. 41ST ST. ROGERS | 70132 | Independent Duty Housing Program | USACE | 41st | United States | Arkansas | Benton | Rogers | 72758 | 0.845 | 0.82
1881 | GHSZ0001 | FRANCIS E WARREN AF MISSILE SITE E4 SITE # 1 | GHLN | F E WARREN AFB | AFACT | 1494 Kimball County Road 17 | United States | Nebraska | Kimball | Bushnell | 960810 | 0.93 | 0.915
188100 | 810240 | 2181 DRY RIDGE CT. GROVE CITY | 70132 | Independent Duty Housing Program | USACE | Dry Ridge | United States | Ohio | Franklin | Grove City | 43123 | 0.925 | 0.9195
188101 | 810255 | 2609 BRENTON DRIVE EDMOND | 70132 | Independent Duty Housing Program | USACE | Brenton | United States | Oklahoma | Oklahoma | Edmond | 73003 | 0.86 | 0.83
188102 | 810226 | 2641 COORS BLVD NW ALBUQUERQUE | 82387 | Joint Recruiting Program | USACE | Coors | United States | New Mexico | Bernalillo | Albuquerque | 87120 | 0.9 | 0.87
188103 | 810230 | 2921 EAST COLONIAL DR ORLANDO | 82387 | Joint Recruiting Program | USACE | Colonial | United States | Florida | Orange | Orlando | 32803 | 0.825 | 0.805
188104 | 810229 | 3007 BOULDER RIDGE LANE BAKERSFIELD | 70132 | Independent Duty Housing Program | USACE | Boulder Ridge | United States | California | Kern | Bakersfield | 93313 | 1.16 | 1.21
188106 | 810239 | 3158 N. 12TH TERRE HAUTE | 70132 | Independent Duty Housing Program | USACE | 12th | United States | Indiana | Vigo | Terre Haute | 47804 | 0.955 | 0.96
188109 | 810237 | 4421 DIANAWOOD DRIVE RICHMOND | 70132 | Independent Duty Housing Program | USACE | Dianawood | United States | Virginia | Richmond (City) | Richmond | 23236 | 0.92 | 0.89
188110 | 810241 | 4466 BAINTREE ROAD EAST CLEVELAND | 70132 | Independent Duty Housing Program | USACE | Baintree | United States | Ohio | Cuyahoga | East Cleveland | 44118 | 0.925 | 0.9195
188112 | 810150 | 6050 SOUTH PARK AVE HAMBURG | 82387 | Joint Recruiting Program | USACE | Park | United States | New York | Erie | Hamburg | 14075 | 1.09 | 1.1
188115 | 810234 | 702 E NORTH AVE BELTON | 82387 | Joint Recruiting Program | USACE | North | United States | Missouri | Cass | Belton | 64012 | 0.95 | 0.97
188116 | 810228 | 715 N ELM AVE CLOVIS | 70132 | Independent Duty Housing Program | USACE | Elm | United States | California | Fresno | Clovis | 93611 | 1.125 | 1.165
188117 | 810223 | 7312 E 87TH STREET TULSA | 70132 | Independent Duty Housing Program | USACE | 87th | United States | Oklahoma | Osage | Tulsa | 74133 | 0.875 | 0.85
188118 | 810233 | 7900 INTERNATIONAL DRIVE BLOOMINGTON | 82387 | Joint Recruiting Program | USACE | International | United States | Minnesota | Hennepin | Bloomington | 55425 | 1.06 | 1.11
188120 | 810231 | 9105 MENDENHALL MALL ROAD JUNEAU | 82387 | Joint Recruiting Program | USACE | Mendenhall Mall | United States | Alaska | Juneau | Juneau | 99801 | 2.025 | 2.015
188121 | 810238 | 990 STEWART AVENUE GARDEN CITY | 82387 | Joint Recruiting Program | USACE | Stewart | United States | New York | Nassau | Garden City | 11530 | 1.06 | 1.075
188123 | N68967-SP | NAVOPSPTCEN SPRINGFIED | N68967 | NAVSTA Everett WA | NAVACT | PIERCE | United States | Oregon | Lane | Springfield | 97477 | 1.12 | 1.145
188124 | 28844 | Flowood Recruiting Station | 280NG | Mississippi National Guard | ARGUARD | Lakeport Shopping Center, Lakeland Dr | United States | Mississippi | Rankin | Flowood | 39232 | 0.9 | 0.86
188128 | 22A41 | Bogalusa RC - Hwy 10 | 220NG | Louisiana National Guard | ARGUARD | Highway 10 | United States | Louisiana | Washington | Bogalusa | 70427 | 0.855 | 0.825
188129 | 17A16 | Carbondale Reserve Center | 170NG | Illinois National Guard | ARGUARD | New Era Road | United States | Illinois | Jackson | Murphysboro | 62966 | 1.03 | 1.045
188133 | 12488 | FT WALTON | 120NG | Florida National Guard | ARGUARD | 506 Drone Street Edglin | United States | Florida | Okaloosa | Ft Walton Beach | 32542 | 0.88 | 0.85
188134 | N69232-HM | FT HUNTER LIGGETT OLD TECH | N69232 | NAVBASE Ventura City Pt Mugu CA | NAVACT | CALIFORNIZ | United States | California | Monterey | Jolon | 93928 | 1.22 | 1.26
188135 | N69232-HN | FT HUNTER REC CENTER | N69232 | NAVBASE Ventura City Pt Mugu CA | NAVACT | CALIFORNIA | United States | California | Monterey | Jolon | 93928 | 1.22 | 1.26
188137 | ULYB0002 | ACROSS RUNWAY SITE # 2 | ULYB | ROSECRANS MAP/139AG | AFGUARD | WEST OF RUNWAY DRIVE | United States | Missouri | Buchanan | St. Joseph | 64503 | 0.985 | 1.005
188138 | ULYB0003 | ATC AREA SITE # 3 | ULYB | ROSECRANS MAP/139AG | AFGUARD | ATC MEMORIAL DRIVE | United States | Missouri | Buchanan | St. Joseph | 64503 | 0.985 | 1.005
188139 | 711104 | 105 FOXCREST COURT CARY | 70132 | Independent Duty Housing Program | USACE | Foxcrest | United States | North Carolina | Wake | Cary | 27513 | 0.885 | 0.855
188140 | 820036 | 132 PARKRIDGE DRIVE KALISPELL | 70132 | Independent Duty Housing Program | USACE | Parkridge | United States | Montana | Flathead | Kalispell | 59901 | 1.1 | 1.08
188141 | 820020 | 1331 LOCH BREEZE WAY ORLANDO | 70132 | Independent Duty Housing Program | USACE | Loch Breeze | United States | Florida | Orange | Orlando | 32828 | 0.825 | 0.805
188142 | 820022 | 1388 WHISPERING PINES DRIVE ST. LOUIS | 70132 | Independent Duty Housing Program | USACE | Whispering Pines | United States | Missouri | St. Louis (City) | St. Louis | 63146 | 0.985 | 1.005
188143 | 820045 | 14736 VINTAGE ROSE CT. HERRIMAN | 70132 | Independent Duty Housing Program | USACE | Vintage Rose | United States | Utah | Salt Lake | Unknown | 84096 | 1.03 | 0.99
188144 | 820034 | 158 SE RODEO LOOP COLLEGE PLACE | 70132 | Independent Duty Housing Program | USACE | Rodeo | United States | Washington | Walla Walla | College Place | 99324 | 1.085 | 1.095
188145 | 820021 | 16 AUTUMN TURN CARTERSVILLE | 70132 | Independent Duty Housing Program | USACE | Autumn Turn | United States | Georgia | Bartow | Cartersville | 30120 | 0.865 | 0.83
188146 | 820013 | 16 HICKORY COURT CABOT | 70132 | Independent Duty Housing Program | USACE | Hickory | United States | Arkansas | Lonoke | Cabot | 72023 | 0.845 | 0.82
188147 | 820016 | 1706 PORTERS MILL LANE MIDLOTHIAN | 70132 | Independent Duty Housing Program | USACE | Porters Mill | United States | Virginia | Chesterfield | Midlothian | 23114 | 0.92 | 0.89
188148 | 820005 | 20 MAMARONECK AVE. WHITE PLAINS | 82387 | Joint Recruiting Program | USACE | Mamaroneck | United States | New York | Westchester | White Plains | 10601 | 1.06 | 1.075
188149 | 820038 | 2006 W. PERIWINKLE WAY CHANDLER | 70132 | Independent Duty Housing Program | USACE | Periwinkle | United States | Arizona | Maricopa | Chandler | 85248 | 0.91 | 0.89
188150 | 820026 | 2153 BROWNING AVE. SALT LAKE CITY | 70132 | Independent Duty Housing Program | USACE | Browning | United States | Utah | Salt Lake | Salt Lake City | 84108 | 1.03 | 0.99
188151 | 820011 | 2225 BRITTANY DR MOBILE | 70132 | Independent Duty Housing Program | USACE | Brittany | United States | Alabama | Mobile | Mobile | 36695 | 0.84 | 0.81
188152 | 820035 | 2348 JAMES MARTIN COURT KLAMATH FALLS | 70132 | Independent Duty Housing Program | USACE | James Martin | United States | Oregon | Klamath | Klamath Falls | 97601 | 1.12 | 1.145
188153 | 820041 | 2385 CRABAPPLE DR TUPELO | 70132 | Independent Duty Housing Program | USACE | Crabapple | United States | Mississippi | Lee | Tupelo | 38801 | 0.9 | 0.86
188154 | 820028 | 250 TIMBER OAK ROAD KERRVILLE | 70132 | Independent Duty Housing Program | USACE | Timber Oak | United States | Texas | Kerr | Kerrville | 78028 | 0.865 | 0.84
188155 | 820007 | 3 APPLEDOWN ANDERSON | 70132 | Independent Duty Housing Program | USACE | Appledown | United States | South Carolina | Anderson | Anderson | 29621 | 0.92 | 0.885
188156 | 820000 | 313 ABERDEEN CIRCLE SUMMERVILLE | 70132 | Independent Duty Housing Program | USACE | Aberdeen | United States | South Carolina | Dorchester | Summerville | 29483 | 0.92 | 0.885
188157 | 820023 | 3433 SW URISH ROAD TOPEKA | 70132 | Independent Duty Housing Program | USACE | Urish | United States | Kansas | Shawnee | Topeka | 66614 | 1.005 | 1.025
188158 | 820047 | 3525 CARSON STREET TORRANCE | 82387 | Joint Recruiting Program | USACE | Carson | United States | California | Los Angeles | Torrance | 90505 | 1.02 | 1.06
188159 | 820025 | 3563 MCLAREN FAYETTEVILLE | 70132 | Independent Duty Housing Program | USACE | Mclaren | United States | Arkansas | Washington | Fayetteville | 72704 | 0.845 | 0.82
188160 | 820030 | 379 E. BALDWIN STREET MERIDIAN | 70132 | Independent Duty Housing Program | USACE | Baldwin | United States | Idaho | Ada | Meridian | 83642 | 0.99 | 0.98
188161 | 820008 | 385 WEBB FARM ROAD SHELBY | 70132 | Independent Duty Housing Program | USACE | Webb Farm | United States | North Carolina | Cleveland | Shelby | 28152 | 0.885 | 0.855
188162 | 820032 | 4301 N. MAIN STREET ROSWELL | 82387 | Joint Recruiting Program | USACE | Main | United States | New Mexico | Chaves | Roswell | 88201 | 0.93 | 0.905
188163 | 820043 | 504 LOYCE CT LA VERGNE | 70132 | Independent Duty Housing Program | USACE | Loyce | United States | Tennessee | Rutherford | La Vergne | 37086 | 0.835 | 0.82
188164 | 820014 | 55 SAMMY COURT COVINGTON | 70132 | Independent Duty Housing Program | USACE | Sammy | United States | Georgia | Newton | Covington | 30016 | 0.865 | 0.83
188165 | 820042 | 6 HOLLY LOOP ROSWELL | 70132 | Independent Duty Housing Program | USACE | Holly | United States | New Mexico | Chaves | Roswell | 88201 | 0.93 | 0.905
188166 | 820009 | 7300 COLLEGE BLVD. OVERLAND PARK | 82387 | Joint Recruiting Program | USACE | College | United States | Kansas | Johnson | Overland Park | 66223 | 1.005 | 1.025
188167 | 820046 | 77053 HEATHERWOOD DR. RENO | 70132 | Independent Duty Housing Program | USACE | Heatherwood | United States | Nevada | Washoe | Reno | 89523 | 1.18 | 1.2
188168 | 820031 | 7920 BROADFIELD ROAD MANLIUS | 70132 | Independent Duty Housing Program | USACE | Broadfield | United States | New York | Onondaga | Manlius | 13104 | 1.06 | 1.075
188169 | 820037 | 8069 MURANO CIRCLE PALM BEACH GARDENS | 70132 | Independent Duty Housing Program | USACE | Murano | United States | Florida | Palm Beach | Palm Beach Gardens | 33418 | 0.82 | 0.8
188170 | 55B53 | Madison AFRC | 550NG | Wisconsin National Guard | ARGUARD | Manufacturers | United States | Wisconsin | Dane | Madison | 53704 | 1.08 | 1.11
188171 | 33L74 | Pembroke | 330NG | New Hampshire National Guard | ARGUARD | Riverwood | United States | New Hampshire | Merrimack | Pembroke | 03275 | 1.07 | 1.06
188174 | 40C31 | Lawton Recruiting Storefront | 400NG | Oklahoma National Guard | ARGUARD | C Avenue Suite 94 | United States | Oklahoma | Comanche | Lawton | 73501 | 0.89 | 0.87
188177 | N62813-FN | FORACS NORTH | N62813 | JBPHH PEARL HARBOR HAWAII | NAVACT |  | United States | Hawaii | Honolulu | Nanakuli | 96792 | 2.51 | 2.42
188178 | N62813-FM | FORACS MIDDLE | N62813 | JBPHH PEARL HARBOR HAWAII | NAVACT |  | United States | Hawaii | Honolulu | Lanikai | 96792 | 2.51 | 2.42
188179 | N62813-FS | FORACS SOUTH | N62813 | JBPHH PEARL HARBOR HAWAII | NAVACT |  | United States | Hawaii | Honolulu | Lanikai | 96792 | 2.51 | 2.42
188182 | 54A94 | Moorefield Readiness Center | 540NG | West Virginia National Guard | ARGUARD | Freedom | United States | West Virginia | Hardy | Moorefield | 26836 | 1.02 | 1.03
188183 | 54B02 | Morgantown Readiness Center | 540NG | West Virginia National Guard | ARGUARD | Army Band | United States | West Virginia | Monongalia | Morgantown | 26505 | 1.02 | 1.03
188184 | 47G27 | Mt. Juliet Storefront | 470NG | Tennessee National Guard | ARGUARD | Pleasant Grove | United States | Tennessee | Wilson | Mount Juliet | 37122 | 0.835 | 0.82
188186 | 40E04 | Stillwater | 400NG | Oklahoma National Guard | ARGUARD | Airport | United States | Oklahoma | Payne | Stillwater | 74075 | 0.875 | 0.85
188187 | M00264-SA | TECH PKWY | M00264 | MARINE CORPS BASE QUANTICO VA | MCACT | TECH | United States | Virginia | Stafford | Garrisonville | 22556 | 1.08 | 1.08
188188 | M00264-SB | CENTER STREET | M00264 | MARINE CORPS BASE QUANTICO VA | MCACT | CENTER | United States | Virginia | Stafford | Garrisonville | 22554 | 1.08 | 1.08
188189 | M00264-SC | CORPORATE DRIVE | M00264 | MARINE CORPS BASE QUANTICO VA | MCACT | CORPORATE | United States | Virginia | Stafford | Stafford | 22554 | 1.08 | 1.08
188190 | M00264-SD | TECH PKWY2 | M00264 | MARINE CORPS BASE QUANTICO VA | MCACT |  | United States | Virginia | Stafford | Garrisonville | 22556 | 1.08 | 1.08
188191 | M00264-SE | TOWN CENTER | M00264 | MARINE CORPS BASE QUANTICO VA | MCACT | AQUIA TOWN | United States | Virginia | Stafford | Stafford | 22554 | 1.08 | 1.08
188192 | M00264-SF | BARRETT HGTS | M00264 | MARINE CORPS BASE QUANTICO VA | MCACT | BARRETT HEIGHTS | United States | Virginia | Stafford | Garrisonville | 22556 | 1.08 | 1.08
188193 | M00264-WA | WORTH AVE | M00264 | MARINE CORPS BASE QUANTICO VA | MCACT | WORTH | United States | Virginia | Prince William | Woodbridge | 22192 | 1.08 | 1.08
188196 | 01965 | TUSCALOOSA AFRC | 01530 | 81st Readiness Division | ARRES | 69 | United States | Alabama | Tuscaloosa | Tuscaloosa | 35405 | 0.855 | 0.83
188197 | N60201-PP | PELICAN POINT SITE | N60201 | NAVSTA MAYPORT FL | NAVACT | 1ST STREET NORTH | United States | Florida | Duval | Jacksonville Beach | 32250 | 0.8 | 0.78
188198 | N60201-SS | SMURFIT-STONE SITE | N60201 | NAVSTA MAYPORT FL | NAVACT | NORTH 8TH STREET | United States | Florida | Nassau | Fernandina Beach | 32034 | 0.825 | 0.805
188199 | 820201 | 1 DAVOL SQUARE PROVIDENCE | 82387 | Joint Recruiting Program | USACE | Davol | United States | Rhode Island | Providence | Providence | 02912 | 1.11 | 1.15
1882 | GHTA0001 | FRANCIS E WARREN AF MISSILE SITE E5 SITE # 1 | GHLN | F E WARREN AFB | AFACT | 1061 Kimball County Road 25 | United States | Nebraska | Kimball | Bushnell | 160820 | 0.93 | 0.915
188200 | 820325 | 1 ST LOT HIGH STREET HACKETTSTOWN | 82387 | Joint Recruiting Program | USACE | St Lot High | United States | New Jersey | Warren | Hackettstown | 07840 | 1.165 | 1.235
188201 | 820144 | 10 BRIDGEFIELD CIRCLE HATTIESBURG | 70132 | Independent Duty Housing Program | USACE | Bridgefield | United States | Mississippi | Forrest | Hattiesburg | 39402 | 0.9 | 0.86
188202 | 820169 | 10 DIXIE LANDING HATTIESBURG | 70132 | Independent Duty Housing Program | USACE | Dixie | United States | Mississippi | Forrest | Hattiesburg | 39401 | 0.9 | 0.86
188203 | 820163 | 10 RIDGESIDE HATTIESBURG | 70132 | Independent Duty Housing Program | USACE | Ridgeside | United States | Mississippi | Forrest | Hattiesburg | 39402 | 0.9 | 0.86
188204 | 820145 | 100 N WINDRIDGE LANE HATTIESBURG | 70132 | Independent Duty Housing Program | USACE | Windridge | United States | Mississippi | Forrest | Hattiesburg | 39402 | 0.9 | 0.86
188205 | 820276 | 100 WAYNE RD CHERRY HILL | 70132 | Independent Duty Housing Program | USACE | Wayne | United States | New Jersey | Camden | Cherry Hill | 08002 | 1.165 | 1.235
188206 | 820075 | 10008 NW 137TH STREET YUKON | 70132 | Independent Duty Housing Program | USACE | 137th | United States | Oklahoma | Canadian | Yukon | 73099 | 0.86 | 0.83
188207 | 820188 | 1001 AVE OF MID AMERICA EFFINGHAM | 82387 | Joint Recruiting Program | USACE | Of Mid America | United States | Illinois | Effingham | Effingham | 62401 | 1.03 | 1.045
188208 | 820316 | 1005 FILLMORE AVE OXFORD | 70132 | Independent Duty Housing Program | USACE | Fillmore | United States | Mississippi | Lafayette | Oxford | 38655 | 0.9 | 0.86
188209 | 820096 | 10113 NEW SCOTLAND DRIVE FREDERICKSBURG | 70132 | Independent Duty Housing Program | USACE | New Scotland | United States | Virginia | Fredericksburg (City) | Fredericksburg | 22408 | 1.1 | 1.1
188210 | 820351 | 103 UPLAND CIRCLE TONEY | 70132 | Independent Duty Housing Program | USACE | Upland | United States | Alabama | Madison | Toney | 35773 | 0.83 | 0.8
188211 | 820147 | 104 HUNTINGTON HATTIESBURG | 70132 | Independent Duty Housing Program | USACE | Huntington | United States | Mississippi | Forrest | Hattiesburg | 39402 | 0.9 | 0.86
188212 | 820107 | 105 HUNTINGTON HATTIESBURG | 70243 | Camp Shelby Active LGH | USACE | Huntington | United States | Mississippi | Forrest | Hattiesburg | 39402 | 0.9 | 0.86
188213 | 820288 | 1050 RABBEN ROAD ANDALUSIA | 01252 | Fort Rucker | ARACT | Rabben | United States | Alabama | Covington | Andalusia | 36420 | 0.855 | 0.83
188214 | 820062 | 10677 N LIGHTHOUSE DR FRESNO | 70132 | Independent Duty Housing Program | USACE | Lighthouse | United States | California | Fresno | Fresno | 93727 | 1.125 | 1.165
188215 | 820263 | 11009 AKRON LUBBOCK | 70132 | Independent Duty Housing Program | USACE | Akron | United States | Texas | Lubbock | Lubbock | 79423 | 0.865 | 0.84
188216 | 820259 | 111 MULBERRY STREET NEWARK | 82387 | Joint Recruiting Program | USACE | Mulberry | United States | New Jersey | Essex | Newark | 07102 | 1.16 | 1.23
188218 | 820183 | 111 SUMMERWOOD DRIVE PETAL | 70132 | Independent Duty Housing Program | USACE | Summerwood | United States | Mississippi | Forrest | Petal | 39465 | 0.9 | 0.86
188219 | 820219 | 11185 PINECONE STREET CORONA | 70132 | Independent Duty Housing Program | USACE | Pinecone | United States | California | Riverside | Corona | 92883 | 1.08 | 1.12
188220 | 820328 | 1120 TAYLOR MILLS DRIVE REYNOLDSBURG | 70132 | Independent Duty Housing Program | USACE | Taylor Mills | United States | Ohio | Franklin | Reynoldsburg | 43068 | 0.925 | 0.9195
188221 | 820058 | 11302 CLAUDINE COURT JACKSONVILLE | 70132 | Independent Duty Housing Program | USACE | Claudine | United States | Florida | Duval | Jacksonville | 32225 | 0.8 | 0.78
188224 | 820246 | 12 BRIDGEFIELD HATTIESBURG | 70132 | Independent Duty Housing Program | USACE | Bridgefield | United States | Mississippi | Forrest | Hattiesburg | 39402 | 0.9 | 0.86
188225 | 820097 | 12 SUMMER OAKS DRIVE HATTIESBURG | 70132 | Independent Duty Housing Program | USACE | Summer Oaks | United States | Mississippi | Forrest | Hattiesburg | 39402 | 0.9 | 0.86
188226 | 820085 | 120 S. BUSINESS RT. 65. BRANSON | 82387 | Joint Recruiting Program | USACE | Business Rt 65 | United States | Missouri | Taney | Branson | 65615 | 0.985 | 1.005
188229 | 820040 | 1213 S. MAIN ST SIKESTON | 82387 | Joint Recruiting Program | USACE | Main | United States | Missouri | Scott | Sikeston | 63801 | 0.985 | 1.005
188230 | 820249 | 12238 ROUTE V CHILLICOTHE | 70132 | Independent Duty Housing Program | USACE | V | United States | Missouri | Livingston | Chillicothe | 64601 | 0.985 | 1.005
188231 | 820346 | 126 WELDON DR MADISON | 70132 | Independent Duty Housing Program | USACE | Weldon | United States | Mississippi | Madison | Madison | 39110 | 0.9 | 0.86
188232 | 820261 | 130 MAIN STREET HULL | 70132 | Independent Duty Housing Program | USACE | Main | United States | Massachusetts | Plymouth | Hull | 02045 | 1.165 | 1.215
188233 | 820242 | 132 WINDRIDGE LOOP PURVIS | 70132 | Independent Duty Housing Program | USACE | Windridge | United States | Mississippi | Lamar | Purvis | 39475 | 0.9 | 0.86
188234 | 820339 | 139 SW BEAGLE GLENN LAKE CITY | 70132 | Independent Duty Housing Program | USACE | Beagle Glenn | United States | Florida | Columbia | Lake City | 32024 | 0.825 | 0.805
188235 | 820106 | 14 ALYSHA LANE PETAL | 70132 | Independent Duty Housing Program | USACE | Alysha | United States | Mississippi | Forrest | Petal | 39465 | 0.9 | 0.86
188236 | 820283 | 14 S WINDRIDGE HATTIESBURG | 70132 | Independent Duty Housing Program | USACE | Windridge | United States | Mississippi | Forrest | Hattiesburg | 39402 | 0.9 | 0.86
188237 | 820244 | 15 BRIDGEFIELD CIRCLE HATTIESBURG | 70132 | Independent Duty Housing Program | USACE | Bridgefield | United States | Mississippi | Forrest | Hattiesburg | 39402 | 0.9 | 0.86
188238 | 820104 | 15 KORI TAYLOR PETAL | 70243 | Camp Shelby Active LGH | USACE | Kori Taylor | United States | Mississippi | Forrest | Petal | 39465 | 0.9 | 0.86
188239 | 820349 | 1509 CIRCLE DR OXFORD | 70132 | Independent Duty Housing Program | USACE | Circle | United States | Alabama | Calhoun | Oxford | 36203 | 0.85 | 0.83
188241 | 820342 | 1526 TERESA MURFREESBORO | 70132 | Independent Duty Housing Program | USACE | Teresa | United States | Tennessee | Rutherford | Murfreesboro | 37128 | 0.835 | 0.82
188242 | 820161 | 16 DENSTONE HATTIESBURG | 70132 | Independent Duty Housing Program | USACE | Denstone | United States | Mississippi | Forrest | Hattiesburg | 39402 | 0.9 | 0.86
188243 | 820153 | 164 CORINTH ROAD PETAL | 70132 | Independent Duty Housing Program | USACE | Corinth | United States | Mississippi | Forrest | Petal | 39465 | 0.9 | 0.86
188244 | 820252 | 16915 KENTUCKY ROAD NEOSHO | 70132 | Independent Duty Housing Program | USACE | Kentucky | United States | Missouri | Newton | Neosho | 64850 | 0.985 | 1.005
188245 | 820152 | 17 FERNCREST LOOP PETAL | 70132 | Independent Duty Housing Program | USACE | Ferncrest | United States | Mississippi | Forrest | Petal | 39465 | 0.9 | 0.86
188247 | 820341 | 17038 TREMONT ST FORT MYERS | 70132 | Independent Duty Housing Program | USACE | Tremont | United States | Florida | Lee | Ft Myers | 33908 | 0.825 | 0.805
188248 | 820105 | 172 WEST STREET KEENE | 82387 | Joint Recruiting Program | USACE | Street | United States | New Hampshire | Cheshire | Keene | 03431 | 1.075 | 1.075
188249 | 820238 | 1723 VIRGINIA LANE CORINTH | 82387 | Joint Recruiting Program | USACE | Virginia | United States | Mississippi | Alcorn | Corinth | 38834 | 0.9 | 0.86
188250 | 820352 | 1741 PRIMROSE LANE WELLINGTON | 70132 | Independent Duty Housing Program | USACE | Primrose | United States | Florida | Palm Beach | Wellington | 33414 | 0.82 | 0.8
188251 | 820245 | 1756 NORTH CAPPERO DR SAINT AUGUSTINE | 70132 | Independent Duty Housing Program | USACE | Cappero | United States | Florida | St Johns | St. Augustine | 32092 | 0.825 | 0.805
188252 | 820336 | 1777 NE LOOP 410 SAN ANTONIO | 82387 | Joint Recruiting Program | USACE | 410 | United States | Texas | Bexar | San Antonio | 78217 | 0.87 | 0.85
188253 | 820162 | 18 FOXGLOVE HATTIESBURG | 70132 | Independent Duty Housing Program | USACE | Foxglove | United States | Mississippi | Forrest | Hattiesburg | 39402 | 0.9 | 0.86
188254 | 820082 | 1801 AVALON CREEK BLVD. VIENNA | 70132 | Independent Duty Housing Program | USACE | Avalon Creek | United States | Ohio | Trumbull | Vienna | 44473 | 0.95 | 0.95
188255 | 820217 | 1816 CROMWELL AVE CLOVIS | 70132 | Independent Duty Housing Program | USACE | Cromwell | United States | California | Fresno | Clovis | 93611 | 1.125 | 1.165
188256 | 820353 | 1833 RACHAEL DR W MOBILE | 70132 | Independent Duty Housing Program | USACE | Rachael | United States | Alabama | Mobile | Mobile | 36695 | 0.84 | 0.81
188257 | 820068 | 1924 DEODORA ST SIMI VALLEY | 70132 | Independent Duty Housing Program | USACE | Deodora | United States | California | Ventura | Simi Valley | 93065 | 1.08 | 1.12
188258 | 820234 | 1930 39TH STREET MARION | 70132 | Independent Duty Housing Program | USACE | 39th | United States | Iowa | Linn | Marion | 52302 | 1.01 | 1.01
188259 | 820078 | 19405 SKYLERS DRIVE EDMOND | 70132 | Independent Duty Housing Program | USACE | Skylers | United States | Oklahoma | Oklahoma | Edmond | 73012 | 0.86 | 0.83
188260 | 820221 | 198 SMITH BRIDGE ROAD BELLVUE | 70132 | Independent Duty Housing Program | USACE | Smith Bridge | United States | Colorado | Larimer | Bellvue | 80512 | 1.015 | 1
188261 | 820285 | 198 X TROY HWY ARITON | 01252 | Fort Rucker | ARACT | X Troy | United States | Alabama | Dale | Ariton | 36311 | 0.89 | 0.86
188262 | 820317 | 200 C AVENUE @ 3RD LAWTON | 400NG | Oklahoma National Guard | ARGUARD | C3rd | United States | Oklahoma | Comanche | Lawton | 73501 | 0.89 | 0.87
188263 | 820059 | 20125 NW 9TH DR PEMBROKE PINES | 70132 | Independent Duty Housing Program | USACE | 9th | United States | Florida | Broward | Pembroke Pines | 33029 | 0.82 | 0.8
188264 | 820084 | 2038 S. PRINCETON ST. OTTAWA | 82387 | Joint Recruiting Program | USACE | Princeton | United States | Kansas | Franklin | Ottawa | 66067 | 1.005 | 1.025
188265 | 820092 | 2041 CASTLEMAIN CIRCLE WOODSTOCK | 70132 | Independent Duty Housing Program | USACE | Castlemain | United States | Georgia | Cherokee | Woodstock | 30189 | 0.865 | 0.83
188266 | 820289 | 206 GALWAY LANE BOWLING GREEN | 70132 | Independent Duty Housing Program | USACE | Galway | United States | Ohio | Wood | Bowling Green | 43402 | 0.925 | 0.9195
188267 | 820070 | 208 WATERSEDGE DR WATERFORD | 70132 | Independent Duty Housing Program | USACE | Watersedge | United States | California | Stanislaus | Waterford | 95386 | 1.125 | 1.165
188268 | 820267 | 212 EAST RIDGEWOOD AVE RIDGEWOOD | 82387 | Joint Recruiting Program | USACE | Ridgewood | United States | New Jersey | Bergen | Ridgewood | 07451 | 1.165 | 1.235
188269 | 820308 | 2125 DENISE LANE WINSTON SALEM | 70132 | Independent Duty Housing Program | USACE | Denise | United States | North Carolina | Forsyth | Winston Salem | 27127 | 0.885 | 0.855
188270 | 820224 | 213 GOLFCREST CIRCLE BALDWINSVILLE | 70132 | Independent Duty Housing Program | USACE | Golfcrest | United States | New York | Onondaga | Baldwinsville | 13027 | 1.06 | 1.075
188271 | 820128 | 216 INDIAN HILL ROAD MANKATO | 70132 | Independent Duty Housing Program | USACE | Indian Hill | United States | Minnesota | Blue Earth | Mankato | 56001 | 1.085 | 1.12
188272 | 70132-10255 | 22 APPLE COVE PETAL | 70132 | Independent Duty Housing Program | USACE | Apple | United States | Mississippi | Forrest | Petal | 39465 | 0.9 | 0.86
188273 | 820111 | 22 HICKORY HOLLOW HATTIESBURG | 70132 | Independent Duty Housing Program | USACE | Hickory | United States | Mississippi | Forrest | Hattiesburg | 39402 | 0.9 | 0.86
188274 | 820329 | 2207 135TH PL SE BELLEVUE | 70132 | Independent Duty Housing Program | USACE | 135th | United States | Washington | King | Bellevue | 98005 | 1.12 | 1.14
188275 | 820347 | 2210 WEKIVA VILLAGE LANE APOPKA | 70132 | Independent Duty Housing Program | USACE | Wekiva Village | United States | Florida | Orange | Apopka | 32703 | 0.825 | 0.805
188276 | 820180 | 23 KORI TAYLOR PETAL | 70243 | Camp Shelby Active LGH | USACE | Kori Taylor | United States | Mississippi | Forrest | Petal | 39465 | 0.9 | 0.86
188277 | 820232 | 2310 GIBLESY PARK ROAD TOLEDO | 70132 | Independent Duty Housing Program | USACE | Giblesy Park | United States | Ohio | Lucas | Toledo | 43617 | 0.925 | 0.9195
188278 | 820050 | 2320 SANTA ANA AVE CLOVIS | 70132 | Independent Duty Housing Program | USACE | Santa Ana | United States | California | Fresno | Clovis | 93611 | 1.125 | 1.165
188279 | 820066 | 23407 30TH ST WEST UNIT 2 LANCASTER | 70132 | Independent Duty Housing Program | USACE | 30th Stunit 2 | United States | California | Los Angeles | Lancaster | 93536 | 1.02 | 1.06
188280 | 820253 | 24 CROSS CREEK PARKWAY HATTIESBURG | 82387 | Joint Recruiting Program | USACE | Cross Creek | United States | Mississippi | Forrest | Hattiesburg | 39402 | 0.9 | 0.86
188281 | 820307 | 2404 SHANDON AVE MIDLAND | 70132 | Independent Duty Housing Program | USACE | Shandon | United States | Texas | Midland | Midland | 79705 | 0.865 | 0.84
188282 | 820330 | 2422 194TH ST SE BOTHELL | 70132 | Independent Duty Housing Program | USACE | 194th | United States | Washington | Snohomish | Bothell | 98012 | 1.085 | 1.095
188283 | 820080 | 2441 ZINNER CIRCLE GROVE CITY | 70132 | Independent Duty Housing Program | USACE | Zinner | United States | Ohio | Franklin | Grove City | 43123 | 0.925 | 0.9195
188284 | 820226 | 254 COMPTON PLACE LAFAYETTE | 70132 | Independent Duty Housing Program | USACE | Compton | United States | Indiana | Tippecanoe | Lafayette | 47905 | 0.955 | 0.96
188285 | 820067 | 25707 BARCLAY DR. MURRIETA | 70132 | Independent Duty Housing Program | USACE | Barclay | United States | California | Riverside | Murrieta | 92563 | 1.08 | 1.12
188286 | 820052 | 2602 SW SAWGRASS PARKWAY ANKENY | 70132 | Independent Duty Housing Program | USACE | Sawgrass | United States | Iowa | Polk | Ankeny | 50021 | 0.95 | 0.95
188287 | 820229 | 2605 ELM HILL PIKE NASHVILLE | 82387 | Joint Recruiting Program | USACE | Elm Hill | United States | Tennessee | Davidson | Nashville | 37217 | 0.835 | 0.82
188288 | 820236 | 2700 LAKE RD DYERSBURG | 82387 | Joint Recruiting Program | USACE | Lake | United States | Tennessee | Dyer | Dyersburg | 38024 | 0.835 | 0.82
188289 | 820087 | 2700 S. 4TH ST. LEAVENWORTH | 82387 | Joint Recruiting Program | USACE | 4th | United States | Kansas | Leavenworth | Leavenworth | 66048 | 1.07 | 1.08
188290 | 820227 | 2764 PALMER DR. DAVISON | 70132 | Independent Duty Housing Program | USACE | Palmer | United States | Michigan | Genesee | Davison | 48423 | 1.035 | 1.055
188291 | 820108 | 28 WILGLENN DRIVE PETAL | 70132 | Independent Duty Housing Program | USACE | Wilglenn | United States | Mississippi | Forrest | Petal | 39465 | 0.9 | 0.86
188292 | 820064 | 2810 E. PERSHING CT VISALIA | 70132 | Independent Duty Housing Program | USACE | Pershing | United States | California | Tulare | Visalia | 93292 | 1.125 | 1.165
188293 | 820074 | 2821 E PERSHING CT VISALIA | 70132 | Independent Duty Housing Program | USACE | Pershing | United States | California | Tulare | Visalia | 93292 | 1.125 | 1.165
188294 | 820178 | G1 Training Lease | 26155 | Detroit Arsenal | ARACT | Campbell | United States | Michigan | Macomb | Warren | 48093 | 1.035 | 1.055
188295 | 820142 | 29 RED OAK HATTIESBURG | 70132 | Independent Duty Housing Program | USACE | Red Oak | United States | Mississippi | Forrest | Hattiesburg | 39402 | 0.9 | 0.86
188296 | 820156 | 29 S WINDRIDGE LOOP PURVIS | 70132 | Independent Duty Housing Program | USACE | Windridge | United States | Mississippi | Lamar | Purvis | 39475 | 0.9 | 0.86
188297 | 820099 | 30 E. MAIN STREET EPHRATA | 82387 | Joint Recruiting Program | USACE | Main | United States | Pennsylvania | Lancaster | Ephrata | 17522 | 1.065 | 1.105
188298 | 70132-10333 | 30 TARRA LANE PURVIS | 70132 | Independent Duty Housing Program | USACE | Tarra | United States | Mississippi | Lamar | Purvis | 39475 | 0.9 | 0.86
188299 | 820218 | 3005 MOLINA STREET SHAKOPEE | 70132 | Independent Duty Housing Program | USACE | Molina | United States | Minnesota | Scott | Shakopee | 55379 | 1.085 | 1.12
1883 | GHTB0001 | FRANCIS E WARREN AF MISSILE SITE E6 SITE # 1 | GHLN | F E WARREN AFB | AFACT | 631 Kimball County Road 17 | United States | Nebraska | Kimball | Bushnell | 960830 | 0.93 | 0.915
188300 | 820210 | 301 N WASHINGTON SQUARE FARMINGTON | 82387 | Joint Recruiting Program | USACE | Washington | United States | Missouri | St Francois | Farmington | 63640 | 0.985 | 1.005
188301 | 820313 | 308 GOLF CLUB LANE SPRINGFIELD | 70132 | Independent Duty Housing Program | USACE | Golf Club | United States | Tennessee | Robertson | Springfield | 37172 | 0.835 | 0.82
188302 | 820157 | 31 KATIE ST PURVIS | 70132 | Independent Duty Housing Program | USACE | Katie | United States | Mississippi | Lamar | Purvis | 39475 | 0.9 | 0.86
188303 | 820314 | 3102 REGENCY COURT CHATTANOOGA | 70132 | Independent Duty Housing Program | USACE | Regency | United States | Tennessee | Hamilton | Chattanooga | 37421 | 0.82 | 0.8
188304 | 820175 | 3108 FERNWAY DRIVE HATTIESBURG | 70132 | Independent Duty Housing Program | USACE | Fernway | United States | Mississippi | Forrest | Hattiesburg | 39402 | 0.9 | 0.86
188305 | 820127 | 3168 GLENN EVERETT COURT GRAND JUNCTION | 70132 | Independent Duty Housing Program | USACE | Glenn Everett | United States | Colorado | Mesa | Grand Junction | 81504 | 1.015 | 1
188306 | 820136 | 32 LE GRANDE HATTIESBURG | 70132 | Independent Duty Housing Program | USACE | Le Grande | United States | Mississippi | Forrest | Hattiesburg | 39402 | 0.9 | 0.86
188307 | 820137 | 32 RED OAK HATTIESBURG | 70132 | Independent Duty Housing Program | USACE | Red Oak | United States | Mississippi | Forrest | Hattiesburg | 39402 | 0.9 | 0.86
188308 | 820184 | 33 LEE LANE HATTIESBURG | 70132 | Independent Duty Housing Program | USACE | Lee | United States | Mississippi | Forrest | Hattiesburg | 39402 | 0.9 | 0.86
188309 | 70132-10392 | 35 OAK HOLLOW HATTIESBURG | 70132 | Independent Duty Housing Program | USACE | Oak | United States | Mississippi | Forrest | Hattiesburg | 39402 | 0.9 | 0.86
188313 | 820057 | 3515 DIAMOND PLAZA RD MCHENRY | 82387 | Joint Recruiting Program | USACE | Diamond Plaza | United States | Illinois | McHenry | McHenry | 60050 | 1.03 | 1.045
188314 | 820159 | 36 DUKE AVE PURVIS | 70132 | Independent Duty Housing Program | USACE | Duke | United States | Mississippi | Lamar | Purvis | 39475 | 0.9 | 0.86
188315 | 820158 | 38 ANGIE DRIVE PURVIS | 70132 | Independent Duty Housing Program | USACE | Angie | United States | Mississippi | Lamar | Purvis | 39475 | 0.9 | 0.86
188316 | 820024 | 3815 LOUDON ST. BAKERSFIELD | 70132 | Independent Duty Housing Program | USACE | Loudon | United States | California | Kern | Bakersfield | 93313 | 1.16 | 1.21
188317 | 820293 | 38794 RENWOOD AVENUE AVON | 70132 | Independent Duty Housing Program | USACE | Renwood | United States | Ohio | Lorain | Avon | 44011 | 0.925 | 0.9195
188318 | 820195 | 3900 N. CAUSEWAY BLVD. METAIRIE | 82387 | Joint Recruiting Program | USACE | Causeway | United States | Louisiana | Jefferson | Metairie | 70002 | 0.89 | 0.86
188319 | 820207 | 3960 W. CRAIG ROAD SUITES 111 AND 112 NORTH LAS VEGAS NEVADA 89031 | 82387 | Joint Recruiting Program | USACE | Craig | United States | Nevada | Clark | North Las Vegas | 89031 | 1.14 | 1.17
188320 | 820258 | 3998 CAMBRIA DR REDDING | 70132 | Independent Duty Housing Program | USACE | Cambria | United States | California | Shasta | Redding | 96002 | 1.125 | 1.165
188321 | 820110 | 4 STRATFORD COURT HATTIESBURG | 70132 | Independent Duty Housing Program | USACE | Stratford | United States | Mississippi | Forrest | Hattiesburg | 39402 | 0.9 | 0.86
188322 | 820239 | 405 EAST 15TH STREET INDIANAPOLIS | 70132 | Independent Duty Housing Program | USACE | 15th | United States | Indiana | Marion | Indianapolis | 46202 | 0.94 | 0.94
188323 | 820121 | 4143 NW 60TH AVE GAINESVILLE | 70132 | Independent Duty Housing Program | USACE | 60th | United States | Florida | Alachua | Gainesville | 32653 | 0.825 | 0.805
188324 | 820228 | 4539 PINEFIELD AVE. PORTAGE | 70132 | Independent Duty Housing Program | USACE | Pinefield | United States | Michigan | Kalamazoo | Portage | 49002 | 1.035 | 1.055
188325 | 820086 | 457 DALTON AVENUE PITTSFIELD | 82387 | Joint Recruiting Program | USACE | Dalton | United States | Massachusetts | Berkshire | Pittsfield | 01201 | 1.165 | 1.215
188326 | 820160 | 4685 HWY 29 RICHTON | 70132 | Independent Duty Housing Program | USACE | 29 | United States | Mississippi | Perry | Richton | 39476 | 0.9 | 0.86
188327 | 820167 | 479 BEAVER LAKE ROAD PURVIS | 70132 | Independent Duty Housing Program | USACE | Beaver Lake | United States | Mississippi | Lamar | Purvis | 39475 | 0.9 | 0.86
188329 | 820173 | 4867 CREEK RIDGE FORT WORTH | 70132 | Independent Duty Housing Program | USACE | Creek | United States | Texas | Tarrant | Fort Worth | 76179 | 0.83 | 0.82
188331 | 820340 | 4905 LAKE PARK DR TALLAHASSEE | 70132 | Independent Duty Housing Program | USACE | Lake Park | United States | Florida | Leon | Tallahassee | 32311 | 0.825 | 0.805
188332 | 820155 | 500 BEAVER LAKE ROAD PURVIS | 70132 | Independent Duty Housing Program | USACE | Beaver Lake | United States | Mississippi | Lamar | Purvis | 39475 | 0.9 | 0.86
188335 | 820269 | 51 52 STREET WEST NEW YORK | 82387 | Joint Recruiting Program | USACE | 52 | United States | New Jersey | Hudson | West New York | 07093 | 1.165 | 1.235
188336 | 820063 | 5142 W. MENLO AV. FRESNO | 70132 | Independent Duty Housing Program | USACE | Menlo Av | United States | California | Fresno | Fresno | 93722 | 1.125 | 1.165
188337 | 820304 | 520 WEDGEWOOD DRIVE OXFORD | 70132 | Independent Duty Housing Program | USACE | Wedgewood | United States | Mississippi | Lafayette | Oxford | 38655 | 0.9 | 0.86
188338 | 820129 | 5209 SOUTH LEINSTER AVE SIOUX FALLS | 70132 | Independent Duty Housing Program | USACE | Leinster | United States | South Dakota | Minnehaha | Sioux Falls | 57106 | 0.96 | 0.94
188339 | 820254 | 5228 S 69TH E AVE TULSA | 70132 | Independent Duty Housing Program | USACE | 69th East | United States | Oklahoma | Tulsa | Tulsa | 74145 | 0.875 | 0.85
188340 | 820148 | 527 MACEDONIA ROAD PETAL | 70132 | Independent Duty Housing Program | USACE | Macedonia | United States | Mississippi | Forrest | Petal | 39465 | 0.9 | 0.86
188341 | 820247 | 53 BRIDGEFIELD HATTIESBURG | 70132 | Independent Duty Housing Program | USACE | Bridgefield | United States | Mississippi | Forrest | Hattiesburg | 39402 | 0.9 | 0.86
188342 | 820326 | 541 S. STATE RD MARGATE | 82387 | Joint Recruiting Program | USACE | State | United States | Florida | Broward | Lauderdale Lakes | 33313 | 0.82 | 0.8
188343 | 820268 | 5415 9TH ST LUBBOCK | 70132 | Independent Duty Housing Program | USACE | 9th | United States | Texas | Lubbock | Lubbock | 79416 | 0.865 | 0.84
188344 | 820220 | 542 FISCHER BLVD. TOMS RIVER | 82387 | Joint Recruiting Program | USACE | Fischer | United States | New Jersey | Ocean | Toms River | 08757 | 1.17 | 1.24
188345 | 820065 | 5518 STARLIGHT AVENUE OCEANSIDE | 70132 | Independent Duty Housing Program | USACE | Starlight | United States | California | San Diego | Oceanside | 92057 | 1.05 | 1.08
188346 | 820164 | 5542 W 4TH HATTIESBURG | 70243 | Camp Shelby Active LGH | USACE | 4th | United States | Mississippi | Forrest | Hattiesburg | 39402 | 0.9 | 0.86
188347 | 820132 | 56 SOUTH TREVINO ROAD SANTA TERESA | 70132 | Independent Duty Housing Program | USACE | Trevino | United States | New Mexico | Dona Ana | Santa Teresa | 88008 | 1.02 | 1
188348 | 820306 | 561 ROUTE 1 SOUTH EDISON | 82387 | Joint Recruiting Program | USACE | 1 | United States | New Jersey | Middlesex | Edison | 08817 | 1.165 | 1.235
188349 | 820061 | 5844 FOREST SIDE LN MURRAY | 70132 | Independent Duty Housing Program | USACE | Forest Side | United States | Utah | Salt Lake | Murray | 84107 | 1.03 | 0.99
188351 | 820350 | 5965 PARK RIDGE DR PORT ORANGE | 70132 | Independent Duty Housing Program | USACE | Park Ridge | United States | Florida | Volusia | Port Orange | 32127 | 0.825 | 0.805
188352 | 820233 | 6100 WEST SIOUX K COURT SIOUX FALLS | 70132 | Independent Duty Housing Program | USACE | Sioux K | United States | South Dakota | Minnehaha | Sioux Falls | 57106 | 0.96 | 0.94
188353 | 820296 | 6115 78TH STREET LUBBOCK | 70132 | Independent Duty Housing Program | USACE | 78th | United States | Texas | Lubbock | Lubbock | 79424 | 0.865 | 0.84
188354 | 820154 | 62 HIGH MEADOWS CIRCLE PETAL | 70243 | Camp Shelby Active LGH | USACE | High Meadows | United States | Mississippi | Forrest | Petal | 39465 | 0.9 | 0.86
188355 | 820248 | 627 WPA ROAD SUMRALL | 70243 | Camp Shelby Active LGH | USACE | Wpa | United States | Mississippi | Lamar | Sumrall | 39482 | 0.9 | 0.86
188356 | 820146 | 65 MCSWAIN ROAD HATTIESBURG | 70132 | Independent Duty Housing Program | USACE | Mcswain | United States | Mississippi | Forrest | Hattiesburg | 39402 | 0.9 | 0.86
188358 | 820332 | 674 IRISH WALK GRAND JUNCTION | 70132 | Independent Duty Housing Program | USACE | Irish | United States | Colorado | Mesa | Grand Junction | 81504 | 1.015 | 1
188359 | 820053 | 694 WALTON DRIVE FARMINGTON | 82387 | Joint Recruiting Program | USACE | Walton | United States | Missouri | St Francois | Farmington | 63640 | 0.985 | 1.005
188360 | 820166 | 7 STRATFORD COURT HATTIESBURG | 70132 | Independent Duty Housing Program | USACE | Stratford | United States | Mississippi | Forrest | Hattiesburg | 39402 | 0.9 | 0.86
188361 | 820149 | 70 NORTH FORK PETAL | 70132 | Independent Duty Housing Program | USACE | Fork | United States | Mississippi | Forrest | Petal | 39465 | 0.9 | 0.86
188363 | 820114 | 705 N. BROAD STREET MIDDLETOWN | 82387 | Joint Recruiting Program | USACE | Broad | United States | Delaware | New Castle | Middletown | 19709 | 1.03 | 1.06
188364 | 820143 | 71 CORNER OAKS HATTIESBURG | 70132 | Independent Duty Housing Program | USACE | Oaks | United States | Mississippi | Forrest | Hattiesburg | 39402 | 0.9 | 0.86
188365 | 820115 | 719 COVEVIEW CIRCLE COOKEVILLE | 70132 | Independent Duty Housing Program | USACE | Coveview | United States | Tennessee | Putnam | Cookeville | 38506 | 0.835 | 0.82
188366 | 70132-10632 | 74 SANDY LANE HATTIESBURG | 70132 | Independent Duty Housing Program | USACE | Sandy | United States | Mississippi | Forrest | Hattiesburg | 39402 | 0.9 | 0.86
188367 | 820049 | 7458 MESA MAPLE DR. WEST JORDAN | 70132 | Independent Duty Housing Program | USACE | Mesa Maple | United States | Utah | Salt Lake | West Jordan | 84081 | 1.03 | 0.99
188368 | 820286 | 75 ELKS LAKE ROAD HATTIESBURG | 70132 | Independent Duty Housing Program | USACE | Elks Lake | United States | Mississippi | Forrest | Hattiesburg | 39402 | 0.9 | 0.86
188371 | 820133 | 76 FORREST HILLS HATTIESBURG | 70132 | Independent Duty Housing Program | USACE | Forrest | United States | Mississippi | Forrest | Hattiesburg | 39402 | 0.9 | 0.86
188372 | 820138 | 77 JM BURGE ROAD HATTIESBURG | 70132 | Independent Duty Housing Program | USACE | Jm Burge | United States | Mississippi | Forrest | Hattiesburg | 39402 | 0.9 | 0.86
188373 | 820165 | 8 STRATFORD COURT HATTIESBURG | 70132 | Independent Duty Housing Program | USACE | Stratford | United States | Mississippi | Forrest | Hattiesburg | 39402 | 0.9 | 0.86
188374 | 820134 | 81 JM BURGE RD HATTIESBURG | 70132 | Independent Duty Housing Program | USACE | Jm Burge | United States | Mississippi | Forrest | Hattiesburg | 39402 | 0.9 | 0.86
188375 | 820095 | 8123 EAST CENTRAL WICHITA | 82387 | Joint Recruiting Program | USACE | Central | United States | Kansas | Sedgwick | Wichita | 67213 | 0.96 | 0.98
188376 | 820120 | 815 BROADWAY MARYSVILLE | 82387 | Joint Recruiting Program | USACE | Broadway | United States | Kansas | Marshall | Marysville | 66508 | 1.005 | 1.025
188377 | 820343 | 821 VALLEYWAY DR APOPKA | 70132 | Independent Duty Housing Program | USACE | Valleyway | United States | Florida | Orange | Apopka | 32712 | 0.825 | 0.805
188378 | 820071 | 836 WEST 210 SOUTH SPANISH FORK | 70132 | Independent Duty Housing Program | USACE | 210 South | United States | Utah | Utah | Spanish Fork | 84660 | 1.03 | 0.995
188379 | 820073 | 845 E LOURE ANNE WAY SANDY | 70132 | Independent Duty Housing Program | USACE | Loure Anne | United States | Utah | Salt Lake | Sandy | 84094 | 1.03 | 0.99
188380 | 820072 | 8542 S 4800 W WEST JORDAN | 70132 | Independent Duty Housing Program | USACE | 4800 W | United States | Utah | Salt Lake | West Jordan | 84088 | 1.03 | 0.99
188381 | 820094 | 875 MANSELL ROAD ROSWELL | 82387 | Joint Recruiting Program | USACE | Mansell | United States | Georgia | Fulton | Roswell | 30076 | 0.83 | 0.8
188382 | 820122 | 90 WANDERING OAKS HATTIESBURG | 70132 | Independent Duty Housing Program | USACE | Wandering Oaks | United States | Mississippi | Forrest | Hattiesburg | 39402 | 0.9 | 0.86
188383 | 820262 | 91 MULBERRY ST NEWARK | 82387 | Joint Recruiting Program | USACE | Mulberry | United States | New Jersey | Essex | Newark | 07102 | 1.16 | 1.23
188384 | 820223 | 9100 LEICESTER CT. LOUISVILLE | 70132 | Independent Duty Housing Program | USACE | Leicester | United States | Kentucky | Jefferson | Louisville | 40222 | 0.87 | 0.87
188385 | 820277 | 926 BLUEBIRD CIRCLE MAYS LANDING | 70132 | Independent Duty Housing Program | USACE | Bluebird | United States | New Jersey | Atlantic | Mays Landing | 08330 | 1.165 | 1.235
188386 | 820348 | 927 HIRE CIRCLE OCOEE | 70132 | Independent Duty Housing Program | USACE | Hire | United States | Florida | Orange | Ocoee | 34761 | 0.825 | 0.805
188387 | 820135 | 93 JM BURGE ROAD HATTIESBURG | 70243 | Camp Shelby Active LGH | USACE | Jm Burge | United States | Mississippi | Forrest | Hattiesburg | 39402 | 0.9 | 0.86
188388 | 820116 | 934 EDWARD FERRY ROAD LEESBURG | 82387 | Joint Recruiting Program | USACE | Edward Ferry | United States | Virginia | Loudoun | Leesburg | 20176 | 0.92 | 0.89
188389 | 820141 | 9620 KINGSTON PIKE KNOXVILLE | 82387 | Joint Recruiting Program | USACE | Kingston | United States | Tennessee | Knox | Knoxville | 37922 | 0.835 | 0.82
188392 | 820123 | 971 STUYVESANT AVE UNION | 82387 | Joint Recruiting Program | USACE | Stuyvesant | United States | New Jersey | Union | Union | 07083 | 1.165 | 1.235
188393 | 820290 | Abbeville | 01252 | Fort Rucker | ARACT | Campbell | United States | Alabama | Henry | Abbeville | 36310 | 0.89 | 0.86
188394 | 820292 | Andalusia | 01252 | Fort Rucker | ARACT | Rucker | United States | Alabama | Covington | Andalusia | 36420 | 0.855 | 0.83
188395 | 820265 | AREA T AND AREA A | 82387 | Joint Recruiting Program | USACE | Main | United States | New Jersey | Union | Plainfield | 07061 | 1.165 | 1.235
188396 | 820279 | Brundidge | 01252 | Fort Rucker | ARACT | Of Mid America | United States | Alabama | Pike | Brundidge | 36010 | 0.89 | 0.86
188397 | 810132 | Clayton | 01252 | Fort Rucker | ARACT | 123 State | United States | Alabama | Barbour | Clayton | 36016 | 0.855 | 0.83
188398 | 820281 | Daleville | 01252 | Fort Rucker | ARACT | 12th | United States | Alabama | Dale | Daleville | 36322 | 0.89 | 0.86
188399 | 820278 | Enterprise | 01252 | Fort Rucker | ARACT | 12th | United States | Alabama | Coffee | Enterprise | 36331 | 0.89 | 0.86
1884 | GHTC0001 | FRANCIS E WARREN AF MISSILE SITE E7 SITE # 1 | GHLN | F E WARREN AFB | AFACT | 730 Kimball County Road 6 | United States | Nebraska | Kimball | Bushnell | 760840 | 0.93 | 0.915
188400 | 820275 | Fort Walton Beach | 01252 | Fort Rucker | ARACT | Rucker | United States | Florida | Okaloosa | Ft Walton Beach | 32547 | 0.88 | 0.85
188401 | 820170 | KANSAS CITY | 18081 | Army Mission Support | USACE | Molina | United States | Missouri | Jackson | Kansas City | 64106 | 0.95 | 0.97
188403 | 82387-12164 | M-21 OWOSSO | 82387 | Joint Recruiting Program | USACE | And 1687 M21 | United States | Michigan | Shiawassee | Owosso | 48867 | 1.035 | 1.055
188404 | 820260 | Malone | 01252 | Fort Rucker | ARACT | Of Mid America | United States | Florida | Jackson | Malone | 32445 | 0.825 | 0.805
188405 | 820264 | McAuthur | 01252 | Fort Rucker | ARACT |  | United States | Florida | Jackson | Malone | 32445 | 0.825 | 0.805
188407 | 82387-12613 | PARKING LOT #8A PLAINFIELD | 82387 | Joint Recruiting Program | USACE | Watchung | United States | New Jersey | Somerset | North Plainfield | 07060 | 1.165 | 1.235
188408 | 820131 | Robert Peters | 01252 | Fort Rucker | ARACT | State 123 | United States | Alabama | Geneva | Hartford | 36344 | 0.89 | 0.86
188409 | 820119 | RT 165 | 01252 | Fort Rucker | ARACT | State123 | United States | Kansas | Sedgwick | Wichita | 67277 | 0.96 | 0.98
188410 | 820077 | RT 215 | 01252 | Fort Rucker | ARACT | 1st | United States | Alabama | Covington | Andalusia | 36420 | 0.855 | 0.83
188411 | 820270 | RT-214 | 01252 | Fort Rucker | ARACT |  | United States | Alabama | Escambia | Brewton | 36427 | 0.855 | 0.83
188412 | 820266 | RT-223 | 01252 | Fort Rucker | ARACT | Mctarjo | United States | Alabama | Covington | Red Level | 36474 | 0.855 | 0.83
188413 | 820291 | Troy | 01252 | Fort Rucker | ARACT |  | United States | Alabama | Pike | Troy | 36081 | 0.89 | 0.86
188414 | 37172 | Special Forces Qualification Course | 37225 | Fort Bragg | ARACT | Ike | United States | North Carolina | Stanly | New London | 28127 | 0.885 | 0.855
188424 | 17A06 | Normal Readiness Center | 170NG | Illinois National Guard | ARGUARD | Raab | United States | Illinois | McLean | Normal | 61761 | 1.03 | 1.045
188425 | 16R08 | SFRO Sandpoint | 160NG | Idaho National Guard | ARGUARD | Hwy 2 West | United States | Idaho | Bonner | Sandpoint | 83864 | 1.055 | 1.045
188426 | 16R09 | Twin Falls SFRO | 160NG | Idaho National Guard | ARGUARD | Pole Line | United States | Idaho | Twin Falls | Twin Falls | 83301 | 1.055 | 1.045
188427 | 44B40 | Wallum Lake Training Site | 440NG | Rhode Island National Guard | ARGUARD | Wallum Lake | United States | Rhode Island | Providence | Pascoag | 02859 | 1.11 | 1.15
188428 | 16R01 | SFRO Boise | 160NG | Idaho National Guard | ARGUARD | N Milwaukee | United States | Idaho | Ada | Boise | 83705 | 0.99 | 0.98
188429 | 16R04 | SFRO Idaho Falls | 160NG | Idaho National Guard | ARGUARD | 25th East Road | United States | Idaho | Bonneville | Idaho Falls | 83404 | 1.055 | 1.045
188431 | 55D85 | Wausau Readiness Center and FMS | 550NG | Wisconsin National Guard | ARGUARD | 14th | United States | Wisconsin | Marathon | Wausau | 54401 | 1.085 | 1.12
188438 | M67399-0008 | HAZELTINE TRACT | M67399 | MCAGCC Twentynine Palms CA | MCACT |  | United States | California | Mono | Bridgeport | 96107 | 1.21 | 1.25
188439 | M00264-SG | GARRISONVILLE ROAD | M00264 | MARINE CORPS BASE QUANTICO VA | MCACT | GARRISONVILLE | United States | Virginia | Stafford | Garrisonville | 22556 | 1.08 | 1.08
188445 | 820529 | 1000 SAN MARCOS STREET AUSTIN | 48255 | Fort Hood | ARACT | San Marcos | United States | Texas | Williamson | Austin | 78702 | 0.865 | 0.84
188448 | 820517 | 1010 COMMON STREET NEW ORLEANS | 82387 | Joint Recruiting Program | USACE | Common | United States | Louisiana | Orleans | New Orleans | 70112 | 0.89 | 0.86
188449 | 820504 | 10132 DYER EL PASO | 48125 | Fort Bliss | ARACT | Le Conte | United States | Texas | El Paso | El Paso | 79912 | 0.86 | 0.83
188451 | 820530 | 104 MILLER DRIVE RIPLEY | 82387 | Joint Recruiting Program | USACE | Miller | United States | West Virginia | Jackson | Ripley | 25271 | 1.02 | 1.03
188452 | 820491 | 1113 MOCKINGBIRD LOOP SARTELL | 70132 | Independent Duty Housing Program | USACE | Mockingbird | United States | Minnesota | Stearns | Sartell | 56377 | 1.085 | 1.12
188453 | 820255 | 112 HIGHLAND TERRACE NORMAN | 70132 | Independent Duty Housing Program | USACE | Highland | United States | Oklahoma | Cleveland | Norman | 73069 | 0.86 | 0.83
188455 | 820378 | 11399 HAMPTON CT DENHAM SPRINGS | 70132 | Independent Duty Housing Program | USACE | Hampton | United States | Louisiana | Livingston | Denham Springs | 70726 | 0.855 | 0.825
188456 | 820409 | 11399 LEMONWOOD DRIVE DENHAM SPRINGS | 70132 | Independent Duty Housing Program | USACE | Lemonwood | United States | Louisiana | Livingston | Denham Springs | 70726 | 0.855 | 0.825
188458 | 820545 | 121 VIAREGGIO WAY FINLEYVILLE | 70132 | Independent Duty Housing Program | USACE | Viareggio | United States | Pennsylvania | Washington | Finleyville | 15332 | 1.065 | 1.105
188462 | 820411 | 1244 NW 167TH AVE PEMBROKE PINES | 70132 | Independent Duty Housing Program | USACE | 167th | United States | Florida | Broward | Pembroke Pines | 33028 | 0.82 | 0.8
188463 | 820367 | 125 BELLS FERRY ROAD CARTERSVILLE | 70132 | Independent Duty Housing Program | USACE | Bells Ferry | United States | Georgia | Bartow | Cartersville | 30121 | 0.865 | 0.83
188464 | 820294 | 125 UNION CHURCH SEMINARY | 70132 | Independent Duty Housing Program | USACE | Church | United States | Mississippi | Covington | Seminary | 39479 | 0.9 | 0.86
188465 | 82387-10191 | 1279 W 2200 SOUTH SLC | 82387 | Joint Recruiting Program | USACE | 2200 South Metro Bus Bldg S | United States | Utah | Salt Lake | Salt Lake City | 84119 | 1.03 | 0.99
188466 | 820505 | 1321 DESERT CANYON DR EL PASO | 48125 | Fort Bliss | ARACT | Desert Canyon | United States | Texas | El Paso | El Paso | 79912 | 0.86 | 0.83
188467 | 820508 | 14 WINDWARD WAY CUTLER | 70132 | Independent Duty Housing Program | USACE | Windward | United States | Maine | Washington | Cutler | 04626 | 1.02 | 1
188468 | 820501 | 141 EAST MAIN STREET SMITHTOWN | 82387 | Joint Recruiting Program | USACE | Main | United States | New York | Suffolk | Smithtown | 11787 | 1.06 | 1.075
188469 | 820488 | 14139 CASCADE FALLS DR HOUSTON | 70132 | Independent Duty Housing Program | USACE | Cascade Falls | United States | Texas | Harris | Houston | 77062 | 0.865 | 0.84
188470 | 820540 | 14189 UNIVERSITY AVENUE HAMMOND | 82387 | Joint Recruiting Program | USACE | University | United States | Louisiana | Tangipahoa | Hammond | 70401 | 0.855 | 0.825
188471 | 820357 | 1427 FALCONWOOD CT APOPKA | 70132 | Independent Duty Housing Program | USACE | Falconwood | United States | Florida | Orange | Apopka | 32712 | 0.825 | 0.805
188472 | 820503 | 14349 PATRIOT POINT DR EL PASO | 48125 | Fort Bliss | ARACT | Patriot Point | United States | Texas | El Paso | El Paso | 79938 | 0.86 | 0.83
188473 | 70132-10155 | 145 SOMERSET HATTIESBURG | 70132 | Independent Duty Housing Program | USACE | Somerset | United States | Mississippi | Forrest | Hattiesburg | 39402 | 0.9 | 0.86
188474 | 820354 | 15213 FERN HOLLOW COURT CHESTERFIELD | 70132 | Independent Duty Housing Program | USACE | Ferncourt | United States | Virginia | Chesterfield | Chesterfield | 23832 | 0.92 | 0.89
188475 | 820407 | 1567 MAIN ST BUDA | 82387 | Joint Recruiting Program | USACE | Main | United States | Texas | Hays | Buda | 78610 | 0.865 | 0.84
188477 | 820516 | 1665 DOVE PARK ROAD MANDEVILLE | 82387 | Joint Recruiting Program | USACE | Dove Park | United States | Louisiana | St. Tammany | Mandeville | 70471 | 0.855 | 0.825
188478 | 820519 | 170 STONY HILL ROAD WARREN | 70132 | Independent Duty Housing Program | USACE | Stony Hill | United States | Vermont | Washington | Warren | 05674 | 1.07 | 1.07
188479 | 70132-10199 | 18 ENGLEWOOD HATTIESBURG | 70132 | Independent Duty Housing Program | USACE | Englewood | United States | Mississippi | Forrest | Hattiesburg | 39402 | 0.9 | 0.86
188480 | 820427 | 1832 HEMINGWAY DR EDMOND | 70132 | Independent Duty Housing Program | USACE | Hemingway | United States | Oklahoma | Oklahoma | Edmond | 73013 | 0.86 | 0.83
188481 | 820518 | 1872 N 40 E OREM | 70132 | Independent Duty Housing Program | USACE | 40 E | United States | Utah | Utah | Orem | 84057 | 1.03 | 0.995
188482 | 820369 | 1915 W UNION HILLS DR PHOENIX | 82387 | Joint Recruiting Program | USACE | Union Hills | United States | Arizona | Maricopa | Phoenix | 85027 | 0.91 | 0.89
188483 | 820448 | 1959 BRANDYWINE RD WEST PALM BEACH | 70132 | Independent Duty Housing Program | USACE | Brandywine | United States | Florida | Palm Beach | West Palm Beach | 33409 | 0.82 | 0.8
188484 | 820449 | 2000 TIMBER GLEN MAYS LANDING | 70132 | Independent Duty Housing Program | USACE | Timber Glenn | United States | New Jersey | Atlantic | Mays Landing | 08330 | 1.165 | 1.235
188485 | 820406 | 201 E. CENTRAL TEXAS EXPRESSWAY HARKER HEIGHTS | 82387 | Joint Recruiting Program | USACE | Central Texas | United States | Texas | Bell | Harker Heights | 76548 | 0.9 | 0.89
188488 | 70132-10240 | 206 PINEWOOD DRIVE HATTIESBURG | 70132 | Independent Duty Housing Program | USACE | Pinewood | United States | Mississippi | Forrest | Hattiesburg | 39402 | 0.9 | 0.86
188491 | 820526 | 2114 SE 41ST AMARILLO | 70132 | Independent Duty Housing Program | USACE | 41st | United States | Texas | Randall | Amarillo | 79118 | 0.865 | 0.84
188492 | 820335 | 2135 DANA AVENUE CINCINNATI | 82387 | Joint Recruiting Program | USACE | Dana | United States | Ohio | Hamilton | Cincinnati | 45207 | 0.925 | 0.9195
188493 | 820492 | 2313 WEST TWIN WILLOWS DRIVE APPLETON | 70132 | Independent Duty Housing Program | USACE | Twin Willows | United States | Wisconsin | Outagamie | Appleton | 54914 | 1.085 | 1.12
188494 | 820460 | 2403 NORTH WASHINGTON AVENUE DALLAS | 70132 | Independent Duty Housing Program | USACE | Washington | United States | Texas | Rockwall | Dallas | 75204 | 0.865 | 0.84
188496 | 820452 | 243 KENSINGTON COURT MORRISTOWN | 70132 | Independent Duty Housing Program | USACE | Kensington | United States | Tennessee | Hamblen | Morristown | 37814 | 0.835 | 0.82
188497 | 820287 | 25 GLINDA LANE HATTIESBURG | 70132 | Independent Duty Housing Program | USACE | Glinda | United States | Mississippi | Forrest | Hattiesburg | 39402 | 0.9 | 0.86
188498 | 820456 | 2500 FAIRMONT AVENUE FAIRMONT | 82387 | Joint Recruiting Program | USACE | Fairmont | United States | West Virginia | Marion | Fairmont | 26554 | 1.02 | 1.03
188499 | 820499 | 257 LEE DRIVE BATON ROUGE | 82387 | Joint Recruiting Program | USACE | Lee | United States | Louisiana | East Baton Rouge | Baton Rouge | 70808 | 0.855 | 0.825
1885 | GHTD0001 | FRANCIS E WARREN AF MISSILE SITE E8 SITE # 1 | GHLN | F E WARREN AFB | AFACT | 9 Laramie County Road 164 | United States | Wyoming | Laramie | Pine Bluffs | 82082 | 1.07 | 1.06
188501 | 820375 | 2613 STEAMBOAT CIRCLE PLAINFIELD | 70132 | Independent Duty Housing Program | USACE | Steamboat | United States | Illinois | Will | Plainfield | 60586 | 1.03 | 1.045
188502 | 820388 | 2701 N. CAREER AVENUE SIOUX FALLS | 70132 | Independent Duty Housing Program | USACE | Career | United States | South Dakota | Minnehaha | Sioux Falls | 57107 | 0.96 | 0.94
188503 | 820525 | 2723 PERSHING AVENUE DAVENPORT | 70132 | Independent Duty Housing Program | USACE | Pershing | United States | Iowa | Scott | Davenport | 52803 | 1.01 | 1.01
188504 | 820475 | 2770 OLD ROUTE 270 | 82387 | Joint Recruiting Program | USACE | Old270 | United States | Pennsylvania | Blair | Altoona | 16601 | 1.065 | 1.105
188505 | 820485 | 28601 MARBORO AVENUE EASTON | 82387 | Joint Recruiting Program | USACE | Marboro | United States | Maryland | Talbot | Easton | 21601 | 1.005 | 1
188506 | 820400 | 2913 COBBLE RIDGE COURT WAKE FOREST | 70132 | Independent Duty Housing Program | USACE | Cobble Ridge | United States | North Carolina | Wake | Wake Forest | 27587 | 0.885 | 0.855
188508 | 820380 | 3188 AMADOR DRIVE VIRGINIA BEACH | 70132 | Independent Duty Housing Program | USACE | Amador | United States | Virginia | Virginia Beach (City) | Virginia Beach | 23456 | 0.98 | 0.94
188509 | 820373 | 3206 PINOT AVENUE SPRINGDALE | 70132 | Independent Duty Housing Program | USACE | Pinot | United States | Arkansas | Washington | Springdale | 72762 | 0.845 | 0.82
188510 | 820383 | 3219 NORTH OAK STREET EXT VALDOSTA | 82387 | Joint Recruiting Program | USACE | Oak Street | United States | Georgia | Lowndes | Valdosta | 31605 | 0.86 | 0.82
188511 | 820298 | 326 DELTA DRIVE HATTIESBURG | 70132 | Independent Duty Housing Program | USACE | Delta | United States | Mississippi | Forrest | Hattiesburg | 39402 | 0.9 | 0.86
188513 | 820522 | 339 RURAL ACRES BECKLEY | 82387 | Joint Recruiting Program | USACE | Rural Acres | United States | West Virginia | Raleigh | Beckley | 25801 | 1.02 | 1.03
188514 | 820538 | 35381 PHEASANT RIDGE ROAD LOCUST GROVE | 70132 | Independent Duty Housing Program | USACE | Pheasant Ridge | United States | Virginia | Orange | Locust Grove | 22508 | 0.92 | 0.89
188515 | 820527 | 3601 KALISTE SALOOM ROAD LAFAYETTE | 70132 | Independent Duty Housing Program | USACE | Kaliste Saloom | United States | Louisiana | Lafayette | Lafayette | 70508 | 0.855 | 0.825
188516 | 820240 | 3633 SOUTHRIDGE COURT SAINT CLOUD | 70132 | Independent Duty Housing Program | USACE | Southridge | United States | Minnesota | Stearns | St. Cloud | 56301 | 1.085 | 1.12
188517 | 820397 | 3668 SMITH HOLLOW ROAD ALLEGANY | 70132 | Independent Duty Housing Program | USACE | Smith Hollow | United States | New York | Cattaraugus | Allegany | 14706 | 1.06 | 1.075
188518 | 820534 | 37136 MURPHY WEBB RD PRAIRIEVILLE | 70132 | Independent Duty Housing Program | USACE | Murphy Webb | United States | Louisiana | Ascension | Prairieville | 70769 | 0.855 | 0.825
188519 | 820404 | 3808 FANNIN AVE MIDLAND | 70132 | Independent Duty Housing Program | USACE | Fannin | United States | Texas | Midland | Midland | 79707 | 0.865 | 0.84
188520 | 820359 | 3813 LEANE DR TALLAHASSEE | 70132 | Independent Duty Housing Program | USACE | Leane | United States | Florida | Leon | Tallahassee | 32309 | 0.825 | 0.805
188521 | 820539 | 3912 ROSEMONT AVENUE CAMP HILL | 70132 | Independent Duty Housing Program | USACE | Rosemont | United States | Pennsylvania | Cumberland | Camp Hill | 17011 | 1.065 | 1.105
188522 | 820500 | 3920 NORTH UNION BOULEVARD COLORADO SPRINGS | 18081 | Army Mission Support | USACE | Union | United States | Colorado | El Paso | Colorado Spgs | 80907 | 1.04 | 1.02
188523 | 820256 | 4004 GLASCOW DRIVE NORMAN | 70132 | Independent Duty Housing Program | USACE | Glascow | United States | Oklahoma | Cleveland | Norman | 73072 | 0.86 | 0.83
188524 | 820533 | 4011 ALABAMA STREET EL PASO | 48125 | Fort Bliss | ARACT | Alabama | United States | Texas | El Paso | El Paso | 79930 | 0.86 | 0.83
188525 | 820412 | 404 FM 351 EAST BEEVILLE | 82387 | Joint Recruiting Program | USACE | Fm 351 | United States | Texas | Bee | Beeville | 78102 | 0.865 | 0.84
188526 | 820541 | 4113 WOODLAND HILLS ERIE | 70132 | Independent Duty Housing Program | USACE | Woodland | United States | Pennsylvania | Erie | Erie | 16509 | 1.065 | 1.105
188527 | 70132-10452 | 42 CREEKSIDE PURVIS | 70132 | Independent Duty Housing Program | USACE | Creekside | United States | Mississippi | Lamar | Purvis | 39475 | 0.9 | 0.86
188528 | 820477 | 420 B ISABEL CT. EDWARDSVILLE | 70132 | Independent Duty Housing Program | USACE | B Isabel | United States | Pennsylvania | Luzerne | Edwardsville | 18704 | 1.065 | 1.105
188529 | 820481 | 4220 ZUCK ROAD ERIE | 70132 | Independent Duty Housing Program | USACE | Zuck | United States | Pennsylvania | Erie | Erie | 16502 | 1.065 | 1.105
188530 | 820393 | 4226 JEFFERSON SHORE DRIVE MANKATO | 70132 | Independent Duty Housing Program | USACE | Jefferson Shore | United States | Minnesota | Le Sueur | Cleveland | 56017 | 1.085 | 1.12
188531 | 820405 | 43 02 WESTCHESTER SQ NEW YORK | 82387 | Joint Recruiting Program | USACE | Westchester | United States | New York | New York | New York City | 10028 | 1.36 | 1.46
188532 | 820502 | 4334 WALFORDE BLVD ACWORTH | 70132 | Independent Duty Housing Program | USACE | Walforde | United States | Georgia | Cobb | Acworth | 30101 | 0.83 | 0.8
188533 | 820081 | 4444 FRONTAGE ROAD NW CLEVELAND | 82387 | Joint Recruiting Program | USACE | Frontage | United States | Tennessee | Bradley | Cleveland | 37312 | 0.835 | 0.82
188534 | 820376 | 4502 PENN POINTE JACKSONVILLE | 70132 | Independent Duty Housing Program | USACE | Penn Pointe | United States | Arkansas | Pulaski | Jacksonville | 72076 | 0.83 | 0.8
188535 | 820483 | 4504 NICKERSON ROAD COLUMBUS | 70132 | Independent Duty Housing Program | USACE | Nickerson | United States | Ohio | Franklin | Columbus | 43226 | 0.925 | 0.9195
188536 | 820536 | 4565 J ALAMO STREET SIMI VALLEY | 70132 | Independent Duty Housing Program | USACE | J Alamo | United States | California | Ventura | Simi Valley | 93062 | 1.08 | 1.12
188537 | 820471 | 4635 HARBOR VIEW TERRACE MORGANTON | 70132 | Independent Duty Housing Program | USACE | Harbor View | United States | North Carolina | Burke | Morganton | 28655 | 0.885 | 0.855
188538 | 820392 | 465 LAKEWOOD LOOP DRIVE WEST MONROE | 70132 | Independent Duty Housing Program | USACE | Lakewood Loop | United States | Louisiana | Ouachita | West Monroe | 71291 | 0.855 | 0.825
188539 | 820356 | 4745 PATAGONIA PLACE LAND O LAKES | 70132 | Independent Duty Housing Program | USACE | Patagonia | United States | Florida | Pasco | Land O Lakes | 34638 | 0.825 | 0.805
188540 | 820510 | 475 MAIN STREET HUDSON | 70132 | Independent Duty Housing Program | USACE | Main | United States | Massachusetts | Middlesex | Hudson | 01749 | 1.165 | 1.215
188541 | 820311 | 49 SCHNEIDER AVE PURVIS | 70132 | Independent Duty Housing Program | USACE | Schneider | United States | Mississippi | Lamar | Purvis | 39475 | 0.9 | 0.86
188542 | 820431 | 500 NW 141ST AVE PEMBROKE PINES | 70132 | Independent Duty Housing Program | USACE | 141st | United States | Florida | Broward | Pembroke Pines | 33028 | 0.82 | 0.8
188543 | 820379 | 5239 HEMINGWAY DRIVE DARROW | 70132 | Independent Duty Housing Program | USACE | Hemingway | United States | Louisiana | Ascension | Darrow | 70725 | 0.855 | 0.825
188544 | 820521 | 5643 W FLORADORA AV. FRESNO | 70132 | Independent Duty Housing Program | USACE | Floradora Av | United States | California | Fresno | Fresno | 93722 | 1.125 | 1.165
188545 | 820419 | 5741 CROWDER BLVD NEW ORLEANS | 82387 | Joint Recruiting Program | USACE | Crowder | United States | Louisiana | Orleans | New Orleans | 70127 | 0.89 | 0.86
188546 | 820358 | 5809 MANCHESTER PIKE MURFREESBORO | 70132 | Independent Duty Housing Program | USACE | Manchester | United States | Tennessee | Rutherford | Murfreesboro | 37127 | 0.835 | 0.82
188549 | 820423 | 6502 SLIDE ROAD LUBBOCK | 82387 | Joint Recruiting Program | USACE | Slide | United States | Texas | Lubbock | Lubbock | 79424 | 0.865 | 0.84
188550 | 820414 | 683 ALLERTON BRONX | 82387 | Joint Recruiting Program | USACE | Allerton | United States | New York | Bronx | New York City | 10278 | 1.36 | 1.46
188551 | 820476 | 6967 DEER RUN DR WATAUGA | 70132 | Independent Duty Housing Program | USACE | Deer Run | United States | Texas | Tarrant | Haltom City | 76137 | 0.83 | 0.82
188552 | 820453 | 7 MARLEN LANE NEWTON | 70132 | Independent Duty Housing Program | USACE | Marlen | United States | New Jersey | Sussex | Newton | 07860 | 1.165 | 1.235
188553 | 820418 | 7300 COLLEGE BLVD. 307B OVERLAND PARK | 82387 | Joint Recruiting Program | USACE | College307b | United States | Kansas | Johnson | Overland Park | 66210 | 1.005 | 1.025
188554 | 820368 | 756 TUSCANY WAY EDMOND | 70132 | Independent Duty Housing Program | USACE | Tuscany | United States | Oklahoma | Oklahoma | Edmond | 73034 | 0.86 | 0.83
188555 | 820507 | 78 BETTE CIRCLE VERNON | 70132 | Independent Duty Housing Program | USACE | Bette | United States | Connecticut | Tolland | Vernon | 06066 | 1.165 | 1.205
188556 | 820257 | 8 VICTORIA CIRCLE ROCHESTER | 70132 | Independent Duty Housing Program | USACE | Victoria | United States | New Hampshire | Strafford | Rochester | 03867 | 1.075 | 1.075
188557 | 820523 | 8010 BLAIR MILL WAY SILVER SPRING | 24225 | Fort Detrick | ARACT | Blair Mill | United States | Maryland | Montgomery | Silver Spring | 20910 | 1.02 | 1.02
188559 | 820524 | 8090 MCCAMIDGE DRIVE CICERO | 70132 | Independent Duty Housing Program | USACE | Mccamidge | United States | New York | Onondaga | Cicero | 13039 | 1.06 | 1.075
188560 | 820531 | 8181 FANNIN STREET HOUSTON | 70132 | Independent Duty Housing Program | USACE | Fannin | United States | Texas | Montgomery | Houston | 77054 | 0.865 | 0.84
188561 | 820374 | 88 OLD DERRY ROAD LONDONDERRY | 70132 | Independent Duty Housing Program | USACE | Old Derry | United States | New Hampshire | Rockingham | Londonderry | 03053 | 1.08 | 1.09
188565 | 820493 | 921 C ELLSWORTH DRIVE SILVER SPRING | 82387 | Joint Recruiting Program | USACE | C Ellsworth | United States | Maryland | Montgomery | Silver Spring | 20910 | 1.02 | 1.02
188566 | 820532 | 945 S. MESA HILLS DR EL PASO | 48125 | Fort Bliss | ARACT | Mesa Hills | United States | Texas | El Paso | El Paso | 79912 | 0.86 | 0.83
188567 | 820489 | 956 N. EISENHOWER DRIVE BECKLEY | 82387 | Joint Recruiting Program | USACE | Eisenhower | United States | West Virginia | Raleigh | Beckley | 25801 | 1.02 | 1.03
188568 | 820424 | 9901 IH-10 WEST SAN ANTONIO | 82387 | Joint Recruiting Program | USACE | Ih-10 | United States | Texas | Bexar | San Antonio | 78230 | 0.87 | 0.85
188569 | 82387-12073 | JOHN R RD MADISON HEIGHTS | 82387 | Joint Recruiting Program | USACE | John R | United States | Michigan | Oakland | Madison Heights | 48071 | 1.035 | 1.055
188570 | 820401 | MC MAINSTATION EXPANSION | 82387 | Joint Recruiting Program | USACE | Montgomery | United States | New Mexico | Bernalillo | Albuquerque | 87109 | 0.9 | 0.87
188571 | 82387-12405 | N LINCOLN RD ESCANABA | 82387 | Joint Recruiting Program | USACE | Lincoln | United States | Michigan | Delta | Escanaba | 49829 | 1.035 | 1.055
188572 | 18081-10471 | ONE FEDERAL DRIVE FORT SNELLING | 18081 | Army Mission Support | USACE | Bells Ferry | United States | Minnesota | Hennepin | Fort Snelling | 55111 | 1.06 | 1.11
188576 | 820396 | RT 401 | 01252 | Fort Rucker | ARACT | Orange | United States | Alabama | Pike | Troy | 36081 | 0.89 | 0.86
188577 | 820371 | RT 402 | 01252 | Fort Rucker | ARACT | Hinwal | United States | Alabama | Pike | Brundidge | 36010 | 0.89 | 0.86
188578 | M00264-CG | MARFORCYBERCOM | M00264 | MARINE CORPS BASE QUANTICO VA | MCACT | COLUMBIA GATEWAY | United States | Maryland | Howard | Columbia | 21044 | 1.005 | 1
188579 | M00264-BA | BANNISTER FEDERAL COMPLEX | M00264 | MARINE CORPS BASE QUANTICO VA | MCACT | BANNISTER | United States | Missouri | Jackson | Kansas City | 64170 | 0.95 | 0.97
188580 | 22A32 | Baton Rouge LSU South Campus | 220NG | Louisiana National Guard | ARGUARD | G.S.R.I. | United States | Louisiana | East Baton Rouge | Baton Rouge | 70810 | 0.855 | 0.825
188581 | CRWU0002 | BUCKLEY AFB SITE #2 TRIANGLE | CRWU | BUCKLEY AFB | AFACT | 6TH | United States | Colorado | Alamosa | Aurora | 80011 | 1.01 | 1
188582 | CRWU0003 | BUCKLEY AFB SITE # 3 OLD SEWER PLT | CRWU | BUCKLEY AFB | AFACT | 6TH | United States | Colorado | Alamosa | Aurora | 80011 | 1.01 | 1
188583 | CZQZ0006 | CANNON AFB SITE #6 LEASED SITE DATA | CZQZ | CANNON AIR FORCE BASE | AFACT | D L INGRAM | United States | New Mexico | Curry | Cannon AFB | 88103 | 1.01 | 0.99
188585 | CBTM0002 | BOULDER SEISMOLOGICAL RESEARCH SITE SITE #2 | KRSM | HILL AFB | AFACT | HWY 353 | United States | Wyoming | Sublette | Unknown | 82923 | 1.045 | 1.035
188586 | CBTM0003 | BOULDER SITE #3 | KRSM | HILL AFB | AFACT | 353 | United States | Wyoming | Sublette | Unknown | 82923 | 1.045 | 1.035
188587 | CCML0002 | BOVINE SITE #2 | KRSM | HILL AFB | AFACT | BOVINE | United States | Utah | Box Elder | Unknown | 84313 | 1.03 | 0.995
188588 | XQVD0002 | UTTR SOUTH SITE #2 | KRSM | HILL AFB | AFACT | 4TH | United States | Utah | Tooele | Unknown | 84083 | 1.11 | 1.08
188589 | MHMV0002 | KIRTLAND SITE # 2 LEASED ASSET DATA SITE (INGRANTS) | MHMV | KIRTLAND | AFACT | WYOMING | United States | New Mexico | Bernalillo | Albuquerque | 87117 | 0.92 | 0.89
188590 | PGTL0002 | LITTLE MOUNTAIN SITE #2 | KRSM | HILL AFB | AFACT | 4TH | United States | Utah | Weber | Ogden | 84404 | 1.03 | 1
188594 | 41135 | ACS Clackamas Comm College | 27864 | 88th Readiness Division | ARRES | Molalla | United States | Oregon | Clackamas | Oregon City | 97045 | 1.12 | 1.145
188595 | 48643 | Kingsville NAS AFRC | 06510 | 63rd Readiness Division | ARRES | Nimitz | United States | Texas | Kleberg | Kingsville | 78363 | 0.9 | 0.88
188596 | 08619 | Colorado Springs Space Cmd Lease | 27864 | 88th Readiness Division | ARRES | Newport | United States | Colorado | El Paso | Colorado Springs | 80916 | 1.04 | 1.02
188598 | 48437 | HUNTSVILLE AFRC | 06510 | 63rd Readiness Division | ARRES | VETERANS MEMORIAL PARKWAY | United States | Texas | Walker | Huntsville | 77340 | 0.865 | 0.84
188599 | 06612 | MCLB BARSTOW ECS 171 USARC | 06510 | 63rd Readiness Division | ARRES | C | United States | California | San Bernardino | Barstow | 92311 | 1.2 | 1.25
1886 | GHTE0001 | FRANCIS E WARREN AF MISSILE SITE E9 SITE # 1 | GHLN | F E WARREN AFB | AFACT | 496 Laramie County Road 164 | United States | Wyoming | Laramie | Pine Bluffs | 82082 | 1.07 | 1.06
188600 | 48763 | LUFKIN AFRC | 06510 | 63rd Readiness Division | ARRES | N MEDFORD | United States | Texas | Angelina | Lufkin | 75901 | 0.865 | 0.84
188602 | 48958 | SINTON USARC | 06510 | 63rd Readiness Division | ARRES | HIGHWAY 77 | United States | Texas | San Patricio | Sinton | 78387 | 0.84 | 0.81
188603 | 16R03 | SFRO Coeur D Alene | 160NG | Idaho National Guard | ARGUARD | W Haycraft | United States | Idaho | Kootenai | Coeur D Alene | 83815 | 1.055 | 1.045
188604 | 810142 | 16359 NW 67TH AVENUE MIAMI LAKES | 82387 | Joint Recruiting Program | USACE | 67th | United States | Florida | Miami-Dade | Miami Lakes | 33014 | 0.82 | 0.8
188605 | N62813-PL | HICKAM PETROL STRG ANN | N62813 | JBPHH Pearl Harbor Hawaii | NAVACT |  | United States | Hawaii | Honolulu | Hickam AFBase | 96853 | 2.37 | 2.28
188606 | N62813-SB | SCHOFIELD FIRING RANGE | N62813 | JBPHH Pearl Harbor Hawaii | NAVACT |  | United States | Hawaii | Honolulu | Schofield Barracks | 96857 | 2.37 | 2.28
188607 | 18510 | Gary AASF | 180NG | Indiana National Guard | ARGUARD | West Industrial Highway | United States | Indiana | Lake | Gary | 46406 | 0.955 | 0.96
188608 | 820745 | #7 CORY | 70132 | Independent Duty Housing Program | USACE | Cory | United States | Mississippi | Forrest | Petal | 39465 | 0.9 | 0.86
188611 | 820915 | 1 NORTH POPPLETON STREET BALTIMORE | 82387 | Joint Recruiting Program | USACE | Poppleton | United States | Maryland | Baltimore | Baltimore | 21201 | 0.97 | 0.97
188612 | 820917 | 10 CORPORATE CENTER COLUMBIA | 82387 | Joint Recruiting Program | USACE | Corporate | United States | Maryland | Howard | Columbia | 21044 | 1.005 | 1
188613 | 820273 | 10 FOXGLOVE HATTIESBURG | 70132 | Independent Duty Housing Program | USACE | Foxglove | United States | Mississippi | Forrest | Hattiesburg | 39402 | 0.9 | 0.86
188614 | 820579 | 100 FROG HOLLOW ROAD ELLINGTON | 70132 | Independent Duty Housing Program | USACE | Frog Hollow | United States | Connecticut | Tolland | Ellington | 06029 | 1.165 | 1.205
188617 | 820748 | 1011 WESTMINISTER DRIVE JOHNSON CITY | 70132 | Independent Duty Housing Program | USACE | Westminister | United States | Tennessee | Washington | Johnson City | 37604 | 0.835 | 0.82
188618 | 820611 | 1028 SHADOWOAD DRIVE BALLWIN | 70132 | Independent Duty Housing Program | USACE | Shadowoad | United States | Missouri | St Louis | Ballwin | 63021 | 0.985 | 1.005
188620 | 820740 | 106 DREW RIDGE PETAL | 70132 | Independent Duty Housing Program | USACE | Drew | United States | Mississippi | Forrest | Petal | 39465 | 0.9 | 0.86
188627 | 820442 | 10787 NW 80 LN MEDLEY | 70132 | Independent Duty Housing Program | USACE | 80 | United States | Florida | Miami-Dade | Medley | 33178 | 0.82 | 0.8
188628 | 820438 | 10821 NW 52ND ST MEDLEY | 70132 | Independent Duty Housing Program | USACE | 52nd | United States | Florida | Miami-Dade | Medley | 33178 | 0.82 | 0.8
188631 | 820703 | 109 TURTLE CREED ROAD CHARLOTTESVILLE | 18081 | Army Mission Support | USACE | Turtle Creed | United States | Virginia | Charlottesville(City) | Charlottesville | 22901 | 0.92 | 0.89
188633 | 820674 | 1105 WINDHAVEN CIRCLE LEWISVILLE | 70132 | Independent Duty Housing Program | USACE | Windhaven | United States | Texas | Denton | Lewisville | 75067 | 0.865 | 0.84
188634 | 820795 | 111 RICHMOND CIRCLE CHITTENANGO | 70132 | Independent Duty Housing Program | USACE | Richmond | United States | New York | Madison | Chittenango | 13037 | 1.06 | 1.075
188635 | 820815 | 11132 NW 84TH STREET DORAL | 1281A | US Army Garrison Miami | ARACT | 84th | United States | Florida | Miami-Dade | Unknown | 33178 | 0.82 | 0.8
188636 | 820616 | 11153 SOUTH PARKER ROAD PARKER | 82387 | Joint Recruiting Program | USACE | Parker | United States | Colorado | Douglas | Parker | 80134 | 1.015 | 1
188637 | 820297 | 1117 GRANTHAM HATTIESBURG | 70132 | Independent Duty Housing Program | USACE | Grantham | United States | Mississippi | Forrest | Hattiesburg | 39402 | 0.9 | 0.86
188638 | 820702 | 112 TURTLE CREEK ROAD CHARLOTTESVILLE | 18081 | Army Mission Support | USACE | Turtle Creek | United States | Virginia | Charlottesville(City) | Charlottesville | 22901 | 0.92 | 0.89
188639 | 820867 | 112 WEST WALNUT ST TEUTOPOLIS | 70132 | Independent Duty Housing Program | USACE | Walnut | United States | Illinois | Effingham | Teutopolis | 62467 | 1.03 | 1.045
188642 | 820186 | 1126 SOUTH KING ROAD PURVIS | 70132 | Independent Duty Housing Program | USACE | King | United States | Mississippi | Lamar | Purvis | 39475 | 0.9 | 0.86
188643 | 820446 | 11320 NW 84TH ST MEDLEY | 70132 | Independent Duty Housing Program | USACE | 84th | United States | Florida | Miami-Dade | Medley | 33178 | 0.82 | 0.8
188645 | 820437 | 11331 NW 82ND TERRACE MEDLEY | 70132 | Independent Duty Housing Program | USACE | 82nd | United States | Florida | Miami-Dade | Medley | 33178 | 0.82 | 0.8
188646 | 820428 | 11350 NW 84TH ST MEDLEY | 70132 | Independent Duty Housing Program | USACE | 84th | United States | Florida | Miami-Dade | Medley | 33178 | 0.82 | 0.8
188647 | 820900 | 11500 MIDLOTHIAN TURNPIKE RICHMOND | 82387 | Joint Recruiting Program | USACE | Midlothian | United States | Virginia | Richmond (City) | Richmond | 23235 | 0.92 | 0.89
188649 | 820434 | 11500 NW 50TH TR MEDLEY | 70132 | Independent Duty Housing Program | USACE | 50th | United States | Florida | Miami-Dade | Medley | 33178 | 0.82 | 0.8
188650 | 820426 | 11573 NW 69 TE MEDLEY | 70132 | Independent Duty Housing Program | USACE | 69 Te | United States | Florida | Miami-Dade | Medley | 33178 | 0.82 | 0.8
188652 | 820870 | 116 ST. TROPEZ CIRCLE BEAVER FALLS | 70132 | Independent Duty Housing Program | USACE | St Tropez | United States | Pennsylvania | Beaver | Beaver Falls | 15010 | 1.065 | 1.105
188653 | 820756 | 117 HUNTINGTON HATTIESBURG | 70132 | Independent Duty Housing Program | USACE | Huntington | United States | Mississippi | Forrest | Hattiesburg | 39402 | 0.9 | 0.86
188654 | 820687 | 11911 MISTY COVE COURT RICHMOND | 37225 | Fort Bragg | ARACT | Misty Cove | United States | Virginia | Richmond (City) | Richmond | 23233 | 0.92 | 0.89
188655 | 820685 | 11941 MISTY COVE COURT RICHMOND | 37225 | Fort Bragg | ARACT | Misty Cove | United States | Virginia | Richmond (City) | Richmond | 23233 | 0.92 | 0.89
188656 | 820806 | 1195 SE BISHOP BOULEVARD PULLMAN | 82387 | Joint Recruiting Program | USACE | Bishop | United States | Washington | Whitman | Pullman | 99163 | 1.085 | 1.095
188658 | 820936 | 1204 DREXEL LANE GREENVILLE | 70132 | Independent Duty Housing Program | USACE | Drexel | United States | North Carolina | Pitt | Greenville | 27858 | 0.885 | 0.855
188662 | 820700 | 123 TURTLE CREEK ROAD CHARLOTTESVILLE | 18081 | Army Mission Support | USACE | Turtle Creek | United States | Virginia | Charlottesville(City) | Charlottesville | 22901 | 0.92 | 0.89
188663 | 820901 | 125 RIDGEVIEW DRIVE BEAVER | 70132 | Independent Duty Housing Program | USACE | Ridgeview | United States | Pennsylvania | Beaver | Beaver | 15009 | 1.065 | 1.105
188664 | 820845 | 12512 OLD GLENN HWY, EAGLE RIVER, AK | 82387 | Joint Recruiting Program | USACE | Old Glenn | United States | Alaska | Anchorage | Eagle River | 99577 | 1.96 | 1.95
188665 | 820791 | 12512 SPARKLEBERRY ROAD TAMPA | 70132 | Independent Duty Housing Program | USACE | Sparkleberry | United States | Florida | Hillsborough | Tampa | 33626 | 0.82 | 0.8
188666 | 820948 | 12521 LIZZIE PLACE KELLER | 70132 | Independent Duty Housing Program | USACE | Lizzie | United States | Texas | Tarrant | Keller | 76244 | 0.83 | 0.82
188667 | 820759 | 126 SHERRY LYNN DRIVE PETAL | 70243 | Camp Shelby Active LGH | USACE | Sherry Lynn | United States | Mississippi | Forrest | Petal | 39465 | 0.9 | 0.86
188669 | 820728 | 129 DOGLEG DRIVE BALDWINSVILLE | 70132 | Independent Duty Housing Program | USACE | Dogleg | United States | New York | Onondaga | Baldwinsville | 13027 | 1.06 | 1.075
188671 | 820898 | 1300 IRVINE AVENUE NW BEMIDJI | 70132 | Independent Duty Housing Program | USACE | Irvine | United States | Minnesota | Beltrami | Bemidji | 56601 | 1.085 | 1.12
188673 | 820907 | 13229 ALYSSUM DR FORT WORTH | 70132 | Independent Duty Housing Program | USACE | Alyssum | United States | Texas | Tarrant | Keller | 76244 | 0.83 | 0.82
188674 | 820824 | 1350 TRAVIS BLVD FAIRFIELD | 82387 | Joint Recruiting Program | USACE | Travis | United States | California | Solano | Fairfield | 94533 | 1.22 | 1.28
188675 | 820618 | 136 20 38TH AVE AKA 38 21 MAIN STREET FLUSHING | 82387 | Joint Recruiting Program | USACE | Main | United States | New York | Queens | New York City | 11354 | 1.36 | 1.46
188676 | 820592 | 1396 CEMETARY CIRCLE ELKVIEW | 70132 | Independent Duty Housing Program | USACE | Cemetary | United States | West Virginia | Kanawha | Elkview | 25071 | 1 | 1.01
188677 | 820787 | 1400 EXECUTIVE PARKWAY EUGENE | 82387 | Joint Recruiting Program | USACE | Executive | United States | Oregon | Lane | Eugene | 97401 | 1.12 | 1.145
188678 | 820929 | 1403 SOUTH LLOYD STREET ABERDEEN | 70132 | Independent Duty Housing Program | USACE | Lloyd | United States | South Dakota | Brown | Aberdeen | 57401 | 0.955 | 0.93
188679 | 820801 | 14353 IRISFIELD CIRCLE DRAPER | 70132 | Independent Duty Housing Program | USACE | Irisfield | United States | Utah | Salt Lake | Draper | 84020 | 1.03 | 0.99
188680 | 820638 | 1449 HIGHWAY 6 SUGAR LAND | 82387 | Joint Recruiting Program | USACE | 6 | United States | Texas | Fort Bend | Sugar Land | 77479 | 0.865 | 0.84
188681 | 820607 | 14605 DUCK COVE PLACE MIDLOTHIAN | 70132 | Independent Duty Housing Program | USACE | Duck Cove | United States | Virginia | Chesterfield | Midlothian | 23112 | 0.92 | 0.89
188682 | 820208 | 1472 UNIVERSITY AVENUE SAINT PAUL | 82387 | Joint Recruiting Program | USACE | University | United States | Minnesota | Ramsey | St. Paul | 55104 | 1.06 | 1.11
188684 | 820573 | 1500 SUTTLES DRIVE ATLANTA | 70132 | Independent Duty Housing Program | USACE | Suttles | United States | Georgia | Dekalb | Atlanta | 30331 | 0.83 | 0.8
188685 | 820593 | 1507 SCOTT CHASE DRIVE FREDERICK | 70132 | Independent Duty Housing Program | USACE | Scott Chase | United States | Maryland | Frederick | Frederick | 21702 | 0.94 | 0.94
188686 | 820015 | 1513 RTE 173 ROCKFORD | 82387 | Joint Recruiting Program | USACE | Lane | United States | Illinois | Winnebago | Machesney Park | 61115 | 1.03 | 1.045
188687 | 820881 | 1522 AMBLEWOOD LANE SALT LAKE CITY | 70132 | Independent Duty Housing Program | USACE | Amblewood | United States | Utah | Salt Lake | Salt Lake City | 84124 | 1.03 | 0.99
188688 | 820910 | 15710 S BIRCH AVE GLENPOOL | 70132 | Independent Duty Housing Program | USACE | Birch | United States | Oklahoma | Tulsa | Glenpool | 74033 | 0.875 | 0.85
188689 | 820582 | 1608 EAST WASHINGTON STREET WASHINGTON | 27864 | 88th Readiness Division | ARRES | Washington | United States | Iowa | Washington | Washington | 52353 | 1.01 | 1.01
188690 | 820591 | 1611 DUTCH ROAD FAIRVIEW | 70132 | Independent Duty Housing Program | USACE | Dutch | United States | Pennsylvania | Erie | Fairview | 16415 | 1.065 | 1.105
188692 | 820869 | 16610 FERNWAY ROAD SHAKER HEIGHTS | 70132 | Independent Duty Housing Program | USACE | Fernway | United States | Ohio | Cuyahoga | Shaker Heights | 44122 | 0.925 | 0.9195
188693 | 820874 | 1694 CARLEMONT DRIVE APT. C CRYSTAL LAKE | 70132 | Independent Duty Housing Program | USACE | Carlemontapt C | United States | Illinois | Mchenry | Crystal Lake | 60014 | 1.03 | 1.045
188694 | 820742 | 17 CRESENT RIDGE DR. HATTIESBURG | 70132 | Independent Duty Housing Program | USACE | Cresent Ridge | United States | Mississippi | Forrest | Hattiesburg | 39402 | 0.9 | 0.86
188695 | 820730 | 1700 NW NICOLE COURT PULLMAN | 70132 | Independent Duty Housing Program | USACE | Nicole | United States | Washington | Whitman | Pullman | 99163 | 1.085 | 1.095
188696 | 820736 | 1759 AUBURN RIDGE LANE DRAPER | 70132 | Independent Duty Housing Program | USACE | Auburn Ridge | United States | Utah | Salt Lake | Draper | 84020 | 1.03 | 0.99
188697 | 820842 | 17617 KILOANA CT EAGLE RIVER | 70132 | Independent Duty Housing Program | USACE | Kiloana | United States | Alaska | Anchorage | Eagle River | 99577 | 1.96 | 1.95
188698 | 820940 | 17696 BEAVORAMA FAYETTEVILLE | 70132 | Independent Duty Housing Program | USACE | Beavorama | United States | Arkansas | Washington | Fayetteville | 72701 | 0.845 | 0.82
1887 | GHTF0001 | FRANCIS E WARREN AF MISSILE SITE E10 SITE # 1 | GHLN | F E WARREN AFB | AFACT | 5770 Laramie County Road 206 | United States | Wyoming | Laramie | Pine Bluffs | 82082 | 1.07 | 1.06
188700 | 820943 | 1804 AMARILLO LANE KNOXVILLE | 70132 | Independent Duty Housing Program | USACE | Amarillo | United States | Tennessee | Knox | Knoxville | 37922 | 0.835 | 0.82
188703 | 820609 | 190 HIGHWAY 18 EAST BRUNSWICK | 82387 | Joint Recruiting Program | USACE | 18 | United States | New Jersey | Middlesex | East Brunswick | 08816 | 1.165 | 1.235
188704 | 820914 | 1921 FRANKLIN MILLS CIRCLE PHILADELPHIA | 82387 | Joint Recruiting Program | USACE | Franklin Mills | United States | Pennsylvania | Philadelphia | Philadelphia | 19154 | 1.14 | 1.21
188705 | 820654 | 1995 NORTH PARK PLACE SMYRNA | 82387 | Joint Recruiting Program | USACE | Park | United States | Georgia | Cobb | Smyrna | 30080 | 0.83 | 0.8
188706 | 820029 | 20 ARENA WAY COUNCIL BLUFFS | 82387 | Joint Recruiting Program | USACE | Arena | United States | Iowa | Pottawattamie | Council Bluffs | 51501 | 1.01 | 1.01
188707 | 820012 | 2000 COASTAL GRAND CIRCLE MYRTLE BEACH | 82387 | Joint Recruiting Program | USACE | Coastal Grand | United States | South Carolina | Horry | Myrtle Beach | 29577 | 0.92 | 0.885
188708 | 820547 | 201 GRANDVIEW HOT SPRINGS | 70132 | Independent Duty Housing Program | USACE | Grandview | United States | Arkansas | Garland | Hot Springs | 71913 | 0.845 | 0.82
188709 | 820182 | 203 EAST 2ND AVENUE PETAL | 70132 | Independent Duty Housing Program | USACE | 2nd | United States | Mississippi | Forrest | Petal | 39465 | 0.9 | 0.86
188710 | 820391 | 207 W MADISON STREET PONTIAC | 82387 | Joint Recruiting Program | USACE | Madison | United States | Illinois | Livingston | Pontiac | 61764 | 1.03 | 1.045
188711 | 820871 | 211 EAST 126TH STREET JENKS | 70132 | Independent Duty Housing Program | USACE | 126th | United States | Oklahoma | Tulsa | Jenks | 74037 | 0.875 | 0.85
188712 | 820650 | 21565 ANN RITA DRIVE BROOKFIELD | 70132 | Independent Duty Housing Program | USACE | Ann Rita | United States | Wisconsin | Waukesha | Brookfield | 53045 | 1.085 | 1.12
188713 | 820835 | 216 BURKS DRIVE BLOOMINGTON | 70132 | Independent Duty Housing Program | USACE | Burks | United States | Indiana | Monroe | Bloomington | 47401 | 0.955 | 0.96
188714 | 820803 | 222 N. SEPULVEDA BLVD. EL SEGUNDO | 82387 | Joint Recruiting Program | USACE | Sepulveda | United States | California | Los Angeles | El Segundo | 90245 | 1.02 | 1.06
188716 | 820849 | 230 GRANT RD WENATCHEE | 82387 | Joint Recruiting Program | USACE | Grant | United States | Washington | Chelan | Wenatchee | 98802 | 1.085 | 1.095
188717 | 820945 | 2316 CRANE PLACE OXFORD | 70132 | Independent Duty Housing Program | USACE | Crane | United States | Mississippi | Lafayette | Oxford | 38655 | 0.9 | 0.86
188719 | 820949 | 2408 BECARD DRIVE MESQUITE | 70132 | Independent Duty Housing Program | USACE | Becard | United States | Texas | Dallas | Mesquite | 75181 | 0.83 | 0.82
188720 | 820590 | 241 E. CENTRAL AVENUE SOUTH WILLIAMSPORT | 70132 | Independent Duty Housing Program | USACE | Central | United States | Pennsylvania | Lycoming | South Williamsport | 17701 | 1.065 | 1.105
188721 | 820781 | 2414 BALAJI COURT TOWN AND COUNTRY | 70132 | Independent Duty Housing Program | USACE | Balaji | United States | Missouri | St Louis | Town And Country | 63011 | 0.985 | 1.005
188724 | 820567 | 24780 HESPERIAN BLVD. HAYWARD | 82387 | Joint Recruiting Program | USACE | Hesperian | United States | California | Alameda | Hayward | 94545 | 1.2 | 1.25
188725 | 820640 | 25 CAMBRIDGE CIRCLE HARRISONBURG | 70132 | Independent Duty Housing Program | USACE | Cambridge | United States | Virginia | Harrisonburg (City) | Harrisonburg | 22801 | 0.92 | 0.89
188726 | 70132-10295 | 25 DEER RUN HATTIESBURG | 70132 | Independent Duty Housing Program | USACE | Deer | United States | Mississippi | Forrest | Hattiesburg | 39402 | 0.9 | 0.86
188727 | 820749 | 252 RALPH RAWLS ROAD HATTIESBURG | 37225 | Fort Bragg | ARACT | Ralph Rawls | United States | Mississippi | Forrest | Hattiesburg | 39402 | 0.9 | 0.86
188728 | 820090 | 2526 HILLSBORO BOULEVARD MANCHESTER | 82387 | Joint Recruiting Program | USACE | Hillsboro | United States | Tennessee | Coffee | Manchester | 37355 | 0.92 | 0.89
188730 | 820947 | 2620 YOUNGWOOD LANE CANTONMENT | 70132 | Independent Duty Housing Program | USACE | Youngwood | United States | Florida | Escambia | Cantonment | 32533 | 0.81 | 0.78
188731 | 820899 | 26460 ARROWOOD DR CLAREMORE | 70132 | Independent Duty Housing Program | USACE | Arrowood | United States | Oklahoma | Rogers | Claremore | 74019 | 0.875 | 0.85
188732 | 820677 | 267 BELLA VISTA TERRACE MCDONOUGH | 70132 | Independent Duty Housing Program | USACE | Bella Vista | United States | Georgia | Henry | Mcdonough | 30253 | 0.865 | 0.83
188733 | 820624 | 29 JULIANA WAY CARTERSVILLE | 70132 | Independent Duty Housing Program | USACE | Juliana | United States | Georgia | Bartow | Cartersville | 30120 | 0.865 | 0.83
188734 | 820905 | 29 ROSS STREET KINGSTON | 70132 | Independent Duty Housing Program | USACE | Ross | United States | Pennsylvania | Luzerne | Kingston | 18704 | 1.065 | 1.105
188735 | 820562 | 29/30 2124 GRAND AVENUE LINDENHURST | 82387 | Joint Recruiting Program | USACE | 2124 Grand | United States | Illinois | Lake | Lindenhurst | 60046 | 1.18 | 1.25
188736 | 820642 | 290 DALEWOOD DRIVE BASSETT | 70132 | Independent Duty Housing Program | USACE | Dalewood | United States | Virginia | Henry | Bassett | 24055 | 0.92 | 0.89
188737 | 820622 | 3 APPLEDOWN CT ANDERSON | 70132 | Independent Duty Housing Program | USACE | Appledown | United States | South Carolina | Anderson | Anderson | 29621 | 0.92 | 0.885
188739 | 820130 | 3001 WHITE BEAR AVENUE NORTH MAPLEWOOD | 82387 | Joint Recruiting Program | USACE | White Bear | United States | Minnesota | Ramsey | Maplewood | 55109 | 1.06 | 1.11
188740 | 820549 | 301 PROSPECT FARM ROAD JONESBORO | 70132 | Independent Duty Housing Program | USACE | Prospect Farm | United States | Arkansas | Craighead | Jonesboro | 72401 | 0.845 | 0.82
188741 | 820755 | 302 GREEN HILLS HATTIESBURG | 37225 | Fort Bragg | ARACT | Green | United States | Mississippi | Forrest | Hattiesburg | 39402 | 0.9 | 0.86
188742 | 820725 | 302 WINSLOW STREET WATERTOWN | 36205 | Fort Drum | ARACT | Winslow | United States | New York | Jefferson | Watertown | 13601 | 1.17 | 1.17
188743 | 820548 | 3040 BIRCH STREET SPRINGDALE | 70132 | Independent Duty Housing Program | USACE | Birch | United States | Arkansas | Washington | Springdale | 72762 | 0.845 | 0.82
188744 | 820556 | 306 W. VILLAGE DRIVE NISBET | 70132 | Independent Duty Housing Program | USACE | Village | United States | Pennsylvania | Lycoming | Williamsport | 17701 | 1.065 | 1.105
188745 | 820902 | 313 SHAWNEE CIRCLE MOUNT HOPE | 70132 | Independent Duty Housing Program | USACE | Shawnee | United States | West Virginia | Fayette | Mount Hope | 25880 | 1.02 | 1.03
188746 | 820930 | 3150 YARBROUGH EL PASO | 48125 | Fort Bliss | ARACT | Yarbrough | United States | Texas | El Paso | El Paso | 79925 | 0.86 | 0.83
188747 | 820785 | 316 KAMES COURT SLINGER | 70132 | Independent Duty Housing Program | USACE | Kames | United States | Wisconsin | Washington | Slinger | 53086 | 1.085 | 1.12
188748 | 820625 | 3220 GROVE TAIL ACWORTH | 70132 | Independent Duty Housing Program | USACE | Tail | United States | Georgia | Cobb | Acworth | 30101 | 0.83 | 0.8
188749 | 820168 | 33 ROBERT E. LEE HATTIESBURG | 70132 | Independent Duty Housing Program | USACE | Robertlee | United States | Mississippi | Forrest | Hattiesburg | 39401 | 0.9 | 0.86
188750 | 820617 | 3320 LANDHOPE CIRCLE ARLINGTON | 70132 | Independent Duty Housing Program | USACE | Landhope | United States | Texas | Tarrant | Arlington | 76016 | 0.83 | 0.82
188751 | 820760 | 3411 POPLAR STREET WHITE PINE | 70132 | Independent Duty Housing Program | USACE | Poplar | United States | Tennessee | Jefferson | White Pine | 37890 | 0.835 | 0.82
188752 | 820747 | 345 DOGWOOD GLEN LANE POWELL | 70132 | Independent Duty Housing Program | USACE | Dogwood Glen | United States | Tennessee | Knox | Powell | 37849 | 0.835 | 0.82
188753 | 820861 | 3450 W BAY CIRCLE LEWIS CENTER | 70132 | Independent Duty Housing Program | USACE | Bay | United States | Ohio | Delaware | Lewis Center | 43035 | 0.925 | 0.9195
188754 | 820878 | 35 SAND HILL ROAD DURHAM | 70132 | Independent Duty Housing Program | USACE | Sand Hill | United States | Maine | Androscoggin | Durham | 04222 | 1.02 | 1
188755 | 820817 | 3501 GRANADA BLVD CORAL GABLES | 1281A | US Army Garrison Miami | ARACT | Granada | United States | Florida | Miami-Dade | Coral Gables | 33134 | 0.82 | 0.8
188756 | 820636 | 3514 KINGSWOOD PLACE WATERLOO | 70132 | Independent Duty Housing Program | USACE | Kingswood | United States | Iowa | Black Hawk | Waterloo | 50701 | 1.01 | 1.01
188757 | 820337 | 3575 MACON ROAD COLUMBUS | 82387 | Joint Recruiting Program | USACE | Macon | United States | Georgia | Muscogee | Columbus | 31909 | 0.94 | 0.91
188758 | 820734 | 368 HIDDEN VALLEY ROAD NORTH STEVENSVILLE | 70132 | Independent Duty Housing Program | USACE | Hidden Valley | United States | Montana | Ravalli | Stevensville | 59870 | 1.1 | 1.08
188761 | 820860 | 3746 W. OAKLAND PARK BLVD. LAUDERDALE LAKES | 82387 | Joint Recruiting Program | USACE | Oakland Park | United States | Florida | Broward | Margate | 33063 | 0.82 | 0.8
188762 | 820649 | 3802 AVENUE K KEARNEY | 70132 | Independent Duty Housing Program | USACE | K | United States | Nebraska | Buffalo | Kearney | 68847 | 0.93 | 0.915
188763 | 820906 | 3818 COPPER KETTLE ROAD CAMP HILL | 70132 | Independent Duty Housing Program | USACE | Copper Kettle | United States | Pennsylvania | Cumberland | Camp Hill | 17011 | 1.065 | 1.105
188764 | 820676 | 3913 LAMBERMONT DR. COLLEGE STATION | 70132 | Independent Duty Housing Program | USACE | Lambermont | United States | Texas | Brazos | College Station | 77845 | 0.865 | 0.84
188765 | 820837 | 3961 ORCHARD VIEW PLACE POWELL | 70132 | Independent Duty Housing Program | USACE | Orchard View | United States | Ohio | Delaware | Powell | 43065 | 0.925 | 0.9195
188766 | 820768 | 400 N. EIGHTH STREET RICHMOND | 82387 | Joint Recruiting Program | USACE | Eighth | United States | Virginia | Richmond | Richmond | 23219 | 0.92 | 0.89
188767 | 820916 | 400 WEST LEXINGTON STREET BALTIMORE | 82387 | Joint Recruiting Program | USACE | Lexington | United States | Maryland | Baltimore (City) | Baltimore | 21201 | 0.97 | 0.97
188770 | 820950 | 403 PARK DRIVE ROSWELL | 70132 | Independent Duty Housing Program | USACE | Park | United States | New Mexico | Chaves | Roswell | 88201 | 0.93 | 0.905
188771 | 820932 | 40366 FITZGERALD DRIVE DARROW | 70132 | Independent Duty Housing Program | USACE | Fitzgerald | United States | Louisiana | Ascension | Darrow | 70725 | 0.855 | 0.825
188772 | 820726 | 406 MAPLE STRYKER | 70132 | Independent Duty Housing Program | USACE | Maple | United States | Montana | Lincoln | Stryker | 59933 | 1.1 | 1.08
188773 | 820928 | 40820 WINCHESTER RD. TEMECULA | 82387 | Joint Recruiting Program | USACE | Winchester | United States | California | Riverside | Temecula | 92591 | 1.08 | 1.12
188776 | 820608 | 4141 WOODRUFF AVE. LAKEWOOD | 82387 | Joint Recruiting Program | USACE | Woodruff | United States | California | Los Angeles | Lakewood | 90713 | 1.02 | 1.06
188777 | 820904 | 416 WYOMING AVENUE WEST PITTSTON | 70132 | Independent Duty Housing Program | USACE | Wyoming | United States | Pennsylvania | Luzerne | West Pittston | 18643 | 1.065 | 1.105
188778 | 820060 | 417 LIBERTY STREET MORRIS | 82387 | Joint Recruiting Program | USACE | Liberty | United States | Illinois | Grundy | Morris | 60450 | 1.03 | 1.045
188779 | 820303 | 427 WEST LAKE ROAD HATTIESBURG | 70132 | Independent Duty Housing Program | USACE | Lake | United States | Mississippi | Forrest | Hattiesburg | 39402 | 0.9 | 0.86
188781 | 820605 | 43 JAMAICA AVENUE BROOKLYN | 82387 | Joint Recruiting Program | USACE | Jamaica | United States | New York | Bronx | New York City | 11207 | 1.36 | 1.46
188782 | 820853 | 4316 LAWRENCEVILLE HWY TUCKER | 82387 | Joint Recruiting Program | USACE | Lawrenceville | United States | Georgia | DeKalb | Tucker | 30084 | 0.83 | 0.8
188784 | 820572 | 4401 BREEZY BAY CIRCLE RICHMOND | 37225 | Fort Bragg | ARACT | Breezy Bay | United States | Virginia | Richmond (City) | Richmond | 23233 | 0.92 | 0.89
188786 | 820445 | 4420 NW 93RD COURT MEDLEY | 70132 | Independent Duty Housing Program | USACE | 93rd | United States | Florida | Miami-Dade | Medley | 33178 | 0.82 | 0.8
188787 | 820601 | 4421 BREEZY BAY CIRCLE RICHMOND | 37225 | Fort Bragg | ARACT | Breezy Bay | United States | Virginia | Richmond (City) | Richmond | 23233 | 0.92 | 0.89
188788 | 820553 | 45 VALLEY VIEW DRIVE RUSSELLVILLE | 70132 | Independent Duty Housing Program | USACE | Valley View | United States | Arkansas | Pope | Russellville | 72801 | 0.845 | 0.82
188789 | 820939 | 4564 MARSHWOOD DRIVE MYRTLE BEACH | 70132 | Independent Duty Housing Program | USACE | Marshwood | United States | South Carolina | Horry | Myrtle Beach | 29579 | 0.92 | 0.885
188790 | 820631 | 4609 SAGUARO CT BAKERSFIELD | 70132 | Independent Duty Housing Program | USACE | Saguaro | United States | California | Kern | Bakersfield | 93312 | 1.16 | 1.21
188793 | 820641 | 4755 MEADOW CROSSING ROANOKE | 70132 | Independent Duty Housing Program | USACE | Meadow | United States | Virginia | Roanoke (City) | Roanoke | 24019 | 0.92 | 0.89
188794 | 820550 | 49 KROOKED KREEK CABOT | 70132 | Independent Duty Housing Program | USACE | Krooked Kreek | United States | Arkansas | Lonoke | Cabot | 72023 | 0.845 | 0.82
188795 | 820840 | 491 CRESCENT AVE OFFICE RAMSEY | 82387 | Joint Recruiting Program | USACE | Main Stpost Office | United States | New Jersey | Bergen | Ramsey | 07446 | 1.165 | 1.235
188796 | 820559 | 4927 MARSH HAWK DR BAKERSFIELD | 70132 | Independent Duty Housing Program | USACE | Marsh Hawk | United States | California | Kern | Bakersfield | 93312 | 1.16 | 1.21
188797 | 820569 | 5 CHANTICLEER CIRCLE HATTIESBURG | 70132 | Independent Duty Housing Program | USACE | Chanticleer | United States | Mississippi | Forrest | Hattiesburg | 39402 | 0.9 | 0.86
188798 | 820621 | 5 FOX HOLLOW COURT ARDEN | 70132 | Independent Duty Housing Program | USACE | Fox Hollow | United States | North Carolina | Buncombe | Arden | 28704 | 0.885 | 0.855
188799 | 820623 | 5 FOX HOLLOWA COURT ARDEN | 70132 | Independent Duty Housing Program | USACE | Fox Hollowa | United States | North Carolina | Buncombe | Arden | 28704 | 0.885 | 0.855
1888 | GHTG0001 | FRANCIS E WARREN AF MISSILE SITE E11 SITE # 1 | GHLN | F E WARREN AFB | AFACT | 965 Laramie County Road 164 | United States | Wyoming | Laramie | Pine Bluffs | 82082 | 1.07 | 1.06
188800 | 820589 | 5 SUSSEX CIRCLE CAMP HILL | 70132 | Independent Duty Housing Program | USACE | Sussex | United States | Pennsylvania | Cumberland | Camp Hill | 17011 | 1.065 | 1.105
188802 | 820627 | 5002 CIRCLE T TRAIL CLIMAX | 70132 | Independent Duty Housing Program | USACE | Circle T | United States | North Carolina | Guilford | Climax | 27233 | 0.885 | 0.855
188803 | 820868 | 523 HERROGATE SQ. PICKERINGTON | 70132 | Independent Duty Housing Program | USACE | Herrogate | United States | Ohio | Fairfield | Pickerington | 43147 | 0.925 | 0.9195
188805 | 820763 | 5254 NW 114TH AVE DORAL | 1281A | US Army Garrison Miami | ARACT | 114th | United States | Florida | Miami-Dade | Unknown | 33178 | 0.82 | 0.8
188810 | 820653 | 527 SW CARRIAGE COURT ANKENY | 70132 | Independent Duty Housing Program | USACE | Carriage | United States | Iowa | Polk | Ankeny | 50023 | 0.95 | 0.95
188811 | 820430 | 5274 NW 114TH AVE MEDLEY | 70132 | Independent Duty Housing Program | USACE | 114th | United States | Florida | Miami-Dade | Medley | 33178 | 0.82 | 0.8
188813 | 820443 | 5278 NW 114TH AVENUE APT 106 MEDLEY | 70132 | Independent Duty Housing Program | USACE | 114th | United States | Florida | Miami-Dade | Medley | 33178 | 0.82 | 0.8
188815 | 820859 | 5300 CONSEAR RD OTTAWA LAKE | 70132 | Independent Duty Housing Program | USACE | Consear | United States | Michigan | Monroe | Ottawa Lake | 49267 | 1.035 | 1.055
188819 | 820805 | 5397 PARK PLACE DUBUQUE | 70132 | Independent Duty Housing Program | USACE | Park | United States | Iowa | Dubuque | Dubuque | 52002 | 1.01 | 1.01
188831 | 820919 | 5555 ROCKWELL ROAD WINCHESTER | 21479 | Lexington Facility | ARACT | Rockwell | United States | Kentucky | Clark | Winchester | 40391 | 0.87 | 0.87
188833 | 820848 | 561 WESTFIELD WAY PEWAUKEE | 70132 | Independent Duty Housing Program | USACE | Westfield | United States | Wisconsin | Waukesha | Pewaukee | 53072 | 1.085 | 1.12
188835 | 820931 | 5817 LAWNDALE EL PASO | 48125 | Fort Bliss | ARACT | Lawndale | United States | Texas | El Paso | El Paso | 79912 | 0.86 | 0.83
188836 | 820711 | 5900 EAST VIRGINIA BEACH BLVD. NORFOLK | 82387 | Joint Recruiting Program | USACE | Virginia Beach | United States | Virginia | Norfolk | Norfolk | 23502 | 0.98 | 0.94
188837 | 820113 | 6 KORI TAYLOR PETAL | 70132 | Independent Duty Housing Program | USACE | Kori Taylor | United States | Mississippi | Forrest | Petal | 39465 | 0.9 | 0.86
188838 | 820938 | 6021 PACIFIC BLVD HUNTINGTON PARK | 82387 | Joint Recruiting Program | USACE | Pacific | United States | California | Los Angeles | Huntington Park | 90255 | 1.02 | 1.06
188839 | 820778 | 608 1/2 LAKESHORE DRIVE NORTH SIOUX CITY | 70132 | Independent Duty Housing Program | USACE | Lakeshore | United States | South Dakota | Union | No Sioux City | 57049 | 0.955 | 0.93
188840 | 820696 | 608 BATTERSEA DR ST AUGUSTINE | 70132 | Independent Duty Housing Program | USACE | Battersea | United States | Florida | St Johns | St. Augustine | 32095 | 0.825 | 0.805
188842 | 820578 | 62 ASPINET ROAD WEST YARMOUTH | 70132 | Independent Duty Housing Program | USACE | Aspinet | United States | Massachusetts | Barnstable | West Yarmouth | 02673 | 1.165 | 1.215
188843 | 820551 | 62 KINGS PARK ROAD LITTLE ROCK | 70132 | Independent Duty Housing Program | USACE | Kings Park | United States | Arkansas | Pulaski | Little Rock | 72227 | 0.83 | 0.8
188845 | 820770 | 631 STONE ST KALISPELL | 70132 | Independent Duty Housing Program | USACE | Stone | United States | Montana | Flathead | Kalispell | 59901 | 1.1 | 1.08
188846 | 820387 | 6405 B DRIVE NORTH BATTLE CREEK | 82387 | Joint Recruiting Program | USACE | B | United States | Michigan | Calhoun | Battle Creek | 49015 | 1.035 | 1.055
188847 | 820620 | 6415 VIRGINIA FIELDS DR KATY | 70132 | Independent Duty Housing Program | USACE | Virginia Fields | United States | Texas | Fort Bend | Katy | 77494 | 0.865 | 0.84
188848 | 820863 | 6512 MARINA POINT VILLAGE COURT TAMPA | 37225 | Fort Bragg | ARACT | Marina Point Village | United States | Florida | Hillsborough | Tampa | 33635 | 0.82 | 0.8
188849 | 820862 | 6526 MARINA POINT VILLAGE COURT TAMPA | 37225 | Fort Bragg | ARACT | Marina Point Village | United States | Florida | Hillsborough | Tampa | 33635 | 0.82 | 0.8
188850 | 820866 | 6601 CAMDEN BAY DRIVE TAMPA | 37225 | Fort Bragg | ARACT | Camden Bay | United States | Florida | Hillsborough | Tampa | 33635 | 0.82 | 0.8
188851 | 820864 | 6616 MARINA POINT VILLAGE COURT TAMPA | 37225 | Fort Bragg | ARACT | Marina Point Village | United States | Florida | Hillsborough | Tampa | 33635 | 0.82 | 0.8
188852 | 820613 | 6637 S. GARNET WAY CHANDLER | 70132 | Independent Duty Housing Program | USACE | Garnet | United States | Arizona | Maricopa | Chandler | 85249 | 0.91 | 0.89
188853 | 820722 | 664 NW 13TH AVE CANBY | 70132 | Independent Duty Housing Program | USACE | 13th | United States | Oregon | Clackamas | Canby | 97013 | 1.12 | 1.145
188854 | 820865 | 6649 MARINA POINT VILLAGE COURT TAMPA | 37225 | Fort Bragg | ARACT | Marina Point Village | United States | Florida | Hillsborough | Tampa | 33635 | 0.82 | 0.8
188855 | 820628 | 67 BALLARD PLACE GEORGETOWN | 70132 | Independent Duty Housing Program | USACE | Ballard | United States | South Carolina | Georgetown | Georgetown | 29440 | 0.92 | 0.885
188856 | 820912 | 670 RIVER STREET PLAINS | 82387 | Joint Recruiting Program | USACE | River | United States | Pennsylvania | Luzerne | Plains | 18705 | 1.065 | 1.105
188857 | 820626 | 6701 FOX CENTRE PARKWAY GLOUCESTER | 82387 | Joint Recruiting Program | USACE | Fox Centre | United States | Virginia | Gloucester | Gloucester | 23061 | 0.92 | 0.89
188858 | 820913 | 6710 OXON HILL ROAD OXON HILL | 82387 | Joint Recruiting Program | USACE | Oxon Hill | United States | Maryland | Prince George's | Oxon Hill | 20745 | 0.97 | 0.97
188859 | 820662 | 6736 158TH STREET WEST APPLE VALLEY | 70132 | Independent Duty Housing Program | USACE | 158th | United States | Minnesota | Dakota | Apple Valley | 55124 | 1.085 | 1.12
188860 | 820604 | 6900 LOOKOUT DRIVE FORT SMITH | 70132 | Independent Duty Housing Program | USACE | Lookout | United States | Arkansas | Sebastian | Fort Smith | 72916 | 0.845 | 0.82
188861 | 820441 | 6943 NW 115 CT MEDLEY | 70132 | Independent Duty Housing Program | USACE | 115 | United States | Florida | Miami-Dade | Medley | 33178 | 0.82 | 0.8
188865 | 820793 | 709 S WOODHAVEN AVE MERIDIAN | 70132 | Independent Duty Housing Program | USACE | Woodhaven | United States | Idaho | Ada | Meridian | 83642 | 0.99 | 0.98
188866 | 820935 | 7118 EAST EDEN ROAD HAMBURG | 70132 | Independent Duty Housing Program | USACE | Eden | United States | New York | Erie | Hamburg | 14075 | 1.09 | 1.1
188867 | 820658 | 714 MAIN STREET PRESQUE ISLE | 70132 | Independent Duty Housing Program | USACE | Main | United States | Maine | Aroostook | Presque Isle | 04769 | 1.02 | 1
188870 | 820179 | 7359 US HIGHWAY 98 WEST HATTIESBURG | 70132 | Independent Duty Housing Program | USACE | Us98 | United States | Mississippi | Forrest | Hattiesburg | 39402 | 0.9 | 0.86
188871 | 820908 | 737 SPRINGTON CIRCLE CHESTER | 70132 | Independent Duty Housing Program | USACE | Springton | United States | Pennsylvania | Delaware | Chester | 19014 | 1.065 | 1.105
188872 | 820706 | 744 SALTMEADOW BAY DRIVE VIRGINIA BEACH | 37225 | Fort Bragg | ARACT | Saltmeadow Bay | United States | Virginia | Virginia Beach (City) | Virginia Beach | 23451 | 0.98 | 0.94
188873 | 820807 | 750 CITADEL DR EAST COLORADO SPRINGS | 82387 | Joint Recruiting Program | USACE | Citadel | United States | Colorado | El Paso | Colorado Spgs | 80909 | 1.04 | 1.02
188875 | 820606 | 756 YAVAPAI HILLS DRIVE PRESCOTT | 70132 | Independent Duty Housing Program | USACE | Yavapai Hills | United States | Arizona | Yavapai | Prescott | 86301 | 0.925 | 0.905
188876 | 820942 | 756160 Hoomama Kailua Kona | 70132 | Independent Duty Housing Program | USACE | Hoomama | United States | Hawaii | Hawaii | Kailua Kona | 96740 | 2.51 | 2.42
188877 | 820684 | 76 S MAIN AKRON | 82387 | Joint Recruiting Program | USACE | Main | United States | Ohio | Summit | Akron | 44308 | 0.925 | 0.9195
188878 | 820712 | 7733 NORTH STATE STREET LOWVILLE | 70132 | Independent Duty Housing Program | USACE | State | United States | New York | Lewis | Lowville | 13367 | 1.06 | 1.075
188880 | 820794 | 782 JEROME LANE EAST WENATCHEE | 70132 | Independent Duty Housing Program | USACE | Jerome | United States | Washington | Douglas | East Wenatchee | 98802 | 1.085 | 1.095
188881 | 820838 | 786 NORTH CANNON COURT ELLETTSVILLE | 70132 | Independent Duty Housing Program | USACE | Cannon | United States | Indiana | Monroe | Ellettsville | 47429 | 0.955 | 0.96
188883 | 820746 | 8 SERENE HILLS HATTIESBURG | 70243 | Camp Shelby Active LGH | USACE | Serene | United States | Mississippi | Forrest | Hattiesburg | 39402 | 0.9 | 0.86
188884 | 70132-10648 | 8 CLASSIC WOOD DRIVE HATTIESBURG | 70132 | Independent Duty Housing Program | USACE | Classic Wood | United States | Mississippi | Forrest | Hattiesburg | 39402 | 0.9 | 0.86
188885 | 820779 | 813 EAST BATTLE ST | 82387 | Joint Recruiting Program | USACE | Battle | United States | Alabama | Talladega | Talladega | 35160 | 0.855 | 0.83
188889 | 820831 | 89 WALTON STREET ALEXANDRIA BAY | 36205 | Fort Drum | ARACT | Walton | United States | New York | Jefferson | Alexandria Bay | 13607 | 1.17 | 1.17
188891 | 820796 | 9136 WEST RUSTICA DRIVE BOISE | 70132 | Independent Duty Housing Program | USACE | Rustica | United States | Idaho | Ada | Boise | 83709 | 0.99 | 0.98
188892 | 820834 | 9152 KENT AVENUE INDIANAPOLIS | 82387 | Joint Recruiting Program | USACE | Kent | United States | Indiana | Marion | Indianapolis | 46216 | 0.94 | 0.94
188893 | 820836 | 9250 W STATE ROAD 46 GOSPORT | 70132 | Independent Duty Housing Program | USACE | State 46 | United States | Indiana | Owen | Gosport | 47433 | 0.955 | 0.96
188894 | 820634 | 935 CAMNEY LANE VINTON | 70132 | Independent Duty Housing Program | USACE | Camney | United States | Virginia | Roanoke | Vinton | 24179 | 0.92 | 0.89
188896 | 820651 | 974 EVERGREEN LANE NEENAH | 70132 | Independent Duty Housing Program | USACE | Evergreen | United States | Wisconsin | Winnebago | Neenah | 54956 | 1.085 | 1.12
188897 | 820433 | 9778 NW 46 TERRACE UNIT 142-7 MEDLEY | 70132 | Independent Duty Housing Program | USACE | 46unit 142-7 | United States | Florida | Miami-Dade | Medley | 33178 | 0.82 | 0.8
188898 | 820389 | 996 PLEASANT GROVE ROSEVILLE | 82387 | Joint Recruiting Program | USACE | Pleasant | United States | California | Placer | Roseville | 95678 | 1.125 | 1.165
1889 | GHTH0001 | FRANCIS E WARREN AF MISSILE SITE F1 SITE # 1 | GHLN | F E WARREN AFB | AFACT | 5091 Kimball County Road 59 | United States | Nebraska | Kimball | Dix | 960890 | 0.93 | 0.915
188903 | 820872 | BUILDING 651 LEAD | 42345 | Letterkenny Army Depot | ARACT | Dunn | United States | Pennsylvania | Franklin | Chambersburg | 17201 | 1.01 | 1.02
188906 | 820854 | FORT SNELLING | 270NG | Minnesota National Guard | ARGUARD | College Park | United States | Minnesota | Hennepin | Fort Snelling | 55111 | 1.06 | 1.11
188908 | 820896 | LANGHORNE | 82387 | Joint Recruiting Program | USACE | Battle | United States | Pennsylvania | Bucks | Langhorne | 19047 | 1.065 | 1.105
188909 | 820560 | MAIN GATE | 82387 | Joint Recruiting Program | USACE | University | United States | Arizona | Pima | Tucson | 85719 | 0.94 | 0.92
188912 | 820558 | PEBBLE CREEK PLAZA | 82387 | Joint Recruiting Program | USACE | White | United States | Arizona | Navajo | Show Low | 85901 | 0.925 | 0.905
188914 | 820632 | RAPPAHANNOCK RIVER | 51290 | Fort A P Hill | ARACT | Qm Co Subsistence Plt | United States | Virginia | Caroline | Rappahannock Academy | 22538 | 1.1 | 1.1
188920 | 820782 | THE VERIDIAN AT SILVER SPRING METRO | 24225 | Fort Detrick | ARACT | West | United States | Maryland | Montgomery | Silver Spring | 20910 | 1.02 | 1.02
188921 | 820810 | URBANA, IL USARC, 2001 EAST MAIN STREET URBANA | 27864 | 88th Readiness Division | ARRES | Main | United States | Illinois | Champaign | Urbana | 61802 | 1.03 | 1.045
188922 | 820924 | VILLAGE SQUARE SHOPPING CENTER | 82387 | Joint Recruiting Program | USACE | Commerce | United States | Pennsylvania | Berks | Wyomissing | 19610 | 1.065 | 1.105
188927 | GUQE0002 | ARNG 29.9 ACRES SITE #2 | GUQE | FORBES FIELD ANG | AFGUARD | TOPEKA | United States | Kansas | Shawnee | Topeka | 66619 | 1.005 | 1.025
188928 | FDFE0001 | O'FALLON ADMINISTRATIVE OFFICE #2 | VDYD | SCOTT AFB | AFACT | REGENCY PARK | United States | Illinois | St Clair | O Fallon | 62269-1895 | 1.08 | 1.1
188929 | GUQE0003 | AAFES SWITCHPOINT | GUQE | FORBES FIELD ANG | AFGUARD | TOPEKA | United States | Kansas | Shawnee | Topeka | 66619-5370 | 1.005 | 1.025
188930 | OBGR0001 | OSCURA BOMBING AND GUNNERY RANGE # 1 | KWRD | HOLLOMAN | AFACT | US 54 | United States | New Mexico | Lincoln | Carrizozo | 88301 | 0.93 | 0.905
188931 | CBTM0004 | BOULDER SEISMOLOGICAL RESEARCH SITE #4 | KRSM | HILL AFB | AFACT | HWY 353 | United States | Wyoming | Sublette | Boulder | 82923 | 1.045 | 1.035
188932 | CBTM0005 | BOULDER SEISMOLOGICAL RESEARCH SITE #5 | KRSM | HILL AFB | AFACT | HWY 353 | United States | Wyoming | Sublette | Boulder | 82923 | 1.045 | 1.035
188933 | MPLS0002 | LACKLAND AIR FORCE BASE SITE #2 | MPLS | LACKLAND AIR FORCE BASE | AFACT | GOTT | United States | Texas | Bexar | Lackland AFB | 78236 | 0.89 | 0.87
188935 | M67399-0009 | QUAIL MTN EASEMENT | M67399 | MCAGCC Twentynine Palms CA | MCACT |  | United States | California | San Bernardino | Joshua Tree | 92252 | 1.2 | 1.25
188936 | M60169-0008 | WALSH LE | M60169 | MCAS Beaufort SC | MCACT |  | United States | South Carolina | Beaufort | Beaufort | 29906 | 1.03 | 1
188937 | M60169-0009 | WALSH RE | M60169 | MCAS Beaufort SC | MCACT | SOUTH OF STATE ROAD S-7-71 | United States | South Carolina | Beaufort | Beaufort | 29906 | 1.03 | 1
188938 | M60169-0010 | WALSH RE2 | M60169 | MCAS Beaufort SC | MCACT |  | United States | South Carolina | Beaufort | Beaufort | 29906 | 1.03 | 1
188939 | M60169-0011 | WALSH PURCHASE | M60169 | MCAS Beaufort SC | MCACT |  | United States | South Carolina | Beaufort | Beaufort | 29906 | 1.03 | 1
188941 | TYMX0002 | LEASED DATA ASSETS | TYMX | RANDOLPH AIR FORCE BASE | AFACT | WASHINGTON | United States | Texas | Bexar | Randolph AFB | 78150 | 0.89 | 0.87
188943 | VAL93 | BOULDERS ONE | WHS01 | WASHINGTON HEADQUARTERS | WHS | BOULDERS | United States | Virginia | Charlottesville | Charlottesville | 22911 | 0.92 | 0.89
188944 | VAL94 | ONE BELTWAY CENTER | WHS01 | WASHINGTON HEADQUARTERS | WHS | RICHMOND | United States | Virginia | Alexandria | Alexandria | 22301 | 1.08 | 1.08
188945 | VAL95 | EISENHOWER CENTER III OFFICE B | WHS01 | WASHINGTON HEADQUARTERS | WHS | MILL | United States | Virginia | Alexandria | Alexandria | 22314 | 1.08 | 1.08
188946 | MDL20 | 3300 75TH AVENUE | WHS01 | WASHINGTON HEADQUARTERS | WHS | 75TH | United States | Maryland | Prince George's | Hyattsville | 20785 | 0.97 | 0.97
188949 | JUBJ0002 | LEASED DATA ASSETS | PNQS | MAXWELL AFB | AFACT | NORTHERN BLVD | United States | Alabama | Montgomery | Gunter Afb | 36114-3112 | 0.89 | 0.87
188950 | PNQS0002 | LEASED DATA ASSET | PNQS | MAXWELL AFB | AFACT | LEMAY | United States | Alabama | Montgomery | Maxwell AFB | 36112 | 0.89 | 0.87
188951 | VNVP0002 | LEASED DATA ASSETS | VNVP | SHEPPARD AFB | AFACT | ANDERSON | United States | Texas | Wichita | Wichita Falls | 76311 | 0.92 | 0.89
188954 | N63406-LH | LAKE HODGES BRIG MITIG | N63406 | NAVBASE Point Loma | NAVACT | HIGHLAND VALLEY | United States | California | San Diego | Escondido | 92025 | 1.08 | 1.11
188956 | MXDP0002 | LEASED DATA ASSETS | MXDP | LAUGHLIN AIR FORCE BASE | AFACT | FOURTH | United States | Texas | Val Verde | Laughlin AFB | 78840 | 0.99 | 0.96
188957 | 820088 | 2700 S. 4TH STREET LEAVENWORTH | 82387 | Joint Recruiting Program | USACE | 4th | United States | Kansas | Leavenworth | Leavenworth | 66048 | 1.07 | 1.08
188959 | 12B03 | EGLIN AB | 120NG | Florida National Guard | ARGUARD | DRONE | United States | Florida | Okaloosa | Ft Walton Beach | 32542 | 0.88 | 0.85
188960 | 12F06 | Keystone Airport | 120NG | Florida National Guard | ARGUARD | Airport | United States | Florida | Bradford | Starke | 32091 | 0.825 | 0.805
188961 | JCGU0002 | LEASED DATA ASSETS | JCGU | GOODFELLOW AFB | AFACT | KEARNEY | United States | Texas | Tom Green | Goodfellow Afb | 76908 | 0.91 | 0.88
188963 | XTLF0002 | LEASED DATA ASSET | XTLF | VANCE AIR FORCE BASE | AFACT | FIELDS | United States | Oklahoma | Garfield | Enid | 73705-5000 | 0.96 | 0.93
188971 | XLWU0002 | TYNDALL LEASED DATA ASSETS | XLWU | TYNDALL AFB | AFACT | ILLINOIS | United States | Florida | Bay | Tyndall AFB | 32403 | 0.87 | 0.85
188981 | N63406-LT | LINDBERGH TOWER | N63406 | NAVBASE Point Loma | NAVACT | 3228 N. Harbor Drive | United States | California | San Diego | San Diego | 92132 | 1.05 | 1.08
188982 | N60495-BN | BALD MOUNTAIN MONITORS | N60495 | NAS Fallon NV | NAVACT |  | United States | Nevada | Nye | Round Mountain | 89496 | 1.18 | 1.2
188983 | MPLS0005 | LEASED DATA ASSET | MPLS | LACKLAND AIR FORCE BASE | AFACT | 1555 Gott Street | United States | Texas | Bexar | Lackland Afb | 78236-5645 | 0.89 | 0.87
188984 | MAHG0002 | LEASED DATA ASSETS | MAHG | Keesler AFB | AFACT | CHAPPIE JAMES | United States | Mississippi | Harrison | Keesler AFB | 39534 | 0.87 | 0.83
188985 | 06819 | California State Military Museum - Sacramento | 060NG | California National Guard | ARGUARD | 2nd | United States | California | Sacramento | Sacramento | 95814-3203 | 1.13 | 1.17
188986 | 02729 | Delta Junction | 020NG | Alaska National Guard | ARGUARD |  | United States | Alaska | Southeast Fairbanks | Delta Junction | 99731 | 2.32 | 2.3
188989 | 18657 | Knightstown | 180NG | Indiana National Guard | ARGUARD | 10892 N State Road 140 | United States | Indiana | Hendricks | Knightstown | 46148 | 0.94 | 0.94
188990 | 29C96 | Springfield Leased Armory | 290NG | Missouri National Guard | ARGUARD | 5000 West Kearney | United States | Missouri | Greene | Springfield | 65802 | 0.985 | 1.005
188992 | KELL0002 | LEASED DATA ASSETS | MPLS | LACKLAND AIR FORCE BASE | AFACT | GOTT | United States | Texas | Bexar | Lackland Afb | 78236-5645 | 0.89 | 0.87
188993 | MPYJ0002 | LEASED DATA ASSET MPYJ | MPLS | LACKLAND AIR FORCE BASE | AFACT | GOTT | United States | Texas | Bexar | San Antonio | 78236 | 0.89 | 0.87
188994 | 821335 | Brooke Army Medical Center - EUL Site | 18081 | Army Mission Support | USACE | Roger Brooke | United States | Texas | Bexar | San Antonio | 78234 | 0.87 | 0.85
188996 | 821076 | #2 SCARBOUROUGH FARE, STEWARTSTOWN, PA | 70132 | Independent Duty Housing Program | USACE | Scarboough Fare | United States | Pennsylvania | York | Stewartstown | 17363 | 1.065 | 1.105
188997 | 821019 | 0 CHARLES STREET BOSTON | 82387 | Joint Recruiting Program | USACE | Charles | United States | Massachusetts | Suffolk | Boston | 02116 | 1.2 | 1.26
188998 | 821161 | 1 JAMES STREET RAMP PEEKSKILL | 82387 | Joint Recruiting Program | USACE | James Street | United States | New York | Westchester | Peekskill | 10566 | 1.06 | 1.075
1890 | GHTJ0001 | FRANCIS E WARREN AF MISSILE SITE F2 SITE # 1 | GHLN | F E WARREN AFB | AFACT | 250 Banner County Road 14 | United States | Nebraska | Banner | Harrisburg | 69345 | 0.93 | 0.915
189002 | 821090 | 1008 SWENSON ST EUGENE | 70132 | Independent Duty Housing Program | USACE | Swenson | United States | Oregon | Lane | Eugene | 97404 | 1.12 | 1.145
189003 | 821029 | 101 WEST PROSPECT AVENUE PIERRE | 70132 | Independent Duty Housing Program | USACE | Prospect | United States | South Dakota | Hughes | Pierre | 57501 | 0.955 | 0.93
189004 | 821152 | 101 WORTH STREET NEW YORK | 82387 | Joint Recruiting Program | USACE | Worth | United States | New York | New York | New York City | 10278 | 1.36 | 1.46
189006 | 821149 | 102 RAMBLEWOOD DRIVE STATESBORO | 70132 | Independent Duty Housing Program | USACE | Ramblewood | United States | Georgia | Bulloch | Statesboro | 30458 | 0.865 | 0.83
189008 | 821018 | 1050 MCKINLEY PLACE SAN MARCOS | 82387 | Joint Recruiting Program | USACE | Mckinley | United States | Texas | Hays | San Marcos | 78666 | 0.865 | 0.84
189010 | 821083 | 10606 TREASURE LAKE ROAD DUBOIS | 70132 | Independent Duty Housing Program | USACE | Treasure Lake | United States | Pennsylvania | Clearfield | Du Bois | 15801 | 1.065 | 1.105
189013 | 821126 | 10949 SW PARKVIEW WILSONVILLE | 70132 | Independent Duty Housing Program | USACE | Parkview | United States | Oregon | Clackamas | Wilsonville | 97070 | 1.12 | 1.145
189014 | 821079 | 11 LAKERIEGE DRIVE GREENSBURG | 70132 | Independent Duty Housing Program | USACE | Lakeriege | United States | Pennsylvania | Westmoreland | Greensburg | 15601 | 1.065 | 1.105
189016 | 821148 | 1130 WILSHIRE CIRCLE E PEMBROKE PINES | 70132 | Independent Duty Housing Program | USACE | Wilshire | United States | Florida | Broward | Pembroke Pines | 33027 | 0.82 | 0.8
189017 | 821116 | 11507 NW 27TH COURT VANCOUVER | 70132 | Independent Duty Housing Program | USACE | 27th | United States | Washington | Clark | Vancouver | 98685 | 1.085 | 1.095
189018 | 820691 | 11521 US HIGHWAY 431 GUNTERSVILLE | 82387 | Joint Recruiting Program | USACE | Us431 | United States | Alabama | Marshall | Guntersville | 35976 | 0.855 | 0.83
189019 | 821065 | 118 SOMERSET HATTIESBURG | 70243 | Camp Shelby Active LGH | USACE | 118 Somerset Drive | United States | Mississippi | Forrest | Hattiesburg | 39402 | 0.9 | 0.86
189021 | 821107 | 12 OAK VIEW PURVIS | 70243 | Camp Shelby Active LGH | USACE | 12 Oakview Lane | United States | Mississippi | Lamar | Purvis | 39475 | 0.9 | 0.86
189023 | 821118 | 120 TAMARACK CREEK RD WHITEFISH | 70132 | Independent Duty Housing Program | USACE | Tamarack Creek | United States | Montana | Flathead | Whitefish | 59937 | 1.1 | 1.08
189025 | 821061 | 129 EAST ENTERPRISE PUEBLO WEST | 08005 | Fort Carson | ARACT | Enterprise | United States | Colorado | Pueblo | Pueblo West | 81007 | 1.08 | 1.06
189026 | 821082 | 1325 FRANKLIN AVENUE GARDEN CITY | 82387 | Joint Recruiting Program | USACE | Franklin | United States | New York | Nassau | Garden City | 11530 | 1.06 | 1.075
189027 | 821078 | 13511 48TH DR SE SNOHOMISH | 70132 | Independent Duty Housing Program | USACE | 48th | United States | Washington | Snohomish | Snohomish | 98296 | 1.085 | 1.095
189028 | 821058 | 1361 RED EAGLE PLACE HELENA | 70132 | Independent Duty Housing Program | USACE | Red Eagle | United States | Montana | Lewis And Clark | Helena | 59601 | 1.1 | 1.08
189030 | 821086 | 1427 JADDEN CT. BETHLEHEM | 70132 | Independent Duty Housing Program | USACE | Jadden | United States | Pennsylvania | Lehigh | Bethlehem | 18015 | 1.065 | 1.105
189032 | 821060 | 15 STRATFORD COURT HATTIESBURG | 70243 | Camp Shelby Active LGH | USACE | Stratford | United States | Mississippi | Forrest | Hattiesburg | 39402 | 0.9 | 0.86
189033 | 821154 | 1559 LEXINGTON AVE MANHATTAN | 82387 | Joint Recruiting Program | USACE | Lexington | United States | New York | New York | New York City | 10029 | 1.36 | 1.46
189034 | 821089 | 1589 CAMPBELL DRIVE HUNTINGTON | 70132 | Independent Duty Housing Program | USACE | Campbell | United States | West Virginia | Mercer | Oakvale | 25705 | 1.04 | 1.05
189035 | 821095 | 16 KORI TAYLOR PETAL | 70243 | Camp Shelby Active LGH | USACE | Kori Taylor | United States | Mississippi | Forrest | Petal | 39465 | 0.9 | 0.86
189037 | 821115 | 16709 NE 6TH ST VANCOUVER | 70132 | Independent Duty Housing Program | USACE | 6th | United States | Washington | Clark | Vancouver | 98684 | 1.085 | 1.095
189038 | 821032 | 16832 SOUTHCENTER PARKWAY TUKWILA | 82387 | Joint Recruiting Program | USACE | Southcenter | United States | Washington | King | Tukwila | 98188 | 1.12 | 1.14
189039 | 821192 | 17 LAKELAND PETAL | 70243 | Camp Shelby Active LGH | USACE | Lakeland | United States | Mississippi | Forrest | Petal | 39465 | 0.9 | 0.86
189040 | 821077 | 17029 165TH AVE SE RENTON | 70132 | Independent Duty Housing Program | USACE | 165th | United States | Washington | King | Renton | 98059 | 1.12 | 1.14
189041 | 821069 | 17033 MERCANTILE BLVD NOBLESVILLE | 82387 | Joint Recruiting Program | USACE | Mercantile | United States | Indiana | Hamilton | Noblesville | 46060 | 0.94 | 0.94
189042 | 821006 | 1756 LAGO VISTA BLVD PALM HARBOR | 70132 | Independent Duty Housing Program | USACE | Lago Vista | United States | Florida | Pinellas | Palm Harbor | 34685 | 0.82 | 0.8
189043 | 821040 | 1801 SOUTH 2ND STREET MCALLEN | 82387 | Joint Recruiting Program | USACE | 2nd | United States | Texas | Hidalgo | Mcallen | 78503 | 0.865 | 0.84
189044 | 821141 | 183 LIMERICK LANE ROCHESTER | 70132 | Independent Duty Housing Program | USACE | Limerick | United States | New York | Monroe | Rochester | 14606 | 1.06 | 1.075
189045 | 821087 | 1856 N. OAK LANE STATE COLLEGE | 70132 | Independent Duty Housing Program | USACE | Oak | United States | Pennsylvania | Centre | State College | 16803 | 1.065 | 1.105
189046 | 821084 | 1861 OAK LANE PROVO | 70132 | Independent Duty Housing Program | USACE | Oak | United States | Utah | Utah | Provo | 84604 | 1.03 | 0.995
189048 | 821072 | 19885 NORTHWEST METOLIOUS DRIVE PORTLAND | 70132 | Independent Duty Housing Program | USACE | Metolious | United States | Oregon | Multnomah | Portland | 97229 | 1.08 | 1.1
189051 | 821114 | 20 KORI TAYLOR PETAL | 70243 | Camp Shelby Active LGH | USACE | Kori Taylor | United States | Mississippi | Forrest | Petal | 39465 | 0.9 | 0.86
189055 | 821096 | 220 SKYVIEW DRIVE BECKLEY | 70132 | Independent Duty Housing Program | USACE | Skyview | United States | West Virginia | Raleigh | Beckley | 25801 | 1.02 | 1.03
189060 | 821055 | 240 GLACIER LOLO | 70132 | Independent Duty Housing Program | USACE | Glacier | United States | Montana | Missoula | Lolo | 59847 | 1.1 | 1.08
189061 | 711227 | 2400 LAKE PARK DRIVE SMYRNA | 82387 | Joint Recruiting Program | USACE | Lake Park | United States | Georgia | Cobb | Smyrna | 30080 | 0.83 | 0.8
189062 | 820377 | 2411 EMPIRE AVENUE BRENTWOOD | 82387 | Joint Recruiting Program | USACE | Empire | United States | California | Contra Costa | Brentwood | 94513 | 1.22 | 1.27
189063 | 821091 | 24545 HELENE DRIVE BROWNSTOWN | 70132 | Independent Duty Housing Program | USACE | Helene | United States | Michigan | Wayne | Trenton | 48183 | 1.03 | 1.06
189064 | 821217 | 24920 FRANKLIN LANE PLAINFIELD | 70132 | Independent Duty Housing Program | USACE | Franklin | United States | Illinois | Wabash | Keensburg | 60544 | 1.03 | 1.045
189065 | 821128 | 2501 E GREEN CANYON DR. MERIDIAN | 70132 | Independent Duty Housing Program | USACE | Green Canyon | United States | Idaho | Ada | Meridian | 83642 | 0.99 | 0.98
189066 | 821031 | 25619 104TH AVE SE KENT | 82387 | Joint Recruiting Program | USACE | 104th | United States | Washington | King | Kent | 98031 | 1.12 | 1.14
189068 | 821198 | 27 BRADFORD LANE PETAL | 70243 | Camp Shelby Active LGH | USACE | Bradford | United States | Mississippi | Forrest | Petal | 39465 | 0.9 | 0.86
189069 | 821193 | 27 CINNAMON FERN HATTIESBURG | 70243 | Camp Shelby Active LGH | USACE | Cinnamon Fern | United States | Mississippi | Forrest | Hattiesburg | 39402 | 0.9 | 0.86
189071 | 821043 | 27345 245TH AVE SE MAPLE VALLEY | 70132 | Independent Duty Housing Program | USACE | 245th | United States | Washington | King | Maple Valley | 98038 | 1.12 | 1.14
189072 | 821007 | 2750 OLD ST. AUGUSTINE ROAD APT S195 TALLAHASSEE | 70132 | Independent Duty Housing Program | USACE | Oldaugustine Road Apt S195 | United States | Florida | Leon | Tallahassee | 32301 | 0.825 | 0.805
189073 | 821021 | 2755 RUSTLING OAK BLVD. HILLIARD | 70132 | Independent Duty Housing Program | USACE | Rustling Oak | United States | Ohio | Franklin | Hilliard | 43026 | 0.925 | 0.9195
189075 | 821044 | 2826 22ND ST CLARKSTON | 70132 | Independent Duty Housing Program | USACE | 22nd | United States | Washington | Asotin | Clarkston | 99403 | 1.085 | 1.095
189076 | 821117 | 2836 S. JIOVANNI PLACE MERIDIAN | 70132 | Independent Duty Housing Program | USACE | Jiovanni | United States | Idaho | Ada | Meridian | 83642 | 0.99 | 0.98
189077 | 821165 | 284 AUDUBON AVENUE MANHATTAN | 82387 | Joint Recruiting Program | USACE | Audubon | United States | New York | New York | New York City | 10029 | 1.36 | 1.46
189078 | 821048 | 3 HILLCREST TERRACE PURVIS | 70243 | Camp Shelby Active LGH | USACE | Hillcrest | United States | Mississippi | Lamar | Purvis | 39475 | 0.9 | 0.86
189079 | 821138 | 304 S. WEST STREET CAMERON | 70132 | Independent Duty Housing Program | USACE | West | United States | Missouri | Clinton | Cameron | 64429 | 0.985 | 1.005
189081 | 821168 | 308 1/2 GREENWICH STREET MANHATTAN | 82387 | Joint Recruiting Program | USACE | 12 Greenwich | United States | New York | New York | New York City | 10013 | 1.36 | 1.46
189082 | 821045 | 3096 TAMARACK PL WENATCHEE | 70132 | Independent Duty Housing Program | USACE | Tamarack | United States | Washington | Chelan | Wenatchee | 98801 | 1.085 | 1.095
189083 | 821196 | 31 ARCHEL STREET PETAL | 70243 | Camp Shelby Active LGH | USACE | Archel | United States | Mississippi | Forrest | Petal | 39465 | 0.9 | 0.86
189085 | 821047 | 31 STONY BROOK DRIVE REXFORD | 70132 | Independent Duty Housing Program | USACE | Stony Brook | United States | New York | Monroe | Penfield | 12148 | 1.06 | 1.075
189088 | 821106 | 324 TAIT AVENUE ROCHESTER | 70132 | Independent Duty Housing Program | USACE | Tait | United States | New York | Monroe | Rochester | 14616 | 1.06 | 1.075
189089 | 821144 | 3252 EMMERTSEN ROAD RACINE | 70132 | Independent Duty Housing Program | USACE | Emmertsen | United States | Wisconsin | Racine | Racine | 53406 | 1.085 | 1.12
189090 | 821175 | 33 ROBERT E. LEE HATTIESBURG | 70243 | Camp Shelby Active LGH | USACE | Robertlee | United States | Mississippi | Forrest | Hattiesburg | 39402 | 0.9 | 0.86
189091 | 821039 | 34506 SULKEY DRIVE HAINESVILLE | 70132 | Independent Duty Housing Program | USACE | Sulkey | United States | Illinois | Lake | Hainesville | 60030 | 1.18 | 1.25
189094 | 821092 | 38 CHARLOTTE CT. MARTINSBURG | 70132 | Independent Duty Housing Program | USACE | Charlotte | United States | West Virginia | Berkeley | Falling Waters | 25419 | 1.02 | 1.03
189095 | 821004 | 380 COLDWELL CT. COLUMBUS | 70132 | Independent Duty Housing Program | USACE | Coldwell | United States | Ohio | Franklin | Columbus | 43220 | 0.925 | 0.9195
189098 | 821042 | 40114 PALMETTO DRIVE PALMDALE | 70132 | Independent Duty Housing Program | USACE | Palmetto | United States | California | Los Angeles | Palmdale | 93551 | 1.02 | 1.06
189099 | 821038 | 407 SUMMERFEST DRIVE LAFAYETTE | 70132 | Independent Duty Housing Program | USACE | Summerfest | United States | Louisiana | Lafayette | Lafayette | 70507 | 0.855 | 0.825
1891 | GHTK0001 | FRANCIS E WARREN AF MISSILE SITE F3 SITE # 1 | GHLN | F E WARREN AFB | AFACT | 4810 Cheyenne County Road 73 | United States | Nebraska | Cheyenne | Potter | 69133 | 0.93 | 0.915
189100 | 821108 | 41 LAKELAND CIRCLE PETAL | 70243 | Camp Shelby Active LGH | USACE | Lakeland | United States | Mississippi | Forrest | Petal | 39465 | 0.9 | 0.86
189101 | 821027 | 41 LANSHIRE DRIVE TEXARKANA | 70132 | Independent Duty Housing Program | USACE | Lanshire | United States | Texas | Bowie | Texarkana | 75503 | 0.85 | 0.83
189102 | 821119 | 4345 E. RACE ST MERIDIAN | 70132 | Independent Duty Housing Program | USACE | Race | United States | Idaho | Ada | Meridian | 83646 | 0.99 | 0.98
189103 | 821123 | 4410 CLAIBORNE SQUARE HAMPTON | 82387 | Joint Recruiting Program | USACE | Claiborne | United States | Virginia | Hampton | Hampton | 23666 | 0.98 | 0.94
189104 | 821127 | 4510 CALUMET WAY EUGENE | 70132 | Independent Duty Housing Program | USACE | Calumet | United States | Oregon | Lane | Eugene | 97404 | 1.12 | 1.145
189105 | 821017 | 4517 71ST STREET LUBBOCK | 70132 | Independent Duty Housing Program | USACE | 71st | United States | Texas | Lubbock | Lubbock | 79424 | 0.865 | 0.84
189106 | 820480 | 4524 ST. JOHNS AVENUE JACKSONVILLE | 82387 | Joint Recruiting Program | USACE | St Johns | United States | Florida | Duval | Jacksonville | 32210 | 0.8 | 0.78
189107 | 821035 | 4600 GOER DRIVE NORTH CHARLESTON | 82387 | Joint Recruiting Program | USACE | Goer | United States | South Carolina | Charleston | North Charleston | 29406 | 0.97 | 0.94
189108 | 821022 | 47 EAGLE STREET SUITE 104 PROVIDENCE | 82387 | Joint Recruiting Program | USACE | Eaglesuite 104 | United States | Rhode Island | Providence | Providence | 02909 | 1.11 | 1.15
189109 | 820790 | 4780 I-55 NORTH JACKSON | 82387 | Joint Recruiting Program | USACE | I-55 | United States | Mississippi | Hinds | Jackson | 39206 | 0.9 | 0.86
189110 | 821094 | 48 CORNER OAKS DRIVE HATTIESBURG | 70243 | Camp Shelby Active LGH | USACE | Corner Oaks | United States | Mississippi | Forrest | Hattiesburg | 39402 | 0.9 | 0.86
189112 | 821015 | 49 S. FOXHALL LANE WEYERS CAVE | 70132 | Independent Duty Housing Program | USACE | Foxhall | United States | Virginia | Augusta | Weyers Cave | 24486 | 0.92 | 0.89
189113 | 821054 | 502 COX AVENUE HATTIESBURG | 70243 | Camp Shelby Active LGH | USACE | Cox | United States | Mississippi | Forrest | Hattiesburg | 39402 | 0.9 | 0.86
189114 | 821155 | 51 WEST 22ND STREET MANHATTAN | 82387 | Joint Recruiting Program | USACE | 22nd | United States | New York | New York | New York City | 10010 | 1.36 | 1.46
189115 | 820946 | 528 E. SPOKANE FALLS BLVD. SPOKANE | 82387 | Joint Recruiting Program | USACE | Spokane Falls | United States | Washington | Spokane | Spokane | 99201 | 1.05 | 1.05
189116 | 821093 | 55 GRANDVILLE DRIVE SWOYERSVILLE | 70132 | Independent Duty Housing Program | USACE | Grandville | United States | Pennsylvania | Luzerne | Swoyersville | 18704 | 1.065 | 1.105
189118 | 821153 | 55 WEST 125TH STREET MANHATTAN | 82387 | Joint Recruiting Program | USACE | 125th | United States | New York | New York | New York City | 10027 | 1.36 | 1.46
189119 | 821120 | 551 E RED ROCK DR MERIDIAN | 70132 | Independent Duty Housing Program | USACE | Red Rock | United States | Idaho | Ada | Meridian | 83646 | 0.99 | 0.98
189120 | 820394 | 5545 IGNACIO FRIAS EL PASO | 48125 | Fort Bliss | ARACT | Ignacio Frias | United States | Texas | El Paso | El Paso | 79934 | 0.86 | 0.83
189124 | 821037 | 5817 LAWNDALE | 48125 | Fort Bliss | ARACT | Lawndale 9 | United States | Texas | El Paso | El Paso | 79912 | 0.86 | 0.83
189125 | 821137 | 5950 E. VIRGINIA BEACH BLVD. NORFOLK | 82387 | Joint Recruiting Program | USACE | Virginia Beach | United States | Virginia | Norfolk | Norfolk | 23502 | 0.98 | 0.94
189126 | 821177 | 6 KORI TAYLOR PETAL | 70243 | Camp Shelby Active LGH | USACE | Kori Taylor | United States | Mississippi | Forrest | Petal | 39465 | 0.9 | 0.86
189128 | 470NG-10004 | 6219 LEE HWY CHATTANOOGA | 470NG | Tennessee National Guard | ARGUARD | Lee | United States | Tennessee | Lauderdale | Gates | 37421 | 0.835 | 0.82
189129 | 821026 | 62683 SHOREWOOD LANE MADISON LAKE | 70132 | Independent Duty Housing Program | USACE | Shorewood | United States | Minnesota | Blue Earth | Madison Lake | 56063 | 1.085 | 1.12
189130 | 821068 | 6460 SAWMILL ROAD COLUMBUS | 82387 | Joint Recruiting Program | USACE | Sawmill | United States | Ohio | Franklin | Dublin | 43235 | 0.925 | 0.9195
189131 | 821146 | 6607 CAMDEN BAY DRIVE TAMPA | 37225 | Fort Bragg | ARACT | Camden Bay | United States | Florida | Hillsborough | Tampa | 33635 | 0.82 | 0.8
189132 | 821124 | 6632 MACARTHUR SRIVE MISSOULA | 70132 | Independent Duty Housing Program | USACE | Macarthur Srive | United States | Montana | Missoula | Missoula | 59808 | 1.1 | 1.08
189133 | 821020 | 6863 TUMBLEWWEED LAND CANAL WINCHESTER | 70132 | Independent Duty Housing Program | USACE | Tumblewweed | United States | Ohio | Franklin | Canal Winchester | 43110 | 0.925 | 0.9195
189134 | 821085 | 6900 NW 83RD KANSAS CITY | 82387 | Joint Recruiting Program | USACE | 83rd | United States | Missouri | Platte | Kansas City | 64125 | 0.95 | 0.97
189136 | 82387-11114 | 701 MAIN STREET HATTIESBURG | 82387 | Joint Recruiting Program | USACE | Main | United States | Mississippi | Forrest | Hattiesburg | 39401 | 0.9 | 0.86
189137 | 821052 | 704 10TH AVENUE SW GREAT FALLS | 70132 | Independent Duty Housing Program | USACE | 10th | United States | Montana | Cascade | Great Falls | 59404 | 1.1 | 1.08
189143 | 821011 | 8 WATERTON WAY SIMPSONVILLE | 70132 | Independent Duty Housing Program | USACE | Waterton | United States | South Carolina | Greenville | Simpsonville | 29680 | 0.92 | 0.885
189144 | 820645 | 80 E RIO SALADO PKWY TEMPE | 82387 | Joint Recruiting Program | USACE | Rio Salado | United States | Arizona | Maricopa | Tempe | 85281 | 0.91 | 0.89
189145 | 820927 | 8079 E. MAIN STREET PORT ORCHARD | 82387 | Joint Recruiting Program | USACE | Main | United States | Washington | Kitsap | Port Orchard | 98366 | 1.21 | 1.24
189146 | 821099 | 8107 80TH DRIVE NE MARYSVILLE | 70132 | Independent Duty Housing Program | USACE | 80th | United States | Washington | Snohomish | Marysville | 98270 | 1.085 | 1.095
189147 | 821056 | 83 CANAL PLACE HATTIESBURG | 70243 | Camp Shelby Active LGH | USACE | Canal | United States | Mississippi | Forrest | Hattiesburg | 39402 | 0.9 | 0.86
189151 | 820875 | 9234 PARK MEADOWS DRIVE LONE TREE | 82387 | Joint Recruiting Program | USACE | Park Meadows | United States | Colorado | Douglas | Lone Tree | 80124 | 1.015 | 1
189152 | 821012 | 963 POQUONNOCK ROAD GROTON | 82387 | Joint Recruiting Program | USACE | Poquonnock | United States | Connecticut | New London | Groton | 06340 | 1.17 | 1.21
189155 | 821143 | PARK NORTH PLAZA, 602 NW LOOP 410 SAN ANTONIO | 82387 | Joint Recruiting Program | USACE | 410 | United States | Texas | Bexar | San Antonio | 78216 | 0.87 | 0.85
189156 | 820355 | RT 244 | 01252 | Fort Rucker | ARACT | River Ridge | United States | Alabama | Pike | Troy | 36079 | 0.89 | 0.86
189157 | 820366 | RT 414 | 01252 | Fort Rucker | ARACT | County133 | United States | Alabama | Coffee | Jack | 36346 | 0.89 | 0.86
189159 | 820659 | THE PORTICO APARTMENTS | 24225 | Fort Detrick | ARACT | Fidler | United States | Maryland | Montgomery | Silver Spring | 20910 | 1.02 | 1.02
189164 | 09381 | Middletown AFRC | 42560 | 99th Readiness Division | ARRES | Smith | United States | Connecticut | Middlesex | Middletown | 06457 | 1.165 | 1.205
189165 | 44973 | Newport USARC | 42560 | 99th Readiness Division | ARRES | Simonpietri Drive | United States | Rhode Island | Newport | Newport | 02841 | 1.2 | 1.24
189166 | 36024 | Niagara Falls AFRC, NFARS | 42560 | 99th Readiness Division | ARRES | Rubin | United States | New York | Niagara | Niagara Falls | 14304+5001 | 1.11 | 1.17
189170 | 821319 | 10 MONTROSE HATTIESBURG | 70243 | Camp Shelby Active LGH | USACE | Montrose | United States | Mississippi | Forrest | Hattiesburg | 39402 | 0.9 | 0.86
189173 | 821312 | 11 CHANSE AVENUE PETAL | 70243 | Camp Shelby Active LGH | USACE | Chanse | United States | Mississippi | Forrest | Petal | 39465 | 0.9 | 0.86
189174 | 821300 | 11 PRESTWICK LOOP CARTERSVILLE | 70132 | Independent Duty Housing Program | USACE | Prestwick | United States | Georgia | Bartow | Cartersville | 30120 | 0.865 | 0.83
189177 | 821292 | 1213 SUNSET CIRCLE PRAIRIE DU SAC | 70132 | Independent Duty Housing Program | USACE | Sunset | United States | Wisconsin | Sauk | Prairie Du Sac | 53578 | 1.085 | 1.12
189178 | 820937 | 1219 HOMESTEAD ROAD NORTH LEHIGH ACRES | 82387 | Joint Recruiting Program | USACE | Homestead | United States | Florida | Lee | Lehigh Acres | 33936 | 0.825 | 0.805
189179 | 821249 | 1224 NORTH F STREET MUSKOGEE | 70132 | Independent Duty Housing Program | USACE | F | United States | Oklahoma | Muskogee | Muskogee | 74403 | 0.875 | 0.85
189180 | 821328 | 1234 TIMBER CREEK DR MURFREESBORO | 70132 | Independent Duty Housing Program | USACE | Timber Creek | United States | Tennessee | Rutherford | Murfreesboro | 37129 | 0.835 | 0.82
189182 | 820176 | 127 HEMLOCK HATTIESBURG | 70132 | Independent Duty Housing Program | USACE | Hemlock | United States | Mississippi | Forrest | Hattiesburg | 39402 | 0.9 | 0.86
189183 | 821280 | 1290 WANDA DRIVE HANOVER | 70132 | Independent Duty Housing Program | USACE | Wanda | United States | Pennsylvania | York | Hanover | 17331 | 1.065 | 1.105
189184 | 821303 | 13 HIGH MEADOWS HATTIESBURG | 70243 | Camp Shelby Active LGH | USACE | High | United States | Mississippi | Forrest | Hattiesburg | 39402 | 0.9 | 0.86
189186 | 821242 | 1449 WEST DURANTA STREET | 82387 | Joint Recruiting Program | USACE | Durantaus-83 | United States | Texas | Hidalgo | Alamo | 78516 | 0.865 | 0.84
189187 | 821271 | 1515 E. TROPICANA AVENUE SUITE 600 LAS VEGAS | 82387 | Joint Recruiting Program | USACE | Tropicanasuite 600 | United States | Nevada | Clark | Las Vegas | 89117 | 1.14 | 1.17
189189 | 821259 | 15378 SE OLDS DRIVE CLACKAMAS | 70132 | Independent Duty Housing Program | USACE | Olds | United States | Oregon | Clackamas | Clackamas | 97015 | 1.12 | 1.145
189190 | 820926 | 1551 DIAMOND HILL ROAD WOONSOCKET | 82387 | Joint Recruiting Program | USACE | Diamond Hill | United States | Rhode Island | Providence | Woonsocket | 02895 | 1.11 | 1.15
189191 | 820629 | 1609 E FLORENCE BLVD CASA GRANDE | 82387 | Joint Recruiting Program | USACE | Florence | United States | Arizona | Pinal | Casa Grande | 85222 | 0.925 | 0.905
189193 | 821293 | 16567 GANNON AVENUE ROSEMOUT | 70132 | Independent Duty Housing Program | USACE | Gannon | United States | Minnesota | Dakota | Rosemount | 55068 | 1.085 | 1.12
189196 | 821230 | 1716 E 23RD STREET FARMINGTON | 70132 | Independent Duty Housing Program | USACE | 23rd | United States | New Mexico | San Juan | Farmington | 87401 | 0.93 | 0.905
189197 | 821241 | 1724 PILOT COURT JACKSONVILLE | 70132 | Independent Duty Housing Program | USACE | Pilot | United States | Arkansas | Pulaski | Jacksonville | 72076 | 0.83 | 0.8
189198 | 820177 | 18 MONTROSE CT. HATTIESBURG | 70132 | Independent Duty Housing Program | USACE | Montrose | United States | Mississippi | Forrest | Hattiesburg | 39402 | 0.9 | 0.86
1892 | GHTL0001 | FRANCIS E WARREN AF MISSILE SITE F4 SITE # 1 | GHLN | F E WARREN AFB | AFACT | 8396 Nebraska State Road 46 | United States | Nebraska | Cheyenne | Potter | 69156 | 0.93 | 0.915
189203 | 821243 | 209 WHITE OAK DRIVE GREENVILLE | 70132 | Independent Duty Housing Program | USACE | White Oak | United States | North Carolina | Pitt | Greenville | 27858 | 0.885 | 0.855
189205 | 821299 | 2140 PIKE COURT MARION | 70132 | Independent Duty Housing Program | USACE | Pike | United States | Iowa | Linn | Marion | 52302 | 1.01 | 1.01
189206 | 821274 | 21824 MEGAN DRIVE FRENCHTOWN | 70132 | Independent Duty Housing Program | USACE | Megan | United States | Montana | Missoula | Frenchtown | 59834 | 1.1 | 1.08
189207 | 821329 | 2219 SUNNYSIDE CIRCLE CEDAR FALLS | 70132 | Independent Duty Housing Program | USACE | Sunnyside | United States | Iowa | Black Hawk | Cedar Falls | 50613 | 1.01 | 1.01
189208 | 821304 | 237 GREEN AVENUE BELCHERTOWN | 70132 | Independent Duty Housing Program | USACE | Green | United States | Massachusetts | Hampshire | Belchertown | 01007 | 1.165 | 1.215
189211 | 821273 | 28 MANSER DRIVE AMHERST | 70132 | Independent Duty Housing Program | USACE | Manser | United States | New York | Montgomery | Amsterdam | 14226 | 1.06 | 1.075
189212 | 821240 | 2801 SW 137TH OKLAHOMA CITY | 70132 | Independent Duty Housing Program | USACE | 137th | United States | Oklahoma | Canadian | Oklahoma City | 73170 | 0.86 | 0.83
189213 | 821279 | 2912 ASTOR DRIVE NORMAN | 70132 | Independent Duty Housing Program | USACE | Astor | United States | Oklahoma | Cleveland | Norman | 73072 | 0.86 | 0.83
189214 | 821251 | 305 CHISHOLM TRAIL WAY MUSTANG | 70132 | Independent Duty Housing Program | USACE | Chisholm Trail | United States | Oklahoma | Canadian | Mustang | 73064 | 0.86 | 0.83
189217 | 820544 | 3290 GULF FREEWAY SOUTH LEAGUE CITY | 82387 | Joint Recruiting Program | USACE | Gulf | United States | Texas | Galveston | League City | 77573 | 0.865 | 0.84
189218 | 821236 | 33 MT. VISTA ROAD SIDNEY | 70132 | Independent Duty Housing Program | USACE | Mt Vista | United States | Maine | Kennebec | Oakland | 04330 | 1.02 | 1
189220 | 821237 | 342 W 900 N AMERICAN FORK | 70132 | Independent Duty Housing Program | USACE | 900 N | United States | Utah | Utah | American Fork | 84003 | 1.03 | 0.995
189221 | 821297 | 3420 FALCON VIEW ROAD SW CEDAR RAPIDS | 70132 | Independent Duty Housing Program | USACE | Falcon View | United States | Iowa | Linn | Cedar Rapids | 52404 | 1.01 | 1.01
189222 | 821257 | 3718 NE MADISON AVE LAWTON | 70132 | Independent Duty Housing Program | USACE | Madison | United States | Oklahoma | Comanche | Lawton | 73507 | 0.89 | 0.87
189223 | 821219 | 3828 WEST GALVESTON STREET BROKEN ARROW | 70132 | Independent Duty Housing Program | USACE | Galveston | United States | Oklahoma | Tulsa | Broken Arrow | 74012 | 0.875 | 0.85
189224 | 821272 | 4 MORTON STREET NIANTIC | 70132 | Independent Duty Housing Program | USACE | Morton | United States | Connecticut | New London | Niantic | 06357 | 1.17 | 1.21
189225 | 821133 | 4 STRATFORD HATTIESBURG | 70243 | Camp Shelby Active LGH | USACE | Stratford | United States | Mississippi | Forrest | Hattiesburg | 39402 | 0.9 | 0.86
189226 | 821333 | 417 TRAMWAY BLVD NE ALBUQUERQUE | 82387 | Joint Recruiting Program | USACE | Tramway | United States | New Mexico | Bernalillo | Albuquerque | 87123 | 0.9 | 0.87
189227 | 821290 | 421 EAST TAMARACK ROAD ALTUS | 70132 | Independent Duty Housing Program | USACE | Tamarack | United States | Oklahoma | Jackson | Altus | 73521 | 0.89 | 0.87
189228 | 821287 | 4216 PATE RD FRANKLIN | 70132 | Independent Duty Housing Program | USACE | Pate | United States | Tennessee | Williamson | Franklin | 37067 | 0.835 | 0.82
189230 | 820484 | 4750 S. BROADWAY TYLER | 82387 | Joint Recruiting Program | USACE | Broadway | United States | Texas | Smith | Tyler | 75703 | 0.865 | 0.84
189233 | 821295 | 500 6TH STREET NE MANDAN | 70132 | Independent Duty Housing Program | USACE | 6th | United States | North Dakota | Morton | Mandan | 58554 | 1.09 | 1.09
189234 | 820695 | 5019 S LOUISE AVE SIOUX FALLS | 82387 | Joint Recruiting Program | USACE | Louise | United States | South Dakota | Minnehaha | Sioux Falls | 57108 | 0.96 | 0.94
189236 | 821313 | 55 BRIDGEFIELD HATTIESBURG | 70243 | Camp Shelby Active LGH | USACE | Bridgefield | United States | Mississippi | Forrest | Hattiesburg | 39402 | 0.9 | 0.86
189239 | 821284 | 560 BLOOMFIELD AVE BLOOMFIELD | 82387 | Joint Recruiting Program | USACE | Bloomfield | United States | New Jersey | Essex | Bloomfield | 07003 | 1.16 | 1.23
189240 | 821269 | 5619 WINDWARD BAY COURT BAKERSFIELD | 70132 | Independent Duty Housing Program | USACE | Windward Bay | United States | California | Kern | Bakersfield | 93312 | 1.16 | 1.21
189241 | 821258 | 586 E OAK STREET LEBANON | 70132 | Independent Duty Housing Program | USACE | Oak | United States | Oregon | Linn | Lebanon | 97355 | 1.12 | 1.145
189242 | 821325 | 601 LAKEWOOD BEACH DRIVE SHEFFIELD LAKE | 70132 | Independent Duty Housing Program | USACE | Lakewood Beach | United States | Ohio | Lorain | Sheffield Lake | 44054 | 0.925 | 0.9195
189246 | 821223 | 6565 BLACK MANGROVE DR LARGO | 70132 | Independent Duty Housing Program | USACE | Black Mangrove | United States | Florida | Pinellas | Largo | 33772 | 0.82 | 0.8
189247 | 821261 | 7 PHEASANT STREET LITCHFIELD | 70132 | Independent Duty Housing Program | USACE | Pheasant | United States | New Hampshire | Hillsborough | Litchfield | 03052 | 1.075 | 1.075
189254 | 820191 | 8224 MILLS DRIVE KENDALL | 82387 | Joint Recruiting Program | USACE | Mills | United States | Florida | Miami-Dade | Kendall | 33183 | 0.82 | 0.8
189256 | 821263 | 8808 SOUTH URBANA PLACE TULSA | 70132 | Independent Duty Housing Program | USACE | Urbana | United States | Oklahoma | Osage | Tulsa | 74137 | 0.875 | 0.85
189257 | 821308 | 89 BRIDGEFIELD HATTIESBURG | 70243 | Camp Shelby Active LGH | USACE | Bridgefield | United States | Mississippi | Forrest | Hattiesburg | 39402 | 0.9 | 0.86
189258 | 821315 | 9 LONGWOOD HATTIESBURG | 70243 | Camp Shelby Active LGH | USACE | Longwood | United States | Mississippi | Forrest | Hattiesburg | 39402 | 0.9 | 0.86
189259 | 821260 | 92 WILLOWOOD DR OXFORD | 70132 | Independent Duty Housing Program | USACE | Willowood | United States | Alabama | Calhoun | Oxford | 36203 | 0.85 | 0.83
189260 | 821326 | 9216 SMITH AVENUE BALTIMORE | 70132 | Independent Duty Housing Program | USACE | Smith | United States | Maryland | Baltimore | Parkville | 21234 | 0.97 | 0.97
189261 | 821205 | 9346 ORCHARD BLVD MIDWEST CITY | 70132 | Independent Duty Housing Program | USACE | Orchard | United States | Oklahoma | Oklahoma | Midwest City | 73130 | 0.86 | 0.83
189265 | 821383 | 1168 BATEMAN PT. DR. WEST JORDAN | 70132 | Independent Duty Housing Program | USACE | Bateman Pt | United States | Utah | Salt Lake | West Jordan | 84084 | 1.03 | 0.99
189266 | 821365 | 126 WHITROCK COURT WEATHERFORD | 70132 | Independent Duty Housing Program | USACE | Whitrock | United States | Texas | Parker | Weatherford | 76086 | 0.865 | 0.84
189268 | 821371 | 1467 147TH AVENUE NW ANDOVER | 70132 | Independent Duty Housing Program | USACE | 147th | United States | Minnesota | Anoka | Andover | 55304 | 1.085 | 1.12
189269 | 821340 | 1717 BUCHANAN STREET LITTLE CHUTE | 70132 | Independent Duty Housing Program | USACE | Buchanan | United States | Wisconsin | Outagamie | Little Chute | 54140 | 1.085 | 1.12
189270 | 821387 | 1757 W GILBERT ATREET SAN BERNARDINO | 70132 | Independent Duty Housing Program | USACE | Gilbert Atreet | United States | California | San Bernardino | San Bernardino | 92411 | 1.2 | 1.25
189273 | 821348 | 20602 WOODBRIDGE DRIVE HAGERSTOWN | 70132 | Independent Duty Housing Program | USACE | Woodbridge | United States | Maryland | Washington | Hagerstown | 21742 | 1.02 | 1.01
189274 | 821130 | 215 COMMONWEALTH DRIVE WYTHEVILLE | 82387 | Joint Recruiting Program | USACE | Commonwealth | United States | Virginia | Wythe | Wytheville | 24382 | 0.92 | 0.89
189276 | 821381 | 2460 ALMANOR DR TRACY | 70132 | Independent Duty Housing Program | USACE | Almanor | United States | California | San Joaquin | Tracy | 95304 | 1.12 | 1.17
189277 | 820274 | 25 OAK HOLLOW HATTIESBURG | 70132 | Independent Duty Housing Program | USACE | Oak | United States | Mississippi | Forrest | Hattiesburg | 39402 | 0.9 | 0.86
189279 | 821376 | 27 TALLMADGE AVENUE ALBANY | 70132 | Independent Duty Housing Program | USACE | Tallmadge | United States | New York | Albany | Albany | 12208 | 1.03 | 1.05
189280 | 821331 | 2709 KIRKWOOD DRIVE MANHATTAN | 70132 | Independent Duty Housing Program | USACE | Kirkwood | United States | Kansas | Riley | Manhattan | 66502 | 1.05 | 1.07
189282 | 821359 | 3307 157TH PLACE SE MILL CREEK | 70132 | Independent Duty Housing Program | USACE | 157th | United States | Washington | Snohomish | Mill Creek | 98012 | 1.085 | 1.095
189283 | 821344 | 349 KILLDEER ROAD BLOOMINGDALE | 70132 | Independent Duty Housing Program | USACE | Killdeer | United States | Illinois | Dupage | Bloomingdale | 60108 | 1.18 | 1.25
189284 | 821382 | 3601 KALISTE SALOOM ROAD | 70132 | Independent Duty Housing Program | USACE | Kaliste Saloom504 | United States | Louisiana | Lafayette | Lafayette | 70508 | 0.855 | 0.825
189285 | 821350 | 366 S 950 W SPANISH FORK | 70132 | Independent Duty Housing Program | USACE | 950 W | United States | Utah | Utah | Spanish Fork | 84660 | 1.03 | 0.995
189286 | 821339 | 367 EAST ARBOR CIRCLE WEST OAK CREEK | 70132 | Independent Duty Housing Program | USACE | Arborwest | United States | Wisconsin | Milwaukee | Oak Creek | 53154 | 1.09 | 1.13
189287 | 821338 | 3913 MIDWAY AVENUE WATERLOO | 70132 | Independent Duty Housing Program | USACE | Midway | United States | Iowa | Black Hawk | Waterloo | 50701 | 1.01 | 1.01
189289 | 821358 | 401 W SHORELINE DRIVE SANDUSKY | 70132 | Independent Duty Housing Program | USACE | Shoreline | United States | Ohio | Erie | Sandusky | 44870 | 0.925 | 0.9195
189290 | 821386 | 47 N 1100 W SPRNGVILLE | 70132 | Independent Duty Housing Program | USACE | 1100 W | United States | Utah | Utah | Springville | 84663 | 1.03 | 0.995
189292 | 821337 | 5400 BARKSDALE BOULEVARD BOSSIER CITY | 70132 | Independent Duty Housing Program | USACE | Barksdale | United States | Louisiana | Bossier | Bossier City | 71112 | 0.82 | 0.79
189293 | 821384 | 6904 NIBLICK WAY EDMOND | 70132 | Independent Duty Housing Program | USACE | Niblick | United States | Oklahoma | Stephens | Countyline | 73025 | 0.875 | 0.85
189296 | 821349 | 750 SAWDUST TRAIL NICHOLSON | 70132 | Independent Duty Housing Program | USACE | Sawdust | United States | Georgia | Jackson | Nicholson | 30565 | 0.865 | 0.83
189297 | 821289 | 10 ASHBOROUGH HATTIESBURG | 70243 | Camp Shelby Active LGH | USACE | Ashborough | United States | Mississippi | Forrest | Hattiesburg | 39402 | 0.9 | 0.86
189298 | 821374 | 85 ASCOT DRIVE ELVERSON | 70132 | Independent Duty Housing Program | USACE | Ascot | United States | Pennsylvania | Chester | Elverson | 19520 | 1.065 | 1.105
189299 | 821278 | 90 WANDERING OAKS HATTIESBURG | 70243 | Camp Shelby Active LGH | USACE | Wandering Oaks | United States | Mississippi | Forrest | Hattiesburg | 39401 | 0.9 | 0.86
1893 | GHTM0001 | FRANCIS E WARREN AF MISSILE SITE F5 SITE # 1 | GHLN | F E WARREN AFB | AFACT | 3611 Nebraska State Road 83 | United States | Nebraska | Cheyenne | Potter | 69156 | 0.93 | 0.915
189300 | 821355 | 9137 MANSFIELD DRIVE TINLEY PARK | 70132 | Independent Duty Housing Program | USACE | Mansfield | United States | Illinois | Cook | Tinley Park | 60487 | 1.18 | 1.25
189301 | 821364 | FMS LEASE | 26155 | Detroit Arsenal | ARACT | Stanley | United States | Michigan | Macomb | Sterling Heights | 48312 | 1.035 | 1.055
189302 | 821363 | ILSC Lease | 26155 | Detroit Arsenal | ARACT | John R | United States | Michigan | Oakland | Troy | 48083 | 1.035 | 1.055
189303 | N61014-BL | BEACH LAB | N61014 | NAVSUPPDET Monterey CA | NAVACT |  | United States | California | Monterey | Monterey | 93940 | 1.12 | 1.16
189304 | 22156 | Bossier City USARC | 01530 | 81st Readiness Division | ARRES | Swan Lake Rd | United States | Louisiana | Bossier | Bossier City | 71112 | 0.82 | 0.79
189305 | 48923 | Brownsville AFRC | 06510 | 63rd Readiness Division | ARRES | Woodruff | United States | Texas | Cameron | Brownsville | 78520 | 0.865 | 0.84
189308 | 35657 | Kirtland AFRC | 06510 | 63rd Readiness Division | ARRES | SOUTH | United States | New Mexico | Bernalillo | Kirtland Afb | 87117 | 0.9 | 0.87
189309 | 12677 | Corry Station USARC | 01530 | 81st Readiness Division | ARRES | Chiefs | United States | Florida | Escambia | Pensacola | 32511 | 0.81 | 0.78
189310 | 18096 | Fort Wayne (Baer Field) Bldg 758 | 180NG | Indiana National Guard | ARGUARD | Ferguson Rd, Bldg 758, Wayne Iap, Indiana 46809 | United States | Indiana | Allen | Fort Wayne | 46809 | 0.955 | 0.96
189311 | 35R02 | Rio Rancho Storefront | 350NG | New Mexico National Guard | ARGUARD | Southern | United States | New Mexico | Sandoval | Rio Rancho | 87124 | 0.9 | 0.87
189312 | 35166 | Santa Fe Penitentiary | 350NG | New Mexico National Guard | ARGUARD | NM 14 | United States | New Mexico | Santa Fe | Santa Fe | 87505 | 0.93 | 0.905
189313 | 19D31 | Sioux City Lease | 190NG | Iowa National Guard | ARGUARD | Sergeant | United States | Iowa | Woodbury | Sioux City | 51106 | 1.01 | 1.01
189314 | 32887 | GEORGE W. DUNAWAY USARC | 06510 | 63rd Readiness Division | ARRES | Hinson | United States | Nevada | Clark | Unknown | 89054 | 1.14 | 1.17
189315 | 27774 | Stillwater NG Armory | 270NG | Minnesota National Guard | ARGUARD | Maryknoll | United States | Minnesota | Washington | Unknown | 55082 | 1.085 | 1.12
189316 | 12068 | West Palm Beach AFRC | 01530 | 81st Readiness Division | ARRES | Gun Club | United States | Florida | Palm Beach | Lake Park | 33409-3004 | 0.82 | 0.8
189317 | 25270 | Ayer Armed Forces Reserve Center | 42560 | 99th Readiness Division | ARRES | Barnum | United States | Massachusetts | Middlesex | Ayer | 01432 | 1.19 | 1.24
189320 | FTFA0002 | EGLIN AFB SITE #2 (SANTA ROSA ISLAND) | FTFA | EGLIN AFB (MAIN BASE, RES, SRI) | AFACT | SANTA ROSA | United States | Florida | Okaloosa | Ft Walton Beach | 32548 | 0.88 | 0.85
189321 | FTFA0003 | EGLIN AFB SITE #3 (A5) | FTFA | EGLIN AFB (MAIN BASE, RES, SRI) | AFACT | DELEON | United States | Florida | Okaloosa | Ft Walton Beach | 32548 | 0.88 | 0.85
189322 | FTFA0004 | EGLIN AFB SITE #4 (OKALOOSA ISLAND) | FTFA | EGLIN AFB (MAIN BASE, RES, SRI) | AFACT | HWY98 | United States | Florida | Okaloosa | Ft Walton Beach | 32548 | 0.88 | 0.85
189323 | FTFA0005 | EGLIN AFB SITE #5 (VALPARAISO) | FTFA | EGLIN AFB (MAIN BASE, RES, SRI) | AFACT | DELEON | United States | Florida | Okaloosa | Valparaiso | 32580 | 0.88 | 0.85
189324 | FTFA0006 | EGLIN AFB SITE #6 (WEDGE) | FTFA | EGLIN AFB (MAIN BASE, RES, SRI) | AFACT | DELEON | United States | Florida | Walton | Mossy Head | 32434 | 0.88 | 0.85
189327 | 821413 | 101 NEW HURBANE STREET KINGSTON | 70132 | Independent Duty Housing Program | USACE | New Hurbane | United States | Pennsylvania | Luzerne | Kingston | 18704 | 1.065 | 1.105
189328 | 821517 | 10465 CANYON SAGE DRIVE EL PASO | 48125 | Fort Bliss | ARACT | Canyon Sage | United States | Texas | El Paso | El Paso | 79924 | 0.86 | 0.83
189329 | 821393 | 1055 MAYA COURT TROY | 70132 | Independent Duty Housing Program | USACE | Maya | United States | Michigan | Oakland | Troy | 48084 | 1.035 | 1.055
189331 | 821437 | 113 JEFFERSON ST. PIKEVILLE | 70132 | Independent Duty Housing Program | USACE | Jefferson | United States | Kentucky | Pike | Pikeville | 41501 | 0.87 | 0.87
189332 | 821407 | 1144 MEADOW LANE BETTENDORF | 70132 | Independent Duty Housing Program | USACE | Meadow | United States | Iowa | Scott | Bettendorf | 52722 | 1.01 | 1.01
189335 | 821441 | 12039 PAUL KLEE EL PASO | 48125 | Fort Bliss | ARACT | Paul Klee | United States | Texas | El Paso | El Paso | 79936 | 0.86 | 0.83
189336 | 821515 | 12512 ROBERT DAVID DRIVE EL PASO | 48125 | Fort Bliss | ARACT | Robert David | United States | Texas | El Paso | El Paso | 79928 | 0.86 | 0.83
189337 | 821488 | 12962 TURNHAM CT FISHERS | 70132 | Independent Duty Housing Program | USACE | Turnham | United States | Indiana | Hamilton | Fishers | 46038 | 0.94 | 0.94
189338 | 821506 | 132 ISAAC FRYE HIGHWAY WILTON | 70132 | Independent Duty Housing Program | USACE | Isaac Frye | United States | New Hampshire | Hillsborough | Wilton | 03086 | 1.075 | 1.075
189339 | 821421 | 13907 FAIRHILL AVENUE EDMOND | 70132 | Independent Duty Housing Program | USACE | Fairhill | United States | Oklahoma | Oklahoma | Edmond | 73013 | 0.86 | 0.83
189340 | 821487 | 142 EMPIRE BOULEVARD ROCHESTER | 70132 | Independent Duty Housing Program | USACE | Empire | United States | New York | Monroe | Rochester | 14609 | 1.06 | 1.075
189341 | 821501 | 1421 AMISTAD DRIVE PROSPER | 70132 | Independent Duty Housing Program | USACE | Amistad | United States | Texas | Collin | Prosper | 75078 | 0.865 | 0.84
189342 | 821402 | 14266 PACIFIC POINT DRIVE EL PASO | 48125 | Fort Bliss | ARACT | Pacific Point | United States | Texas | El Paso | El Paso | 79938 | 0.86 | 0.83
189343 | 821122 | 1437 SAM'S DRIVE CHESAPEAKE | 82387 | Joint Recruiting Program | USACE | Sams | United States | Virginia | Chesapeake | Chesapeake | 23320 | 1 | 0.96
189344 | 821419 | 1443 NEWPORT ST TRAVERSE CITY | 70132 | Independent Duty Housing Program | USACE | Newport | United States | Michigan | Grand Traverse | Traverse City | 49686 | 1.035 | 1.055
189347 | 821451 | 148 STEEP HOLLOW HATTIESBURG | 70243 | Camp Shelby Active LGH | USACE | 148 Steep Hollow | United States | Mississippi | Forrest | Hattiesburg | 39402 | 0.9 | 0.86
189349 | 821414 | 16267 WINSTON DRIVE OREGON CITY | 70132 | Independent Duty Housing Program | USACE | Winston | United States | Oregon | Clackamas | Oregon City | 97045 | 1.12 | 1.145
189350 | 821405 | 163 SOLHEIM LANE RALEIGH | 70132 | Independent Duty Housing Program | USACE | Solheim | United States | North Carolina | Wake | Raleigh | 27603 | 0.885 | 0.855
189351 | 821443 | 17532 ZINC DRIVE EDMOND | 70132 | Independent Duty Housing Program | USACE | Zinc | United States | Oklahoma | Oklahoma | Edmond | 73012 | 0.86 | 0.83
189353 | 821435 | 1891 ELLISON LAKES COURT KENNESAW | 70132 | Independent Duty Housing Program | USACE | Ellison Lakes | United States | Georgia | Cobb | Kennesaw | 30152 | 0.83 | 0.8
189354 | 821429 | 1907 MACON COVE JONESBORO | 70132 | Independent Duty Housing Program | USACE | Macon | United States | Arkansas | Craighead | Jonesboro | 72401 | 0.845 | 0.82
189355 | 821500 | 19279 NW 24TH COURT PEMBROKE PINES | 70132 | Independent Duty Housing Program | USACE | 24th | United States | Florida | Broward | Pembroke Pines | 33029 | 0.82 | 0.8
189356 | 821442 | 1928 WENDY LANE POLAND | 70132 | Independent Duty Housing Program | USACE | Wendy | United States | Ohio | Mahoning | Poland | 44514 | 0.925 | 0.9195
189357 | 820295 | 20 BRIDGEFIELD CIRCLE HATTIESBURG | 70132 | Independent Duty Housing Program | USACE | Bridgefield | United States | Mississippi | Forrest | Hattiesburg | 39402 | 0.9 | 0.86
189358 | 821426 | 2001 DIAMONDBACK DRIVE FORNEY | 70132 | Independent Duty Housing Program | USACE | Diamondback | United States | Texas | Kaufman | Forney | 75126 | 0.865 | 0.84
189360 | 821486 | 205 NORTHRIDGE DRIVE KALISPELL | 70132 | Independent Duty Housing Program | USACE | Northridge | United States | Montana | Flathead | Kalispell | 59901 | 1.1 | 1.08
189361 | 821482 | 2190 ROMBOLD ROAD HERMITAGE | 70132 | Independent Duty Housing Program | USACE | Rombold | United States | Pennsylvania | Mercer | Hermitage | 16148 | 1.065 | 1.105
189363 | 821503 | 2313 ARGONNE SEARCY | 70132 | Independent Duty Housing Program | USACE | Argonne | United States | Arkansas | White | Searcy | 72143 | 0.845 | 0.82
189364 | 821471 | 2330 CLARKE CREST DRIVE DUBUQUE | 70132 | Independent Duty Housing Program | USACE | Clarke Crest | United States | Iowa | Dubuque | Dubuque | 52001 | 1.01 | 1.01
189365 | 821448 | 25043 PURPLE EMPEROR WAY PUNTA GORDA | 70132 | Independent Duty Housing Program | USACE | Purple Emperor | United States | Florida | Charlotte | Punta Gorda | 33955 | 0.825 | 0.805
189368 | 821467 | 2802 NORTH IH-35 NEW BRAUNFELS | 82387 | Joint Recruiting Program | USACE | 2802 North IH-35 | United States | Texas | Comal | New Braunfels | 78130 | 0.865 | 0.84
189369 | 821459 | 29 RANGE ROAD WINDHAM | 70132 | Independent Duty Housing Program | USACE | Range | United States | New Hampshire | Rockingham | Windham | 03087 | 1.08 | 1.09
189370 | 821409 | 2970 ROME ROCK CREEK ROAD MORGAN TWP. | 70132 | Independent Duty Housing Program | USACE | Rome Rock Creek | United States | Ohio | Ashtabula | Rock Creek | 44084 | 0.925 | 0.9195
189371 | 821458 | 30 PINE WOOD DRIVE ELKINS | 70132 | Independent Duty Housing Program | USACE | Pine Wood | United States | West Virginia | Randolph | Elkins | 26241 | 1.02 | 1.03
189372 | 821455 | 3117 TIERRA MINA DR EL PASO | 48125 | Fort Bliss | ARACT | Tierra Mina | United States | Texas | El Paso | El Paso | 79938 | 0.86 | 0.83
189373 | 821490 | 314 CHANNING DRIVE CHAMBERSBURG | 70132 | Independent Duty Housing Program | USACE | Channing | United States | Pennsylvania | Franklin | Chambersburg | 17201 | 1.01 | 1.02
189375 | 821404 | 3222 OLIVE POINT DRIVE EL PASO | 48125 | Fort Bliss | ARACT | Olive Point | United States | Texas | El Paso | El Paso | 79938 | 0.86 | 0.83
189376 | 821440 | 3272 MAPLE POINT DRIVE EL PASO | 48125 | Fort Bliss | ARACT | Maple Point | United States | Texas | El Paso | El Paso | 79938 | 0.86 | 0.83
189377 | 821431 | 36 DOGWOOD LAKE DRIVE, TEXARKANA, TEXAS 75503 | 70132 | Independent Duty Housing Program | USACE | I-10 | United States | Texas | Bowie | Texarkana | 75503 | 0.85 | 0.83
189379 | 821511 | 401 PARK DRIVE BOSTON | 82387 | Joint Recruiting Program | USACE | Park | United States | Massachusetts | Suffolk | Boston | 02115 | 1.2 | 1.26
189380 | 821394 | 4208 POINTER COURT MYRTLE BEACH | 70132 | Independent Duty Housing Program | USACE | Pointer | United States | South Carolina | Horry | Myrtle Beach | 29579 | 0.92 | 0.885
189381 | 821498 | 4310 W. 8TH AVENUE KENNEWICK | 70132 | Independent Duty Housing Program | USACE | 8th | United States | Washington | Benton | Kennewick | 99336 | 1.085 | 1.095
189382 | 821428 | 43537 LYNNWOOD COURT CANTON | 70132 | Independent Duty Housing Program | USACE | Lynnwood | United States | Michigan | Wayne | Canton | 48187 | 1.03 | 1.06
189384 | 821468 | 4518 BRADFORD LANE ROCHESTER | 70132 | Independent Duty Housing Program | USACE | Bradford | United States | Minnesota | Olmsted | Rochester | 55901 | 1.085 | 1.12
189385 | 821396 | 5309 AND 5315 MENAUL NE ALBUQUERQUE | 82387 | Joint Recruiting Program | USACE | 5309 and 5315 Menaul Blvd NE | United States | New Mexico | Bernalillo | Albuquerque | 87110 | 0.9 | 0.87
189386 | 821430 | 5404 SW LEE BLVD LAWTON | 40755 | Fort Sill | ARACT | Lee | United States | Oklahoma | Comanche | Lawton | 73505 | 0.89 | 0.87
189388 | 821504 | 5572 CASTOR WAY NOBLESVILLE | 70132 | Independent Duty Housing Program | USACE | Castor | United States | Indiana | Hamilton | Noblesville | 46061 | 0.94 | 0.94
189389 | 821438 | 5786 SCOTLAND ST INDIANAPOLIS | 70132 | Independent Duty Housing Program | USACE | Scotland | United States | Indiana | Marion | Indianapolis | 46234 | 0.94 | 0.94
189390 | 821460 | 5913 LAFAYETTE LANE ANN ARBOR | 70132 | Independent Duty Housing Program | USACE | Lafayette | United States | Michigan | Washtenaw | Ann Arbor | 48103 | 1.035 | 1.055
189392 | 821469 | 6778 S. DAWN VISTA DR. WEST JORDAN | 70132 | Independent Duty Housing Program | USACE | Dawn Vista | United States | Utah | Salt Lake | West Jordan | 84081 | 1.03 | 0.99
189393 | 821463 | 68 HIGH MEADOWS PETAL | 70243 | Camp Shelby Active LGH | USACE | High | United States | Mississippi | Forrest | Petal | 39465 | 0.9 | 0.86
189395 | 821395 | 704 SE COUNTY ROAD 3110 CORSICANA | 70132 | Independent Duty Housing Program | USACE | County 3110 | United States | Texas | Navarro | Corsicana | 75110 | 0.865 | 0.84
189396 | 821432 | 7102 BLOSSOM CIRCLE | 70132 | Independent Duty Housing Program | USACE | Blossom | United States | Tennessee | Hamilton | Chattanooga | 37421 | 0.82 | 0.8
189397 | 821461 | 7189 POPLAR DRIVE YPSILANTI | 70132 | Independent Duty Housing Program | USACE | Poplar | United States | Michigan | Washtenaw | Ypsilanti | 48197 | 1.035 | 1.055
189399 | 821436 | 801 PAVONIA AVENUE JERSEY CITY | 82387 | Joint Recruiting Program | USACE | 801 Pavonia Avenue | United States | New Jersey | Hudson | Jersey City | 07306 | 1.165 | 1.235
1894 | GHTN0001 | FRANCIS E WARREN AF MISSILE SITE F6 SITE # 1 | GHLN | F E WARREN AFB | AFACT | 6909 Nebraska State Road 40 | United States | Nebraska | Kimball | Kimball | 660940 | 0.93 | 0.915
189400 | 821424 | 8269 S 1225 E SANDY | 70132 | Independent Duty Housing Program | USACE | 1225 E | United States | Utah | Davis | South Weber | 84094 | 1.03 | 0.99
189402 | 821439 | 9058 ECLIPSE STREET EL PASO | 48125 | Fort Bliss | ARACT | Eclipse | United States | Texas | El Paso | El Paso | 79904 | 0.86 | 0.83
189403 | 821433 | 906 RUSHMORE DR MURFREESBORO | 70132 | Independent Duty Housing Program | USACE | Rushmore | United States | Tennessee | Rutherford | Murfreesboro | 37129 | 0.835 | 0.82
189404 | 821514 | 930 TOTONACA LANE EL PASO | 48125 | Fort Bliss | ARACT | Totonaca | United States | Texas | El Paso | El Paso | 79912 | 0.86 | 0.83
189405 | 821499 | 9725 MARBELLA CT ELK GROVE | 70132 | Independent Duty Housing Program | USACE | Marbella | United States | California | Sacramento | Elk Grove | 95624 | 1.13 | 1.17
189407 | 82387-11984 | HIGH ST MT HOLLY | 82387 | Joint Recruiting Program | USACE | 127 HIGH STREET | United States | New Jersey | Burlington | Mt Holly | 08060 | 1.17 | 1.24
189409 | 18009 | LTA Panther | 18055 | Camp Atterbury | ARGUARD | 645 East County Rd 460 N | United States | Indiana | Jennings | North Vernon | 47265 | 0.955 | 0.96
189410 | 40896 | Norman AFRC | 06510 | 63rd Readiness Division | ARRES | Thunderbird | United States | Oklahoma | Cleveland | Norman | 73069 | 0.86 | 0.83
189411 | 36457 | Saugerties USARC | 42560 | 99th Readiness Division | ARRES | Kings | United States | New York | Ulster | Saugerties | 12477 | 1.06 | 1.075
189412 | 38317 | Fargo AFRC | 27864 | 88th Readiness Division | ARRES | Voodoo | United States | North Dakota | Cass | Fargo | 58102 | 1.09 | 1.09
189414 | 40236 | Vance AFRC | 06510 | 63rd Readiness Division | ARRES | Macchi | United States | Oklahoma | Garfield | Vance Afb | 73705 | 0.96 | 0.93
189415 | 50765 | White River Junction AFRC | 42560 | 99th Readiness Division | ARRES | TBD | United States | Vermont | Windsor | White River Jctn | 05001 | 1.04 | 1.04
189416 | 37164 | Sergeant Thomas J. Butler IV Armed Forces Reserve Center | 01530 | 81st Readiness Division | ARRES | Carolina Beach Road | United States | North Carolina | New Hanover | Wilmington | 28412 | 0.9 | 0.87
189420 | UHHZ0002 | LEASE DATA SITE FOR AFRC FACILITIES | UHHZ | ROBINS AIR FORCE BASE | AFRES | RICHARD RAY BLVD | United States | Georgia | Houston | Robins Af Base | 31098/2207 | 0.88 | 0.85
189421 | ZHTV0002 | WRIGHT-PATT SITE # 2 | ZHTV | WRIGHT-PATTERSON AFB | AFACT | FOURTH | United States | Ohio | Greene | Wright-Patterson AFB | 45433 | 0.92 | 0.91
189424 | 25E34 | NEW BEDFORD RECRUITING STOREFRONT | 250NG | Massachusetts National Guard | ARGUARD | ACUSHNET | United States | Massachusetts | Bristol | New Bedford | 02746 | 1.165 | 1.215
189425 | 35R01 | Las Cruces Storefront | 350NG | New Mexico National Guard | ARGUARD | University | United States | New Mexico | Dona Ana | Las Cruces | 88001 | 1.02 | 1
189427 | 44B26 | Warwick Storefront Recruiting Office | 440NG | Rhode Island National Guard | ARGUARD | Centerville | United States | Rhode Island | Kent | Warwick | 02886 | 1.11 | 1.15
189428 | 40337 | McAlester AFRC | 06510 | 63rd Readiness Division | ARRES | C TREE | United States | Oklahoma | Pittsburg | Mcalester | 74501 | 0.875 | 0.85
189432 | 54B83 | Terra Alta Training Area | 540NG | West Virginia National Guard | ARGUARD |  | United States | West Virginia | Preston | Terra Alta | 26764 | 1.02 | 1.03
189435 | N47609-TR | TUNAWEE RANCH | N47609 | NAWS China Lake | NAVACT |  | United States | California | Inyo | Death Valley | 93549 | 1.16 | 1.21
189436 | N47609-JC | JOHNSON CANYON | N47609 | NAWS China Lake | NAVACT | Johnson Canyon Road | United States | California | Inyo | Death Valley | 93549 | 1.16 | 1.21
189437 | JBSC0001 | MEDICAL CENTER ANNEX SITE # 1 | JBSF | JOINT BASE SAN ANTONIO - FORT SAM HOUSTON | AFACT | ROGER BROOKE | United States | Texas | Bexar | Fort Sam Houston | 78234 | 0.89 | 0.87
189438 | JBSG0001 | GRAYSON STREET ANNEX SITE # 1 | JBSF | JOINT BASE SAN ANTONIO - FORT SAM HOUSTON | AFACT | GRAYSON | United States | Texas | Bexar | Fort Sam Houston | 78234 | 0.89 | 0.87
189439 | 821563 | 1 HIGHWAY 547 LAKEHURST | 82387 | Joint Recruiting Program | USACE | 547 | United States | New Jersey | Ocean | Lakehurst | 08733 | 1.17 | 1.24
189441 | 821579 | 10309 NE 115TH AVE VANCOUVER | 70132 | Independent Duty Housing Program | USACE | 115th | United States | Washington | Clark | Vancouver | 98663 | 1.085 | 1.095
189443 | 821600 | 108 STONEYBROOK DRIVE RICHMOND | 21045 | Blue Grass Army Depot | ARACT | Stoneybrook | United States | Kentucky | Madison | Richmond | 40475 | 0.95 | 0.95
189444 | 821564 | 109 RIVIERA CIRCLE ANDERSON | 70132 | Independent Duty Housing Program | USACE | Riviera | United States | South Carolina | Anderson | Anderson | 29621 | 0.92 | 0.885
189445 | 821529 | 111 BARNSTAPLE DRIVE DANIELS | 70132 | Independent Duty Housing Program | USACE | Barnstaple | United States | West Virginia | Raleigh | Daniels | 25832 | 1.02 | 1.03
189446 | 821567 | 11337 CHARLES MAIZ LANE EL PASO | 48125 | Fort Bliss | ARACT | Charles Maiz | United States | Texas | El Paso | El Paso | 79934 | 0.86 | 0.83
189447 | 821593 | 11407 BUCKINGHAM AVENUE DENHAM SPRINGS | 70132 | Independent Duty Housing Program | USACE | Buckingham | United States | Louisiana | Livingston | Denham Springs | 70726 | 0.855 | 0.825
189448 | 82387-10130 | 1170 W MICHIGAN #4 THREE RIVERS | 82387 | Joint Recruiting Program | USACE | Michigan | United States | Michigan | St Joseph | Three Rivers | 49093 | 1.035 | 1.055
189450 | 821569 | 1227 JOHN PHELAN DRIVE EL PASO | 48125 | Fort Bliss | ARACT | John Phelan | United States | Texas | El Paso | El Paso | 79936 | 0.86 | 0.83
189451 | 821587 | 12279 MOOSE HOLLOW DR JACKSONVILLE | 70132 | Independent Duty Housing Program | USACE | Moose Hollow | United States | Florida | Duval | Jacksonville | 32226 | 0.8 | 0.78
189452 | 821557 | 12593 W. ABRAM DRIVE BOISE | 70132 | Independent Duty Housing Program | USACE | Abram | United States | Idaho | Ada | Boise | 83713 | 0.99 | 0.98
189453 | 821562 | 1327 WYANDOTTE ROYAL OAK | 70132 | Independent Duty Housing Program | USACE | Wyandotte | United States | Michigan | Oakland | Royal Oak | 48067 | 1.035 | 1.055
189454 | 821591 | 14915 38TH DRIVE SE BOTHELL | 70132 | Independent Duty Housing Program | USACE | 38th | United States | Washington | Snohomish | Bothell | 98012 | 1.085 | 1.095
189456 | 821560 | 1622 KIAWAH COURT GASTONIA | 70132 | Independent Duty Housing Program | USACE | Kiawah | United States | North Carolina | Gaston | Gastonia | 28056 | 0.885 | 0.855
189458 | 821577 | 16566 BLIND LAKE TRAIL SE PRIOR LAKE | 70132 | Independent Duty Housing Program | USACE | Blind Lake | United States | Minnesota | Scott | Prior Lake | 55372 | 1.085 | 1.12
189459 | 821576 | 1701 S.W 27TH STREET TOPEKA | 70132 | Independent Duty Housing Program | USACE | 27th | United States | Kansas | Shawnee | Topeka | 66614 | 1.005 | 1.025
189460 | 821526 | 189 SUNLINE DRIVE PETAL | 70243 | Camp Shelby Active LGH | USACE | 189 Sunline Drive | United States | Mississippi | Forrest | Petal | 39465 | 0.9 | 0.86
189462 | 821543 | 2038 NW 101ST STREET GAINESVILLE | 70132 | Independent Duty Housing Program | USACE | 101st | United States | Florida | Alachua | Gainesville | 32606 | 0.825 | 0.805
189463 | 821595 | 2055 BOULDERS ROAD CHARLOTTESVILLE | 18081 | Army Mission Support | USACE | Boulders | United States | Virginia | Charlottesville(City) | Charlottesville | 22911 | 0.92 | 0.89
189465 | 82387-10504 | 219 WEST FIRST ST OSWEGO | 82387 | Joint Recruiting Program | USACE | 219 West First Street | United States | New York | Oswego | Oswego | 13126 | 1.06 | 1.075
189466 | 821555 | 2200 SWEETGUM JONESBORO | 70132 | Independent Duty Housing Program | USACE | Sweetgum | United States | Arkansas | Craighead | Jonesboro | 72401 | 0.845 | 0.82
189467 | 82387-10578 | 24TH ST OGDEN | 82387 | Joint Recruiting Program | USACE | 24th | United States | Utah | Weber | Ogden | 84401 | 1.03 | 1
189468 | 821590 | 2544 BLACK EAGLE RIDGE HOWELL | 70132 | Independent Duty Housing Program | USACE | Black Eagle | United States | Michigan | Livingston | Howell | 48843 | 1.035 | 1.055
189469 | 821605 | 2705 MONTICELLO DRIVE BURLINGTON | 70132 | Independent Duty Housing Program | USACE | Monticello | United States | North Carolina | Alamance | Burlington | 27215 | 0.885 | 0.855
189470 | 821608 | 280 VINTAGE DRIVE COVINGTON | 70132 | Independent Duty Housing Program | USACE | Vintage | United States | Louisiana | St Tammany | Covington | 70433 | 0.855 | 0.825
189472 | 821544 | 3115 VALLEY VISTA CIRCLE LAKELAND | 70132 | Independent Duty Housing Program | USACE | Valley Vista | United States | Florida | Polk | Lakeland | 33813 | 0.825 | 0.805
189473 | 821602 | 32 CHESTNUT COMMONS COURT EASTON | 70132 | Independent Duty Housing Program | USACE | Chestnut Commons | United States | Pennsylvania | Northampton | Easton | 18040 | 1.065 | 1.105
189474 | 821596 | 326 MEADOWBROOK PARKWAY HORSEHEADS | 70132 | Independent Duty Housing Program | USACE | Meadowbrook | United States | New York | Chemung | Horseheads | 14845 | 1.06 | 1.075
189475 | 821568 | 3274 MAPLE POINT DRIVE EL PASO | 48125 | Fort Bliss | ARACT | Maple Point | United States | Texas | El Paso | El Paso | 79938 | 0.86 | 0.83
189476 | 82387-10732 | 3287- 3247-3271 WURZBACH SAN ANTONIO | 82387 | Joint Recruiting Program | USACE | 3287- 3247-3271 WURZBACH | United States | Texas | Bexar | San Antonio | 78238 | 0.87 | 0.85
189477 | 821464 | 3307 ROSEWOOD COURT NE CEDAR RAPIDS | 70132 | Independent Duty Housing Program | USACE | Rosewood | United States | Iowa | Linn | Cedar Rapids | 52402 | 1.01 | 1.01
189479 | 821592 | 3524 WINESAP ROAD SALT LAKE CITY | 70132 | Independent Duty Housing Program | USACE | Winesap | United States | Utah | Salt Lake | Salt Lake City | 84121 | 1.03 | 0.99
189480 | 82387-10769 | 355 S WILLOWBROOK RD COLDWATER | 82387 | Joint Recruiting Program | USACE | 355 South Willowbrook Road | United States | Michigan | Branch | Coldwater | 49036 | 1.035 | 1.055
189481 | 821580 | 3628 CREEKVIEW MEDFORD | 70132 | Independent Duty Housing Program | USACE | Creekview | United States | Oregon | Jackson | Medford | 97501 | 1.12 | 1.145
189483 | 821556 | 3857 SUNSET COVE DR PORT ORANGE | 70132 | Independent Duty Housing Program | USACE | Sunset Cove | United States | Florida | Volusia | Port Orange | 32129 | 0.825 | 0.805
189484 | 82387-10797 | 3885 COCHRAN STREET SIMI VALLEY | 82387 | Joint Recruiting Program | USACE | 3885 Cochran Street | United States | California | Ventura | Simi Valley | 93063 | 1.08 | 1.12
189485 | 821610 | 3902 PINE GROVE COURT NORTH EAST CEDAR RAPIDS | 70132 | Independent Duty Housing Program | USACE | Grove Court East | United States | Iowa | Linn | Cedar Rapids | 52402 | 1.01 | 1.01
189487 | 821566 | 4013 TUSCANY HILLS PLACE EL PASO | 48125 | Fort Bliss | ARACT | Tuscany Hills | United States | Texas | El Paso | El Paso | 79938 | 0.86 | 0.83
189488 | 82387-10838 | 4110 N GOLDWATER BLV SCOTTSDALE | 82387 | Joint Recruiting Program | USACE | Goldwater | United States | Arizona | Maricopa | Scottsdale | 85251 | 0.91 | 0.89
189489 | 821598 | 4112 SAN MARCO DRIVE GLEN ALLEN | 70132 | Independent Duty Housing Program | USACE | San Marco | United States | Virginia | Henrico | Glen Allen | 23060 | 0.92 | 0.89
189491 | 821574 | 4212 1/2 COURT GRAND JUNCTION | 70132 | Independent Duty Housing Program | USACE | 1/2 | United States | Colorado | Mesa | Grand Junction | 81505 | 1.015 | 1
189492 | 821570 | 4317 ERIC DRIVE SHAWNEE | 70132 | Independent Duty Housing Program | USACE | Eric | United States | Oklahoma | Pottawatomie | Shawnee | 74804 | 0.86 | 0.83
189493 | 821578 | 433 13TH PLACE LAFAYETTE | 70132 | Independent Duty Housing Program | USACE | 13th | United States | Oregon | Yamhill | Lafayette | 97127 | 1.12 | 1.145
189495 | 83418-10001 | 4735 E MARGINAL SEATTLE CIV | 66155 | DoD USMEPCOM | USACE | Marginals | United States | Washington | King | Seattle | 98134 | 1.12 | 1.14
189496 | 821581 | 4950 SUMMER WIND CT SALEM | 70132 | Independent Duty Housing Program | USACE | Summer Wind | United States | Oregon | Marion | Salem | 97301 | 1.12 | 1.145
189497 | 821550 | 505 FLINTLOCK CT. FINDLAY | 70132 | Independent Duty Housing Program | USACE | 505 Flintlock Court | United States | Ohio | Hancock | Findlay | 45840 | 0.925 | 0.9195
1895 | GHTP0001 | FRANCIS E WARREN AF MISSILE SITE F7 SITE # 1 | GHLN | F E WARREN AFB | AFACT | 2816 Nebraska State Road 101 | United States | Nebraska | Cheyenne | Potter | 69156 | 0.93 | 0.915
189500 | 821612 | 5449 IGNACIO FRIAS DRIVE EL PASO | 48125 | Fort Bliss | ARACT | Ignacio Frias | United States | Texas | El Paso | El Paso | 79934 | 0.86 | 0.83
189501 | 82387-10993 | 56 KINOOLE STREET HILO | 82387 | Joint Recruiting Program | USACE | 56 Kinoole Street | United States | Hawaii | Hawaii | Hilo | 96720 | 2.51 | 2.42
189502 | 82387-10529 | 5700 CROOK RD TROY | 82387 | Joint Recruiting Program | USACE | 5700 Crook Road | United States | Michigan | Oakland | Troy | 48098 | 1.035 | 1.055
189503 | 821545 | 5762 SW 40TH PLACE OCALA | 70132 | Independent Duty Housing Program | USACE | 40th | United States | Florida | Marion | Ocala | 34474 | 0.825 | 0.805
189504 | 821601 | 5967 E. NEVADA AVE. FRESNO | 70132 | Independent Duty Housing Program | USACE | Nevada | United States | California | Fresno | Fresno | 93727 | 1.125 | 1.165
189506 | 821548 | 609 - 11TH AVENUE CORALVILLE | 70132 | Independent Duty Housing Program | USACE | 11th | United States | Iowa | Johnson | Coralville | 52241 | 1.01 | 1.01
189507 | 821588 | 6132 PENNSWOOD AVE LAKEWOOD | 70132 | Independent Duty Housing Program | USACE | 6132 Pennswood Avenue | United States | California | Los Angeles | Lakewood | 90712 | 1.02 | 1.06
189508 | 821586 | 6186 TURVEY LOOP WEST DUBLIN | 70132 | Independent Duty Housing Program | USACE | Turvey | United States | Ohio | Franklin | Dublin | 43016 | 0.925 | 0.9195
189509 | 821542 | 6219 SILVER FIR STREET PORTAGE | 70132 | Independent Duty Housing Program | USACE | Silver Fir | United States | Michigan | Kalamazoo | Portage | 49002 | 1.035 | 1.055
189511 | 821585 | 7080 BRIDGEMONT COURT AVON | 70132 | Independent Duty Housing Program | USACE | Bridgemont | United States | Indiana | Hendricks | Avon | 46123 | 0.94 | 0.94
189512 | 821523 | 7408 SAN ISABEL COURT FORT WORTH | 70132 | Independent Duty Housing Program | USACE | San Isabel | United States | Texas | Tarrant | Fort Worth | 76137 | 0.83 | 0.82
189513 | 821607 | 805 E FAIRMONT LONGVIEW | 70132 | Independent Duty Housing Program | USACE | Fairmont | United States | Texas | Gregg | Longview | 75601 | 0.865 | 0.84
189514 | 821536 | 826 S. PERSHIN ST. WILLARD | 70132 | Independent Duty Housing Program | USACE | Pershin | United States | Missouri | Greene | Willard | 65781 | 0.985 | 1.005
189515 | 821582 | 835 S MORRISON LN GILBERT | 70132 | Independent Duty Housing Program | USACE | Morrison | United States | Arizona | Maricopa | Gilbert | 85296 | 0.91 | 0.89
189517 | 821573 | 925 EXPEDITION TRAIL HELENA | 70132 | Independent Duty Housing Program | USACE | Expedition | United States | Montana | Lewis And Clark | Helena | 59602 | 1.1 | 1.08
189518 | 82387-11359 | BACKLICK RD SPRINGFIELD | 82387 | Joint Recruiting Program | USACE | 6125-B BACKLICK ROAD | United States | Virginia | Fairfax | Springfield | 22150 | 1.08 | 1.08
189519 | 82387-11382 | BERGENLINE AVE NORTH BERGEN | 82387 | Joint Recruiting Program | USACE | 7216 BERGENLINE AVE. | United States | New Jersey | Hudson | North Bergen | 07047 | 1.165 | 1.235
189520 | 82387-11383 | BERGENLINE AVE UNION CITY | 82387 | Joint Recruiting Program | USACE | 4808 BERGENLINE AVE | United States | New Jersey | Hudson | Union City | 07087 | 1.165 | 1.235
189521 | 82387-11384 | BERGENLINE AVE WEST NEW YORK | 82387 | Joint Recruiting Program | USACE | Bergenline | United States | New Jersey | Hudson | West New York | 07093 | 1.165 | 1.235
189522 | 82387-11656 | E BEAVER AVE STATE COLLEGE | 82387 | Joint Recruiting Program | USACE | Beaver | United States | Pennsylvania | Centre | State College | 16801 | 1.065 | 1.105
189523 | 82387-11739 | E MT GARFIELD RD MUSKEGON | 82387 | Joint Recruiting Program | USACE | 1675 E MT GARFIELD R | United States | Michigan | Muskegon | Muskegon | 49440 | 1.035 | 1.055
189524 | 82387-11749 | E RIDGEWOOD AVE RIDGEWOOD | 82387 | Joint Recruiting Program | USACE | Ridgewood | United States | New Jersey | Bergen | Ridgewood | 07450 | 1.165 | 1.235
189525 | 82387-11751 | E RTE 211 MIDDLETOWN | 82387 | Joint Recruiting Program | USACE | 453 E RTE 211 | United States | New York | Orange | Middletown | 10940 | 1.19 | 1.23
189527 | 82387-11812 | ELMIRA VACAVILLE | 82387 | Joint Recruiting Program | USACE | Elmira | United States | California | Solano | Vacaville | 95687 | 1.22 | 1.28
189528 | 82387-11814 | ELTON RD JENNINGS | 82387 | Joint Recruiting Program | USACE | Elton | United States | Louisiana | Jefferson Davis | Jennings | 70546 | 0.89 | 0.86
189529 | 82387-11890 | FREDERICKSBURG SAN ANTONIO | 82387 | Joint Recruiting Program | USACE | Fredericksburg | United States | Texas | Bexar | San Antonio | 78201 | 0.87 | 0.85
189530 | 82387-11938 | GRAMATAN AVE MOUNT VERNON | 82387 | Joint Recruiting Program | USACE | 50 GRAMATAN AVE | United States | New York | Westchester | Mount Vernon | 10550 | 1.06 | 1.075
189531 | 82387-12046 | I-75 BUS SPUR SAULT SAINTE MARIE | 82387 | Joint Recruiting Program | USACE | 3392 Interstate 75 Business Spur | United States | Michigan | Chippewa | Sault Ste Marie | 49783 | 1.035 | 1.055
189532 | 821584 | Kuwait Lease 38600 Van Dyke Ave Ste 100 | 26155 | Detroit Arsenal | ARACT | 38600 VAN DYKE | United States | Michigan | Macomb | Sterling Heights | 48312 | 1.035 | 1.055
189533 | 82387-12148 | LOCKVIEW PLZ LOCKPORT | 82387 | Joint Recruiting Program | USACE | LOCKVIEW PLAZA 1-1A 21-41 MAIN STREET | United States | New York | Niagara | Lockport | 14094 | 1.11 | 1.17
189534 | 82387-12161 | LYCOMING CIR SOUTH WILLIAMSPORT | 82387 | Joint Recruiting Program | USACE | 1965 LYCOMING CIRCLE RF - CARL E. STOTZ BLDG. | United States | Pennsylvania | Lycoming | South Williamsport | 17702 | 1.065 | 1.105
189535 | 82387-12179 | MAIN ST BRADLEY BEACH | 82387 | Joint Recruiting Program | USACE | Main | United States | New Jersey | Monmouth | Bradley Beach | 07720 | 1.24 | 1.31
189536 | 82387-12195 | MAIN ST MANAHAWKIN | 82387 | Joint Recruiting Program | USACE | 9B MAIN STREET | United States | New Jersey | Ocean | Manahawkin | 08050 | 1.17 | 1.24
189537 | 82387-12202 | MAIN ST SALEM | 82387 | Joint Recruiting Program | USACE | Main | United States | New Hampshire | Rockingham | Salem | 03079 | 1.08 | 1.09
189538 | 82387-12222 | MALLARD CT BECKLEY | 82387 | Joint Recruiting Program | USACE | Mallard | United States | West Virginia | Raleigh | Beckley | 25801 | 1.02 | 1.03
189539 | 82387-12229 | MANSFIELD RD SHREVEPORT | 82387 | Joint Recruiting Program | USACE | 9036 Mansfield Road, Village Center | United States | Louisiana | Caddo | Shreveport | 71118 | 0.82 | 0.79
189540 | 82387-12429 | N MCCARRAN BLVD SPARKS | 82387 | Joint Recruiting Program | USACE | Mccarran | United States | Nevada | Washoe | Sparks | 89431 | 1.18 | 1.2
189541 | 82387-12450 | N PARKERSON AVE CROWLEY | 82387 | Joint Recruiting Program | USACE | Parkerson | United States | Louisiana | Acadia | Crowley | 70526 | 0.855 | 0.825
189542 | 82387-12572 | OAK ALLEY CT TOLEDO | 82387 | Joint Recruiting Program | USACE | 3454 OAK ALLEY CT SUITE 303 | United States | Ohio | Lucas | Toledo | 43606 | 0.925 | 0.9195
189543 | 82387-12667 | POTOMAC MILLS WOODBRIDGE | 82387 | Joint Recruiting Program | USACE | Moose Hollow | United States | Virginia | Prince William | Woodbridge | 22191 | 1.08 | 1.08
189544 | 82387-12678 | PROFESSIONAL BLDG NEWBURGH | 82387 | Joint Recruiting Program | USACE | 300 PROFESSIONAL BLD STE 124, 1662RTE 300 | United States | New York | Orange | Newburgh | 12550 | 1.19 | 1.23
189545 | 82387-12726 | RIVERWALK PLZ CHARLESTON | 82387 | Joint Recruiting Program | USACE | 30 RIVERWALK PLAZA STORE 9 & 37 | United States | West Virginia | Kanawha | Charleston | 25303 | 1 | 1.01
189546 | 82387-12753 | S 2787 W WEST VALLEY CITY | 82387 | Joint Recruiting Program | USACE | 3500 SOUTH 2787 WEST | United States | Utah | Salt Lake | West Valley City | 84119 | 1.03 | 0.99
189547 | 82387-12786 | S COLLEGE ST AUBURN | 82387 | Joint Recruiting Program | USACE | 2328 S College Street, Units 8,9 & 10 | United States | Alabama | Lee | Auburn | 36832 | 0.855 | 0.83
189548 | 82387-12804 | S GEAR AVE BURLINGTON | 82387 | Joint Recruiting Program | USACE | 550 South Gear Avenue, Westland Mall | United States | Iowa | Des Moines | Burlington | 52601 | 1.07 | 1.07
189549 | 82387-12978 | SOUTH ST MORRISTOWN | 82387 | Joint Recruiting Program | USACE | 31 SOUTH STREET | United States | New Jersey | Morris | Morristown | 07960 | 1.19 | 1.26
189550 | 82387-13010 | STAFFORD DR PRINCETON | 82387 | Joint Recruiting Program | USACE | Stafford | United States | West Virginia | Mercer | Princeton | 24739 | 1.04 | 1.05
189551 | 82387-13078 | TILTON RD NORTHFIELD | 82387 | Joint Recruiting Program | USACE | 333 TILTON ROAD | United States | New Jersey | Atlantic | Northfield | 08225 | 1.165 | 1.235
189552 | 710516 | US MARINE CORP DIST GARDEN CITY | 82387 | Joint Recruiting Program | USACE | US MARINE CORP DIST 1ST DISTRICT | United States | New York | Nassau | Garden City | 11530 | 1.06 | 1.075
189553 | 82387-13184 | W 56TH S ROY | 82387 | Joint Recruiting Program | USACE | 1900 WEST 56TH SOUTH | United States | Utah | Weber | Roy | 84067 | 1.03 | 1
189554 | 82387-13223 | W COLONIAL DR ORLANDO | 82387 | Joint Recruiting Program | USACE | Colonial | United States | Florida | Orange | Orlando | 32808 | 0.825 | 0.805
189555 | 82387-13301 | W PRICE RIVER DR PRICE | 82387 | Joint Recruiting Program | USACE | Price River | United States | Utah | Carbon | Price | 84501 | 1.03 | 0.995
189556 | 82387-13319 | W UNION ST NEWARK | 82387 | Joint Recruiting Program | USACE | Union | United States | New York | Wayne | Newark | 14513 | 1.06 | 1.075
189557 | 82387-13352 | WATERVLIET ARSENAL WATERVLIET | 82387 | Joint Recruiting Program | USACE | WATERVLIET ARSENAL BLDG 40 2ND FLR | United States | New York | Albany | Watervliet | 12189 | 1.05 | 1.07
189558 | 82387-13398 | WILTON SQUARE SARATOGA SPRINGS | 82387 | Joint Recruiting Program | USACE | 3065 Route 50 | United States | New York | Saratoga | Saratoga Spgs | 12866 | 1.06 | 1.075
189559 | 21149 | Burlington FMS 7 Leased | 210NG | Kentucky National Guard | ARGUARD | Burlington | United States | Kentucky | Boone | Burlington | 41005 | 0.87 | 0.87
189561 | 05237 | Jonesboro Storefront Recruiting | 050NG | Arkansas National Guard | ARGUARD | South Caraway Road | United States | Arkansas | Craighead | Jonesboro | 72401 | 0.845 | 0.82
189562 | 46678 | Watertown Complex | 460NG | South Dakota National Guard | ARGUARD | Hwy 20 | United States | South Dakota | Codington | Watertown | 57201 | 0.955 | 0.93
189563 | 55B91 | MILWAUKEE STOREFRONT | 550NG | Wisconsin National Guard | ARGUARD | Miller | United States | Wisconsin | Milwaukee | Milwaukee | 53214-3605 | 1.09 | 1.13
189565 | N61011-MC | MEDICAL CLINIC | N61011 | NSA Saratoga Springs NY | NAVACT | WEST AVE | United States | New York | Saratoga | Saratoga Spgs | 12866 | 1.06 | 1.075
189570 | 821682 | 105 DEER RUN HATTIESBURG | 70243 | Camp Shelby Active LGH | USACE | Deer | United States | Mississippi | Forrest | Hattiesburg | 39402 | 0.9 | 0.86
189571 | 821700 | 106 GREENLEAF HATTIESBURG | 70132 | Independent Duty Housing Program | USACE | Greenleaf | United States | Mississippi | Forrest | Hattiesburg | 39402 | 0.9 | 0.86
189572 | 821687 | 106 RAINBOW CIRCLE PETAL | 70132 | Independent Duty Housing Program | USACE | Rainbow | United States | Mississippi | Forrest | Petal | 39465 | 0.9 | 0.86
189573 | 821628 | 111 APPLE WAY FLORENCE | 70132 | Independent Duty Housing Program | USACE | Apple | United States | Montana | Ravalli | Florence | 59833 | 1.1 | 1.08
189574 | 821625 | 11101 AKRON AVENUE LUBBOCK | 70132 | Independent Duty Housing Program | USACE | Akron | United States | Texas | Lubbock | Lubbock | 79423 | 0.865 | 0.84
189577 | 821678 | 11608 SW WILLETT TER. BEAVERTON | 70132 | Independent Duty Housing Program | USACE | Willett | United States | Oregon | Washington | Beaverton | 97007 | 1.08 | 1.1
189578 | 821681 | 120 SW PINNACLE GLENN LAKE CITY | 70132 | Independent Duty Housing Program | USACE | Pinnacle Glenn | United States | Florida | Columbia | Lake City | 32024 | 0.825 | 0.805
189579 | 821723 | 12029 EL GRECO CIRCLE EL PASO | 48125 | Fort Bliss | ARACT | El Greco | United States | Texas | El Paso | El Paso | 79936 | 0.86 | 0.83
189581 | 821730 | 124 TOP OR THE ROCK DRIVE MORGANTOWN | 70132 | Independent Duty Housing Program | USACE | Top Or The Rock | United States | West Virginia | Monongalia | Morgantown | 26508 | 1.02 | 1.03
189583 | 821696 | 12717 COZY PRAIRIE COURT EL PASO | 48125 | Fort Bliss | ARACT | Cozy Prairie | United States | Texas | El Paso | El Paso | 79938 | 0.86 | 0.83
189584 | 821729 | 13709 PASEO SERENO DRIVE EL PASO | 48125 | Fort Bliss | ARACT | Paseo Sereno | United States | Texas | El Paso | El Paso | 79928 | 0.86 | 0.83
189585 | 821736 | 14221 TRIGGER ROCK LANE EL PASO | 48125 | Fort Bliss | ARACT | 14241 Trigger Rock | United States | Texas | El Paso | El Paso | 79938 | 0.86 | 0.83
189587 | 821676 | 1608 SE 187TH PLACE VANCOUVER | 70132 | Independent Duty Housing Program | USACE | 187th | United States | Washington | Clark | Vancouver | 98683 | 1.085 | 1.095
189588 | 821724 | 1626 QUINTA DEL SO COURT EL PASO | 48125 | Fort Bliss | ARACT | Quinta Del So | United States | Texas | El Paso | El Paso | 79911 | 0.86 | 0.83
189591 | 821727 | 1791 CUNNINGHAM STREET FARMINGTON | 70132 | Independent Duty Housing Program | USACE | Cunningham | United States | New Mexico | San Juan | Farmington | 87401 | 0.93 | 0.905
189592 | 821701 | 20 PINNACLE PETAL | 70243 | Camp Shelby Active LGH | USACE | 20 Pinnacle Point | United States | Mississippi | Forrest | Petal | 39465 | 0.9 | 0.86
189593 | 821739 | 2001 ROSEWATER LANE INDIAN TRAIL | 70132 | Independent Duty Housing Program | USACE | Rosewater | United States | North Carolina | Union | Indian Trail | 28079 | 0.885 | 0.855
189594 | 821726 | 21 VILLAGE DRIVE HATTIESBURG | 70243 | Camp Shelby Active LGH | USACE | 21 Village Drive | United States | Mississippi | Forrest | Hattiesburg | 39402 | 0.9 | 0.86
189595 | 821688 | 212 PINEWOOD DRIVE HATTIESBURG | 37225 | Fort Bragg | ARACT | Pinewood | United States | Mississippi | Forrest | Hattiesburg | 39402 | 0.9 | 0.86
189596 | 821703 | 2144 COE COURT PERRYSBURG | 70132 | Independent Duty Housing Program | USACE | Coe | United States | Ohio | Wood | Perrysburg | 43551 | 0.925 | 0.9195
189597 | 821663 | 2353 N. NECTAR WAY SARATOGA SPRINGS | 70132 | Independent Duty Housing Program | USACE | Nectar | United States | Utah | Utah | Unknown | 84045 | 1.03 | 0.995
1896 | GHTQ0001 | FRANCIS E WARREN AF MISSILE SITE F8 SITE # 1 | GHLN | F E WARREN AFB | AFACT | 5949 Kimball County Road 42 | United States | Nebraska | Kimball | Dix | 960960 | 0.93 | 0.915
189600 | 821657 | 2656 BANGS CANYON DRIVE GRAND JUNCITON | 70132 | Independent Duty Housing Program | USACE | Bangs Canyon | United States | Colorado | Mesa | Grand Junction | 81503 | 1.015 | 1
189601 | 821647 | 2700 NORTH 23RD STREET MCALLEN | 82387 | Joint Recruiting Program | USACE | 2700 North 23rd Street | United States | Texas | Hidalgo | Mcallen | 78503 | 0.865 | 0.84
189603 | 821698 | 3 KORI TAYLOR PETAL | 70243 | Camp Shelby Active LGH | USACE | 3 Kori Taylor Road | United States | Mississippi | Forrest | Petal | 39465 | 0.9 | 0.86
189604 | 821531 | 303 BAYBERRY LOOP PURVIS | 37225 | Fort Bragg | ARACT | Bayberry | United States | Mississippi | Lamar | Purvis | 39475 | 0.9 | 0.86
189605 | 821685 | 31 NICOLAUS HATTIESBURG | 70243 | Camp Shelby Active LGH | USACE | Nicolaus | United States | Mississippi | Forrest | Hattiesburg | 39402 | 0.9 | 0.86
189606 | 821631 | 322 SW STONEHENGE LANE LAKE CITY | 70132 | Independent Duty Housing Program | USACE | Stonehenge | United States | Florida | Columbia | Lake City | 32024 | 0.825 | 0.805
189607 | 821690 | 344 AARON CLAMPS HATTIESBURG | 37225 | Fort Bragg | ARACT | Aaron Clamps | United States | Mississippi | Forrest | Hattiesburg | 39402 | 0.9 | 0.86
189608 | 821684 | 35 HICKORY HOLLOW HATTIESBURG | 37225 | Fort Bragg | ARACT | Hickory | United States | Mississippi | Forrest | Hattiesburg | 39402 | 0.9 | 0.86
189612 | 821680 | 3609 S. OLD SCHAFER LANE SPOKANE | 70132 | Independent Duty Housing Program | USACE | Old Schafer | United States | Washington | Spokane | Spokane | 99206 | 1.05 | 1.05
189613 | 821494 | 37 RED OAK LANE HATTIESBURG | 37225 | Fort Bragg | ARACT | Red Oak | United States | Mississippi | Forrest | Hattiesburg | 39402 | 0.9 | 0.86
189615 | 821728 | 3717 W. WOOD STREET ROGERS | 70132 | Independent Duty Housing Program | USACE | Wood | United States | Arkansas | Benton | Rogers | 72756 | 0.845 | 0.82
189620 | 821679 | 4 SERENE HILLS HATTIESBURG | 37225 | Fort Bragg | ARACT | Serene | United States | Mississippi | Forrest | Hattiesburg | 39402 | 0.9 | 0.86
189621 | 821633 | 403 NORA DRIVE PERRYSBURG | 70132 | Independent Duty Housing Program | USACE | Nora | United States | Ohio | Wood | Perrysburg | 43551 | 0.925 | 0.9195
189622 | 821623 | 41939 CINNABAR SQUARE ALDIE | 70132 | Independent Duty Housing Program | USACE | Cinnabar | United States | Virginia | Loudoun | Aldie | 20105 | 0.92 | 0.89
189623 | 821606 | 4241 ASHWOOD COVE BIRMINGHAM | 70132 | Independent Duty Housing Program | USACE | Ashwood | United States | Alabama | Jefferson | Brighton | 35216 | 0.855 | 0.83
189626 | 821667 | 456 S. KEYSER AVENUE SCRANTON | 70132 | Independent Duty Housing Program | USACE | Keyser | United States | Pennsylvania | Lackawanna | Scranton | 18504 | 1.065 | 1.105
189628 | 821699 | 531 MACEDONIA PETAL | 70243 | Camp Shelby Active LGH | USACE | 531 Macedonia Road | United States | Mississippi | Forrest | Petal | 39465 | 0.9 | 0.86
189629 | 821725 | 5319 VILLAS DRIVE WINSTON SALEM | 70132 | Independent Duty Housing Program | USACE | Villas | United States | North Carolina | Forsyth | Winston Salem | 27103 | 0.885 | 0.855
189630 | 821716 | 5618 BUXLEY DRIVE WESTERVILLE | 70132 | Independent Duty Housing Program | USACE | Buxley | United States | Ohio | Franklin | Westerville | 43081 | 0.925 | 0.9195
189631 | 821731 | 6 CARLY COURT DEPTFORD | 70132 | Independent Duty Housing Program | USACE | Carly | United States | New Jersey | Gloucester | Deptford | 08096 | 1.165 | 1.235
189633 | 821656 | 6029 MERIDIAN DRIVE LINCOLN | 70132 | Independent Duty Housing Program | USACE | Meridian379 | United States | Nebraska | Lancaster | Lincoln | 68504 | 0.93 | 0.915
189637 | 821689 | 69 CANAL DRIVE HATTIESBURG | 37225 | Fort Bragg | ARACT | Canal | United States | Mississippi | Forrest | Hattiesburg | 39402 | 0.9 | 0.86
189639 | 821722 | 716 LEESVILLE ROAD LYNCHBURG | 70132 | Independent Duty Housing Program | USACE | Leesville | United States | Virginia | Lynchburg (City) | Lynchburg | 24502 | 0.92 | 0.89
189641 | 821528 | 8 COTTAGE PARK HATTIESBURG | 70243 | Camp Shelby Active LGH | USACE | Cottage | United States | Mississippi | Forrest | Hattiesburg | 39402 | 0.9 | 0.86
189642 | 821630 | 801 SHANTEL STREET MOUNT VERNON | 70132 | Independent Duty Housing Program | USACE | Shantel | United States | Washington | Skagit | Mount Vernon | 98274 | 1.085 | 1.095
189643 | 821697 | 813 ESPOLON EL PASO | 48125 | Fort Bliss | ARACT | Espolon | United States | Texas | El Paso | El Paso | 79912 | 0.86 | 0.83
189645 | 821655 | 880 CASS STREET MONTEREY | 06305 | Presidio Of Monterey | ARACT | Cass | United States | California | Monterey | Monterey | 93940 | 1.12 | 1.16
189647 | 821686 | 91 ZACHERY HATTIESBURG | 70243 | Camp Shelby Active LGH | USACE | Zachery | United States | Mississippi | Forrest | Hattiesburg | 39402 | 0.9 | 0.86
189648 | 821645 | 910 PIERREMONT ROAD SHREVEPORT | 82387 | Joint Recruiting Program | USACE | 910 Pierremont Road | United States | Louisiana | Caddo | Shreveport | 71106 | 0.82 | 0.79
189650 | 821662 | 9925 MARINE EL PASO | 48125 | Fort Bliss | ARACT | Marine | United States | Texas | El Paso | El Paso | 79924 | 0.86 | 0.83
189651 | 821627 | OLYMPIA BUSINESS CENTER, 1401 E. AMERICAN BLVD. BLOOMINGTON | 82387 | Joint Recruiting Program | USACE | 1401 E. American Blvd. | United States | Minnesota | Hennepin | Bloomington | 55425 | 1.06 | 1.11
189652 | 821702 | PICATINNY | 82387 | Joint Recruiting Program | USACE | Top Or The Rock | United States | New Jersey | Morris | Dover | 07806 | 1.19 | 1.26
189655 | 53132 | Marysville AFRC | 27864 | 88th Readiness Division | ARRES | 40th | United States | Washington | Snohomish | Marysville | 98271 | 1.085 | 1.095
189656 | N00639-HW | HAZARDOUS WASTE STRG | N00639 | NAVSUPPACT Midsouth - Memphis TN | NAVACT | 5722 Integrity Drive | United States | Tennessee | Shelby | Millington | 38054 | 0.87 | 0.86
189657 | N00639-HH | HOSPITAL HOUSING | N00639 | NAVSUPPACT Midsouth - Memphis TN | NAVACT | 5722 Integrity Drive | United States | Tennessee | Shelby | Millington | 38054 | 0.87 | 0.86
189658 | N00639-SS | OLD SERVICE STATION | N00639 | NAVSUPPACT Midsouth - Memphis TN | NAVACT | 5722 Integrity Drive | United States | Tennessee | Shelby | Millington | 38054 | 0.87 | 0.86
189659 | N69232-PC | POINT CONCEPTION | N69232 | NAVBASE Ventura City Pt Mugu CA | NAVACT |  | United States | California | Santa Barbara | Goleta | 93117 | 1.12 | 1.17
189660 | CURZ0002 | BURLINGTON IAP SITE #2 | CURZ | BURLINGTON INTERNATIONAL AIRPORT | AFGUARD | FALCON | United States | Vermont | Chittenden | South Burlington | 05403 | 1.01 | 1.01
189662 | 821765 | 10472 CANYON SAGE DRIVE EL PASO | 48125 | Fort Bliss | ARACT | Canyon Sage | United States | Texas | El Paso | El Paso | 79924 | 0.86 | 0.83
189663 | 821819 | 1116 KATIE LANE GREENVILLE | 70132 | Independent Duty Housing Program | USACE | Katie | United States | North Carolina | Pitt | Greenville | 27834 | 0.885 | 0.855
189664 | 821812 | 11272 DUSTER DRIVE EL PASO | 48125 | Fort Bliss | ARACT | Duster | United States | Texas | El Paso | El Paso | 79934 | 0.86 | 0.83
189665 | 821790 | 1155 E NICKLEBACK ST QUEEN CREEK | 70132 | Independent Duty Housing Program | USACE | Nickleback | United States | Arizona | Maricopa | Queen Creek | 85143 | 0.91 | 0.89
189666 | 821782 | 1175 E RANGE ROAD SALT LAKE CITY | 70132 | Independent Duty Housing Program | USACE | Range | United States | Utah | Salt Lake | Salt Lake City | 84117 | 1.03 | 0.99
189667 | 821773 | 1183 GOLF COURSE DRIVE INDIANAPOLIS | 70132 | Independent Duty Housing Program | USACE | Golf Course | United States | Indiana | Marion | Indianapolis | 46236 | 0.94 | 0.94
189668 | 821788 | 121 BOONSLICK WARRENTON | 82387 | Joint Recruiting Program | USACE | 121 Boonslick Road | United States | Missouri | Warren | Warrenton | 63383 | 0.985 | 1.005
189669 | 821811 | 14233 SPANISH POINT DRIVE EL PASO | 48125 | Fort Bliss | ARACT | Spanish Point | United States | Texas | El Paso | El Paso | 79938 | 0.86 | 0.83
189670 | 821804 | 14241 PATRIOT POINT DRIVE EL PASO | 48125 | Fort Bliss | ARACT | Patriot Point | United States | Texas | El Paso | El Paso | 79938 | 0.86 | 0.83
189671 | 821771 | 14472 BRYCE DRIVE HORIZON CITY | 48125 | Fort Bliss | ARACT | Bryce | United States | Texas | El Paso | El Paso | 79928 | 0.86 | 0.83
189672 | 821767 | 1500 NORTH OLDEN AVE EWING | 82387 | Joint Recruiting Program | USACE | 1500 North Olden Avenue | United States | New Jersey | Mercer | Ewing Township | 08618 | 1.17 | 1.24
189674 | 821800 | 161 COLLEGE HILL WAY YUBA CITY | 70132 | Independent Duty Housing Program | USACE | College Hill | United States | California | Sutter | Yuba City | 95993 | 1.21 | 1.26
189675 | 821801 | 1807 ROCK COURT CARSON CITY | 70132 | Independent Duty Housing Program | USACE | Rock | United States | Nevada | Ind.City-Carson City | Carson City | 89701 | 1.18 | 1.2
189676 | 821757 | 1822 S PINKHAM ST VISALIA | 70132 | Independent Duty Housing Program | USACE | Pinkham | United States | California | Tulare | Visalia | 93292 | 1.125 | 1.165
189677 | 821830 | 19601 E 49TH PLACE BROKEN ARROW | 70132 | Independent Duty Housing Program | USACE | 49th | United States | Oklahoma | Tulsa | Broken Arrow | 74014 | 0.875 | 0.85
189678 | 821820 | 2101 BERMUDA HUNDRED ROAD | 18081 | Army Mission Support | USACE | 2101 Bermuda Hundred Road | United States | Virginia | Chesterfield | Chester | 23836 | 0.92 | 0.89
189679 | 821785 | 2112 ELEVENTH AVENUE SOUTH BIRMINGHAM | 01252 | Fort Rucker | ARACT | Eleventh | United States | Alabama | Jefferson | Birmingham | 35205 | 0.855 | 0.83
189680 | 821799 | 229 LEPINAY ROAD LAFAYETTE | 70132 | Independent Duty Housing Program | USACE | Lepinay | United States | Louisiana | Lafayette | Lafayette | 70508 | 0.855 | 0.825
189681 | 821762 | 2402 MANORWOOD GAYLORD | 70132 | Independent Duty Housing Program | USACE | Manorwood | United States | Michigan | Otsego | Gaylord | 49735 | 1.035 | 1.055
189682 | 821772 | 2932 RAPID BROOK CT STOCKTON | 70132 | Independent Duty Housing Program | USACE | Rapid Brook | United States | California | San Joaquin | Stockton | 95212 | 1.12 | 1.17
189684 | 821829 | 31 RILLINGTON DRIVE BELLA VISTA | 70132 | Independent Duty Housing Program | USACE | Rillington | United States | Arkansas | Benton | Bella Vista | 72715 | 0.845 | 0.82
189685 | 821756 | 3129 COLLINGHAM DR. MODESTO | 70132 | Independent Duty Housing Program | USACE | Collingham | United States | California | Stanislaus | Modesto | 95355 | 1.125 | 1.165
189686 | 821751 | 3230 ASHLAND CT PORT HURON | 70132 | Independent Duty Housing Program | USACE | Ashland | United States | Michigan | St Clair | Port Huron | 48060 | 1.035 | 1.055
189687 | 821786 | 3516 WINDSONG CT. MERCED | 70132 | Independent Duty Housing Program | USACE | Windsong | United States | California | Merced | Merced | 95340 | 1.24 | 1.28
189688 | 821846 | 4 SEQUOIA CIRCLE NASHUA | 70132 | Independent Duty Housing Program | USACE | Sequoia | United States | New Hampshire | Hillsborough | Nashua | 03063 | 1.075 | 1.075
189689 | 821802 | 40 CLEARVIEW LANE TOPSHAM | 70132 | Independent Duty Housing Program | USACE | Clearview | United States | Maine | Sagadahoc | Topsham | 04086 | 1.02 | 1
189690 | 821763 | 408 EAST AVENUE LEWISTON | 70132 | Independent Duty Housing Program | USACE | Avenue | United States | Maine | Androscoggin | Lewiston | 04240 | 1.02 | 1
189691 | 821792 | 412 LAKESIDE DR LOLO | 70132 | Independent Duty Housing Program | USACE | Lakeside | United States | Montana | Missoula | Lolo | 59847 | 1.1 | 1.08
189692 | 821834 | 4359 HARMONY WELLS CIRCLE LAS CRUCES | 70132 | Independent Duty Housing Program | USACE | Harmony Wells | United States | New Mexico | Dona Ana | Las Cruces | 88011 | 1.02 | 1
189693 | 821754 | 4810 WEST CAYMAN STREET SIOUX FALLS | 70132 | Independent Duty Housing Program | USACE | Cayman | United States | South Dakota | Minnehaha | Sioux Falls | 57107 | 0.96 | 0.94
189694 | 821828 | 500 EAST MARSHALL STREET RICHMOND | 82387 | Joint Recruiting Program | USACE | Marshall | United States | Virginia | Richmond (City) | Richmond | 23219 | 0.92 | 0.89
189695 | 821806 | 5322 EASATVIEW INDEPENDENCE | 70132 | Independent Duty Housing Program | USACE | Easatview | United States | Ohio | Cuyahoga | Independence | 44131 | 0.925 | 0.9195
189696 | 821768 | 565 PULLTIGHT RD SALTILLO | 70132 | Independent Duty Housing Program | USACE | Pulltight | United States | Mississippi | Lee | Saltillo | 38866 | 0.9 | 0.86
189698 | 821789 | 6625 NORTHWEST STREET VALLEY | 01252 | Fort Rucker | ARACT | Northwest | United States | Nebraska | Douglas | Valley | 68064 | 0.92 | 0.91
189699 | 821764 | 6929 BROOKGLEN LANE FORT WORTH | 70132 | Independent Duty Housing Program | USACE | Brookglen | United States | Texas | Tarrant | Fort Worth | 76179 | 0.83 | 0.82
1897 | GHTR0001 | FRANCIS E WARREN AF MISSILE SITE F9 SITE # 1 | GHLN | F E WARREN AFB | AFACT | 3692 Kimball County Road 49 | United States | Nebraska | Kimball | Kimball | 860970 | 0.93 | 0.915
189700 | 821766 | 7116 MESQUITE TREE LANE EL PASO | 48125 | Fort Bliss | ARACT | Mesquite Tree | United States | Texas | El Paso | El Paso | 79934 | 0.86 | 0.83
189701 | 821714 | 7140 BAYMEADOWS WAY JACKSONVILLE | 66155 | DoD USMEPCOM | USACE | 7140 Baymeadows Way | United States | Florida | Duval | Jacksonville | 32256 | 0.8 | 0.78
189702 | 821832 | 876 PERSIMMON PLACE CULPEPER | 70132 | Independent Duty Housing Program | USACE | Persimmon | United States | Virginia | Culpeper | Culpeper | 22701 | 0.92 | 0.89
189705 | 821831 | HOME PROPERTIES 1200 EAST WEST LLC | 24225 | Fort Detrick | ARACT | West | United States | Maryland | Montgomery | Silver Spring | 20910 | 1.02 | 1.02
189706 | 821807 | THE CAMERON, 8710 CAMERON STREET, SILVER SPRING, MD | 24225 | Fort Detrick | ARACT | 8710 Cameron Street | United States | Maryland | Montgomery | Silver Spring | 20910 | 1.02 | 1.02
189709 | N00639-NS | NORTHSIDE MID-SOUTH | N00639 | NAVSUPPACT Midsouth - Memphis TN | NAVACT | 5722 Integrity Drive | United States | Tennessee | Shelby | Millington | 38054 | 0.87 | 0.86
189710 | EHGN0001 | ST ELIZABETH'S HOSPITAL OB/GYN CLINIC | VDYD | SCOTT AFB | AFACT | WEST LINCOLN | United States | Illinois | St Clair | Belleville | 62222 | 1.1 | 1.12
189711 | 20054 | Garden City Store Front Recruiting | 200NG | Kansas National Guard | ARGUARD | E. Mary Street, Suites 7 & 8 | United States | Kansas | Finney | Garden City | 67846-3877 | 1.005 | 1.025
189712 | ZHTV0003 | WRIGHT-PATT SITE #3 | ZHTV | WRIGHT-PATTERSON AFB | AFACT | WRIGHT | United States | Ohio | Greene | Fairborn | 45433 | 0.92 | 0.91
189713 | 13110 | STATHAM USARC | 01530 | 81st Readiness Division | ARRES | Pelham Range Heights Unit 8802 | United States | Georgia | Barrow | Statham | 30666 | 0.865 | 0.83
189714 | 12779 | Miramar AFRC | 01530 | 81st Readiness Division | ARRES | TBA | United States | Florida | Broward | Miramar | 33025 | 0.82 | 0.8
189716 | 18439 | Clarksville Storefront Recruiting | 180NG | Indiana National Guard | ARGUARD | Veterans | United States | Indiana | Clark | Clarksville | 47129 | 0.955 | 0.96
189717 | 18666 | Indianapolis Storefront Recruiting | 180NG | Indiana National Guard | ARGUARD | US 31 | United States | Indiana | Marion | Indianapolis | 46227 | 0.94 | 0.94
189718 | 34796 | GLOUCESTER TOWNSHIP AFRC | 42560 | 99th Readiness Division | ARRES | WOODBURY-TURNERSVILLE | United States | New Jersey | Camden | Blackwood | 08012 | 1.165 | 1.235
189719 | 821890 | 10 STONE DRIVE HATTIESBURG | 70132 | Independent Duty Housing Program | USACE | Stone | United States | Mississippi | Forrest | Hattiesburg | 39402 | 0.9 | 0.86
189720 | 821863 | 100 SANDRA LEE DRIVE MANDEVILLE | 70132 | Independent Duty Housing Program | USACE | Sandra Lee | United States | Louisiana | St Tammany | Mandeville | 70448 | 0.855 | 0.825
189721 | 821903 | 105 TIMBERWOLF COURT MANKATO | 70132 | Independent Duty Housing Program | USACE | Timberwolf | United States | Minnesota | Blue Earth | Mankato | 56001 | 1.085 | 1.12
189722 | 821891 | 11 MEADOW RIDGE HATTIESBURG | 70132 | Independent Duty Housing Program | USACE | Meadow | United States | Mississippi | Forrest | Hattiesburg | 39402 | 0.9 | 0.86
189723 | 821871 | 119 RAINBOW ROAD RUSSELLVILLE | 70132 | Independent Duty Housing Program | USACE | Rainbow | United States | Arkansas | Pope | Russellville | 72812 | 0.845 | 0.82
189724 | 821916 | 12715 W 720TH AVENUE RIVER FALLS | 70132 | Independent Duty Housing Program | USACE | 720th | United States | Wisconsin | Pierce | River Falls | 54022 | 1.085 | 1.12
189725 | 821892 | 13 RIVIERA CIRCLE HATTIESBURG | 70132 | Independent Duty Housing Program | USACE | Riviera | United States | Mississippi | Forrest | Hattiesburg | 39402 | 0.9 | 0.86
189726 | 821862 | 15109 GAFFNEY CIRCLE GAINESVILLE | 70132 | Independent Duty Housing Program | USACE | Gaffney | United States | Virginia | Prince William | Gainesville | 20155 | 1.08 | 1.08
189727 | 821868 | 1557 FORREST CIRCLE CUMBERLAND | 70132 | Independent Duty Housing Program | USACE | Forrest | United States | Wisconsin | Barron | Cumberland | 54829 | 1.085 | 1.12
189728 | 821859 | 1593 NORTHWOOD CREEK CENTERVILLE | 70132 | Independent Duty Housing Program | USACE | Northwood | United States | Ohio | Montgomery | Centerville | 45458 | 0.9 | 0.889
189729 | 821857 | 165 HUNTERS HORN LANE WINSTON SALEM | 70132 | Independent Duty Housing Program | USACE | Hunters Horn | United States | North Carolina | Forsyth | Winston Salem | 27107 | 0.885 | 0.855
189730 | 821898 | 17 CORY DRIVE PETAL | 70132 | Independent Duty Housing Program | USACE | Cory | United States | Mississippi | Forrest | Petal | 39465 | 0.9 | 0.86
189731 | 821902 | 17 SEMINOLE HATTIESBURG | 70243 | Camp Shelby Active LGH | USACE | 17 Seminole | United States | Mississippi | Forrest | Hattiesburg | 39402 | 0.9 | 0.86
189732 | 821853 | 1716 COUNTY ROAD 2233 TROY | 01252 | Fort Rucker | ARACT | County 2233 | United States | Alabama | Pike | Troy | 36079 | 0.89 | 0.86
189733 | 821855 | 1817 GRAND TETON CT MERIDIAN | 70132 | Independent Duty Housing Program | USACE | Grand Teton | United States | Idaho | Ada | Meridian | 83646 | 0.99 | 0.98
189735 | 821927 | 231 STONE MEADOW COURT KERNERSVILLE | 70132 | Independent Duty Housing Program | USACE | Stone Meadow | United States | North Carolina | Forsyth | Kernersville | 27284 | 0.885 | 0.855
189736 | 821885 | 271 WASHINGTON BLVD. GREAT FALLS | 70132 | Independent Duty Housing Program | USACE | Washington | United States | Montana | Cascade | Great Falls | 59405 | 1.1 | 1.08
189737 | 821850 | 2740 RODERICK MISSOULA | 70132 | Independent Duty Housing Program | USACE | Roderick | United States | Montana | Missoula | Missoula | 59803 | 1.1 | 1.08
189738 | 821901 | 28 STONEFIELD PURVIS | 37225 | Fort Bragg | ARACT | Stonefield | United States | Mississippi | Lamar | Purvis | 39475 | 0.9 | 0.86
189739 | 821907 | 2966 DUNLAVIN GLEN RD COLUMBUS | 70132 | Independent Duty Housing Program | USACE | Dunlavin Glen | United States | Ohio | Franklin | Columbus | 43221 | 0.925 | 0.9195
189740 | 821917 | 3 CLOVERLY PLACE SEARCY | 70132 | Independent Duty Housing Program | USACE | Cloverly | United States | Arkansas | White | Searcy | 72143 | 0.845 | 0.82
189741 | 821904 | 30406 HAUN ROAD MENIFEE | 82387 | Joint Recruiting Program | USACE | 30406 Haun Road | United States | California | Riverside | Menifee | 92584 | 1.08 | 1.12
189743 | 821838 | 4 PINETRACE HATTIESBURG | 37225 | Fort Bragg | ARACT | Pinetrace | United States | Mississippi | Forrest | Hattiesburg | 39402 | 0.9 | 0.86
189746 | 821889 | 5 HARTFORD HATTIESBURG | 37225 | Fort Bragg | ARACT | Hartford | United States | Mississippi | Forrest | Hattiesburg | 39402 | 0.9 | 0.86
189747 | 821854 | 551 STONEHAM COURT NORTH MEDFORD | 70132 | Independent Duty Housing Program | USACE | Stoneham | United States | Oregon | Jackson | Medford | 97504 | 1.12 | 1.145
189748 | 821908 | 6021 E. CORTLAND AVENUE FRESNO | 70132 | Independent Duty Housing Program | USACE | Cortland | United States | California | Fresno | Fresno | 93727 | 1.125 | 1.165
189749 | 821896 | 61 BRIDLE BEND HATTIESBURG | 37225 | Fort Bragg | ARACT | Bridle | United States | Mississippi | Forrest | Hattiesburg | 39402 | 0.9 | 0.86
189750 | 821910 | 617 TWIN KNOLL DRIVE MCKINNEY | 70132 | Independent Duty Housing Program | USACE | Twin Knoll | United States | Texas | Collin | Mckinney | 75071 | 0.865 | 0.84
189751 | 821897 | 63 WINDRIDGE PURVIS | 70243 | Camp Shelby Active LGH | USACE | Windridge | United States | Mississippi | Lamar | Purvis | 39475 | 0.9 | 0.86
189752 | 821870 | 67216 GRATIOT DRIVE RICHMOND | 82387 | Joint Recruiting Program | USACE | 67216 Gratiot Drive | United States | Michigan | Macomb | Richmond | 48062 | 1.035 | 1.055
189753 | 821912 | 676 BREVARD CIRCLE PICKERINGTON | 70132 | Independent Duty Housing Program | USACE | Brevard | United States | Ohio | Fairfield | Pickerington | 43147 | 0.925 | 0.9195
189754 | 821867 | 70 NORTHFOLK PETAL | 70243 | Camp Shelby Active LGH | USACE | Northfolk | United States | Mississippi | Forrest | Petal | 39465 | 0.9 | 0.86
189755 | 821860 | 7408 BAY CHASE DRIVE ARLINGTON | 70132 | Independent Duty Housing Program | USACE | Bay Chase | United States | Texas | Tarrant | Arlington | 76016 | 0.83 | 0.82
189756 | 821813 | 7411 LOCKSLEY LANE LAKELAND | 70132 | Independent Duty Housing Program | USACE | Locksley | United States | Florida | Polk | Lakeland | 33809 | 0.825 | 0.805
189757 | 82387-11258 | 91 MULBERRY STREET NEWARK | 82387 | Joint Recruiting Program | USACE | Mulberry | United States | New Jersey | Essex | Newark | 07102 | 1.16 | 1.23
189758 | 821856 | 973 JESSICA CT EAGLE POINT | 70132 | Independent Duty Housing Program | USACE | Jessica | United States | Oregon | Jackson | Eagle Point | 97524 | 1.12 | 1.145
189759 | 821784 | 992 NUGGET CT. CARSON CITY | 70132 | Independent Duty Housing Program | USACE | Nugget | United States | Nevada | Ind.City-Carson City | Carson City | 89706 | 1.18 | 1.2
1898 | GHTS0001 | FRANCIS E WARREN AF MISSILE SITE F10 SITE # 1 | GHLN | F E WARREN AFB | AFACT | 4661 Kimball County Road 49 | United States | Nebraska | Kimball | Kimball | 860980 | 0.93 | 0.915
189811 | 821942 | 10 RIVERSIDE DRIVE LAKEVILLE | 82387 | Joint Recruiting Program | USACE | 10 Riverside Drive | United States | Massachusetts | Plymouth | Lakeville | 02347 | 1.165 | 1.215
189812 | 821949 | 100 PRATT AVENUE TOWANDA | 70132 | Independent Duty Housing Program | USACE | Pratt | United States | Pennsylvania | Bradford | Towanda | 18848 | 1.065 | 1.105
189813 | 821973 | 10270 PATTI WAY ELK GROVE | 70132 | Independent Duty Housing Program | USACE | Patti | United States | California | Sacramento | Elk Grove | 95757 | 1.13 | 1.17
189814 | 821964 | 1036 DANE DRIVE HEWITT | 70132 | Independent Duty Housing Program | USACE | Dane | United States | Texas | Mclennan | Hewitt | 76643 | 0.865 | 0.84
189815 | 821818 | 11 ELKINS STREET BOSTON | 82387 | Joint Recruiting Program | USACE | Elkins | United States | Massachusetts | Suffolk | Boston | 02127 | 1.2 | 1.26
189816 | 821951 | 1263 37TH AVENUE SOUTH MOORHEAD | 70132 | Independent Duty Housing Program | USACE | 37th | United States | Minnesota | Clay | Moorhead | 56560 | 1.085 | 1.12
189817 | 821996 | 13087 E 131 STREET FISHERS | 70132 | Independent Duty Housing Program | USACE | 131 | United States | Indiana | Hamilton | Fishers | 46038 | 0.94 | 0.94
189818 | 821962 | 1394 INDIGO RUN LANE GASTONIA | 70132 | Independent Duty Housing Program | USACE | Indigo Run | United States | North Carolina | Gaston | Gastonia | 28056 | 0.885 | 0.855
189819 | 822000 | 155 LUCINDA LANE WYOMISSING | 70132 | Independent Duty Housing Program | USACE | Lucinda | United States | Pennsylvania | Berks | Wyomissing | 19610 | 1.065 | 1.105
189820 | 821946 | 16580 FEAGIN ROAD ANDALUSIA | 01252 | Fort Rucker | ARACT | Feagin | United States | Alabama | Coffee | Enterprise | 36330 | 0.89 | 0.86
189821 | 821969 | 16935 RED OAK ROAD ANDALUSIA | 01252 | Fort Rucker | ARACT | Red Oak | United States | Alabama | Covington | Andalusia | 36420 | 0.855 | 0.83
189822 | 821987 | 19 MEADOW RIDGE LOOP MAUMELLE | 70132 | Independent Duty Housing Program | USACE | Meadow Ridge | United States | Arkansas | Pulaski | Maumelle | 72113 | 0.83 | 0.8
189823 | 821999 | 1905 SW 31ST STREET MOORE | 70132 | Independent Duty Housing Program | USACE | 31st | United States | Oklahoma | Cleveland | Moore | 73170 | 0.86 | 0.83
189824 | 821991 | 202 NW GRAHAM ROAD TROUTDALE | 82387 | Joint Recruiting Program | USACE | 202 NW Graham Road | United States | Oregon | Multnomah | Troutdale | 97060 | 1.08 | 1.1
189825 | 821954 | 20334 HERITAGE POINT DR TAMPA | 70132 | Independent Duty Housing Program | USACE | Heritage Point | United States | Florida | Hillsborough | Tampa | 33647 | 0.82 | 0.8
189826 | 822003 | 2098 GRAND CENTRAL AVENUE HORSEHEADS | 70132 | Independent Duty Housing Program | USACE | Grand Central | United States | New York | Chemung | Horseheads | 14845 | 1.06 | 1.075
189827 | 821970 | 210 S. 4TH STREET CHICKASHA | 400NG | Oklahoma National Guard | ARGUARD | 4th | United States | Oklahoma | Grady | Chickasha | 73018 | 0.875 | 0.85
189828 | 821929 | 2103 EAST HUNTERS GLEN WICHITA FALLS | 70132 | Independent Duty Housing Program | USACE | Hunters | United States | Texas | Wichita | Wichita Falls | 76306 | 0.92 | 0.89
189829 | 821914 | 218 EAST SPOONER ROAD FOX POINT | 70132 | Independent Duty Housing Program | USACE | Spooner | United States | Wisconsin | Milwaukee | Fox Point | 53217 | 1.09 | 1.13
189830 | 821995 | 2235 STONEHAVEN DRIVE PLAINFIELD | 70132 | Independent Duty Housing Program | USACE | Stonehaven | United States | Illinois | Will | Plainfield | 60586 | 1.03 | 1.045
189831 | 821985 | 2390 E MUNCIE AVENUE FRESNO | 70132 | Independent Duty Housing Program | USACE | Muncie | United States | California | Fresno | Fresno | 93720 | 1.125 | 1.165
189832 | 821994 | 2543 A EASTGATE DRIVE MT. PLEASANT | 70132 | Independent Duty Housing Program | USACE | 2543 A Eastgate Drive | United States | Michigan | Isabella | Mount Pleasant | 48858 | 1.035 | 1.055
189833 | 821872 | 2599 GRAFTON AVENUE NORTH OAKDALE | 70132 | Independent Duty Housing Program | USACE | Grafton | United States | Minnesota | Washington | Oakdale | 55128 | 1.085 | 1.12
189834 | 821981 | 2808 LYONS ROAD SPLIT ROCK | 70132 | Independent Duty Housing Program | USACE | Lyons | United States | New York | Onondaga | Split Rock | 13031 | 1.06 | 1.075
189835 | 821960 | 31 WOODLAND ROAD ROCKY HILL | 70132 | Independent Duty Housing Program | USACE | Woodland | United States | Connecticut | Hartford | Rocky Hill | 06067 | 1.165 | 1.205
189836 | 822007 | 3177 TIMBERWOOD PARKWAY CHARLOTTESVILLE | 70132 | Independent Duty Housing Program | USACE | Timberwood | United States | Virginia | Charlottesville(City) | Charlottesville | 22911 | 0.92 | 0.89
189837 | 822006 | 4055 BUCKINGHAM TERRACE SPRINGDALE | 70132 | Independent Duty Housing Program | USACE | Buckingham | United States | Arkansas | Washington | Springdale | 72764 | 0.845 | 0.82
189838 | 821978 | 4160 KAMALA LANE BROOKFIELD | 70132 | Independent Duty Housing Program | USACE | Kamala | United States | Wisconsin | Waukesha | Brookfield | 53045 | 1.085 | 1.12
189839 | 821875 | 418 NW 48TH BLVD GAINESVILLE | 70132 | Independent Duty Housing Program | USACE | 48th | United States | Florida | Alachua | Gainesville | 32607 | 0.825 | 0.805
189840 | 821953 | 420 COUNTRY CLUB APARTMENTS DALLAS | 70132 | Independent Duty Housing Program | USACE | Country Apartments | United States | Pennsylvania | Luzerne | Dallas | 18612 | 1.065 | 1.105
189841 | 821998 | 438 MICA COURT WINSTON SALEM | 70132 | Independent Duty Housing Program | USACE | Mica | United States | North Carolina | Forsyth | Winston Salem | 27103 | 0.885 | 0.855
189842 | 822008 | 4534 LARNED CIRCLE HAYS | 70132 | Independent Duty Housing Program | USACE | Larned | United States | Kansas | Ellis | Hays | 67601 | 1.005 | 1.025
189843 | 821983 | 483 E 950 N SPRINGVILLE | 70132 | Independent Duty Housing Program | USACE | 950 N | United States | Utah | Utah | Springville | 84663 | 1.03 | 0.995
189844 | 821965 | 504 WARREN AVENUE KINGSTON | 70132 | Independent Duty Housing Program | USACE | Warren | United States | Pennsylvania | Luzerne | Kingston | 18704 | 1.065 | 1.105
189845 | 821934 | 5600 AMERICAN BLVD BLOOMINGTON | 27650 | Twin Cities Army Ammunition Plant | ARACT | American | United States | Minnesota | Hennepin | Bloomington | 55437 | 1.06 | 1.11
189846 | 821913 | 616 TAYCO STREET MENASHA | 70132 | Independent Duty Housing Program | USACE | Tayco | United States | Wisconsin | Winnebago | Menasha | 54952 | 1.085 | 1.12
189847 | 821945 | 621 17TH STREET DENVER | 66155 | DoD USMEPCOM | USACE | 17th | United States | Colorado | Denver | Denver | 80293 | 0.99 | 0.98
189848 | 821936 | 6401 NW EXPRESSWAY OKLAHOMA CITY | 400NG | Oklahoma National Guard | ARGUARD | Expressway | United States | Oklahoma | Oklahoma | Oklahoma City | 73132 | 0.86 | 0.83
189849 | 821984 | 6417 BANDERA ROAD LEON VALLEY | 82387 | Joint Recruiting Program | USACE | 6417 Bandera Road | United States | Texas | Bexar | Leon Valley | 78238 | 0.87 | 0.85
189850 | 821968 | 6519 E. ALTA AVE FRESNO | 70132 | Independent Duty Housing Program | USACE | Alta | United States | California | Fresno | Fresno | 93727 | 1.125 | 1.165
189851 | 821955 | 6808 DEVONSHIRE DRIVE NE CEDAR RAPIDS | 70132 | Independent Duty Housing Program | USACE | Devonshire | United States | Iowa | Linn | Cedar Rapids | 52402 | 1.01 | 1.01
189852 | 821993 | 771 NALLES MILL ROAD CULPEPER | 82387 | Joint Recruiting Program | USACE | 771 Nalles Mill Road | United States | Virginia | Culpeper | Culpeper | 22701 | 0.92 | 0.89
189853 | 821935 | 7950 S PARK PLACE DR MOBILE | 70132 | Independent Duty Housing Program | USACE | Park Place | United States | Alabama | Mobile | Mobile | 36608 | 0.84 | 0.81
189854 | 821980 | 80 ROGER WILLIAMS DRIVE NORTH KINGSTOWN | 70132 | Independent Duty Housing Program | USACE | Roger Williams | United States | Rhode Island | Washington | North Kingstown | 02852 | 1.155 | 1.195
189855 | 821932 | 8506 LITTLE ROCK AMARILLO | 70132 | Independent Duty Housing Program | USACE | 8506 Little Rock Drive | United States | Texas | Randall | Amarillo | 79118 | 0.865 | 0.84
189856 | 821931 | 8510 WEST HIGHWAY 2 SPOKANE | 66155 | DoD USMEPCOM | ARRES | 8510 West Highway 2 | United States | Washington | Spokane | Spokane | 99224 | 1.05 | 1.05
189857 | AGGN0003 | CLINTON SHERMAN | AGGN | ALTUS AIR FORCE BASE | AFACT | SOONER | United States | Oklahoma | Washita | Burns Flat | 73624 | 0.875 | 0.85
189860 | YZEU0002 | MIKE MONRONEY AERONAUTICAL CENTER | YZEU | WILL ROGERS WORLD AIRPORT | AFGUARD | S. MACARTHUR | United States | Oklahoma | Oklahoma | Oklahoma City | 73169-0000 | 0.86 | 0.83
189861 | SCLT0001 | SOUTHERN CALIFORNIA LOGISTICS AIRPORT SITE #1 | SCLT | SOUTHERN CALIFORNIA LOGISTICS AIRPORT | AFGUARD | PERIMETER | United States | California | San Bernardino | Victorville | 92394 | 1.2 | 1.25
189862 | SCLT0002 | SOUTHERN CALIFORNIA LOGISTICS AIRPORT SITE # 2 | SCLT | SOUTHERN CALIFORNIA LOGISTICS AIRPORT | AFGUARD | ALERT | United States | California | San Bernardino | Victorville | 92394 | 1.2 | 1.25
189863 | MKPP0002 | KUKUI SITE # 2 | VNMH | EARECKSON AS | AFACT | MAIN | United States | Hawaii | Hawaii | Unknown | 99999 | 2.51 | 2.42
189864 | MKPP0003 | POHAKUWAAWAA REFLECTOR SITE # 3 | VNMH | EARECKSON AS | AFACT | MAIN | United States | Hawaii | Hawaii | Hawaii Island | 96752 | 2.51 | 2.42
189865 | MKPP0004 | KUKUIOLONO SITE # 4 | VNMH | EARECKSON AS | AFACT | MAIN | United States | Hawaii | Hawaii | Unknown | 99999 | 2.51 | 2.42
189866 | 821928 | 10 CIVIC CENTER PLAZA MANKATO, MN | 82387 | Joint Recruiting Program | USACE | Civic Center | United States | Minnesota | Blue Earth | Mankato | 56001 | 1.085 | 1.12
189867 | 821221 | 10 FORD STREET HARTFORD | 82387 | Joint Recruiting Program | USACE | Ford | United States | Connecticut | Hartford | Hartford | 06103 | 1.165 | 1.205
189868 | 822054 | 10 W 10TH STREET CHICAGO | 82387 | Joint Recruiting Program | USACE | 10th | United States | Illinois | Cook | Chicago | 60616 | 1.18 | 1.25
189869 | 822036 | 1000 SAN MARCOS STREET AUSTIN | 18081 | Army Mission Support | USACE | San Marcos | United States | Texas | Travis | Austin | 78702 | 0.865 | 0.84
189870 | 822098 | 1083 E LARKSPUR DRIVE SANDY | 70132 | Independent Duty Housing Program | USACE | Larkspur | United States | Utah | Salt Lake | Sandy | 84094 | 1.03 | 0.99
189871 | 822011 | 1102 SAUNDERS DRIVE ROSWELL | 70132 | Independent Duty Housing Program | USACE | Saunders | United States | New Mexico | Chaves | Roswell | 88201 | 0.93 | 0.905
189872 | 822096 | 1109 JULIES TRAIL MOORE | 70132 | Independent Duty Housing Program | USACE | Julies | United States | Oklahoma | Cleveland | Moore | 73160 | 0.86 | 0.83
189873 | 821988 | 114 DRIFTWOOD NORFOLK | 70132 | Independent Duty Housing Program | USACE | Driftwood | United States | Nebraska | Madison | Norfolk | 68701 | 0.93 | 0.915
189874 | 822020 | 11501 PACIFIC HARBOR AVE. BAKERSFIELD | 70132 | Independent Duty Housing Program | USACE | Pacific Harbor | United States | California | Kern | Bakersfield | 93312 | 1.16 | 1.21
189875 | 822045 | 11827 GOLDFIELD DRIVE GRAND LEDGE | 70132 | Independent Duty Housing Program | USACE | Goldfield | United States | Michigan | Eaton | Grand Ledge | 48837 | 1.035 | 1.055
189876 | 822078 | 12617 SUMMERWOOD DRIVE BURLESON | 70132 | Independent Duty Housing Program | USACE | Summerwood | United States | Texas | Johnson | Burleson | 76028 | 0.865 | 0.84
189877 | 821971 | 129 OAKBEND DRIVE LAFAYETTE | 70132 | Independent Duty Housing Program | USACE | Oakbend | United States | Louisiana | Lafayette | Lafayette | 70506 | 0.855 | 0.825
189878 | 821940 | 129 SOUTH BOW ROAD BOW | 70132 | Independent Duty Housing Program | USACE | Bow | United States | New Hampshire | Merrimack | Bow | 03304 | 1.07 | 1.06
189879 | 822075 | 13410 PRESTON ROAD DALLAS | 82387 | Joint Recruiting Program | USACE | 13410 Preston Road | United States | Texas | Dallas | Dallas | 75240 | 0.83 | 0.82
189880 | 822013 | 1500 COTTONWOOD DR POTEAU | 70132 | Independent Duty Housing Program | USACE | Cottonwood | United States | Oklahoma | Le Flore | Poteau | 74953 | 0.875 | 0.85
189881 | 822077 | 1608 MANDEVILLA LANE CERES | 70132 | Independent Duty Housing Program | USACE | Mandevilla | United States | California | Stanislaus | Ceres | 95307 | 1.125 | 1.165
189882 | 822046 | 16453 SW 47TH CT. | 70132 | Independent Duty Housing Program | USACE | 47th0 | United States | Florida | Broward | Miramar | 33027 | 0.82 | 0.8
189883 | 822016 | 1713 SW 31ST STREET MOORE | 70132 | Independent Duty Housing Program | USACE | 31st | United States | Oklahoma | Cleveland | Moore | 73160 | 0.86 | 0.83
189884 | 822081 | 1719 VENUS CIRCLE BILLINGS | 70132 | Independent Duty Housing Program | USACE | Venus | United States | Montana | Yellowstone | Billings | 59102 | 1.1 | 1.08
189885 | 822033 | 1756 NORTH 10TH ST KALAMAZOO | 70132 | Independent Duty Housing Program | USACE | 10th | United States | Michigan | Kalamazoo | Kalamazoo | 49009 | 1.035 | 1.055
189886 | 822047 | 1940 SANDPIPER TRAIL WARREN | 70132 | Independent Duty Housing Program | USACE | Sandpiper | United States | Ohio | Trumbull | Warren | 44484 | 0.95 | 0.95
189887 | 822076 | 212 THIRD AVE MINNEAPOLIS | 66155 | DoD USMEPCOM | USACE | Third | United States | Minnesota | Hennepin | Minneapolis | 55401 | 1.06 | 1.11
189888 | 822068 | 212 THIRD AVE SOUTH MINNEAPOLIS | 66155 | DoD USMEPCOM | USACE | Third | United States | Minnesota | Hennepin | Minneapolis | 55401 | 1.06 | 1.11
189889 | 821734 | 2132 E. FLORENCE AVE. HUNTINGTON PARK | 82387 | Joint Recruiting Program | USACE | 2132 E. Florence Avenue | United States | California | Los Angeles | Huntington Park | 90255 | 1.02 | 1.06
189890 | 822052 | 214 BROADWAY SAUGUS | 82387 | Joint Recruiting Program | USACE | Broadway | United States | Massachusetts | Essex | Saugus | 01906 | 1.165 | 1.215
189891 | 822086 | 21626 EAST 53RD PLACE DENVER | 70132 | Independent Duty Housing Program | USACE | 53rd | United States | Colorado | Denver | Denver | 80249 | 0.99 | 0.98
189892 | 822002 | 2337 125TH E. DR PARRISH | 70132 | Independent Duty Housing Program | USACE | 125thdr | United States | Florida | Manatee | Parrish | 34219 | 0.825 | 0.805
189893 | 821975 | 2505 PARKWOOD DRIVE GREEN BAY | 70132 | Independent Duty Housing Program | USACE | Parkwood | United States | Wisconsin | Brown | Green Bay | 54304 | 1.085 | 1.12
189894 | 821990 | 255 LANDS END CIRCLE UNION HALL | 70132 | Independent Duty Housing Program | USACE | Lands End | United States | Virginia | Franklin | Union Hall | 24176 | 0.92 | 0.89
189895 | 822079 | 2677 JOHNSON AVE SAN LUIS OBISPO | 70132 | Independent Duty Housing Program | USACE | Johnson | United States | California | San Luis Obispo | San Luis Obispo | 93401 | 1.22 | 1.26
189896 | 822056 | 2732 ASCENSION CT. FT. WAYNE | 70132 | Independent Duty Housing Program | USACE | Ascension | United States | Indiana | Allen | Fort Wayne | 46818 | 0.955 | 0.96
189897 | 821939 | 2802 NE 24TH PLACE OCALA | 70132 | Independent Duty Housing Program | USACE | 24th | United States | Florida | Marion | Ocala | 34470 | 0.825 | 0.805
189898 | 822067 | 28265 SPRINGBROOK KALAMAZOO | 70132 | Independent Duty Housing Program | USACE | Springbrook | United States | Michigan | Van Buren | Lawton | 49065 | 1.035 | 1.055
189899 | 822015 | 29 FRANKLIN PETAL | 37225 | Fort Bragg | ARACT | Franklin | United States | Mississippi | Forrest | Petal | 39465 | 0.9 | 0.86
1899 | GHTT0001 | FRANCIS E WARREN AF MISSILE SITE F11 SITE # 1 | GHLN | F E WARREN AFB | AFACT | 251 Banner County Road 6 | United States | Nebraska | Banner | Harrisburg | 69345 | 0.93 | 0.915
189900 | 822027 | 3027 HOLDERWOOD MURFREESBORO | 70132 | Independent Duty Housing Program | USACE | Holderwood | United States | Tennessee | Rutherford | Murfreesboro | 37128 | 0.835 | 0.82
189901 | 822030 | 3040 BATTLEMENT CIRCLE LOGANVILLE | 70132 | Independent Duty Housing Program | USACE | Battlement | United States | Georgia | Gwinnett | Loganville | 30052 | 0.865 | 0.83
189902 | 822089 | 3120 W. GOOSEBERRY CT HAYDEN | 70132 | Independent Duty Housing Program | USACE | Gooseberry | United States | Idaho | Kootenai | Hayden | 83835 | 1.055 | 1.045
189903 | 822028 | 317 SAN SABA DRIVE PORTLAND | 70132 | Independent Duty Housing Program | USACE | San Saba | United States | Texas | San Patricio | Portland | 78374 | 0.84 | 0.81
189904 | 822080 | 320 WEST SECOND STREET PIERRE | 70132 | Independent Duty Housing Program | USACE | Second | United States | South Dakota | Hughes | Pierre | 57501 | 0.955 | 0.93
189905 | 821957 | 3208 WEST TWIN WILLOWS DRIVE APPLETON | 70132 | Independent Duty Housing Program | USACE | Twin Willows | United States | Wisconsin | Outagamie | Appleton | 54914 | 1.085 | 1.12
189906 | 822087 | 3239 WATER HICKORY DR JACKSONVILLE | 70132 | Independent Duty Housing Program | USACE | Water Hickory | United States | Florida | Duval | Jacksonville | 32226 | 0.8 | 0.78
189907 | 822091 | 3272 POLO CLUB BLVD LEXINGTON | 70132 | Independent Duty Housing Program | USACE | Polo Club | United States | Kentucky | Fayette | Lexington | 40509 | 0.87 | 0.87
189908 | 822090 | 328 COURTNEY CIRCLE WEST CHESTER | 70132 | Independent Duty Housing Program | USACE | Courtney | United States | Pennsylvania | Chester | West Chester | 19380 | 1.065 | 1.105
189909 | 822048 | 3348 BAY SPRINGS PARK LEXINGTON | 70132 | Independent Duty Housing Program | USACE | Bay Springs | United States | Kentucky | Fayette | Lexington | 40509 | 0.87 | 0.87
189910 | 822001 | 339 BURNT PINE DR NAPLES | 70132 | Independent Duty Housing Program | USACE | Burnt Pine | United States | Florida | Collier | Naples | 34119 | 0.825 | 0.805
189911 | 822026 | 350 WELLINGTON HILL ROAD MANCHESTER | 70132 | Independent Duty Housing Program | USACE | Wellington Hill | United States | New Hampshire | Hillsborough | Manchester | 03104 | 1.075 | 1.075
189912 | 822035 | 36065 CAPRI DRIVE WINCHESTER | 70132 | Independent Duty Housing Program | USACE | Capri | United States | California | Riverside | Winchester | 92596 | 1.08 | 1.12
189913 | 822083 | 3728 COLBOURNE MERIDIAN | 70132 | Independent Duty Housing Program | USACE | Colbourne | United States | Idaho | Ada | Meridian | 83646 | 0.99 | 0.98
189914 | 822012 | 4043 W 105TH STREET SAPULPA | 70132 | Independent Duty Housing Program | USACE | 105th | United States | Oklahoma | Creek | Sapulpa | 74066 | 0.875 | 0.85
189915 | 821997 | 4123 MORAINE LARAMIE | 70132 | Independent Duty Housing Program | USACE | Moraine | United States | Wyoming | Albany | Laramie | 82070 | 1.045 | 1.035
189916 | 822093 | 413 OVERHILL ROAD MOUNTAIN HOME | 70132 | Independent Duty Housing Program | USACE | Overhill | United States | Arkansas | Baxter | Mountain Home | 72653 | 0.845 | 0.82
189917 | 821986 | 4300 KINGS CHASE DRIVE ROANOKE | 70132 | Independent Duty Housing Program | USACE | Kings Chase | United States | Virginia | Roanoke (City) | Roanoke | 24018 | 0.92 | 0.89
189918 | 821944 | 4350 MOON LAKE DR MERIDIAN | 70132 | Independent Duty Housing Program | USACE | Moon Lake | United States | Idaho | Ada | Meridian | 83646 | 0.99 | 0.98
189919 | 821982 | 4767 38TH AVENUE SOUTH FARGO | 70132 | Independent Duty Housing Program | USACE | 38th | United States | North Dakota | Cass | Fargo | 58104 | 1.09 | 1.09
189920 | 822058 | 5109 SE 81ST STREET OKLAHOMA CITY | 70132 | Independent Duty Housing Program | USACE | 81st | United States | Oklahoma | Cleveland | Oklahoma City | 73170 | 0.86 | 0.83
189921 | 822023 | 525 CLAIR STREET CEDAR FALLS | 70132 | Independent Duty Housing Program | USACE | Clair | United States | Iowa | Black Hawk | Cedar Falls | 50613 | 1.01 | 1.01
189922 | 822031 | 5383 GREENWICH SEVILLE | 70132 | Independent Duty Housing Program | USACE | Greenwich | United States | Ohio | Medina | Seville | 44273 | 0.925 | 0.9195
189923 | 822053 | 5735 CANTERBURY DRIVE COLUMBUS | 01252 | Fort Rucker | ARACT | Canterbury | United States | Georgia | Muscogee | Columbus | 31909 | 0.94 | 0.91
189924 | 821972 | 5743 SE 30TH STREET DES MOINES | 70132 | Independent Duty Housing Program | USACE | 30th | United States | Iowa | Polk | Des Moines | 50320 | 0.95 | 0.95
189925 | 822082 | 584 S. SAVOY ROSEBURG | 70132 | Independent Duty Housing Program | USACE | Savoy | United States | Oregon | Douglas | Roseburg | 97470 | 1.12 | 1.145
189926 | 822057 | 600 BLOOMFIELD AVE BLOOMFIELD | 82387 | Joint Recruiting Program | USACE | Bloomfield | United States | New Jersey | Essex | Bloomfield | 07003 | 1.16 | 1.23
189927 | 822041 | 601 BROOKMEADOW DRIVE BALLWIN | 70132 | Independent Duty Housing Program | USACE | Brookmeadow | United States | Missouri | St Louis | Ballwin | 63021 | 0.985 | 1.005
189928 | 821989 | 6206 SW 64TH PLACE GAINESVILLE | 70132 | Independent Duty Housing Program | USACE | 64th | United States | Florida | Alachua | Gainesville | 32608 | 0.825 | 0.805
189929 | 822062 | 7 KAROLE LANE CUMBERLAND CENTER | 70132 | Independent Duty Housing Program | USACE | Karole | United States | Maine | Cumberland | Cumberland Center | 04021 | 0.99 | 0.97
189930 | 822049 | 7204 PETERSBURG DRIVE PLANO | 70132 | Independent Duty Housing Program | USACE | Petersburg | United States | Texas | Collin | Plano | 75074 | 0.865 | 0.84
189931 | 822034 | 727 BRIMESTONE LANE SPARTANBURG | 70132 | Independent Duty Housing Program | USACE | Brimestone | United States | South Carolina | Spartanburg | Spartanburg | 29301 | 0.92 | 0.885
189932 | 822032 | 79 PENNY LANE TORRINGTON | 70132 | Independent Duty Housing Program | USACE | Penny | United States | Connecticut | Litchfield | Torrington | 06790 | 1.165 | 1.205
189933 | 822085 | 7905 NE 86TH AVE VANCOUVER | 70132 | Independent Duty Housing Program | USACE | 86th | United States | Washington | Clark | Vancouver | 98662 | 1.085 | 1.095
189934 | 822073 | 7995 E. AUDREY AVE. TERRE HAUTE | 70132 | Independent Duty Housing Program | USACE | Audrey | United States | Indiana | Vigo | Terre Haute | 47803 | 0.955 | 0.96
189935 | 821943 | 802 POLLUS RD HELENA | 70132 | Independent Duty Housing Program | USACE | Pollus | United States | Montana | Lewis And Clark | Helena | 59602 | 1.1 | 1.08
189936 | 822065 | 8509 E LANSING STREET BROKEN ARROW | 70132 | Independent Duty Housing Program | USACE | Lansing | United States | Oklahoma | Tulsa | Broken Arrow | 74014 | 0.875 | 0.85
189937 | 822009 | 9661 MARY T"S COURT KING GEORGE | 70132 | Independent Duty Housing Program | USACE | Mary Ts | United States | Virginia | King George | King George | 22485 | 1.1 | 1.1
189938 | 82387-11487 | CENTRAL AVE NE BLAINE | 82387 | Joint Recruiting Program | USACE | 12529 CENTRAL AVE NE | United States | Minnesota | Anoka | Blaine | 55434 | 1.085 | 1.12
189939 | N00216-AF | NALF GOLIAD | N00216 | NAS Corpus Christi TX | NAVACT | AIRPARK | United States | Texas | Goliad | Berclair | 78107 | 0.865 | 0.84
189942 | 822044 | 110 SW 20TH STREET PENDLETON | 82387 | Joint Recruiting Program | USACE | 20th | United States | Oregon | Umatilla | Pendleton | 97801 | 1.16 | 1.19
189943 | 822143 | 1110 WYATT EARP DRIVE ANNA | 70132 | Independent Duty Housing Program | USACE | Wyatt Earp | United States | Texas | Collin | Anna | 75409 | 0.865 | 0.84
189944 | 822190 | 11915 Beach Blvd, Jacksonville | 82387 | Joint Recruiting Program | USACE | 11915 Beach Blvd | United States | Florida | Duval | Jacksonville | 32246 | 0.8 | 0.78
189945 | 822149 | 1235 OAKLAWN AVENUE CRANSTON | 82387 | Joint Recruiting Program | USACE | 1235 Oaklawn Avenue | United States | Rhode Island | Providence | Cranston | 02920 | 1.11 | 1.15
189946 | 822109 | 1307 LYTLE STREET KERRVILLE | 70132 | Independent Duty Housing Program | USACE | Lytle | United States | Texas | Kerr | Kerrville | 78028 | 0.865 | 0.84
189947 | 822105 | 13909 227TH AVENUE NW ELK RIVER | 70132 | Independent Duty Housing Program | USACE | 227th | United States | Minnesota | Sherburne | Elk River | 55330 | 1.085 | 1.12
189948 | 822166 | 14 WHITETAIL RIDGE PETAL | 70132 | Independent Duty Housing Program | USACE | Whitetail | United States | Mississippi | Forrest | Petal | 39465 | 0.9 | 0.86
189949 | 822158 | 1422 N. KENDRICK ST GLENDIVE | 70132 | Independent Duty Housing Program | USACE | Kendrick | United States | Montana | Dawson | Glendive | 59330 | 1.1 | 1.08
189950 | 822074 | 1652 SW 159TH AV PEMBROKE PINES | 70132 | Independent Duty Housing Program | USACE | 159th Av | United States | Florida | Broward | Pembroke Pines | 33027 | 0.82 | 0.8
189951 | 822138 | 16900 NE 6TH ST VANCOUVER | 70132 | Independent Duty Housing Program | USACE | 6th | United States | Washington | Clark | Vancouver | 98684 | 1.085 | 1.095
189952 | 822156 | 176 BLUFF SPRINGS ROAD COWARTS | 01252 | Fort Rucker | ARACT | Bluff Springs | United States | Alabama | Houston | Cowarts | 36321 | 0.89 | 0.86
189953 | 822113 | 1809 SOUTH PURDUE AVENUE SIOUX FALLS | 70132 | Independent Duty Housing Program | USACE | Purdue | United States | South Dakota | Minnehaha | Sioux Falls | 57106 | 0.96 | 0.94
189954 | 822102 | 1821 N TWINBERRY COURT CLOVIS | 70132 | Independent Duty Housing Program | USACE | Twinberry | United States | California | Fresno | Clovis | 93619 | 1.125 | 1.165
189955 | 822142 | 213 MARSHALL STREET HORSEHEADS | 70132 | Independent Duty Housing Program | USACE | Marshall | United States | New York | Chemung | Horseheads | 14845 | 1.06 | 1.075
189956 | 822069 | 2134 SW 74TH OKLAHOMA CITY | 82387 | Joint Recruiting Program | USACE | 2134 SW 74th Street | United States | Oklahoma | Oklahoma | Oklahoma City | 73159 | 0.86 | 0.83
189958 | 822147 | 2205 TORRANCE STREET SIMI VALLEY | 70132 | Independent Duty Housing Program | USACE | Torrance | United States | California | Ventura | Simi Valley | 93065 | 1.08 | 1.12
189959 | 822101 | 2300 BENJAMIN COURT WAUKESHA | 70132 | Independent Duty Housing Program | USACE | Benjamin | United States | Wisconsin | Waukesha | Waukesha | 53188 | 1.085 | 1.12
189960 | 822114 | 24 ROBERT C BARNES DALEVILLE | 01252 | Fort Rucker | ARACT | Robert C Barnes | United States | Alabama | Dale | Daleville | 36322 | 0.89 | 0.86
189961 | 822188 | 2555 WENDOVER ROAD BLOOMFIELD HILLS | 70132 | Independent Duty Housing Program | USACE | Wendover | United States | Michigan | Oakland | Bloomfield Hills | 48302 | 1.035 | 1.055
189962 | 822183 | 26 SUSIE WILSON ROAD ESSEX | 82387 | Joint Recruiting Program | USACE | 26 Susie Wilson Road | United States | Vermont | Chittenden | Essex | 05452 | 1.01 | 1.01
189963 | 710274 | 2620 WATSON BLVD WARNER ROBINS | 82387 | Joint Recruiting Program | USACE | 2620 Watson Boulevard, Suites B1 & B2 | United States | Georgia | Houston | Warner Robins | 31093 | 0.88 | 0.85
189964 | 822157 | 2813 W. FOX HUNTERS LOOP LEHI | 70132 | Independent Duty Housing Program | USACE | Fox Hunters | United States | Utah | Utah | Lehi | 84043 | 1.03 | 0.995
189965 | 822059 | 284 MOFFETT BOULEVARD MOUNTAIN VIEW | 82387 | Joint Recruiting Program | USACE | Moffett | United States | California | Santa Clara | Mountain View | 94043 | 1.2 | 1.25
189966 | 822184 | 3 EWING PLACE ESSEX | 82387 | Joint Recruiting Program | USACE | 3 Ewing Place | United States | Vermont | Chittenden | Essex | 05452 | 1.01 | 1.01
189967 | 822064 | 3034 RIVER WOODS PARRISH | 70132 | Independent Duty Housing Program | USACE | Woods | United States | Florida | Manatee | Parrish | 34219 | 0.825 | 0.805
189968 | 822127 | 3115 METOLIUS DR. EUGENE | 70132 | Independent Duty Housing Program | USACE | Metolius | United States | Oregon | Lane | Eugene | 97408 | 1.12 | 1.145
189969 | 822181 | 3119 CRANBERRY HIGHWAY EAST WAREHAM | 82387 | Joint Recruiting Program | USACE | 3199 Cranberry Highway | United States | Massachusetts | Plymouth | East Wareham | 02538 | 1.165 | 1.215
189970 | 822131 | 320 EDGEWATER DRIVE ELKINS | 70132 | Independent Duty Housing Program | USACE | Edgewater | United States | West Virginia | Randolph | Elkins | 26241 | 1.02 | 1.03
189971 | 822146 | 3441 PALM CIRCLE KENNESAW | 70132 | Independent Duty Housing Program | USACE | Palm | United States | Georgia | Cobb | Kennesaw | 30144 | 0.83 | 0.8
189972 | 822185 | 37 PEARL STREET BRAINTREE | 82387 | Joint Recruiting Program | USACE | Pearl | United States | Massachusetts | Norfolk | Braintree | 02184 | 1.165 | 1.215
189973 | 822171 | 37 SUNSET ROAD AVERILL PARK | 70132 | Independent Duty Housing Program | USACE | Sunset | United States | New York | Rensselaer | Averill Park | 12018 | 1.05 | 1.07
189974 | 822159 | 408 BENTON HORIZON CITY | 70132 | Independent Duty Housing Program | USACE | Benton | United States | Texas | El Paso | El Paso | 79928 | 0.86 | 0.83
189975 | 822169 | 501 OKUMA DRIVE CHESTER | 70132 | Independent Duty Housing Program | USACE | Okuma | United States | Virginia | Chesterfield | Chester | 23836 | 0.92 | 0.89
189976 | 822154 | 5012 ROYAL DORNOCH DRIVE RALEIGH | 70132 | Independent Duty Housing Program | USACE | Royal Dornoch | United States | North Carolina | Wake | Raleigh | 27616 | 0.885 | 0.855
189977 | 822182 | 51 PARK AVENUE WEST SPRINGFIELD | 82387 | Joint Recruiting Program | USACE | Park | United States | Massachusetts | Hampden | West Springfield | 01089 | 1.13 | 1.17
189978 | 822139 | 52 LAMPLIGHTER LANE PURVIS | 70243 | Camp Shelby Active LGH | USACE | 52 Lamplighter Lane | United States | Mississippi | Lamar | Purvis | 39475 | 0.9 | 0.86
189979 | 821963 | 5231 BROADWAY ALAMO HEIGHTS | 82387 | Joint Recruiting Program | USACE | Broadway | United States | Texas | Bexar | Alamo Heights | 78209 | 0.87 | 0.85
189981 | 822135 | 5549 BINGLEY LANE CLAY | 70132 | Independent Duty Housing Program | USACE | 5549 Bingley Lane | United States | New York | Onondaga | Clay | 13041 | 1.06 | 1.075
189982 | 822043 | 589 McQueen Smith Road South, Prattville | 82387 | Joint Recruiting Program | USACE | 583,585,589 McQueen Smith Road | United States | Alabama | Autauga | Prattville | 36067 | 0.87 | 0.85
189983 | 822107 | 610 BROOKRIDGE AVENUE AMES | 70132 | Independent Duty Housing Program | USACE | Brookridge | United States | Iowa | Story | Ames | 50010 | 1.01 | 1.01
189984 | 822092 | 64 SIMPLICITY WAY POLAND | 70132 | Independent Duty Housing Program | USACE | Simplicity | United States | Maine | Androscoggin | Poland | 04274 | 1.02 | 1
189985 | 822133 | 6568 MAPLES ROAD ELLICOTTVILLE | 70132 | Independent Duty Housing Program | USACE | Maples | United States | New York | Cattaraugus | Ellicottville | 14731 | 1.06 | 1.075
189986 | 822140 | 7200 SEEDPOD LOOP TAMPA | 70132 | Independent Duty Housing Program | USACE | Seedpod | United States | Florida | Hillsborough | Tampa | 33647 | 0.82 | 0.8
189987 | 822132 | 7349 WOODSHIRE LANE HOLLAND | 70132 | Independent Duty Housing Program | USACE | Woodshire | United States | Ohio | Defiance | Farmer | 43520 | 0.925 | 0.9195
189988 | 821937 | 7622 160TH STREET LAKEVILLE | 82387 | Joint Recruiting Program | USACE | 7622 160th Street | United States | Minnesota | Dakota | Lakeville | 55044 | 1.085 | 1.12
189989 | 822150 | 8 PARK PLACE HATTIESBURG | 70132 | Independent Duty Housing Program | USACE | Park | United States | Mississippi | Forrest | Hattiesburg | 39402 | 0.9 | 0.86
189990 | 822134 | 8036 SCHOOLSIDE DRIVE WESTERVILLE | 70132 | Independent Duty Housing Program | USACE | Schoolside | United States | Ohio | Franklin | Westerville | 43081 | 0.925 | 0.9195
189993 | 822116 | 9092 DARK POND LANE HARRISON | 70132 | Independent Duty Housing Program | USACE | Dark Pond | United States | Tennessee | Hamilton | Harrison | 37341 | 0.82 | 0.8
189994 | 23468 | LIMESTONE SITE | 230NG | Maine National Guard | ARGUARD | WYOMING | United States | Maine | Aroostook | Limestone | 04750 | 1.02 | 1
189995 | 23956 | JFHQ AUGUSTA ME | 230NG | Maine National Guard | ARGUARD | BLUE STAR | United States | Maine | Kennebec | Augusta | 04330 | 1.02 | 1
189997 | 10A87 | Joseph R. Biden National Guard Reserve Center | 100NG | Delaware National Guard | ARGUARD | Vavala | United States | Delaware | New Castle | New Castle | 19720 | 1.03 | 1.06
189998 | 40A43 | Ardmore Readiness Center Complex | 400NG | Oklahoma National Guard | ARGUARD | Prairie Valley | United States | Oklahoma | Carter | Ardmore | 73401 | 0.875 | 0.85
19 | M00146-0026 | MAW POINT TARGET | M00146 | MCAS CHERRY POINT NC | MCACT | No Physical Address | United States | North Carolina | Pamlico | Merritt | 28556 | 1.03 | 1
1900 | GHTU0001 | FRANCIS E WARREN AF MISSILE SITE G1 SITE # 1 | GHLN | F E WARREN AFB | AFACT | 3025 Nebraska State Road 101 | United States | Nebraska | Cheyenne | Sidney | 69162 | 0.93 | 0.915
190000 | 17B36 | Kankakee AASFReadiness Center | 170NG | Illinois National Guard | ARGUARD | Justice | United States | Illinois | Kankakee | Kankakee | 60901 | 1.03 | 1.045
190001 | 36644 | Long Island City Storefront | 360NG | New York National Guard | ARGUARD | Thompson | United States | New York | Kings | New York City | 11101 | 1.36 | 1.46
190002 | 36645 | Middletown Recruiting Storefront | 360NG | New York National Guard | ARGUARD | Route 211 | United States | New York | Orange | Middletown | 10940 | 1.19 | 1.23
190003 | 36646 | PATCHOGUE RECRUITING STOREFRONT | 360NG | New York National Guard | ARGUARD | Medford | United States | New York | Suffolk | Patchogue | 11772 | 1.06 | 1.075
190004 | 17A36 | Broadway Storefront | 170NG | Illinois National Guard | ARGUARD | BROADWAY | United States | Illinois | Cook | Chicago | 60660 | 1.18 | 1.25
190005 | 29504 | Belton (GTA) | 27864 | 88th Readiness Division | ARRES | 155th | United States | Missouri | Jackson | Kansas City | 64147 | 0.95 | 0.97
190008 | 53229 | Vancouver AFRC | 27864 | 88th Readiness Division | ARRES | 65th | United States | Washington | Clark | Vancouver | 98682 | 1.085 | 1.095
190009 | 48057 | TYLER AFRC | 06510 | 63rd Readiness Division | ARRES | STATE HIGHWAY 31 | United States | Texas | Smith | Tyler | 75709 | 0.865 | 0.84
190010 | 39080 | Trenton USARC | 27864 | 88th Readiness Division | ARRES | WAYNE-MADISON | United States | Ohio | Butler | Trenton | 45067 | 0.925 | 0.9195
190012 | 19B01 | Davenport National Guard Readiness Center | 190NG | Iowa National Guard | ARGUARD | KIMBERLY | United States | Iowa | Scott | Davenport | 52806-7121 | 1.01 | 1.01
190013 | 40L20 | Chickasha Recruiting Storefront | 400NG | Oklahoma National Guard | ARGUARD | 4th Street, Suite O | United States | Oklahoma | Grady | Chickasha | 73018 | 0.875 | 0.85
190014 | N00246-CC | CROWN COVE | N00246 | NAVBASE Coronado | NAVACT | HIGHWAY 75 | United States | California | San Diego | Imperial Beach | 91932 | 1.05 | 1.08
190016 | 45C24 | Florence FMS | 450NG | South Carolina National Guard | ARGUARD | Technology | United States | South Carolina | Darlington | Darlington | 29532 | 0.92 | 0.885
190017 | 04234 | Goodyear RC | 040NG | Arizona National Guard | ARGUARD | This site will be acquired within the vicinity of the White Tank Mountains. The address is unknown at this time. | United States | Arizona | Maricopa | Goodyear | 85338 | 0.91 | 0.89
190018 | BRRC0001 | BRANDON RESOURCE CENTER ANNEX | NVZR | MACDILLAFB | AFACT | OAKFIELD | United States | Florida | Hillsborough | Brandon | 33511/4954 | 0.82 | 0.8
190020 | N61007-JH | MRTS LAB | N61007 | NAVAL SUPPORT ACTIVITY ORLANDO | NAVACT | DISCOVERY | United States | Florida | Orange | Orlando | 32826 | 0.825 | 0.805
190021 | 50603 | Rutland AFRC | 42560 | 99th Readiness Division | ARRES | 2143 Post Road | United States | Vermont | Rutland | Rutland | 05701 | 1.04 | 1.04
190022 | N62604-SA | STENNIS AIRPORT | N62604 | CBC Gulfport MS | NAVACT | STENNIS AIRPORT | United States | Mississippi | Hancock | Bay St Louis | 39529 | 0.91 | 0.87
190023 | 822095 | 1057 BROAD STREET SUMTER | 82387 | Joint Recruiting Program | USACE | 1057 Broad Street | United States | South Carolina | Sumter | Sumter | 29150 | 0.96 | 0.93
190024 | 822239 | 108 COTTON CREEK HATTIESBURG | 70132 | Independent Duty Housing Program | USACE | Cotton | United States | Mississippi | Forrest | Hattiesburg | 39402 | 0.9 | 0.86
190025 | 822204 | 108 MELISSA LANE HATTIESBURG | 70243 | Camp Shelby Active LGH | USACE | 108 Melissa Lane | United States | Mississippi | Forrest | Hattiesburg | 39402 | 0.9 | 0.86
190026 | 822201 | 11 MERCER PETAL | 70132 | Independent Duty Housing Program | USACE | Mercer | United States | Mississippi | Forrest | Petal | 39465 | 0.9 | 0.86
190027 | 822304 | 1176 FLATBUSH AVENUE BROOKLYN | 82387 | Joint Recruiting Program | USACE | 1176 Flatbush Avenue | United States | New York | Kings | Unknown | 11226 | 1.36 | 1.46
190028 | 822266 | 1201 10TH AVENUE SOUTH GREAT FALLS | 82387 | Joint Recruiting Program | USACE | 1201 10th Avenue South | United States | Montana | Cascade | Great Falls | 59403 | 1.1 | 1.08
190029 | 822286 | 1205 OJAI LANE MODESTO | 70132 | Independent Duty Housing Program | USACE | Ojai | United States | California | Stanislaus | Modesto | 95355 | 1.125 | 1.165
190030 | 822216 | 12204 SWEET BIRCH COURT FORT WORTH | 70132 | Independent Duty Housing Program | USACE | Sweet Birch | United States | Texas | Tarrant | Keller | 76244 | 0.83 | 0.82
190031 | 822212 | 12270 STATE ROUTE D SAVANNAH | 70132 | Independent Duty Housing Program | USACE | Stated | United States | Missouri | Andrew | Savannah | 64485 | 0.985 | 1.005
190035 | 822264 | 12970 SPICEBERRY CIRCLE SOUTH JACKSONVILLE | 70132 | Independent Duty Housing Program | USACE | Spiceberry | United States | Florida | Duval | Jacksonville | 32246 | 0.8 | 0.78
190036 | 822221 | 1301 NORTHEAST 6TH STREET GRANTS PASS | 82387 | Joint Recruiting Program | USACE | 6th | United States | Oregon | Josephine | Grants Pass | 97526 | 1.12 | 1.145
190037 | 822234 | 1423 FURLONG COURT IRVING | 70132 | Independent Duty Housing Program | USACE | Furlong | United States | Texas | Dallas | Irving | 75060 | 0.83 | 0.82
190038 | 822260 | 1430 S. JAMESTON ROAD SPRINGFIELD | 70132 | Independent Duty Housing Program | USACE | Jameston | United States | Missouri | Greene | Springfield | 65804 | 0.985 | 1.005
190039 | 822152 | 14341 TEAL COURT GRANGER | 70132 | Independent Duty Housing Program | USACE | Teal | United States | Indiana | St Joseph | Granger | 46530 | 0.955 | 0.96
190040 | 822267 | 15 BLOOMBURY COURT HATTIESBURG | 70243 | Camp Shelby Active LGH | USACE | 15 Bloombury Court | United States | Mississippi | Forrest | Hattiesburg | 39402 | 0.9 | 0.86
190041 | 822187 | 16005 ELDERLAWN PARKWAY BROOKFIELD | 70132 | Independent Duty Housing Program | USACE | Elderlawn | United States | Wisconsin | Waukesha | Brookfield | 53005 | 1.085 | 1.12
190042 | 822197 | 1601 TUMBLEWEED CIR WEST BEND | 70132 | Independent Duty Housing Program | USACE | Tumbleweed | United States | Wisconsin | Washington | West Bend | 53095 | 1.085 | 1.12
190043 | 821952 | 1655 LINCOLN WAY CLINTON | 82387 | Joint Recruiting Program | USACE | 1655 Lincoln Way | United States | Iowa | Clinton | Clinton | 52732 | 1.01 | 1.01
190044 | 822247 | 1723 HILLSIDE STREET STILLWATER | 70132 | Independent Duty Housing Program | USACE | 1723 Hillside Street | United States | Oklahoma | Payne | Stillwater | 74074 | 0.875 | 0.85
190045 | 821966 | 173 ST. PATRICK'S DRIVE WALDORF | 82387 | Joint Recruiting Program | USACE | St Patricks | United States | Maryland | Charles | Waldorf | 20601 | 1 | 0.99
190046 | 822243 | 17505 LAUREN DRIVE PRAIRIEVILLE | 70132 | Independent Duty Housing Program | USACE | Lauren | United States | Louisiana | Ascension | Prairieville | 70769 | 0.855 | 0.825
190047 | 822215 | 17722 HILL CREST ROAD DALLAS | 70132 | Independent Duty Housing Program | USACE | Hill Crest | United States | Texas | Dallas | Dallas | 75252 | 0.83 | 0.82
190048 | 822232 | 1793 NW 208 TERRACE PEMBROKE PINES | 70132 | Independent Duty Housing Program | USACE | 208 | United States | Florida | Broward | Pembroke Pines | 33029 | 0.82 | 0.8
190049 | 822242 | 18 DRIFTWOOD HATTIESBURG | 70132 | Independent Duty Housing Program | USACE | 18 Drift Wood | United States | Mississippi | Forrest | Hattiesburg | 39402 | 0.9 | 0.86
190050 | 822295 | 1806 SOUTH KOREN ST SPOKANE | 70132 | Independent Duty Housing Program | USACE | Koren | United States | Washington | Spokane | Spokane | 99212 | 1.05 | 1.05
190051 | 822255 | 1921 CHANDLER CIRCLE SHAWNEE | 70132 | Independent Duty Housing Program | USACE | Chandler | United States | Oklahoma | Pottawatomie | Shawnee | 74804 | 0.86 | 0.83
190052 | 822248 | 20272 E 47TH ST S BROKEN ARROW | 70132 | Independent Duty Housing Program | USACE | 47ths | United States | Oklahoma | Wagoner | Broken Arrow | 74014 | 0.875 | 0.85
190053 | 822175 | 206 FORREST OAK LANE HUNTSVILLE | 70132 | Independent Duty Housing Program | USACE | Forrest Oak | United States | Alabama | Madison | Huntsville | 35811 | 0.83 | 0.8
190054 | 822298 | 217 NW 151ST STREET VANCOUVER | 70132 | Independent Duty Housing Program | USACE | 151st | United States | Washington | Clark | Vancouver | 98685 | 1.085 | 1.095
190055 | 822235 | 2200 BROOKS STREET MISSOULA | 82387 | Joint Recruiting Program | USACE | Brooks | United States | Montana | Missoula | Missoula | 59801 | 1.1 | 1.08
190056 | 822250 | 221 POWERS DR OXFORD | 70132 | Independent Duty Housing Program | USACE | Powers | United States | Mississippi | Lafayette | Oxford | 38655 | 0.9 | 0.86
190057 | 822271 | 22500 SE 56TH STREET ISSAQUAH | 70132 | Independent Duty Housing Program | USACE | 56th | United States | Washington | King | Issaquah | 98029 | 1.12 | 1.14
190058 | 822287 | 2300 WRANGLEBORO ROAD MAYS LANDING | 82387 | Joint Recruiting Program | USACE | 2300 Wrangleboro Road | United States | New Jersey | Atlantic | Mays Landing | 08330 | 1.165 | 1.235
190059 | 822202 | 24 RACHEL LANE PERKINSTON | 70132 | Independent Duty Housing Program | USACE | Rachel | United States | Mississippi | Stone | Perkinston | 39573 | 0.9 | 0.86
190060 | 822253 | 2811 BLUEFIELD LANE GRAND PRAIRIE | 70132 | Independent Duty Housing Program | USACE | Bluefield | United States | Texas | Dallas | Grand Prairie | 75052 | 0.83 | 0.82
190061 | 822196 | 302 DAYTONA DRIVE BITTER CREEK | 70132 | Independent Duty Housing Program | USACE | Daytona | United States | Wyoming | Sweetwater | Bitter Creek | 82901 | 1.045 | 1.035
190063 | 822195 | 312 SOUTH COMANCHE LANE WAUKESHA | 70132 | Independent Duty Housing Program | USACE | Comanche | United States | Wisconsin | Waukesha | Waukesha | 53188 | 1.085 | 1.12
190064 | 822282 | 3158 N. 12TH STREET TERRE HAUTE | 70132 | Independent Duty Housing Program | USACE | 12th | United States | Indiana | Vigo | Terre Haute | 47804 | 0.955 | 0.96
190065 | 822280 | 3253 IMLAY CITY ROAD ATTICA TWP. | 70132 | Independent Duty Housing Program | USACE | Imlay City | United States | Michigan | Lapeer | Attica | 48412 | 1.035 | 1.055
190066 | 822207 | 336 N. PECAN STREET NASH | 70132 | Independent Duty Housing Program | USACE | Pecan | United States | Texas | Bowie | Nash | 75569 | 0.85 | 0.83
190067 | 822292 | 3509 CATHERINE DRIVE LAKE STEVENS | 70132 | Independent Duty Housing Program | USACE | Catherine | United States | Washington | Snohomish | Lake Stevens | 98258 | 1.085 | 1.095
190068 | 822230 | 3809 CEDAR GROVE ROAD RICHMOND | 70132 | Independent Duty Housing Program | USACE | Cedar Grove | United States | Virginia | Richmond (City) | Richmond | 23235 | 0.92 | 0.89
190069 | 822279 | 4 SOLTERRA CIRCLE ALLEGANY | 70132 | Independent Duty Housing Program | USACE | Solterra | United States | New York | Cattaraugus | Allegany | 14706 | 1.06 | 1.075
190070 | 822213 | 408 BETHANY COURT VALLEY PARK | 70132 | Independent Duty Housing Program | USACE | Bethany | United States | Missouri | St Louis | Valley Park | 63088 | 0.985 | 1.005
190071 | 822210 | 4109 WOODBERRY DRIVE SE BEMIDJI | 70132 | Independent Duty Housing Program | USACE | Woodberry | United States | Minnesota | Beltrami | Bemidji | 56601 | 1.085 | 1.12
190072 | 822209 | 412 CROOKED LANE KING OF PRUSSIA | 70132 | Independent Duty Housing Program | USACE | Crooked | United States | Pennsylvania | Montgomery | King Of Prussia | 19406 | 1.065 | 1.105
190073 | 822238 | 4131 TIMEPIECE CT STOCKTON | 70132 | Independent Duty Housing Program | USACE | Timepiece | United States | California | San Joaquin | Stockton | 95219 | 1.12 | 1.17
190074 | 822276 | 43 EAST ROUTE 59 NANUET | 82387 | Joint Recruiting Program | USACE | 43 East Route 59 | United States | New York | Rockland | Nanuet | 10954 | 1.06 | 1.075
190075 | 822217 | 4301 SOUTH PINE STREET TACOMA | 82387 | Joint Recruiting Program | USACE | Pine | United States | Washington | Pierce | Tacoma | 98402 | 1.12 | 1.14
190076 | 822300 | 4647 N JOURNEY PLACE MERIDIAN | 70132 | Independent Duty Housing Program | USACE | Journey | United States | Idaho | Ada | Meridian | 83646 | 0.99 | 0.98
190077 | 822136 | 4700 PICADILLY TYLER | 70132 | Independent Duty Housing Program | USACE | Picadilly | United States | Texas | Smith | Tyler | 75703 | 0.865 | 0.84
190078 | 822252 | 4771 SUMMERHURST DRIVE LIVERPOOL | 70132 | Independent Duty Housing Program | USACE | Summerhurst | United States | New York | Onondaga | Liverpool | 13088 | 1.06 | 1.075
190079 | 822228 | 483 YALE CIRCLE PICKERINGTON | 70132 | Independent Duty Housing Program | USACE | Yale | United States | Ohio | Fairfield | Pickerington | 43147 | 0.925 | 0.9195
190080 | 822200 | 5 PERSIMMON CIRCLE HATTIESBURG | 37225 | Fort Bragg | ARACT | Persimmon | United States | Mississippi | Forrest | Hattiesburg | 39402 | 0.9 | 0.86
190081 | 822224 | 5109 SOUTH LEINSTER AVENEUE SIOUX FALLS | 70132 | Independent Duty Housing Program | USACE | Leinster Aveneue | United States | South Dakota | Minnehaha | Sioux Falls | 57106 | 0.96 | 0.94
190082 | 822153 | 5301 BOSQUE BLVD WACO | 82387 | Joint Recruiting Program | USACE | 5301 Bosque Boulevard | United States | Texas | McLennan | Waco | 76710 | 0.865 | 0.84
190083 | 822214 | 5325 DRIFTWAY DRIVE FORT WORTH | 70132 | Independent Duty Housing Program | USACE | Driftway | United States | Texas | Tarrant | Fort Worth | 76135 | 0.83 | 0.82
190084 | 822313 | 5363 BRANDYBUCK ROAD BREWERTON | 70132 | Independent Duty Housing Program | USACE | Brandybuck | United States | New York | Onondaga | Brewerton | 13029 | 1.06 | 1.075
190085 | 822206 | 5409 FOX TROTTER WAY ELK GROVE | 70132 | Independent Duty Housing Program | USACE | Fox Trotter | United States | California | Sacramento | Elk Grove | 95757 | 1.13 | 1.17
190086 | 822254 | 543 STATE ROUTE 534 NEWTON FALLS | 70132 | Independent Duty Housing Program | USACE | State534 | United States | Ohio | Trumbull | Newton Falls | 44444 | 0.95 | 0.95
190087 | 822225 | 5537 EZEKIEL PLACE LINCOLN | 70132 | Independent Duty Housing Program | USACE | Ezekiel | United States | Nebraska | Lancaster | Lincoln | 68516 | 0.93 | 0.915
190088 | 822233 | 5775 BECKLEY RD. BATTLE CREEK | 82387 | Joint Recruiting Program | USACE | 5775 Beckley Road | United States | Michigan | Calhoun | Battle Creek | 49015 | 1.035 | 1.055
190089 | 822227 | 5830 E 78TH STREET TULSA | 70132 | Independent Duty Housing Program | USACE | 78th | United States | Oklahoma | Osage | Tulsa | 74136 | 0.875 | 0.85
190090 | 822290 | 5840 QUARTERMOON DRIVE JAMESVILLE | 70132 | Independent Duty Housing Program | USACE | Quartermoon | United States | New York | Onondaga | Jamesville | 13078 | 1.06 | 1.075
190091 | 822189 | 5909 W. SAWMILL ROAD LITTLE ROCK | 70132 | Independent Duty Housing Program | USACE | Sawmill | United States | Arkansas | Pulaski | Little Rock | 72206 | 0.83 | 0.8
190092 | 822322 | 6087 PONHILL DRIVE WOODBRIDGE | 70132 | Independent Duty Housing Program | USACE | Ponhill | United States | Virginia | Prince William | Woodbridge | 22193 | 1.08 | 1.08
190095 | 822211 | 6322 MARY BETH LANE HARRISON | 70132 | Independent Duty Housing Program | USACE | Mary Beth | United States | Tennessee | Hamilton | Harrison | 37341 | 0.82 | 0.8
190096 | 822218 | 637 MAIN STREET KLAMATH FALLS | 82387 | Joint Recruiting Program | USACE | Main | United States | Oregon | Klamath | Klamath Falls | 97601 | 1.12 | 1.145
190097 | 822193 | 641 S 1250 W LOGAN | 70132 | Independent Duty Housing Program | USACE | 1250 W | United States | Utah | Cache | Logan | 84321 | 1.03 | 0.995
190098 | 822198 | 65 COUNTY ROAD 4751 POPLAR BLUFF | 70132 | Independent Duty Housing Program | USACE | County4751 | United States | Missouri | Butler | Poplar Bluff | 63901 | 0.985 | 1.005
190099 | 822317 | 720 NORTHPOINT AVENUE LIBERTY | 70132 | Independent Duty Housing Program | USACE | Northpoint | United States | Missouri | Clay | Liberty | 64068 | 0.95 | 0.97
1901 | GHTV0001 | FRANCIS E WARREN AF MISSILE SITE G2 SITE # 1 | GHLN | F E WARREN AFB | AFACT | 10127 Nebraska State Road 42 | United States | Nebraska | Cheyenne | Sidney | 69162 | 0.93 | 0.915
190100 | 822106 | 7514 SOUTH PEREGRINE PLACE SIOUX FALLS | 70132 | Independent Duty Housing Program | USACE | Peregrine | United States | South Dakota | Minnehaha | Sioux Falls | 57110 | 0.96 | 0.94
190101 | 822284 | 7641 KINNEY ROAD MOUNT VERNON | 70132 | Independent Duty Housing Program | USACE | Kinney | United States | Ohio | Knox | Mount Vernon | 43050 | 0.925 | 0.9195
190102 | 822241 | 782 KOLDING AVENUE SOLVANG | 70132 | Independent Duty Housing Program | USACE | Kolding | United States | California | Santa Barbara | Solvang | 93463 | 1.12 | 1.17
190103 | 822145 | 7831 ELM GROVE COURT NEW HOPE | 70132 | Independent Duty Housing Program | USACE | Elm Grove | United States | Minnesota | Hennepin | New Hope | 55428 | 1.06 | 1.11
190104 | 822283 | 7853 GRANDLIN PARK CT. BLACKLICK | 70132 | Independent Duty Housing Program | USACE | Grandlin Park | United States | Ohio | Franklin | Blacklick | 43004 | 0.925 | 0.9195
190105 | 821976 | 8600 LASALLE ROAD TOWSON | 82387 | Joint Recruiting Program | USACE | 8600 LaSalle Road | United States | Maryland | Baltimore | Towson | 21286 | 0.97 | 0.97
190106 | 822192 | 8739 BANDERA SAN ANTONIO | 82387 | Joint Recruiting Program | USACE | Bandera | United States | Texas | Bexar | San Antonio | 78250 | 0.87 | 0.85
190107 | 822121 | 875 GREENLAND ROAD PORTSMOUTH | 82387 | Joint Recruiting Program | USACE | 875 Greenland Road | United States | New Hampshire | Rockingham | Portsmouth | 03801 | 1.08 | 1.09
190108 | 822236 | 9904 SE WASHINGTON STREET PORTLAND | 82387 | Joint Recruiting Program | USACE | Washington | United States | Oregon | Multnomah | Portland | 97216 | 1.08 | 1.1
190109 | 821218 | Shades of Green | 18081 | Army Mission Support | USACE | Magnolia Palm | United States | Florida | Orange | Lake Buena Vista | 32830 | 0.825 | 0.805
190118 | VAL97 | NORTH TOWER | WHS01 | WASHINGTON HEADQUARTERS | WHS | CRYSTAL | United States | Virginia | Arlington | Arlington | 22202 | 1.08 | 1.08
190119 | VAL99 | JOHN W POWELL FB | WHS01 | WASHINGTON HEADQUARTERS | WHS | SUNRISE VALLEY | United States | Virginia | Fairfax | Reston | 20192 | 1.08 | 1.08
190120 | VA100 | CRYSTAL PARK 4 | WHS01 | WASHINGTON HEADQUARTERS | WHS | CRYSTAL | United States | Virginia | Arlington | Arlington | 22209 | 1.08 | 1.08
190121 | VA101 | POTOMAC GATEWAY SOUTH | WHS01 | WASHINGTON HEADQUARTERS | WHS | 2900 Crystal Drive | United States | Virginia | Arlington | Arlington | 22209 | 1.08 | 1.08
190122 | 40L10 | N.W. Expressway Recruiting Storefront | 400NG | Oklahoma National Guard | ARGUARD | 6401 NW Expressway | United States | Oklahoma | Oklahoma | Oklahoma City | 73132 | 0.86 | 0.83
190123 | M67861-0004 | MARFORRES HQTRS | M67861 | MARCORRESFOR New Orleans LA | MCRES | OPELOUSAS | United States | Louisiana | Orleans | New Orleans | 70146 | 0.89 | 0.86
190124 | M67861-0005 | MFR QTRS A HOUSING | M67861 | MARCORRESFOR New Orleans LA | MCRES | CAROLINE | United States | Louisiana | Orleans | New Orleans | 70114 | 0.89 | 0.86
190125 | 18110 | Nora Storefront Recruiting | 180NG | Indiana National Guard | ARGUARD | East 86th | United States | Indiana | Marion | Nora | 46240 | 0.94 | 0.94
190127 | N00206-WB | WEST BANK | N00206 | NAS JRB New Orleans LA | NAVACT | GENERAL MEYER | United States | Louisiana | Orleans | New Orleans | 70141 | 0.91 | 0.88
190128 | 12C29 | UC MILITARY DISTRICT ST AUGUSTINE | 120NG | Florida National Guard | ARGUARD | TBA | United States | Florida | St Johns | St. Augustine | 32086 | 0.825 | 0.805
190129 | 01D31 | FOLEY NATIONAL GUARD READINESS CENTER | 010NG | Alabama National Guard | ARGUARD |  | United States | Alabama | Baldwin | Foley | 36535 | 0.855 | 0.83
190130 | 01E49 | HUNTSVILLE ARMED FORCES RESERVE CENTER | 010NG | Alabama National Guard | ARGUARD |  | United States | Alabama | Madison | Huntsville | 35801 | 0.83 | 0.8
190131 | 49A72 | Manti Readiness Center | 490NG | Utah National Guard | ARGUARD | Hwy 89 and Service Berry | United States | Utah | Sanpete | Manti | 84642 | 1.03 | 0.995
190132 | 45C17 | Varnville FMS | 450NG | South Carolina National Guard | ARGUARD | Airport | United States | South Carolina | Hampton | Varnville | 29944 | 0.92 | 0.885
190134 | 45A09 | Aiken Readiness Center | 450NG | South Carolina National Guard | ARGUARD |  | United States | South Carolina | Aiken | Aiken | 29006 | 0.92 | 0.885
190135 | 45B96 | Greenville Readiness Center | 450NG | South Carolina National Guard | ARGUARD | PERIMETER | United States | South Carolina | Greenville | Greenville | 29605 | 0.92 | 0.885
190136 | 45B98 | Greenville Training Site | 450NG | South Carolina National Guard | ARGUARD |  | United States | South Carolina | Greenville | Greenville | 29601 | 0.92 | 0.885
190137 | 45C79 | Lexington County Regional Readiness Center | 450NG | South Carolina National Guard | ARGUARD |  | United States | South Carolina | Lexington | Lexington | 29071 | 0.87 | 0.83
190138 | 45D51 | Rock Hill FMS | 450NG | South Carolina National Guard | ARGUARD |  | United States | South Carolina | York | Rock Hill | 29730 | 0.92 | 0.885
190139 | 45E40 | York County Regional Readiness Center | 450NG | South Carolina National Guard | ARGUARD |  | United States | South Carolina | York | York | 29745 | 0.92 | 0.885
190140 | 48H50 | South Texas Training Center | 480NG | Texas National Guard | ARGUARD |  | United States | Texas | Mcmullen | Unknown | 78072 | 0.865 | 0.84
190141 | 22B12 | Gray | 220NG | Louisiana National Guard | ARGUARD |  | United States | Louisiana | Terrebonne | Gray | 70359 | 0.855 | 0.825
190143 | CDZT0001 | CADIZ TRAINING SITE | JLSS | PGH IAP ARS | AFRES | FRANKFORT | United States | Ohio | Harrison | Cadiz | 43778 | 0.92 | 0.91
190144 | 45B72 | Florence County Regional Readiness Center | 450NG | South Carolina National Guard | ARGUARD |  | United States | South Carolina | Florence | Florence | 29501 | 0.92 | 0.885
190145 | 45B34 | Horry County Regional Readiness Center | 450NG | South Carolina National Guard | ARGUARD |  | United States | South Carolina | Horry | Conway | 29526 | 0.92 | 0.885
190148 | 40586 | Centennial House | 400NG | Oklahoma National Guard | ARGUARD | Kelly | United States | Oklahoma | Oklahoma | Oklahoma City | 73111 | 0.86 | 0.83
190150 | M62974-0008 | CMAGR SUB 1 | M62974 | MCAS Yuma AZ | MCACT | Coachella Canal Road | United States | California | Imperial | Niland | 92283 | 1.11 | 1.15
190151 | M62974-0009 | CMAGR SUB 2 | M62974 | MCAS Yuma AZ | MCACT | Coachella Canal Road | United States | California | Imperial | Niland | 92283 | 1.11 | 1.15
190153 | 36647 | CICERO RECRUITING STOREFRONT | 360NG | New York National Guard | ARGUARD | ROUTE 31 Suite 4 | United States | New York | Onondaga | North Syracuse | 13039 | 1.06 | 1.075
190154 | N00206-EB | EAST BANK | N00206 | NAS JRB NEW ORLEANS LA | NAVACT | DAUPHINE | United States | Louisiana | Orleans | New Orleans | 70146 | 0.91 | 0.88
190156 | 35015 | Farmington Temporary RC #1 | 350NG | New Mexico National Guard | ARGUARD | North Auburn | United States | New Mexico | San Juan | Farmington | 87401 | 0.93 | 0.905
190157 | 35413 | Farmington Temporary RC #2 | 350NG | New Mexico National Guard | ARGUARD | West Broadway | United States | New Mexico | San Juan | Farmington | 87401 | 0.93 | 0.905
190159 | N60495-DP | DESERT PEAK | N60495 | NAS Fallon NV | NAVACT |  | United States | Nevada | Churchill | Fallon | 89408 | 1.22 | 1.23
190161 | N60495-MM | MT MOSES | N60495 | NAS Fallon NV | NAVACT |  | United States | Nevada | Lander | Battle Mountain | 89820 | 1.18 | 1.2
190162 | N60495-NP | NEW PASS | N60495 | NAS Fallon NV | NAVACT |  | United States | Nevada | Lander | Austin | 89310 | 1.18 | 1.2
190163 | 04106 | SCOTTSDALE USAR CENTER | 06510 | 63rd Readiness Division | ARRES | 8745 E McDowell Road | United States | Arizona | Maricopa | Scottsdale | 85287 | 0.91 | 0.89
190168 | 51679 | Belvoir North Post | 51105 | Fort Belvoir | ARACT | Geoint | United States | Virginia | Fairfax | Springfield | 22150 | 1.08 | 1.08
190173 | JKSE0002 | GREAT FALLS IAP SITE # 2 | JKSE | GREAT FALLS IAP | AFGUARD | RANGE ROAD | United States | Montana | Cascade | Great Falls | 59404 | 1.1 | 1.08
190174 | WAAR0002 | SPRINGFIELD BECKLEY SITE #2 | WAAR | SPRINGFIELD BECKLEY | AFGUARD | WEST BLEE | United States | Ohio | Clark | Springfield | 45502 | 0.92 | 0.91
190176 | AQXG0002 | ATTERBURY RESERVE AIR TO GROUND RANGE | LDXF | HULMAN FLD | AFGUARD | DOWN RANGE | United States | Indiana | Bartholomew | Edinburgh | 46124 | 0.955 | 0.96
190177 | FWJH0002 | ELLINGTON FIELD SITE # 2 | FWJH | ELLINGTON FIELD | AFGUARD | MCLOUGHLIN | United States | Texas | Harris | Houston | 77034 | 0.865 | 0.84
190178 | LDXF0002 | HULMAN SITE 2 AMMO AREA | LDXF | HULMAN FLD | AFGUARD | AMMUNITION | United States | Indiana | Vigo | Terre Haute | 47803 | 0.955 | 0.96
190180 | PJVY0002 | COMBAT ARMS TRAINING RANGE | PJVY | EWVRA-SHEPHERD FIELD | AFGUARD | NOVAK | United States | West Virginia | Berkeley | Martinsburg | 25405 | 1.02 | 1.03
190181 | PJVY0003 | CAMP TROOP | PJVY | EWVRA-SHEPHERD FIELD | AFGUARD | NOVAK | United States | West Virginia | Berkeley | Martinsburg | 25405 | 1.02 | 1.03
190182 | N00216-LS | MEDINA ANNEX | N00216 | NAS Corpus Christi TX | NAVACT | MEDINA BASE | United States | Texas | Bexar | San Antonio | 78243 | 0.87 | 0.85
190183 | N00216-MX | NAVY RANDOLPH | N00216 | NAS Corpus Christi TX | NAVACT | 5TH | United States | Texas | Bexar | San Antonio | 78150 | 0.89 | 0.87
190186 | 26C60 | Lease Recruiting Sta STERLING HEIGHTS | 260NG | Michigan National Guard | ARGUARD | Schoenherr | United States | Michigan | Macomb | Sterling Heights | 48313 | 1.035 | 1.055
190187 | 26C62 | Lease Recruiting Sta ST. JOSEPH | 260NG | Michigan National Guard | ARGUARD | Main | United States | Michigan | Berrien | St. Joseph | 49085-1107 | 1.035 | 1.055
190188 | WYTD0002 | TACAN SITE #2 | WYTD | TOLEDO/EXP APRT | AFGUARD | FLIGHTLINE RD | United States | Ohio | Lucas | Swanton | 43559 | 0.925 | 0.9195
190189 | JTVE0002 | ADR SITE 70.08 ACRES | JTVE | GPT BIL REG APT ANG | AFGUARD | ADR | United States | Mississippi | Harrison | Gulfport | 39507 | 0.91 | 0.87
190190 | M00681-OB | MOSS FEDERAL BUILDING | M00681 | MCB CAMP PENDLETON CA | MCACT | 650 Capitol Mall | United States | California | Sacramento | Sacramento | 95814 | 1.13 | 1.17
190192 | 26B06 | Lease Abrams Municipal Airport | 260NG | Michigan National Guard | ARGUARD | Wright | United States | Michigan | Eaton | Grand Ledge | 48837 | 1.035 | 1.055
190193 | JTVE0003 | SMALL ARMS RANGE 8.40 ACRES | JTVE | GPT BIL REG APT ANG | AFGUARD | WEAPONS | United States | Mississippi | Harrison | Gulfport | 39507 | 0.91 | 0.87
190194 | JTVE0004 | TANK FARM 5.1 ACRES | JTVE | GPT BIL REG APT ANG | AFGUARD | AIRPORT ROAD | United States | Mississippi | Harrison | Gulfport | 39507 | 0.91 | 0.87
190195 | JTVE0005 | FUEL DOCK 0.32 ACRES | JTVE | GPT BIL REG APT ANG | AFGUARD | RIPPY ROAD | United States | Mississippi | Harrison | Gulfport | 39507 | 0.91 | 0.87
190196 | JTVE0006 | MUNITIONS STORAGE 0.940 ACRE | JTVE | GPT BIL REG APT ANG | AFGUARD | MUNITIONS | United States | Mississippi | Harrison | Gulfport | 39507-4324 | 0.91 | 0.87
190197 | JTVE0007 | 255TH AIR CONTROL SQUADRON | JTVE | GPT BIL REG APT ANG | AFGUARD | AIR CONTROL SQUADRON | United States | Mississippi | Harrison | Gulfport | 39507 | 0.91 | 0.87
190198 | HAAW0002 | TRACT 11 SITE #2 | HAAW | HANCOCK FIELD | AFACT | EAST MOLLOY | United States | New York | Onondaga | Syracuse | 13211 | 1.06 | 1.075
190199 | N63042-SE | SEWAGE EVAPORATION POND | N63042 | NAS Lemoore CA | NAVACT |  | United States | California | Kings | Lemoore NAS | 93246 | 1.07 | 1.12
1902 | GHTW0001 | FRANCIS E WARREN AF MISSILE SITE G3 SITE # 1 | GHLN | F E WARREN AFB | AFACT | 10556 Nebraska State Road 50 | United States | Nebraska | Cheyenne | Dalton | 69131 | 0.93 | 0.915
190202 | PXLY0007 | MELROSE AIR FORCE RANGE SITE #7 | CZQZ | CANNON AIR FORCE BASE | AFACT | SUNDALE VALLEY | United States | New Mexico | Roosevelt | Floyd | 88124 | 1.01 | 0.99
190203 | N63042-SF | PIPE EASEMENT | N63042 | NAS Lemoore CA | NAVACT |  | United States | California | Kings | Lemoore NAS | 93246 | 1.07 | 1.12
190204 | CZQZ0007 | CANNON AFB SITE #7 | CZQZ | CANNON AIR FORCE BASE | AFACT | RANCHVALE | United States | New Mexico | Curry | Cannon AFB | 88103 | 1.01 | 0.99
190207 | N61014-FC | MONTEREY AIRPORT MWR | N61014 | NAVSUPPDET Monterey CA | NAVACT | AIRPORT | United States | California | Monterey | Monterey | 93943 | 1.12 | 1.16
190208 | N00216-SB | NAVMISSA | N00216 | NAS Corpus Christi TX | NAVACT | COVENANT | United States | Texas | Bexar | San Antonio | 78150 | 0.89 | 0.87
190209 | N42237-SN | SAM NUNN FED CENTER | N42237 | SUBASE Kings Bay GA | NAVACT | ALABAMA | United States | Georgia | Fulton | Atlanta | 30303 | 0.83 | 0.8
190210 | 53A65 | King Co RC and FMS | 530NG | Washington National Guard | ARGUARD |  | United States | Washington | King | Seattle | 98115 | 1.12 | 1.14
190211 | 56A16 | Cheyenne Museum | 560NG | Wyoming National Guard | ARGUARD | Pershing | United States | Wyoming | Laramie | Cheyenne | 82007 | 1.05 | 1.04
190214 | 53B99 | WHITMAN CO RC | 530NG | Washington National Guard | ARGUARD |  | United States | Washington | Whitman | Pullman | 99163 | 1.085 | 1.095
190215 | 53B70 | Tumwater | 530NG | Washington National Guard | ARGUARD | Kimmie | United States | Washington | Thurston | Tumwater | 98511 | 1.085 | 1.095
190217 | 53B96 | WALLA WALLA CO RC | 530NG | Washington National Guard | ARGUARD |  | United States | Washington | Walla Walla | Walla Walla | 99362 | 1.085 | 1.095
190220 | FOBA3 | FOBA3 NAVY ANNEX | WHS01 | WASHINGTON HEADQUARTERS | WHS | JOYCE | United States | Virginia | Arlington | Naval Support Facility | 22204 | 1.08 | 1.08
190221 | FOBA2 | FOBA2 NAVY ANNEX | WHS01 | WASHINGTON HEADQUARTERS | WHS | SOUTHGATE | United States | Virginia | Arlington | Naval Support Facility | 22202 | 1.08 | 1.08
190222 | FOBA1 | FOBA1 NAVY ANNEX | WHS01 | WASHINGTON HEADQUARTERS | WHS | JOYCE | United States | Virginia | Arlington | Naval Support Facility | 22202 | 1.08 | 1.08
190226 | N62604-PG | PASCAGOULA NCIS | N62604 | CBC GULFPORT MS | NAVACT | DELMAS | United States | Mississippi | Jackson | Pascagoula | 39567 | 0.87 | 0.83
190229 | 53R01 | STR Frnt Recruiting - Puyallup Sunrise Village | 530NG | Washington National Guard | ARGUARD | 156th | United States | Washington | Pierce | Puyallup | 98374 | 1.12 | 1.14
190230 | 18301 | Michigan City USARC | 27864 | 88th Readiness Division | ARRES | West Pahs | United States | Indiana | LaPorte | Michigan City | 46360 | 0.955 | 0.96
190231 | 17108 | Quincy USARC | 27864 | 88th Readiness Division | ARRES | Weiss | United States | Illinois | Adams | Quincy | 62305 | 1.03 | 1.045
190233 | 56A11 | Wyoming Veterans' Memorial Museum | 560NG | Wyoming National Guard | ARGUARD | Jourgensen | United States | Wyoming | Natrona | Casper | 82604 | 1.04 | 1.03
190234 | 35A31 | Belen Environmental Site | 350NG | New Mexico National Guard | ARGUARD | Main | United States | New Mexico | Valencia | Belen | 87002 | 0.93 | 0.905
190237 | 12577 | SANFORD USARC | 01530 | 81st Readiness Division | ARRES | Skyway | United States | Florida | Seminole | Sanford | 32773 | 0.825 | 0.805
190238 | 12850 | TALLAHASSEE USARC | 01530 | 81st Readiness Division | ARRES | Jackson Bluff | United States | Florida | Leon | Tallahassee | 32304-3720 | 0.825 | 0.805
190239 | N60495-MC | MT CALLAGHAN | N60495 | NAS Fallon NV | NAVACT |  | United States | Nevada | Lander | Battle Mountain | 89820 | 1.18 | 1.2
190240 | 56A12 | Oregon Trail Veteran's Cemetery | 560NG | Wyoming National Guard | ARGUARD | Cemetery | United States | Wyoming | Natrona | Evansville | 82636 | 1.04 | 1.03
190241 | 48884 | NORTH HOUSTON USAR CENTER | 06510 | 63rd Readiness Division | ARRES | NORTH | United States | Texas | Harris | Houston | 77073 | 0.865 | 0.84
190242 | 45019 | ORANGEBURG USARC | 01530 | 81st Readiness Division | ARRES | COOK | United States | South Carolina | Orangeburg | Orangeburg | 29118 | 0.92 | 0.885
190243 | 06287 | SGT JAMES WITKOWSKI ARMED FORCES RESERVE CENTER | 06510 | 63rd Readiness Division | ARRES | RT JONES | United States | California | Santa Clara | Mountain View | 94043 | 1.2 | 1.25
190244 | 09003 | Army Strong Comm Ctr | 42560 | 99th Readiness Division | ARRES | Main | United States | Connecticut | Hartford | Bristol | 06010 | 1.165 | 1.205
190245 | 24350 | Charles County USARC | 42560 | 99th Readiness Division | ARRES | Fox Tail Place | United States | Maryland | Charles | White Plains | 20715 | 1 | 0.99
190247 | 13592 | WARNER ROBINS USARC | 01530 | 81st Readiness Division | ARRES | SNELLGROVE | United States | Georgia | Houston | Warner Robins | 31088 | 0.88 | 0.85
190248 | 13205 | Fort Gillem Enclave Site | 13055 | Fort Gordon | ARACT | 2nd | United States | Georgia | Clayton | Forest Park | 30297 | 0.83 | 0.8
190250 | 28617 | Greenville Storefront | 280NG | Mississippi National Guard | ARGUARD | Mississippi Street | United States | Mississippi | Washington | Greenville | 38701 | 0.9 | 0.86
190251 | 25E60 | AMHERST RECRUITING OFFICE | 250NG | Massachusetts National Guard | ARGUARD | UNIVERSITY | United States | Massachusetts | Hampshire | Amherst | 01002 | 1.165 | 1.215
190252 | 822972 | 10 CARDINAL LANE SHERWOOD | 70132 | Independent Duty Housing Program | USACE | CARDINAL | United States | Arkansas | Pulaski | Sherwood | 72120 | 0.83 | 0.8
190253 | 822699 | 10 POPLAR HILLS HURRICANE | 70132 | Independent Duty Housing Program | USACE | Poplar | United States | West Virginia | Putnam | Hurricane | 25526 | 1.02 | 1.03
190255 | 821220 | 100 MARKET STREET LOWELL | 82387 | Joint Recruiting Program | USACE | 100 Market Street | United States | Massachusetts | Middlesex | Lowell | 01852 | 1.165 | 1.215
190256 | 822203 | 100 N STONE AVE TUCSON | 82387 | Joint Recruiting Program | USACE | 100 N Stone Ave | United States | Arizona | Pima | Tucson | 85701 | 0.94 | 0.92
190257 | 822392 | 1000 MASSACHUSETTS LAWRENCE | 82387 | Joint Recruiting Program | USACE | 1000 Massachusetts Street | United States | Kansas | Douglas | Lawrence | 66044 | 1.005 | 1.025
190258 | 822592 | 1004 WOODALL COURT CONWAY | 70132 | Independent Duty Housing Program | USACE | WOODALL | United States | South Carolina | Horry | Conway | 29526 | 0.92 | 0.885
190260 | 822780 | 1024 CATHERINE ST WALLA WALLA | 70132 | Independent Duty Housing Program | USACE | Catherine | United States | Washington | Walla Walla | Walla Walla | 99362 | 1.085 | 1.095
190261 | 823031 | 10318 TRINITY PKWY STOCKTON | 82387 | Joint Recruiting Program | USACE | TRINITY | United States | California | San Joaquin | Stockton | 95219 | 1.12 | 1.17
190262 | 822251 | 10330 AIRLINE HIGHWAY BATON ROUGE | 82387 | Joint Recruiting Program | USACE | 10330 Airline Highway | United States | Louisiana | East Baton Rouge | Baton Rouge | 70816 | 0.855 | 0.825
190263 | 822486 | 10341 MEDICIS PL WELLINGTON | 70132 | Independent Duty Housing Program | USACE | Medicis | United States | Florida | Palm Beach | Wellington | 33449 | 0.82 | 0.8
190264 | 820390 | 1046 FLORIN ROAD SACRAMENTO, CA | 82387 | Joint Recruiting Program | USACE | 1046 Florin Road | United States | California | Sacramento | Sacramento | 95831 | 1.13 | 1.17
190265 | 822320 | 1069 BROXTON AVE LOS ANGELES | 82387 | Joint Recruiting Program | USACE | 1069 Broxton Avenue | United States | California | Los Angeles | Los Angeles | 90024 | 1.02 | 1.06
190266 | 822647 | 10744 TERRACE STREET ALDEN | 70132 | Independent Duty Housing Program | USACE | Terrace | United States | Michigan | Antrim | Alden | 49612 | 1.035 | 1.055
190267 | 822341 | 1100 S. FLOWER STREET LOS ANGELES | 82387 | Joint Recruiting Program | USACE | 1100 S. Flower Street | United States | California | Los Angeles | Los Angeles | 90015 | 1.02 | 1.06
190268 | 822702 | 1104 ACHIEVER CIRCLE SPRING HILL | 70132 | Independent Duty Housing Program | USACE | Achiever | United States | Tennessee | Maury | Spring Hill | 37174 | 0.835 | 0.82
190269 | 823015 | 112 S. BUCHANAN ST EDWARDSVILLE | 82387 | Joint Recruiting Program | USACE | 112 South Buchanan Street | United States | Illinois | Madison | Edwardsville | 62025 | 1.03 | 1.045
190270 | 822555 | 11723 REGISTRY BLVD. HAMPTON | 70132 | Independent Duty Housing Program | USACE | REGISTRY | United States | Georgia | Henry | Hampton | 30228 | 0.865 | 0.83
190271 | 822912 | 1222 GOLDEN CANE WESTON | 70132 | Independent Duty Housing Program | USACE | Golden Cane | United States | Florida | Broward | Weston | 33327 | 0.82 | 0.8
190272 | 822946 | 1223 PENINSULA DR. CHICO | 70132 | Independent Duty Housing Program | USACE | Peninsula | United States | California | Butte | Chico | 95928 | 1.125 | 1.165
190273 | 822347 | 1229 E. COLORADO BLVD PASADENA | 82387 | Joint Recruiting Program | USACE | 1229 E. Colorado Boulevard | United States | California | Los Angeles | Pasadena | 91106 | 1.02 | 1.06
190274 | 822517 | 1231 DOROTHY DRIVE WATERLOO | 70132 | Independent Duty Housing Program | USACE | DOROTHY | United States | Iowa | Black Hawk | Waterloo | 50701 | 1.01 | 1.01
190275 | 822634 | 124 BARRINGTON DRIVE MOUNT HOLLY | 70132 | Independent Duty Housing Program | USACE | Barrington | United States | North Carolina | Gaston | Mount Holly | 28120 | 0.885 | 0.855
190276 | 822993 | 124 BYRD WAY WARNER ROBINS | 82387 | Joint Recruiting Program | USACE | 124 Byrd Way | United States | Georgia | Houston | Warner Robins | 31088 | 0.88 | 0.85
190277 | 823010 | 12420 FAIRWOOD PKWY BOWIE | 82387 | Joint Recruiting Program | USACE | Fairwood | United States | Maryland | Prince George'S | Bowie | 20720 | 0.97 | 0.97
190278 | 823000 | 127 JUSTICE CENTER RD CANON CITY | 82387 | Joint Recruiting Program | USACE | 127 Justice Center Road | United States | Colorado | Fremont | Canon City | 81212 | 1.04 | 1.02
190279 | 704364 | 128 RTE 70 MEDFORD PLAZA MEDFORD | 82387 | Joint Recruiting Program | USACE | 128 Rte 70 (Medford Plaza) | United States | New Jersey | Burlington | Medford | 08055 | 1.17 | 1.24
190280 | 703641 | 1293 BLACKWOOD CLEMENTON RD LINDENWOLD | 82387 | Joint Recruiting Program | USACE | BLACKWOOD CLEMENTON | United States | New Jersey | Camden | Lindenwold | 08021 | 1.165 | 1.235
190281 | 822374 | 130 COLLINS RD NE CEDAR RAPIDS | 82387 | Joint Recruiting Program | USACE | 130 Collins Road Northeast | United States | Iowa | Linn | Cedar Rapids | 52402 | 1.01 | 1.01
190282 | 822351 | 1375 MISTLETOE RIDGE PLACE CONCORD | 70132 | Independent Duty Housing Program | USACE | Mistletoe Ridge | United States | North Carolina | Cabarrus | Concord | 28027 | 0.885 | 0.855
190283 | 822575 | 14 APACHE CIRCLE MOUNTAIN HOME | 70132 | Independent Duty Housing Program | USACE | APACHE | United States | Arkansas | Baxter | Mountain Home | 72653 | 0.845 | 0.82
190285 | 710425 | 14231 MARKET SQUARE DR HUNTERSVILLE | 82387 | Joint Recruiting Program | USACE | 14231 Market Square Drive | United States | North Carolina | Mecklenburg | Huntersville | 28078 | 0.885 | 0.855
190286 | 822599 | 147 WILDWOOD DRIVE PINEVILLE | 70132 | Independent Duty Housing Program | USACE | Wildwood | United States | Louisiana | Rapides | Pineville | 71360 | 0.855 | 0.825
190287 | 822364 | 1472 RIVERDALE STREET WEST SPRINGFIELD | 82387 | Joint Recruiting Program | USACE | 1472 Riverdale Street | United States | Massachusetts | Hampden | West Springfield | 01089 | 1.13 | 1.17
190288 | 822554 | 15 TALBOT HILL ROAD SWANZEY | 70132 | Independent Duty Housing Program | USACE | Talbot Hill | United States | New Hampshire | Cheshire | Swanzey Center | 03446 | 1.075 | 1.075
190289 | 822783 | 1507 ALMOND BROOK HOUSTON | 70132 | Independent Duty Housing Program | USACE | ALMOND | United States | Texas | Harris | Houston | 77062 | 0.865 | 0.84
190290 | 822513 | 1517 SW 13TH CIRCLE TROUTDALE | 70132 | Independent Duty Housing Program | USACE | 13th | United States | Oregon | Multnomah | Troutdale | 97060 | 1.08 | 1.1
190291 | 820048 | 1535 BENEVUE ROAD ROCKY MOUNT | 82387 | Joint Recruiting Program | USACE | 1535 Benevue Road | United States | North Carolina | Nash | Rocky Mount | 27804 | 0.885 | 0.855
190292 | 823027 | 160 US 27 SOUTH CARROLLTON | 82387 | Joint Recruiting Program | USACE | 160 US 27 South | United States | Georgia | Carroll | Carrollton | 30117 | 0.865 | 0.83
190293 | 702446 | 1600 S MISSION ST MOUNT PLEASANT | 82387 | Joint Recruiting Program | USACE | 1600 S Mission Street | United States | Michigan | Isabella | Mount Pleasant | 48858 | 1.035 | 1.055
190294 | 710035 | 1602 WILLOW LAWN DR RICHMOND | 82387 | Joint Recruiting Program | USACE | 1602 WILLOW LAWN DR BAY 301D | United States | Virginia | Richmond | Richmond | 23230 | 0.92 | 0.89
190295 | 823014 | 16122 S. RT. 59 PLAINFIELD | 82387 | Joint Recruiting Program | USACE | 16122 South Route 59 | United States | Illinois | Will | Planinfield | 60544 | 1.03 | 1.045
190296 | 822607 | 1620 OSPREY POINTE DR. TALLAHASSEE | 70132 | Independent Duty Housing Program | USACE | Osprey Pointe | United States | Florida | Leon | Tallahassee | 32308 | 0.825 | 0.805
190297 | 822600 | 16436 ACADEMY DRIVE STRONGSVILLE | 70132 | Independent Duty Housing Program | USACE | Academy | United States | Ohio | Cuyahoga | Strongsville | 44149 | 0.925 | 0.9195
190298 | 823036 | 1661 REDBANK RD GOOSE CREEK | 82387 | Joint Recruiting Program | USACE | 1661 Redbank Road | United States | South Carolina | Berkeley | Goose Creek | 29445 | 0.97 | 0.94
190299 | 705361 | 1723 WEST M-32 GAYLORD | 82387 | Joint Recruiting Program | USACE | M-32 | United States | Michigan | Otsego | Gaylord | 49735 | 1.035 | 1.055
1903 | GHTX0001 | FRANCIS E WARREN AF MISSILE SITE G4 SITE # 1 | GHLN | F E WARREN AFB | AFACT | 20979 Nebraska State Road 42 | United States | Nebraska | Cheyenne | Gurley | 69162 | 0.93 | 0.915
190300 | 822424 | 1725 WIND DANCER TRAIL FORT WORTH | 70132 | Independent Duty Housing Program | USACE | WIND DANCER | United States | Texas | Tarrant | Fort Worth | 76131 | 0.83 | 0.82
190301 | 823023 | 17258 HAWTHORNE BLVD TORRANCE | 82387 | Joint Recruiting Program | USACE | HAWTHORNE | United States | California | Los Angeles | Torrance | 90504 | 1.02 | 1.06
190302 | 822478 | 1762 W. CANYON RANCH ST MERIDIAN | 70132 | Independent Duty Housing Program | USACE | Canyon Ranch | United States | Idaho | Ada | Meridian | 83646 | 0.99 | 0.98
190303 | 820018 | 1780 E. BULLARD FRESNO | 82387 | Joint Recruiting Program | USACE | 1780 E. Bullard Avenue | United States | California | Fresno | Fresno | 93710 | 1.125 | 1.165
190304 | 822625 | 1804 ALPINE DR. SHERMAN | 70132 | Independent Duty Housing Program | USACE | Alpine | United States | Texas | Grayson | Sherman | 75092 | 0.865 | 0.84
190305 | 822786 | 1840 SNOWBALL AVE SE SALEM | 70132 | Independent Duty Housing Program | USACE | Snowball | United States | Oregon | Marion | Salem | 97306 | 1.12 | 1.145
190306 | 822768 | 1844 ROLLINGWOOD HUNTSVILLE | 70132 | Independent Duty Housing Program | USACE | Rollingwood | United States | Texas | Walker | Huntsville | 77340 | 0.865 | 0.84
190307 | 822208 | 18620 LIVERNOIS DETROIT | 82387 | Joint Recruiting Program | USACE | 18620 Livernois | United States | Michigan | Wayne | Detroit | 48221 | 1.03 | 1.06
190308 | 823034 | 1902 N CAMPUS AVE UPLAND | 82387 | Joint Recruiting Program | USACE | 1902 N Campus Avenue | United States | California | San Bernardino | Upland | 91784 | 1.08 | 1.12
190309 | 822616 | 1913 CONNORS RUN SALEM | 70132 | Independent Duty Housing Program | USACE | Connors | United States | Virginia | Salem (City) | Salem | 24153 | 0.92 | 0.89
190310 | 820954 | 19207 RELAY ROAD HUMBLE | 70132 | Independent Duty Housing Program | USACE | RELAY | United States | Texas | Harris | Humble | 77346 | 0.865 | 0.84
190311 | 820895 | 1945 MORRIS AVENUE UNION | 82387 | Joint Recruiting Program | USACE | 1945 Morris Avenue | United States | New Jersey | Union | Union | 07083 | 1.165 | 1.235
190312 | 822346 | 201 RETAIL COMMONS PARKWAY MARTINSBURG | 82387 | Joint Recruiting Program | USACE | 201 Retail Commons Parkway | United States | West Virginia | Berkeley | Martinsburg | 25403 | 1.02 | 1.03
190313 | 820581 | 2010 HARBISON DRIVE VACAVILLE | 82387 | Joint Recruiting Program | USACE | 2010 Harbison Drive | United States | California | Solano | Vacaville | 95687 | 1.22 | 1.28
190314 | 822655 | 2015 WILDFLOWER DR HOOVER | 70132 | Independent Duty Housing Program | USACE | Wildflower | United States | Alabama | Shelby | Hoover | 35244 | 0.855 | 0.83
190315 | 822274 | 2060 CROSSROADS BOULEVARD WATERLOO | 82387 | Joint Recruiting Program | USACE | 2060 Crossroads Blvd | United States | Iowa | Black Hawk | Waterloo | 50702 | 1.01 | 1.01
190316 | 822219 | 2108 ERIN LANE MOUNT JULIET | 70132 | Independent Duty Housing Program | USACE | Erin | United States | Tennessee | Wilson | Mount Juliet | 37122 | 0.835 | 0.82
190317 | 822476 | 211 CULPEPPER STREET BARDSTOWN | 82387 | Joint Recruiting Program | USACE | 211 Culpepper Street | United States | Kentucky | Nelson | Bardstown | 40004 | 0.87 | 0.87
190318 | 822919 | 21225 35TH AVE SE BOTHELL | 70132 | Independent Duty Housing Program | USACE | 21225 35th Avenue SE | United States | Washington | Skagit | Bothell | 98021 | 1.085 | 1.095
190319 | 822431 | 2144 S STATE STREET ANN ARBOR | 82387 | Joint Recruiting Program | USACE | 2144 S State Street | United States | Michigan | Washtenaw | Ann Arbor | 48104 | 1.035 | 1.055
190320 | 822397 | 217 SAVANNAH DRIVE ANDERSON | 70132 | Independent Duty Housing Program | USACE | Savannah | United States | South Carolina | Anderson | Anderson | 29621 | 0.92 | 0.885
190321 | 820892 | 22 COLONIAL ROAD HARRISBURG | 82387 | Joint Recruiting Program | USACE | Colonial | United States | Pennsylvania | Dauphin | Harrisburg | 17109 | 0.99 | 1
190322 | 822100 | 225 PORTA ROSA CIR SAINT AUGUSTINE | 70132 | Independent Duty Housing Program | USACE | PORTA ROSA | United States | Florida | St Johns | St. Augustine | 32092 | 0.825 | 0.805
190323 | 710824 | 225 SHERIDAN ROAD NOBLESVILLE | 82387 | Joint Recruiting Program | USACE | 225 Sheridan Road | United States | Indiana | Hamilton | Noblesville | 46060 | 0.94 | 0.94
190324 | 823017 | 228 W. FIRST ST MOREHEAD | 82387 | Joint Recruiting Program | USACE | FIRST | United States | Kentucky | Rowan | Morehead | 40351 | 0.87 | 0.87
190325 | 822360 | 232 FLANDERS DRIVE MOORESVILLE | 70132 | Independent Duty Housing Program | USACE | Flanders | United States | North Carolina | Iredell | Mooresville | 28117 | 0.885 | 0.855
190326 | 704380 | 23400 MICHIGAN AVE. DEARBORN | 82387 | Joint Recruiting Program | USACE | MICHIGAN | United States | Michigan | Wayne | Dearborn | 48124 | 1.03 | 1.06
190327 | 822767 | 2400 E DEVON AVENUE DES PLAINES | 82387 | Joint Recruiting Program | USACE | 2400 E Devon Avenue | United States | Illinois | Cook | Des Plaines | 60018 | 1.18 | 1.25
190328 | 822404 | 241 QUEEN ANNS BURLESON | 70132 | Independent Duty Housing Program | USACE | Queen Anns | United States | Texas | Johnson | Burleson | 76028 | 0.865 | 0.84
190329 | 823032 | 2518 HANNAH AVE NW BEMIDJI | 82387 | Joint Recruiting Program | USACE | 2518 Hannah Avenue | United States | Minnesota | Beltrami | Bemidji | 56601 | 1.085 | 1.12
190330 | 822789 | 255 W. NICKLAUS AVE KALISPELL | 70132 | Independent Duty Housing Program | USACE | Nicklaus | United States | Montana | Flathead | Kalispell | 59901 | 1.1 | 1.08
190331 | 702710 | 258 ASHLAND PLACE BROOKLYN | 82387 | Joint Recruiting Program | USACE | Ashland | United States | New York | Kings | Unknown | 11217 | 1.36 | 1.46
190332 | 822375 | 2592 N. MT JULIET ROAD MOUNT JULIET | 82387 | Joint Recruiting Program | USACE | Mt Juliet | United States | Tennessee | Wilson | Mount Juliet | 37122 | 0.835 | 0.82
190333 | 822781 | 2623 N. L STREET WASHOUGAL | 70132 | Independent Duty Housing Program | USACE | L | United States | Washington | Clark | Washougal | 98671 | 1.085 | 1.095
190334 | 823022 | 266 LOWES BLVD LEXINGTON | 82387 | Joint Recruiting Program | USACE | 266 Lowes Blvd | United States | North Carolina | Davidson | Lexington | 27292 | 0.885 | 0.855
190335 | 822935 | 2800 RIVERVIEW RD BIRMINGHAM | 70132 | Independent Duty Housing Program | USACE | Riverview | United States | Alabama | Jefferson | Birmingham | 35242 | 0.855 | 0.83
190336 | 822683 | 2829 OLDEN WAY DRIVE CHARLOTTE | 70132 | Independent Duty Housing Program | USACE | OLDEN WAY | United States | North Carolina | Mecklenburg | Charlotte | 28269 | 0.885 | 0.855
190337 | 822269 | 28340 STATE HWY 249 TOMBALL | 82387 | Joint Recruiting Program | USACE | 28340 State Highway 249 | United States | Texas | Harris | Tomball | 77375 | 0.865 | 0.84
190338 | 822464 | 2913 TURNBUCKLE ELK GROVE | 70132 | Independent Duty Housing Program | USACE | TURNBUCKLE | United States | California | Sacramento | Elk Grove | 95758 | 1.13 | 1.17
190339 | 821909 | 30 ROUNDTABLE WAY NORTH CHILI | 70132 | Independent Duty Housing Program | USACE | ROUNDTABLE | United States | New York | Monroe | North Chili | 14514 | 1.06 | 1.075
190340 | 822790 | 314 ROBELMONT DRIVE COLLEGE STATION | 70132 | Independent Duty Housing Program | USACE | ROBELMONT | United States | Texas | Brazos | College Station | 77845 | 0.865 | 0.84
190341 | 822306 | 314 TORREY ROAD SOUTHBRIDGE | 70132 | Independent Duty Housing Program | USACE | Torrey | United States | Massachusetts | Worcester | Southbridge | 01550 | 1.2 | 1.26
190342 | 823007 | 314 YELLOWSTONE AVE CODY | 82387 | Joint Recruiting Program | USACE | Yellowstone | United States | Wyoming | Park | Cody | 82414 | 1.045 | 1.035
190343 | 710316 | 317 E DUNDEE ROAD PALATINE | 82387 | Joint Recruiting Program | USACE | 317 East Dundee Road | United States | Illinois | Cook | Palatine | 60074 | 1.18 | 1.25
190344 | 822646 | 325 FIFTH STREET SAN FRANCISCO | 82387 | Joint Recruiting Program | USACE | Fifth | United States | California | San Francisco | San Francisco | 94107 | 1.2 | 1.25
190345 | 823005 | 3335 DAVIES AVENUE GREEN BAY | 70132 | Independent Duty Housing Program | USACE | 3335 Davies Avenue | United States | Wisconsin | Brown | Green Bay | 54311 | 1.085 | 1.12
190346 | 702856 | 3350 BUSCHWOOD PARK TAMPA | 82387 | Joint Recruiting Program | USACE | 3350 Buschwood Park, Suite 140 | United States | Florida | Hillsborough | Tampa | 33618 | 0.82 | 0.8
190349 | 822657 | 35 ARTHURIAN WAY NORTH CHILI | 70132 | Independent Duty Housing Program | USACE | ARTHURIAN | United States | New York | Monroe | North Chili | 14514 | 1.06 | 1.075
190350 | 822350 | 35 OTTERSON ROAD LONDONDERRY | 70132 | Independent Duty Housing Program | USACE | Otterson | United States | New Hampshire | Rockingham | Londonderry | 03053 | 1.08 | 1.09
190354 | 822124 | 3643 N. PECK RD EL MONTE | 82387 | Joint Recruiting Program | USACE | 3643 N. Peck Road | United States | California | Los Angeles | El Monte | 91731 | 1.02 | 1.06
190355 | 822368 | 3700 CAPITAL CIRCLE SE TALLAHASSEE | 70132 | Independent Duty Housing Program | USACE | Capital | United States | Florida | Leon | Tallahassee | 32311 | 0.825 | 0.805
190356 | 823020 | 3812 W 7800 S WEST JORDAN | 82387 | Joint Recruiting Program | USACE | 3812 W 7800 S | United States | Utah | Salt Lake | West Jordan | 84084 | 1.03 | 0.99
190357 | 820002 | 3820 NOSTRAND AVENUE BROOKLYN | 82387 | Joint Recruiting Program | USACE | Westchester | United States | New York | Kings | Unknown | 10461 | 1.36 | 1.46
190358 | 710711 | 3906 RAYNOR PARKWAY BELLEVUE | 82387 | Joint Recruiting Program | USACE | 3906 Raynor Parkway Suite 102 | United States | Nebraska | Sarpy | Bellevue | 68123 | 0.94 | 0.93
190359 | 820789 | 3950 PROMENADE PARKWAY DIBERVILLE | 82387 | Joint Recruiting Program | USACE | 3950 Promenade Parkway | United States | Mississippi | Harrison | D'Iberville | 39540 | 0.91 | 0.87
190360 | 822412 | 398 PEASLAKE COURT ROLESVILLE | 70132 | Independent Duty Housing Program | USACE | PEASLAKE | United States | North Carolina | Wake | Rolesville | 27571 | 0.885 | 0.855
190361 | 822418 | 4090 TRUXEL ROAD SACRAMENTO | 82387 | Joint Recruiting Program | USACE | 4090 Truxel Road | United States | California | Sacramento | Sacramento | 95834 | 1.13 | 1.17
190362 | 821622 | 41 MATT LANE SHERIDAN | 70132 | Independent Duty Housing Program | USACE | MATT | United States | Arkansas | Grant | Sheridan | 72150 | 0.845 | 0.82
190363 | 822833 | 4122 NW 68TH DRIVE GAINESVILLE | 70132 | Independent Duty Housing Program | USACE | 68th | United States | Florida | Alachua | Gainesville | 32606 | 0.825 | 0.805
190364 | 822988 | 415 WOLCOTT ROAD WOLCOTT | 82387 | Joint Recruiting Program | USACE | Wolcott | United States | Connecticut | New Haven | Wolcott | 06716 | 1.165 | 1.205
190365 | 703577 | 4202 ROUTE 130 WILLINGBORO | 82387 | Joint Recruiting Program | USACE | 4202 Route 130 | United States | New Jersey | Burlington | Willingboro | 08046 | 1.17 | 1.24
190366 | 822401 | 4261 JACK FROST CT NAPLES | 70132 | Independent Duty Housing Program | USACE | Jack Frost | United States | Florida | Collier | Naples | 34112 | 0.825 | 0.805
190367 | 822779 | 430 LAUREL HILLS DR MOUNT JULIET | 70132 | Independent Duty Housing Program | USACE | Laurel Hills | United States | Tennessee | Wilson | Mount Juliet | 37122 | 0.835 | 0.82
190368 | 822708 | 4308 SPYGLASS DRIVE NORMAN | 70132 | Independent Duty Housing Program | USACE | SPYGLASS | United States | Oklahoma | Cleveland | Norman | 73072 | 0.86 | 0.83
190369 | 822614 | 45 MURRAY ROAD BRASHER FALLS | 70132 | Independent Duty Housing Program | USACE | Murray | United States | New York | St Lawrence | Brasher Falls | 13613 | 1.06 | 1.075
190370 | 823025 | 451 BRAND BLVD SAN FERNANDO | 82387 | Joint Recruiting Program | USACE | 451 Brand Boulevard | United States | California | Los Angeles | San Fernando | 91340 | 1.02 | 1.06
190371 | 822371 | 451 SOLOMON HOLLOW RD HARRIMAN | 70132 | Independent Duty Housing Program | USACE | Solomon Hollow | United States | Tennessee | Roane | Harriman | 37748 | 0.835 | 0.82
190372 | 822629 | 4540 FOX HOLLOW ROAD EUGENE | 70132 | Independent Duty Housing Program | USACE | Fox Hollow | United States | Oregon | Lane | Eugene | 97405 | 1.12 | 1.145
190373 | 822870 | 4567 CLUBVIEW DR BESSEMER | 70132 | Independent Duty Housing Program | USACE | Clubview | United States | Alabama | Jefferson | Bessemer | 35022 | 0.855 | 0.83
190374 | 823028 | 4601 CHARLOTTE PARK DR CHARLOTTE | 82387 | Joint Recruiting Program | USACE | 4601 Charlotte Park Drive | United States | North Carolina | Mecklenburg | Charlotte | 28217 | 0.885 | 0.855
190375 | 821693 | 4695 CHIPPENHAM DRIVE ROCKY MOUNT | 70132 | Independent Duty Housing Program | USACE | CHIPPENHAM | United States | North Carolina | Nash | Rocky Mount | 27804 | 0.885 | 0.855
190376 | 822591 | 4779 PERLMAN STREET COLUMBUS | 70132 | Independent Duty Housing Program | USACE | Perlman | United States | Ohio | Franklin | Columbus | 43228 | 0.925 | 0.9195
190377 | 823009 | 482 SOUTHBRIDGE ST AUBURN | 82387 | Joint Recruiting Program | USACE | Southbridge | United States | Massachusetts | Worcester | Auburn | 01501 | 1.2 | 1.26
190378 | 823026 | 4863 KINGS CANYON FRESNO | 82387 | Joint Recruiting Program | USACE | KINGS CANYON | United States | California | Fresno | Fresno | 93711 | 1.125 | 1.165
190379 | 822423 | 49 UNION STREET ONEONTA | 70132 | Independent Duty Housing Program | USACE | Union | United States | New York | Otsego | Oneonta | 13820 | 1.06 | 1.075
190380 | 822450 | 490 KELLY JO DRIVE GREEN BAY | 70132 | Independent Duty Housing Program | USACE | KELLY JO | United States | Wisconsin | Brown | Green Bay | 54303 | 1.085 | 1.12
190381 | 822258 | 4940 RITTER ROAD MECHANICSBURG | 82387 | Joint Recruiting Program | USACE | 4940 Ritter Road | United States | Pennsylvania | Cumberland | Mechanicsburg | 17055 | 1.01 | 1.02
190382 | 821420 | 5 KNOLL COURT SEWELL | 70132 | Independent Duty Housing Program | USACE | KNOLL | United States | New Jersey | Gloucester | Sewell | 08080 | 1.165 | 1.235
190383 | 703040 | 5000 FALLS OF NEUSE RALEIGH | 82387 | Joint Recruiting Program | USACE | 5000 FALLS OF NEUSE RD, STES 402 & 404 | United States | North Carolina | Wake | Raleigh | 27609 | 0.885 | 0.855
190384 | 822970 | 502 FOUNDERS WALK DRIVE MORRISVILLE | 70132 | Independent Duty Housing Program | USACE | 502 Founders Walk Drive | United States | North Carolina | Wake | Morrisville | 27560 | 0.885 | 0.855
190385 | 822679 | 507 VILLAGE LANE WHITEHOUSE | 70132 | Independent Duty Housing Program | USACE | Village | United States | Texas | Smith | Whitehouse | 75791 | 0.865 | 0.84
190386 | 810138 | 510 W. OLIVE AVE MERCED | 82387 | Joint Recruiting Program | USACE | 510 W. Olive Avenue | United States | California | Merced | Merced | 95340 | 1.24 | 1.28
190387 | 703969 | 5151 FLYNN PKWY CORPUS CHRISTI | 82387 | Joint Recruiting Program | USACE | 5151 Flynn Parkway | United States | Texas | Nueces | Corpus Christi | 78350 | 0.84 | 0.81
190388 | 822954 | 5155 HYATT DRIVE NW ACWORTH | 70132 | Independent Duty Housing Program | USACE | Hyatt | United States | Georgia | Cobb | Acworth | 30101 | 0.83 | 0.8
190389 | 823006 | 5299 VALLEYDALE RD BIRMINGHAM | 82387 | Joint Recruiting Program | USACE | VALLEYDALE | United States | Alabama | Shelby | Birmingham | 35242 | 0.855 | 0.83
190390 | 822733 | 5404 BON AIRE DRIVE MONROE | 70132 | Independent Duty Housing Program | USACE | BON AIRE | United States | Louisiana | Ouachita | Monroe | 71203 | 0.855 | 0.825
190391 | 822289 | 55 FIFTH AVENUE NEW YORK | 82387 | Joint Recruiting Program | USACE | 55 Fifth Avenue | United States | New York | New York | Unknown | 10003 | 1.36 | 1.46
190392 | 820384 | 550 N. ORANGE STREET REDLANDS | 82387 | Joint Recruiting Program | USACE | ORANGE | United States | California | San Bernardino | Redlands | 92374 | 1.2 | 1.25
190393 | 703096 | 5535 BEMISS ROAD VALDOSTA | 82387 | Joint Recruiting Program | USACE | Bemiss | United States | Georgia | Lowndes | Valdosta | 31605 | 0.86 | 0.82
190394 | 822979 | 556 HATCHWOOD DR HAINES CITY | 70132 | Independent Duty Housing Program | USACE | Hatchwood | United States | Florida | Polk | Haines City | 33844 | 0.825 | 0.805
190395 | 822468 | 5700 BIG ELM DRIVE MORRISTOWN | 70132 | Independent Duty Housing Program | USACE | Big Elm | United States | Tennessee | Hamblen | Morristown | 37814 | 0.835 | 0.82
190396 | 822432 | 59 DRUMLOUGH ROAD AVERILL PARK | 70132 | Independent Duty Housing Program | USACE | DRUMLOUGH | United States | New York | Rensselaer | Averill Park | 12018 | 1.05 | 1.07
190397 | 822524 | 5916 CAROLINA TRAIL ROANOKE | 70132 | Independent Duty Housing Program | USACE | Carolina | United States | Virginia | Roanoke (City) | Roanoke | 24019 | 0.92 | 0.89
190398 | 822810 | 600 ISLAND STREET PRINCETOWN | 70132 | Independent Duty Housing Program | USACE | Island | United States | West Virginia | Mercer | Princeton | 24740 | 1.04 | 1.05
190399 | 822362 | 6024 ANNA LOOP DUBLIN | 70132 | Independent Duty Housing Program | USACE | Anna | United States | Ohio | Franklin | Dublin | 43016 | 0.925 | 0.9195
1904 | GHTY0001 | FRANCIS E WARREN AF MISSILE SITE G5 SITE # 1 | GHLN | F E WARREN AFB | AFACT | 3216 Nebraska State Road 32 | United States | Nebraska | Cheyenne | Sidney | 69162 | 0.93 | 0.915
190400 | 822967 | 609A BERLIN CROSS KEYS ROAD SICKLERVILLE | 82387 | Joint Recruiting Program | USACE | 609A Berlin Cross Keys Road | United States | New Jersey | Camden | Sicklerville | 08081 | 1.165 | 1.235
190401 | 823016 | 615 W. CLOVERLAND DR IRONWOOD | 82387 | Joint Recruiting Program | USACE | CLOVERLAND | United States | Michigan | Gogebic | Ironwood | 49938 | 1.035 | 1.055
190402 | 822594 | 623 S BURLINGTON BLVD. BURLINGTON | 82387 | Joint Recruiting Program | USACE | 623 S. Burlington Boulevard | United States | Washington | Skagit | Burlington | 98233 | 1.085 | 1.095
190403 | 704889 | 6250 S. CEDAR ST. LANSING | 82387 | Joint Recruiting Program | USACE | 6250 S. Cedar St. | United States | Michigan | Ingham | Lansing | 48911 | 1.035 | 1.055
190404 | 822144 | 637 LINCOLN WAY AMES | 82387 | Joint Recruiting Program | USACE | 637 Lincoln Way | United States | Iowa | Story | Ames | 50010 | 1.01 | 1.01
190405 | 822534 | 6619 RALARIC DRIVE DEXTER | 70132 | Independent Duty Housing Program | USACE | Ralaric | United States | Michigan | Washtenaw | Dexter | 48130 | 1.035 | 1.055
190406 | 822684 | 6701 AMESBURY LANE ROWLETT | 70132 | Independent Duty Housing Program | USACE | AMESBURY | United States | Texas | Dallas | Rowlett | 75089 | 0.83 | 0.82
190407 | 822916 | 679 W LISBON LANE CLOVIS | 70132 | Independent Duty Housing Program | USACE | LISBON | United States | California | Fresno | Clovis | 93619 | 1.125 | 1.165
190408 | 822543 | 6903 COCHISE DR MISSOULA | 70132 | Independent Duty Housing Program | USACE | Cochise | United States | Montana | Missoula | Missoula | 59804 | 1.1 | 1.08
190409 | 821974 | 6969 GULF FREEWAY HOUSTON | 82387 | Joint Recruiting Program | USACE | 6969 Gulf Freeway | United States | Texas | Harris | Houston | 77087 | 0.865 | 0.84
190410 | 822352 | 7 MAPLE STREET FAIRFAX | 70132 | Independent Duty Housing Program | USACE | Maple | United States | Vermont | Franklin | Fairfax | 05454 | 1.04 | 1.04
190411 | 820918 | 706 KIRKWOOD MALL BISMARCK | 82387 | Joint Recruiting Program | USACE | 706 Kirkwood Mall | United States | North Dakota | Burleigh | Bismarck | 58504 | 1.09 | 1.09
190412 | 822492 | 71 COSEY BEACH AVENUE EAST HAVEN | 70132 | Independent Duty Housing Program | USACE | Cosey Beach | United States | Connecticut | New Haven | East Haven | 06512 | 1.165 | 1.205
190413 | 822622 | 711 W UTE AVE STILLWATER | 70132 | Independent Duty Housing Program | USACE | UTE | United States | Oklahoma | Payne | Stillwater | 74074 | 0.875 | 0.85
190414 | 822366 | 7130 ISHI POINT DRIVE RENO | 70132 | Independent Duty Housing Program | USACE | ISHI POINT | United States | Nevada | Washoe | Reno | 89523 | 1.18 | 1.2
190415 | 822562 | 7414 MULDERLINK LANE WATERLOO | 70132 | Independent Duty Housing Program | USACE | MULDERLINK | United States | Wisconsin | Jefferson | Waterloo | 53594 | 1.085 | 1.12
190416 | 822337 | 742 JENNINGS ROAD WEST FAIRLEE | 70132 | Independent Duty Housing Program | USACE | Jennings | United States | Vermont | Orange | West Fairlee | 05083 | 1.04 | 1.04
190417 | 822752 | 7515 W ENCANTO BLVD PHOENIX | 82387 | Joint Recruiting Program | USACE | 7515 W Encanto Boulevard | United States | Arizona | Maricopa | Phoenix | 85035 | 0.91 | 0.89
190418 | 822917 | 7518 LIVE OAK DR CORAL SPRINGS | 70132 | Independent Duty Housing Program | USACE | Live Oak | United States | Florida | Broward | Coral Springs | 33065 | 0.82 | 0.8
190419 | 822394 | 7529 OLD ALEXANDRIA FERRY ROAD CLINTON | 82387 | Joint Recruiting Program | USACE | Old Alexandria Ferry | United States | Maryland | Prince George'S | Clinton | 20735 | 0.97 | 0.97
190420 | 822165 | 760 NW 107TH AVENUE MIAMI | 82387 | Joint Recruiting Program | USACE | 760 Northwest 107th Avenue | United States | Florida | Miami-Dade | Miami-Dade | 33172 | 0.82 | 0.8
190421 | 822199 | 7724 HAMPTON BLVD. NORFOLK | 82387 | Joint Recruiting Program | USACE | 7724 Hampton Boulevard | United States | Virginia | Norfolk | Norfolk | 23505 | 0.98 | 0.94
190422 | 822612 | 7921 CARLYLE DR. RIVERSIDE | 70132 | Independent Duty Housing Program | USACE | Carlyle | United States | California | Riverside | Riverside | 92509 | 1.08 | 1.12
190423 | 822333 | 80 NORWICH-NEW LONDON TURNPIKE UNCASVILLE | 82387 | Joint Recruiting Program | USACE | 80 Norwich-New London Turnpike | United States | Connecticut | New London | Uncasville | 06382 | 1.17 | 1.21
190424 | 701924 | 801 HOUSING FT BLISS | 48125 | Fort Bliss | ARACT | MESA | United States | Texas | El Paso | El Paso | 79902 | 0.92 | 0.89
190425 | 822459 | 8121 W QUINAULT AVE KENNEWICK | 82387 | Joint Recruiting Program | USACE | QUINAULT | United States | Washington | Benton | Kennewick | 99336 | 1.085 | 1.095
190426 | 823018 | 817 MILWAUKEE CHICAGO | 82387 | Joint Recruiting Program | USACE | 817 Milwaukee Ave | United States | Illinois | Cook | Chicago | 60622 | 1.18 | 1.25
190427 | 820911 | 85 I-10 NORTH BEAUMONT | 82387 | Joint Recruiting Program | USACE | 85 I-10 North | United States | Texas | Jefferson | Beaumont | 77707 | 0.865 | 0.84
190428 | 703330 | 8501 5TH AVENUE BROOKLYN | 82387 | Joint Recruiting Program | USACE | 5th | United States | New York | Kings | Unknown | 11209 | 1.36 | 1.46
190429 | 822110 | 863 W. ROUTE 66 GLENDORA | 82387 | Joint Recruiting Program | USACE | 863 W. Route 66 | United States | California | Los Angeles | Glendora | 91741 | 1.02 | 1.06
190430 | 821179 | 8650 MARTIN WAY EAST LACEY | 82387 | Joint Recruiting Program | USACE | Martin | United States | Washington | Thurston | Lacey | 98503 | 1.085 | 1.095
190431 | 820656 | 8664 MAISCH STREET COLUMBUS | 70132 | Independent Duty Housing Program | USACE | Maisch | United States | Ohio | Franklin | Columbus | 43231 | 0.925 | 0.9195
190432 | 821103 | 8700 TESORO DRIVE SAN ANTONIO | 82387 | Joint Recruiting Program | USACE | 8700 Tesoro Drive | United States | Texas | Bexar | San Antonio | 78217 | 0.87 | 0.85
190433 | 822567 | 9015 TELEFORD CIRCLE JOHNSTON | 70132 | Independent Duty Housing Program | USACE | TELEFORD | United States | Iowa | Polk | Johnston | 50131 | 0.95 | 0.95
190434 | 822535 | 9456 6075 ROAD MONTROSE | 70132 | Independent Duty Housing Program | USACE | 6075 | United States | Colorado | Montrose | Montrose | 81402 | 1.015 | 1
190435 | 822691 | 948 FILGO RD TUPELO | 70132 | Independent Duty Housing Program | USACE | Filgo | United States | Mississippi | Lee | Tupelo | 38801 | 0.9 | 0.86
190436 | 822458 | 953 CHELSEA LANE SALT LAKE CITY | 70132 | Independent Duty Housing Program | USACE | CHELSEA | United States | Utah | Davis | North Salt Lake | 84054 | 1.03 | 0.99
190437 | 822277 | 9740 DYER AVE EL PASO | 82387 | Joint Recruiting Program | USACE | 9740 Dyer Avenue | United States | Texas | El Paso | El Paso | 79924 | 0.86 | 0.83
190438 | 822299 | 9921 SOUTH SHEPARD AVENUE OAK CREEK | 70132 | Independent Duty Housing Program | USACE | SHEPARD | United States | Wisconsin | Milwaukee | Oak Creek | 53154 | 1.09 | 1.13
190439 | 822357 | EUCLID SHOPPING CENTER ANAHEIM | 82387 | Joint Recruiting Program | USACE | 500 N Euclid Street | United States | California | Orange | Anaheim | 92804 | 1.02 | 1.06
190440 | 822552 | N. MAIN STREET SALINAS | 82387 | Joint Recruiting Program | USACE | 1700 North Main Street | United States | California | Monterey | Salinas | 93906 | 1.12 | 1.16
190441 | 822349 | SOUTHRIDGE CENTER INVER GROVE HEIGHTS | 82387 | Joint Recruiting Program | USACE | Mendota Road E | United States | Minnesota | Dakota | Inver Grove Heights | 55077 | 1.085 | 1.12
190442 | 821074 | VISTA OFFICE PLAZA, 1340 WONDER WORLD DRIVE SAN MARCOS | 82387 | Joint Recruiting Program | USACE | 1340 Wonder World Drive | United States | Texas | Hays | San Marcos | 78666 | 0.865 | 0.84
190443 | 36A93 | South Park Storage Depot | 360NG | New York National Guard | ARGUARD | South Park | United States | New York | Erie | Buffalo | 14210 | 1.09 | 1.1
190444 | 02D95 | Anchorage International Airport | 020NG | Alaska National Guard | ARGUARD | Roundabout | United States | Alaska | Anchorage | Anchorage | 99502 | 1.96 | 1.95
190445 | 53A20 | Richland Readiness Center | 530NG | Washington National Guard | ARGUARD | 1st Street | United States | Washington | Benton | Richland | 99354 | 1.085 | 1.095
190447 | 56A41 | Evanston FMS | 560NG | Wyoming National Guard | ARGUARD | Commerce | United States | Wyoming | Uinta | Evanston | 82930 | 1.045 | 1.035
190448 | 06927 | Mather Industrial Hygene | 060NG | California National Guard | ARGUARD | Superfortress | United States | California | Sacramento | Mather Afb | 95655 | 1.13 | 1.17
190449 | 47C31 | McMinnville | 470NG | Tennessee National Guard | ARGUARD | Manchester | United States | Tennessee | Warren | Mcminnville | 37110 | 0.835 | 0.82
190451 | 45C01 | Piedmont Tech DLC | 450NG | South Carolina National Guard | ARGUARD | Emerald | United States | South Carolina | Greenwood | Greenwood | 29646 | 0.92 | 0.885
190452 | 48797 | DENTON USARC | 06510 | 63rd Readiness Division | ARRES | Jim Christal Road | United States | Texas | Denton | Denton | 76207-2602 | 0.865 | 0.84
190453 | 36669 | Binghamton USARC | 42560 | 99th Readiness Division | ARRES | STANTON HILL | United States | New York | Tioga | Nichols | 13812 | 1.06 | 1.075
190454 | 48G95 | SHEFFIELD - CHALLENGE | 480NG | Texas National Guard | ARGUARD | WEST MAIN STREET | United States | Texas | Pecos | Sheffield | 79781 | 0.865 | 0.84
190455 | 822984 | 10000 PERKINS ROWE BATON ROUGE | 82387 | Joint Recruiting Program | USACE | 10000 Perkins Rowe | United States | Louisiana | East Baton Rouge | Baton Rouge | 70810 | 0.855 | 0.825
190456 | 823019 | 1006 SAGINAW ST HOLLY | 82387 | Joint Recruiting Program | USACE | 1006 Saginaw Street | United States | Michigan | Oakland | Holly | 48442 | 1.035 | 1.055
190457 | 822447 | 1009 N WASHINGTON SPOKANE | 82387 | Joint Recruiting Program | USACE | 1009 N. Washington Street | United States | Washington | Spokane | Spokane | 99201 | 1.05 | 1.05
190458 | 822835 | 1020 WEST NASA ROAD ONE WEBSTER | 82387 | Joint Recruiting Program | USACE | 1020 West NASA Road One | United States | Texas | Harris | Webster | 77598 | 0.865 | 0.84
190459 | 822832 | 105 PANTHER LANE MANKATO | 70132 | Independent Duty Housing Program | USACE | PANTHER | United States | Minnesota | Blue Earth | Mankato | 56001 | 1.085 | 1.12
190460 | 822539 | 105 SUMMER CHASE CARROLLTON | 70132 | Independent Duty Housing Program | USACE | Summer Chase | United States | Georgia | Carroll | Carrollton | 30116 | 0.865 | 0.83
190461 | 820961 | 107 ORANGE DR EAST PALATKA | 70132 | Independent Duty Housing Program | USACE | Orange | United States | Florida | Putnam | East Palatka | 32131 | 0.825 | 0.805
190462 | 820557 | 108 DANIELS ST. BECKLEY | 70132 | Independent Duty Housing Program | USACE | DANIELS | United States | West Virginia | Raleigh | Beckley | 25801 | 1.02 | 1.03
190463 | 820987 | 109 CENTENNIAL DRIVE HUXLEY | 70132 | Independent Duty Housing Program | USACE | Centennial | United States | Iowa | Story | Huxley | 50124 | 1.01 | 1.01
190464 | 822860 | 1100 45TH AVE NE GREAT FALLS | 70132 | Independent Duty Housing Program | USACE | 45th | United States | Montana | Cascade | Great Falls | 59404 | 1.1 | 1.08
190465 | 822990 | 11075 SANTA MONICA BLVD LOS ANGELES | 82387 | Joint Recruiting Program | USACE | Santa Monica | United States | California | Los Angeles | Los Angeles | 90025 | 1.02 | 1.06
190466 | 822949 | 112 STATE ROUTE 61 NORWALK | 70132 | Independent Duty Housing Program | USACE | State Rt 61 | United States | Ohio | Huron | Norwalk | 44857 | 0.925 | 0.9195
190467 | 822564 | 1132 BISHOP ST. HONOLULU | 82387 | Joint Recruiting Program | USACE | 1132 Bishop Street | United States | Hawaii | Honolulu | Honolulu | 96813 | 2.37 | 2.28
190468 | 822005 | 1133 CHASTAIN ROAD KENNESAW | 82387 | Joint Recruiting Program | USACE | 1133 Chastain Road | United States | Georgia | Cobb | Kennesaw | 30144 | 0.83 | 0.8
190469 | 822528 | 1163 SE GOODNIGHT AVE CORVALLIS | 70132 | Independent Duty Housing Program | USACE | Goodnight | United States | Oregon | Benton | Corvallis | 97333 | 1.12 | 1.145
190470 | 822732 | 11716 NW 33RD AVE VANCOUVER | 70132 | Independent Duty Housing Program | USACE | 33rd | United States | Washington | Clark | Vancouver | 98685 | 1.085 | 1.095
190471 | 821609 | 11754 S. ZEPHYR WAY SOUTH JORDAN | 70132 | Independent Duty Housing Program | USACE | Zephyr | United States | Utah | Salt Lake | South Jordan | 84095 | 1.03 | 0.99
190472 | 822688 | 120 FALCONS LANDING ANDERSON | 70132 | Independent Duty Housing Program | USACE | Falcons | United States | South Carolina | Anderson | Anderson | 29621 | 0.92 | 0.885
190473 | 822485 | 1212 SOUTH PHILLIPS STREET SIOUX FALLS | 70132 | Independent Duty Housing Program | USACE | PHILLIPS | United States | South Dakota | Minnehaha | Sioux Falls | 57105 | 0.96 | 0.94
190474 | 822398 | 1214 CHESTNUT CT BLOOMINGTON | 70132 | Independent Duty Housing Program | USACE | Chestnut | United States | Indiana | Monroe | Bloomington | 47401 | 0.955 | 0.96
190475 | 822261 | 1224 CRAIG ST. LOUIS | 70132 | Independent Duty Housing Program | USACE | 1224 Graig Street | United States | Missouri | St. Louis | St. Louis | 63146 | 0.985 | 1.005
190479 | 822623 | 1305 WEST 158TH STREET BURNSVILLE | 70132 | Independent Duty Housing Program | USACE | 158TH | United States | Minnesota | Dakota | Burnsville | 55306 | 1.085 | 1.12
190480 | 822387 | 13349 SW 32 STREET MIRAMAR | 70132 | Independent Duty Housing Program | USACE | 32 | United States | Florida | Broward | Miramar | 33027 | 0.82 | 0.8
190481 | 704576 | 1406 NORTH STATE ROAD 7 LAUDERHILL | 82387 | Joint Recruiting Program | USACE | STATE 7 | United States | Florida | Broward | Lauderhill | 33312 | 0.82 | 0.8
190482 | 822692 | 1420 N ORMOND RD LIBERTY LAKE | 70132 | Independent Duty Housing Program | USACE | Ormond | United States | Washington | Spokane | Liberty Lake | 99019 | 1.05 | 1.05
190483 | 822353 | 1492 CENTRAL CHURCH ROAD MIDLAND | 70132 | Independent Duty Housing Program | USACE | Central Church | United States | Georgia | Muscogee | Unknown | 31820 | 0.94 | 0.91
190484 | 822568 | 15 MARSHLANE WAY CLAYTON | 70132 | Independent Duty Housing Program | USACE | Marshlane | United States | North Carolina | Johnston | Clayton | 27520 | 0.885 | 0.855
190485 | 822855 | 157 COUNTY ROAD 172 NEW BROCKTON | 70132 | Independent Duty Housing Program | USACE | County 172 | United States | Alabama | Coffee | New Brockton | 36351 | 0.89 | 0.86
190486 | 822921 | 1574 OLD HICKORY LANE ST. JOSEPH | 70132 | Independent Duty Housing Program | USACE | Old Hickory | United States | Michigan | Berrien | St. Joseph | 49805 | 1.035 | 1.055
190487 | 822920 | 1584 GOVERNORS SQUARE BLVD TALLAHASSEE | 82387 | Joint Recruiting Program | USACE | 1584 Governors Square Boulevard | United States | Florida | Leon | Tallahassee | 32301 | 0.825 | 0.805
190488 | 822108 | 16 N. CARROLL STREET MADISON | 82387 | Joint Recruiting Program | USACE | 16 N. Carroll Street | United States | Wisconsin | Dane | Madison | 53562 | 1.08 | 1.11
190489 | 822063 | 1700 W NEW HAVEN AVE MELBOURNE | 82387 | Joint Recruiting Program | USACE | 1700 W New Haven Avenue | United States | Florida | Brevard | Melbourne | 32904 | 0.78 | 0.75
190490 | 822782 | 1708 JOHSTE COURT FUQUAY VARINA | 70132 | Independent Duty Housing Program | USACE | Johste | United States | North Carolina | Wake | Fuquay Varina | 27526 | 0.885 | 0.855
190491 | 822220 | 1725 EAST 1450 SOUTH CLEARFIELD | 82387 | Joint Recruiting Program | USACE | 1725 East 1450 South | United States | Utah | Davis | Clearfield | 84015 | 1.03 | 0.99
190492 | 822553 | 185 STRATHSPREY DRIVE BLACKLICK | 70132 | Independent Duty Housing Program | USACE | Strathsprey | United States | Ohio | Franklin | Blacklick | 43004 | 0.925 | 0.9195
190493 | 822548 | 18945 EMBERS AVENUE FARMINGTON | 70132 | Independent Duty Housing Program | USACE | EMBERS | United States | Minnesota | Dakota | Farmington | 55024 | 1.085 | 1.12
190494 | 821915 | 1909 13TH AVENUE SOUTH ST. CLOUD | 70132 | Independent Duty Housing Program | USACE | 13th | United States | Minnesota | Stearns | St. Cloud | 56301 | 1.085 | 1.12
190496 | 822762 | 1984 HILLSIDE DRIVE INDEPENDENCE | 70132 | Independent Duty Housing Program | USACE | Hillside | United States | Kansas | Montgomery | Independence | 67301 | 1.005 | 1.025
190497 | 822995 | 2011 CRYSTAL DRIVE ARLINGTON | 82387 | Joint Recruiting Program | USACE | 2011 Crystal Drive | United States | Virginia | Arlington | Arlington | 22202 | 1.08 | 1.08
190498 | 822448 | 2021 MAIN STREET SANTA MONICA | 82387 | Joint Recruiting Program | USACE | 2021 Main Street | United States | California | Los Angeles | Santa Monica | 90405 | 1.02 | 1.06
190499 | 823040 | 204 W. CHERRY NEVADA | 82387 | Joint Recruiting Program | USACE | 204 W. Cherry Street | United States | Missouri | Vernon | Nevada | 64772 | 0.985 | 1.005
1905 | GHTZ0001 | FRANCIS E WARREN AF MISSILE SITE G6 SITE # 1 | GHLN | F E WARREN AFB | AFACT | 11910 Nebraska State Road 26 | United States | Nebraska | Cheyenne | Sidney | 69162 | 0.93 | 0.915
190500 | 822577 | 207 N. 10TH STREET SELAH | 70132 | Independent Duty Housing Program | USACE | 10th | United States | Washington | Yakima | Selah | 98942 | 1.09 | 1.1
190501 | 822595 | 208 FREEDOM COURT FRANKLIN | 70132 | Independent Duty Housing Program | USACE | Freedom | United States | Tennessee | Williamson | Franklin | 37067 | 0.835 | 0.82
190502 | 822846 | 2136 SUNDOWN PLACE CHARLOTTESVILLE | 70132 | Independent Duty Housing Program | USACE | Sundown | United States | Virginia | Charlottesville(City) | Charlottesville | 22911 | 0.92 | 0.89
190503 | 822766 | 214 SENECA DRIVE MOUNT HOPE | 70132 | Independent Duty Housing Program | USACE | Seneca | United States | West Virginia | Fayette | Mount Hope | 25880 | 1.02 | 1.03
190504 | 822721 | 2201 AVALON CREEK BLVD VIENNA | 70132 | Independent Duty Housing Program | USACE | AVALON CREEK | United States | Ohio | Trumbull | Vienna | 44473 | 0.95 | 0.95
190505 | 822533 | 221 FAIRHAVEN DRIVE YORKVILLE | 70132 | Independent Duty Housing Program | USACE | FAIRHAVEN | United States | Illinois | Kendall | Yorkville | 60560 | 1.03 | 1.045
190506 | 822408 | 2220 ALEXANDER BLVD MURFREESBORO | 70132 | Independent Duty Housing Program | USACE | Alexander | United States | Tennessee | Rutherford | Murfreesboro | 37130 | 0.835 | 0.82
190507 | 822724 | 2317 BROOKSTONE LANE WAUKESHA | 70132 | Independent Duty Housing Program | USACE | BROOKSTONE | United States | Wisconsin | Waukesha | Waukesha | 53188 | 1.085 | 1.12
190508 | 822964 | 2329 COTTMAN AVENUE PHILADELPHIA | 82387 | Joint Recruiting Program | USACE | 2329 Cottman Avenue | United States | Pennsylvania | Philadelphia | Philadelphia | 19149 | 1.14 | 1.21
190509 | 822004 | 24201 VALENCIA BLVD. VALENCIA | 82387 | Joint Recruiting Program | USACE | 24201 Valencia Boulevard | United States | California | Los Angeles | Valencia | 91355 | 1.02 | 1.06
190510 | 823030 | 25530 RTE. 60 EAST BARBOURSVILLE | 82387 | Joint Recruiting Program | USACE | 25530 Routhe 60 East | United States | West Virginia | Cabell | Barboursville | 25504 | 1.02 | 1.03
190511 | 822739 | 27 OLD ETNA ROAD LEBANON | 70132 | Independent Duty Housing Program | USACE | Old Etna | United States | New Hampshire | Grafton | Lebanon | 03766 | 1.075 | 1.075
190512 | 822653 | 2901 EAST COLLEGE AVENUE STATE COLLEGE | 82387 | Joint Recruiting Program | USACE | 2901 East College Avenue | United States | Pennsylvania | Centre | State College | 16801 | 1.065 | 1.105
190513 | 822343 | 2917 ANTIOCH RD JOHNSON CITY | 70132 | Independent Duty Housing Program | USACE | Antioch | United States | Tennessee | Washington | Johnson City | 37604 | 0.835 | 0.82
190514 | 822484 | 2957 SCOTT STREET NEW VIRGINIA | 70132 | Independent Duty Housing Program | USACE | SCOTT | United States | Iowa | Warren | New Virginia | 50210 | 1.01 | 1.01
190515 | 822667 | 3003 FORTUNE DRIVE TEXARKANA | 70132 | Independent Duty Housing Program | USACE | Fortune | United States | Texas | Bowie | Texarkana | 75503 | 0.85 | 0.83
190517 | 822720 | 3035 PLANTATION WEST MOBILE | 70132 | Independent Duty Housing Program | USACE | 3035 Plantation Drive West | United States | Alabama | Mobile | Mobile | 36695 | 0.84 | 0.81
190518 | 822585 | 304 MCCOOK CIRCLE KENNESAW | 70132 | Independent Duty Housing Program | USACE | McCook | United States | Georgia | Cobb | Kennesaw | 30144 | 0.83 | 0.8
190520 | 822785 | 308 SWORDGATE DRIVE CARY | 70132 | Independent Duty Housing Program | USACE | Swordgate | United States | North Carolina | Wake | Cary | 27513 | 0.885 | 0.855
190521 | 822557 | 310 MAYS FARM TRAIL MARIETTA | 70132 | Independent Duty Housing Program | USACE | Mays Farm | United States | Georgia | Cobb | Marietta | 30064 | 0.83 | 0.8
190523 | 822915 | 316 KIRKWOOD DR CLINTON | 70132 | Independent Duty Housing Program | USACE | Kirkwood | United States | Mississippi | Hinds | Clinton | 39056 | 0.9 | 0.86
190525 | 822516 | 318 EDGEWATER DRIVE ELKINS | 70132 | Independent Duty Housing Program | USACE | Edgewater | United States | West Virginia | Randolph | Elkins | 26241 | 1.02 | 1.03
190526 | 822658 | 3210 NORTH GARDEN AVENUE ROSWELL | 70132 | Independent Duty Housing Program | USACE | GARDEN | United States | New Mexico | Chaves | Roswell | 88201 | 0.93 | 0.905
190527 | 822603 | 331 DEARING DRIVE MOUNT HOPE | 70132 | Independent Duty Housing Program | USACE | Dearing | United States | West Virginia | Fayette | Mount Hope | 25880 | 1.02 | 1.03
190528 | 822806 | 3326 W HARVARD COURT VISALIA | 70132 | Independent Duty Housing Program | USACE | HARVARD | United States | California | Tulare | Visalia | 93277 | 1.125 | 1.165
190529 | 822379 | 35 UNIVERSITY DRIVE PRESQUE ISLE | 70132 | Independent Duty Housing Program | USACE | University | United States | Maine | Aroostook | Presque Isle | 04769 | 1.02 | 1
190530 | 822991 | 35055 W 12 MILE ROAD FARMINGTON HILLS | 82387 | Joint Recruiting Program | USACE | 35055 W 12 Mile Road | United States | Michigan | Oakland | Farmington Hills | 48331 | 1.035 | 1.055
190531 | 822482 | 3616 LEXEE DRIVE JONESBORO | 70132 | Independent Duty Housing Program | USACE | LEXEE | United States | Arkansas | Craighead | Jonesboro | 72404 | 0.845 | 0.82
190532 | 822540 | 383 ETHRIDGE DRIVE NW KENNESAW | 70132 | Independent Duty Housing Program | USACE | ETHRIDGE | United States | Georgia | Cobb | Kennesaw | 30144 | 0.83 | 0.8
190533 | 822285 | 3863 UNION DEPOSIT ROAD HARRISBURG | 82387 | Joint Recruiting Program | USACE | 3863 Union Deposit Road | United States | Pennsylvania | Dauphin | Harrisburg | 17111 | 0.99 | 1
190534 | 823011 | 40 NOBLE BLVD CARLISLE | 82387 | Joint Recruiting Program | USACE | 40 Noble Boulevard | United States | Pennsylvania | Cumberland | Carlisle | 17013 | 1.01 | 1.02
190535 | 822549 | 4109 NUTCRACKER TRAIL LIVERPOOL | 70132 | Independent Duty Housing Program | USACE | Nutcracker | United States | New York | Onondaga | Liverpool | 13090 | 1.06 | 1.075
190536 | 822952 | 4119 DANIEL GREEN TRAIL SMYRNA | 70132 | Independent Duty Housing Program | USACE | Daniel Green | United States | Georgia | Cobb | Smyrna | 30080 | 0.83 | 0.8
190537 | 822947 | 412 AIRPORT RD NEW SMYRNA BEACH | 70132 | Independent Duty Housing Program | USACE | Airport | United States | Florida | Volusia | New Smyrna Beach | 32168 | 0.825 | 0.805
190538 | 822565 | 412 W 5TH STREET PITTSBURGH | 70132 | Independent Duty Housing Program | USACE | 5th | United States | Pennsylvania | Allegheny | Pittsburgh | 15238 | 1.065 | 1.105
190539 | 822369 | 4401 WESTOWN PARKWAY WEST DES MOINES | 82387 | Joint Recruiting Program | USACE | 4401 Westown Parkway | United States | Iowa | Polk | West Des Moines | 50266 | 0.95 | 0.95
190540 | 822876 | 4410 N WASHINGTON ROAD FORT WAYNE | 70132 | Independent Duty Housing Program | USACE | Washington | United States | Indiana | Allen | Fort Wayne | 46804 | 0.955 | 0.96
190541 | 822850 | 4705 W. 39TH STREET SIOUX FALLS | 70132 | Independent Duty Housing Program | USACE | 39TH | United States | South Dakota | Minnehaha | Sioux Falls | 57106 | 0.96 | 0.94
190542 | 822438 | 473 MAIN STREET ONEIDA | 70132 | Independent Duty Housing Program | USACE | MAIN | United States | New York | Madison | Oneida | 13421 | 1.06 | 1.075
190543 | 822892 | 476 CIERA DRIVE HOUMA | 70132 | Independent Duty Housing Program | USACE | CIERA | United States | Louisiana | Terrebonne | Houma | 70360 | 0.855 | 0.825
190544 | 822675 | 4900 WEST CAYMAN STREET SIOUX FALLS | 70132 | Independent Duty Housing Program | USACE | CAYMAN | United States | South Dakota | Minnehaha | Sioux Falls | 57107 | 0.96 | 0.94
190545 | 822378 | 5 SICOMAC ROAD NORTH HALEDON | 82387 | Joint Recruiting Program | USACE | 5 Sicomac Road | United States | New Jersey | Passaic | Haledon | 07508 | 1.165 | 1.235
190547 | 822957 | 541 BLUE ROCK DRIVE CHARLOTTE | 70132 | Independent Duty Housing Program | USACE | Blue Rock | United States | North Carolina | Mecklenburg | Charlotte | 28213 | 0.885 | 0.855
190548 | 820969 | 5422 QUAMBY ROAD CLAY | 70132 | Independent Duty Housing Program | USACE | Quamby | United States | New York | Onondaga | Clay | 13041 | 1.06 | 1.075
190549 | 820494 | 5573 WHIMPSTONE COURT COLUMBUS | 70132 | Independent Duty Housing Program | USACE | Whimpstone | United States | Ohio | Franklin | Columbus | 43235 | 0.925 | 0.9195
190550 | 823008 | 563 FARRINGTON HWY KAPOLEI | 82387 | Joint Recruiting Program | USACE | 563 Farrington Highway | United States | Hawaii | Honolulu | Kapolei | 96707 | 2.37 | 2.28
190551 | 822808 | 607 MIMOSA DRIVE ROSWELL | 70132 | Independent Duty Housing Program | USACE | MIMOSA | United States | New Mexico | Chaves | Roswell | 88201 | 0.93 | 0.905
190552 | 823021 | 610 S. MAIN ST LAKEPORT | 82387 | Joint Recruiting Program | USACE | 610 S. Main Street | United States | California | Lake | Lakeport | 95453 | 1.125 | 1.165
190553 | 822613 | 6104 WOODBINE DR PASCO | 70132 | Independent Duty Housing Program | USACE | Woodbine | United States | Washington | Franklin | Pasco | 99301 | 1.085 | 1.095
190554 | 820965 | 6131 GLEN EAGLES ERIE | 70132 | Independent Duty Housing Program | USACE | Glen Eagles | United States | Pennsylvania | Erie | Erie | 16509 | 1.065 | 1.105
190555 | 820995 | 620 FLETCHER DR. NAMPA | 70132 | Independent Duty Housing Program | USACE | Fletcher | United States | Idaho | Canyon | Nampa | 83686 | 1.055 | 1.045
190556 | 822737 | 6485 VALLEY WOOD RENO | 70132 | Independent Duty Housing Program | USACE | VALLEY WOOD | United States | Nevada | Washoe | Reno | 89523 | 1.18 | 1.2
190557 | 822769 | 658 SHADY LANE OCONOMOWOC | 70132 | Independent Duty Housing Program | USACE | SHADY | United States | Wisconsin | Waukesha | Oconomowoc | 53066 | 1.085 | 1.12
190559 | 822321 | 7063 MITCHELL MILL ROAD LA MOTTE | 70132 | Independent Duty Housing Program | USACE | MITCHELL MILL | United States | Iowa | Jackson | La Motte | 52054 | 1.01 | 1.01
190560 | 822731 | 7103 BEESON STREET AMARILLO | 70132 | Independent Duty Housing Program | USACE | BEESON | United States | Texas | Randall | Amarillo | 79119 | 0.865 | 0.84
190561 | 822676 | 7141 NORTH 15TH STREET LINCOLN | 70132 | Independent Duty Housing Program | USACE | 15TH | United States | Nebraska | Lancaster | Lincoln | 68521 | 0.93 | 0.915
190562 | 822391 | 738 CHESTNUT STREET MEADVILLE | 70132 | Independent Duty Housing Program | USACE | Chestnut | United States | Pennsylvania | Crawford | Meadville | 16335 | 1.065 | 1.105
190563 | 823013 | 74 E. MAIN ST NEWARK | 82387 | Joint Recruiting Program | USACE | MAIN | United States | Delaware | New Castle | Newark | 19711 | 1.03 | 1.06
190564 | 823002 | 744 N. 4TH STREET MILWAUKEE | 82387 | Joint Recruiting Program | USACE | 4TH | United States | Wisconsin | Milwaukee | Milwaukee | 53203 | 1.09 | 1.13
190565 | 822958 | 78 CHARANT ROAD LOWELL | 70132 | Independent Duty Housing Program | USACE | Charant | United States | Massachusetts | Middlesex | Lowell | 01854 | 1.165 | 1.215
190566 | 822800 | 7900 PARK PLACE NORTH MOBILE | 70132 | Independent Duty Housing Program | USACE | Park | United States | Alabama | Mobile | Mobile | 36608 | 0.84 | 0.81
190567 | 822576 | 82 HIGHOAKS DRIVE MARIETTA | 70132 | Independent Duty Housing Program | USACE | HIGHOAKS | United States | Georgia | Cobb | Marietta | 30066 | 0.83 | 0.8
190568 | 822422 | 8411 SUTCLIFFE DRIVE LIVERPOOL | 70132 | Independent Duty Housing Program | USACE | SUTCLIFFE | United States | New York | Onondaga | Liverpool | 13090 | 1.06 | 1.075
190569 | 822400 | 8665 PULASKI HIGHWAY BALTIMORE | 82387 | Joint Recruiting Program | USACE | 8665 Pulaski Highway | United States | Maryland | Baltimore | Baltimore | 21237 | 0.97 | 0.97
190570 | 820967 | 9362 GRAND CORDERA PARKWAY COLORADO SPRINGS | 82387 | Joint Recruiting Program | USACE | 9362 Grand Cordera Parkway | United States | Colorado | El Paso | Colorado Spgs | 80924 | 1.04 | 1.02
190571 | 822696 | 950 EAST COUNTY LINE ROAD RIDGELAND | 82387 | Joint Recruiting Program | USACE | COUNTY LINE | United States | Mississippi | Madison | Ridgeland | 39157 | 0.9 | 0.86
190572 | 821034 | 950 SAUTTER DRIVE MANSFIELD | 70132 | Independent Duty Housing Program | USACE | Sautter | United States | Ohio | Richland | Mansfield | 44904 | 0.925 | 0.9195
190573 | 822938 | 97 SCENIC DRIVE MONROE | 70132 | Independent Duty Housing Program | USACE | Scenic | United States | Louisiana | Ouachita | Monroe | 71201 | 0.855 | 0.825
190574 | 28263 | Olive Branch Recruiting Station | 280NG | Mississippi National Guard | ARGUARD | Hacks Cross Road | United States | Mississippi | DE SOTO | Olive Branch | 38654 | 0.9 | 0.86
190575 | KWRD0002 | HOLLOMAN SITE # 2 | KWRD | HOLLOMAN | AFACT |  | United States | New Mexico | Otero | Tularosa | 88352 | 0.96 | 0.94
190576 | 702116 | 10 WOODBRIDGE CENTER WOODBRIDGE | 82387 | Joint Recruiting Program | USACE | 10 Woodbridge Center | United States | New Jersey | Middlesex | Woodbridge | 07095 | 1.165 | 1.235
190577 | 822563 | 1004 BURLINGTON DRIVE MODESTO | 70132 | Independent Duty Housing Program | USACE | BURLINGTON | United States | California | Stanislaus | Modesto | 95356 | 1.125 | 1.165
190578 | 822523 | 11 MALLARD DRIVE PETAL | 70132 | Independent Duty Housing Program | USACE | Mallard | United States | Mississippi | Forrest | Petal | 39465 | 0.9 | 0.86
190579 | 822606 | 110 EAST 42ND STREET NEW YORK | 82387 | Joint Recruiting Program | USACE | 42nd | United States | New York | New York | Unknown | 10017 | 1.36 | 1.46
190580 | 822898 | 1100 GREEN TEE LANE ROCKY MOUNT | 70132 | Independent Duty Housing Program | USACE | Green Tee | United States | North Carolina | Nash | Rocky Mount | 27804 | 0.885 | 0.855
190581 | 822913 | 1111 BROOKHILL WAY CARY | 70132 | Independent Duty Housing Program | USACE | Brookhill | United States | North Carolina | Wake | Cary | 27519 | 0.885 | 0.855
190582 | 823041 | 1119 PACIFIC AVE TACOMA | 82387 | Joint Recruiting Program | USACE | PACIFIC | United States | Washington | Pierce | Tacoma | 98401 | 1.12 | 1.14
190583 | 822263 | 11225 MIDLOTHIAN TURNPIKE RICHMOND | 82387 | Joint Recruiting Program | USACE | 11225 Midlothian Turnpike | United States | Virginia | Richmond | Richmond | 23235 | 0.92 | 0.89
190584 | 822882 | 1126 FOURTH STREET LEWISTOWN | 82387 | Joint Recruiting Program | USACE | 6 Fourth Street | United States | Pennsylvania | Mifflin | Lewistown | 17044 | 1.065 | 1.105
190585 | 822640 | 11310 SW 21ST STREET MIRAMAR | 70132 | Independent Duty Housing Program | USACE | 21st | United States | Florida | Broward | Miramar | 33025 | 0.82 | 0.8
190586 | 820993 | 11406 ALTON MANOR DRIVE BAKERSFIELD | 70132 | Independent Duty Housing Program | USACE | ALTON MANOR | United States | California | Kern | Bakersfield | 93312 | 1.16 | 1.21
190587 | 822328 | 1150 LANCASTER BLVD MECHANICSBURG | 82387 | Joint Recruiting Program | USACE | 1150 Lancaster Boulevard | United States | Pennsylvania | Cumberland | Mechanicsburg | 17055 | 1.01 | 1.02
190588 | 822511 | 11706 SE 222ND CT KENT | 70132 | Independent Duty Housing Program | USACE | 222nd | United States | Washington | King | Kent | 98031 | 1.12 | 1.14
190589 | 822363 | 11880 74TH PLACE KENOSHA | 82387 | Joint Recruiting Program | USACE | 11880 74th Place | United States | Wisconsin | Kenosha | Kenosha | 53142 | 1.085 | 1.12
190590 | 820960 | 11934 IRON BRIDGE PLAZA CHESTER | 82387 | Joint Recruiting Program | USACE | 11934 Iron Bridge Road | United States | Virginia | Chesterfield | Chester | 23831 | 0.92 | 0.89
190591 | 822308 | 12 GRANDVIEW DRIVE BERLIN | 70132 | Independent Duty Housing Program | USACE | Grandview | United States | New Hampshire | Coos | Berlin | 03570 | 1.075 | 1.075
190592 | 821002 | 1213 HERMANN DR HOUSTON | 82387 | Joint Recruiting Program | USACE | 1213 Hermann Drive | United States | Texas | Harris | Houston | 77004 | 0.865 | 0.84
190593 | 822525 | 12293 FALCON CREST AVENUE DENHAM SPRINGS | 70132 | Independent Duty Housing Program | USACE | FALCON CREST | United States | Louisiana | Livingston | Denham Springs | 70726 | 0.855 | 0.825
190594 | 822316 | 12515 JEFFERSON AVENUE NEWPORT NEWS | 82387 | Joint Recruiting Program | USACE | 12515 Jefferson Avenue | United States | Virginia | Newport News | Newport News | 23602 | 0.98 | 0.94
190595 | 822040 | 12516 POST GROVE SAINT LOUIS | 70132 | Independent Duty Housing Program | USACE | Post Grove | United States | Missouri | St. Louis (City) | St. Louis | 63146 | 0.985 | 1.005
190596 | 822403 | 1301 LOS ANGELES AVENUE SIMI VALLEY | 82387 | Joint Recruiting Program | USACE | 1301 Los Angeles Avenue | United States | California | Ventura | Simi Valley | 93063 | 1.08 | 1.12
190597 | 822906 | 1320 AVENIDA DE MESILLA LAS CRUCES | 70132 | Independent Duty Housing Program | USACE | AVENIDA DE MESILLA | United States | New Mexico | Dona Ana | Las Cruces | 88005 | 1.02 | 1
190598 | 822656 | 1325 SEAGRAPE CIRCLE WESTON | 70132 | Independent Duty Housing Program | USACE | Seagrape | United States | Florida | Broward | Weston | 33326 | 0.82 | 0.8
190599 | 820852 | 13799 MEAD CREEK ROAD BATH | 70132 | Independent Duty Housing Program | USACE | Mead Creek | United States | Michigan | Clinton | Bath | 48808 | 1.035 | 1.055
1906 | GHUA0001 | FRANCIS E WARREN AF MISSILE SITE G7 SITE # 1 | GHLN | F E WARREN AFB | AFACT | 1419 Nebraska Highway 19 | United States | Nebraska | Cheyenne | Sidney | 69162 | 0.93 | 0.915
190600 | 820962 | 1417 FLOYD BAKER BLVD GAFFNEY | 82387 | Joint Recruiting Program | USACE | FLOYD BAKER | United States | South Carolina | Cherokee | Gaffney | 29341 | 0.92 | 0.885
190601 | 822386 | 143 BLAKE WAY ATHENS | 70132 | Independent Duty Housing Program | USACE | Blake | United States | Georgia | Clarke | Athens | 30605 | 0.85 | 0.83
190602 | 822999 | 1500 N SUPERIOR AVE TOMAH | 82387 | Joint Recruiting Program | USACE | 1500 N. Superior Avenue | United States | Wisconsin | Monroe | Tomah | 54660 | 1.15 | 1.17
190603 | 820408 | 1514 11TH STREET MONROE | 82387 | Joint Recruiting Program | USACE | 11th | United States | Wisconsin | Green | Monroe | 53566 | 1.085 | 1.12
190605 | 822427 | 15516 36TH DRIVE SE BOTHELL | 70132 | Independent Duty Housing Program | USACE | 36th | United States | Washington | Snohomish | Bothell | 98012 | 1.085 | 1.095
190606 | 702436 | 15600 N BLACK CANYON PHOENIX | 82387 | Joint Recruiting Program | USACE | BLACK | United States | Arizona | Maricopa | Phoenix | 85053 | 0.91 | 0.89
190607 | 822866 | 15616 BROOKCHASE WAY CYPRESS | 70132 | Independent Duty Housing Program | USACE | Brookchase | United States | Texas | Harris | Cypress | 77433 | 0.865 | 0.84
190608 | 822460 | 16507 NW 3RD STREET PEMBROKE PINES | 70132 | Independent Duty Housing Program | USACE | 3rd | United States | Florida | Broward | Pembroke Pines | 33028 | 0.82 | 0.8
190609 | 822955 | 1741 WILBURN PARK LANE NW CHARLOTTE | 70132 | Independent Duty Housing Program | USACE | Wilburn Park | United States | North Carolina | Mecklenburg | Charlotte | 28269 | 0.885 | 0.855
190610 | 823029 | 1768 MITCHELL RD CERES | 82387 | Joint Recruiting Program | USACE | MITCHELL | United States | California | Stanislaus | Ceres | 95307 | 1.125 | 1.165
190611 | 822987 | 1785 EAST 1450 SOUTH CLEARFIELD | 82387 | Joint Recruiting Program | USACE | 1785 East 1450 South | United States | Utah | Davis | Clearfield | 84015 | 1.03 | 0.99
190612 | 822875 | 1837 ENTERPRISE AVE SAINT AUGUSTINE | 70132 | Independent Duty Housing Program | USACE | Enterprise | United States | Florida | St Johns | St. Augustine | 32092 | 0.825 | 0.805
190613 | 822435 | 18801 VENTURA BOULEVARD TARZANA | 82387 | Joint Recruiting Program | USACE | 18801 Ventura Boulevard | United States | California | Los Angeles | Unknown | 91356 | 1.02 | 1.06
190614 | 822973 | 19 BRONTE WAY MARLBOROUGH | 70132 | Independent Duty Housing Program | USACE | Bronte | United States | Massachusetts | Middlesex | Marlborough | 01752 | 1.165 | 1.215
190615 | 820990 | 1900 EMPIRE BLVD WEBSTER | 82387 | Joint Recruiting Program | USACE | 1900 Empire Blvd | United States | New York | Monroe | Webster | 14580 | 1.06 | 1.075
190616 | 800454 | 1975 HEMPSTEAD TPKE EAST MEADOW | 82387 | Joint Recruiting Program | USACE | 1975 Hempstead Bethpage Turnpike | United States | New York | Nassau | East Meadow | 11554 | 1.06 | 1.075
190617 | 822874 | 204 GREENSVIEW DR BRANDON | 70132 | Independent Duty Housing Program | USACE | Greensview | United States | Mississippi | Rankin | Brandon | 39047 | 0.9 | 0.86
190618 | 822923 | 21 LEDGES COURT LEWISTON | 70132 | Independent Duty Housing Program | USACE | Ledges | United States | Maine | Androscoggin | Lewiston | 04240 | 1.02 | 1
190619 | 822764 | 2109 SINGLE TREE DR CLARKSVILLE | 70132 | Independent Duty Housing Program | USACE | Single Tree | United States | Tennessee | Montgomery | Clarksville | 37040 | 0.835 | 0.82
190620 | 822395 | 2115 NORTH BELT HIGHWAY SAINT JOSEPH | 82387 | Joint Recruiting Program | USACE | 2115 North Belt Highway | United States | Missouri | Buchanan | St. Joseph | 64506 | 0.985 | 1.005
190621 | 821391 | 220 PARKLAND DRIVE HUNTINGTON | 70132 | Independent Duty Housing Program | USACE | Parkland | United States | West Virginia | Cabell | Huntington | 25705 | 1.02 | 1.03
190622 | 822776 | 22144 GLENWOOD LANE WAUKESHA | 70132 | Independent Duty Housing Program | USACE | Glenwood | United States | Wisconsin | Waukesha | Waukesha | 53186 | 1.085 | 1.12
190623 | 822293 | 22631 ROUTE 68 CLARION | 82387 | Joint Recruiting Program | USACE | 22631 Route 68 | United States | Pennsylvania | Clarion | Clarion | 16214 | 1.065 | 1.105
190624 | 820964 | 2396 GLENFORD DRIVE AURORA | 70132 | Independent Duty Housing Program | USACE | Glenford | United States | Illinois | Dupage | Aurora | 60502 | 1.18 | 1.25
190625 | 822965 | 2425 194TH ST SE BOTHELL | 70132 | Independent Duty Housing Program | USACE | 194TH | United States | Washington | Snohomish | Bothell | 98012 | 1.085 | 1.095
190626 | 822537 | 2589 EASTGATE DRIVE MOUNT PLEASANT | 70132 | Independent Duty Housing Program | USACE | A Eastgate | United States | Michigan | Isabella | Mount Pleasant | 48858 | 1.035 | 1.055
190627 | 822794 | 27434 ZELDA DRIVE LA COMBE | 70132 | Independent Duty Housing Program | USACE | Zelda | United States | Louisiana | St Tammany | La Combe | 70445 | 0.855 | 0.825
190628 | 822358 | 2800 CHESTNUT RIDGE WINSTON-SALEM | 70132 | Independent Duty Housing Program | USACE | Chestnut | United States | North Carolina | Forsyth | Winston Salem | 27103 | 0.885 | 0.855
190629 | 822301 | 3021 SW ARCHER RD GAINESVILLE | 70132 | Independent Duty Housing Program | USACE | Archer | United States | Florida | Alachua | Gainesville | 32608 | 0.825 | 0.805
190630 | 822410 | 308 S. OXFORD ROAD SPRINGFIELD | 70132 | Independent Duty Housing Program | USACE | Oxford | United States | Illinois | Sangamon | Springfield | 62704 | 1.03 | 1.045
190631 | 822893 | 310 ST ROBERT BLVD ST ROBERT | 82387 | Joint Recruiting Program | USACE | ST ROBERT | United States | Missouri | Pulaski | St. Robert | 65583 | 1.09 | 1.12
190632 | 822992 | 32129 WYERHAEUSER WAY SOUTH FEDERAL WAY | 82387 | Joint Recruiting Program | USACE | 32129 Wyerhaeuser Way South | United States | Washington | King | Federal Way | 98001 | 1.12 | 1.14
190633 | 822384 | 32269 E 723RD ROAD WAGONER | 70132 | Independent Duty Housing Program | USACE | 723rd | United States | Oklahoma | Wagoner | Wagoner | 74467 | 0.875 | 0.85
190634 | 800858 | 325 13TH STREET NE SALEM | 82387 | Joint Recruiting Program | USACE | 325 13th Street NE | United States | Oregon | Marion | Salem | 97302 | 1.12 | 1.145
190635 | 822249 | 3309 E MAYBERRY AVE GILBERT | 70132 | Independent Duty Housing Program | USACE | Mayberry | United States | Arizona | Maricopa | Gilbert | 85297 | 0.91 | 0.89
190636 | 822788 | 3347 BAY HEIGHTS DRIVE GREEN BAY | 70132 | Independent Duty Housing Program | USACE | 3347 Bay Heights Drive | United States | Wisconsin | Brown | Green Bay | 54311 | 1.085 | 1.12
190637 | 820999 | 341 CAMAS LANE ELLENSBURG | 70132 | Independent Duty Housing Program | USACE | Camas | United States | Washington | Kittitas | Ellensburg | 98926 | 1.085 | 1.095
190638 | 822302 | 3620 CAMP CREEK PKWY ATLANTA | 82387 | Joint Recruiting Program | USACE | 3620 Camp Creek Parkway | United States | Georgia | Fulton | Atlanta | 30336 | 0.83 | 0.8
190639 | 710377 | 3632 NE FLANDERS ST PORTLAND | 70132 | Independent Duty Housing Program | USACE | Flanders | United States | Oregon | Washington | Portland | 97232 | 1.08 | 1.1
190640 | 822896 | 3641 POLK STREET FARGO | 70132 | Independent Duty Housing Program | USACE | POLK | United States | North Dakota | Cass | Fargo | 58103 | 1.09 | 1.09
190641 | 820315 | 3660 WILSHIRE BLVD. LOS ANGELES | 82387 | Joint Recruiting Program | USACE | 3660 Wilshire Blvd. | United States | California | Los Angeles | Los Angeles | 90010 | 1.02 | 1.06
190642 | 822772 | 38 LAKE DRIVE PARKERSBURG | 70132 | Independent Duty Housing Program | USACE | Lake | United States | West Virginia | Wood | Parkersburg | 26104 | 1.02 | 1.03
190643 | 822396 | 3934 S HUDSON TULSA | 82387 | Joint Recruiting Program | USACE | HUDSON | United States | Oklahoma | Tulsa | Tulsa | 74135 | 0.875 | 0.85
190644 | 822390 | 395 PARKER AVENUE PORTSMOUTH | 82387 | Joint Recruiting Program | USACE | 395 Parker Avenue | United States | New Hampshire | Rockingham | Portsmouth | 03804 | 1.08 | 1.09
190645 | 823003 | 3958 NORTHLAKE BLVD WEST PALM BEACH | 82387 | Joint Recruiting Program | USACE | 3958 Northlake Boulevard | United States | Florida | Palm Beach | West Palm Beach | 33403 | 0.82 | 0.8
190646 | 822367 | 3982 S. FIGUEROA STREET LOS ANGELES | 82387 | Joint Recruiting Program | USACE | 3982 S. Figueroa Street | United States | California | Los Angeles | Los Angeles | 90037 | 1.02 | 1.06
190647 | 822137 | 4 LORD LANE THOROFARE | 70132 | Independent Duty Housing Program | USACE | 4 Lord Lane | United States | New Jersey | Gloucester | Thorofare | 08086 | 1.165 | 1.235
190648 | 822332 | 40 CROSSTOWN ROAD BERLIN | 70132 | Independent Duty Housing Program | USACE | Crosstown | United States | Vermont | Washington | Berlin | 05602 | 1.07 | 1.07
190649 | 822115 | 40 SHANNON DRIVE ELKTON | 70132 | Independent Duty Housing Program | USACE | Shannon | United States | Maryland | Cecil | Elkton | 21921 | 1.005 | 1
190650 | 820797 | 409 WESTERN BLVD JACKSONVILLE | 82387 | Joint Recruiting Program | USACE | 409 Western Blvd | United States | North Carolina | Onslow | Jacksonville | 28546 | 1.01 | 0.98
190651 | 821121 | 413 - 417 ROUTE 17 SOUTH HACKENSACK | 82387 | Joint Recruiting Program | USACE | 413-417 Route 17 South | United States | New Jersey | Bergen | Hackensack | 07601 | 1.165 | 1.235
190652 | 822340 | 415 PARKWAY PLAZA EL CAJON | 82387 | Joint Recruiting Program | USACE | 415 Parkway Plaza | United States | California | San Diego | El Cajon | 92020 | 1.05 | 1.08
190653 | 822611 | 416 SUMMIT RIDE DR THE DALLES | 70132 | Independent Duty Housing Program | USACE | Summit Ride | United States | Oregon | Wasco | The Dalles | 97058 | 1.12 | 1.145
190654 | 702961 | 4179 CRESCENT DRIVE SAINT LOUIS | 82387 | Joint Recruiting Program | USACE | CRESCENT | United States | Missouri | St. Louis (City) | St. Louis | 63129 | 0.985 | 1.005
190655 | 822314 | 4201 15TH AVE NE SEATTLE | 82387 | Joint Recruiting Program | USACE | 4201 15th Avenue NE | United States | Washington | King | Seattle | 98105 | 1.12 | 1.14
190656 | 820992 | 4305 ROCKWOOD CT STOCKTON | 70132 | Independent Duty Housing Program | USACE | Rockwood | United States | California | San Joaquin | Stockton | 95219 | 1.12 | 1.17
190657 | 820986 | 4320 SOUTH 49TH STREET GREENFIELD | 70132 | Independent Duty Housing Program | USACE | 49TH | United States | Wisconsin | Milwaukee | Greenfield | 53220 | 1.09 | 1.13
190658 | 822985 | 4327 S. NATIONAL AVE SPRINGFIELD | 82387 | Joint Recruiting Program | USACE | 4327 S. National Avenue | United States | Missouri | Greene | Springfield | 65810 | 0.985 | 1.005
190659 | 822330 | 4405 7TH AVE SE LACEY | 82387 | Joint Recruiting Program | USACE | 7TH | United States | Washington | Thurston | Lacey | 98503 | 1.085 | 1.095
190660 | 821979 | 4424 N ALATAMAHA STREET ST AUGUSTINE | 70132 | Independent Duty Housing Program | USACE | Alatamaha | United States | Florida | St Johns | St. Augustine | 32092 | 0.825 | 0.805
190661 | 820413 | 4430 BREEZY BAY CIRCLE RICHMOND | 70132 | Independent Duty Housing Program | USACE | BREEZY BAY | United States | Virginia | Richmond (City) | Richmond | 23233 | 0.92 | 0.89
190662 | 820968 | 4444 E PIMA ST TUCSON | 70132 | Independent Duty Housing Program | USACE | Pima | United States | Arizona | Pima | Tucson | 85712 | 0.94 | 0.92
190663 | 822164 | 4470 FOWLER STREET FORT MYERS | 82387 | Joint Recruiting Program | USACE | 4470 Fowler Street | United States | Florida | Lee | Ft Myers | 33901 | 0.825 | 0.805
190664 | 822693 | 450 MOUNT ZION CHURCH RD JONESBORO | 70132 | Independent Duty Housing Program | USACE | Mount Zion Church | United States | Tennessee | Washington | Jonesboro | 37659 | 0.835 | 0.82
190665 | 820966 | 4506 BRIARWOOD LANE BELDEN | 70132 | Independent Duty Housing Program | USACE | Briarwood | United States | Mississippi | Lee | Belden | 38826 | 0.9 | 0.86
190666 | 822778 | 461 SOUTH HOLLYWOOD ROAD HOUMA | 70132 | Independent Duty Housing Program | USACE | Hollywood | United States | Louisiana | Terrebonne | Houma | 70360 | 0.855 | 0.825
190667 | 821423 | 4641 COLIMA COURT SAINT LOUIS | 70132 | Independent Duty Housing Program | USACE | COLIMA | United States | Missouri | St. Louis (City) | St. Louis | 63128 | 0.985 | 1.005
190668 | 820988 | 491 NORTH GOODHOPE ROAD DE PERE | 70132 | Independent Duty Housing Program | USACE | Goodhope | United States | Wisconsin | Brown | De Pere | 54115 | 1.085 | 1.12
190669 | 822474 | 491 SUMMERHAVEN DRIVE NORTH EAST SYRACUSE | 70132 | Independent Duty Housing Program | USACE | SUMMERHAVEN | United States | New York | Onondaga | East Syracuse | 13057 | 1.06 | 1.075
190670 | 822186 | 495 DUNLAP LANE CLARKSVILLE | 82387 | Joint Recruiting Program | USACE | 495 Dunlop Lane | United States | Tennessee | Montgomery | Clarksville | 37040 | 0.835 | 0.82
190671 | 822495 | 504 CRYSTAL SPRINGS SANFORD | 70132 | Independent Duty Housing Program | USACE | Crystal | United States | North Carolina | Lee | Sanford | 27331 | 0.885 | 0.855
190672 | 821392 | 508 N. OXFORD VALLEY ROAD LANGHORNE | 82387 | Joint Recruiting Program | USACE | 508 N. Oxford Valley Road | United States | Pennsylvania | Bucks | Langhorne | 19047 | 1.065 | 1.105
190673 | 822566 | 51 N VILLAGE CIRCLE PALMYRA | 70132 | Independent Duty Housing Program | USACE | Village | United States | Pennsylvania | Lebanon | Palmyra | 17078 | 0.99 | 1
190674 | 822582 | 510 FLEMING DRIVE MOUNT PLEASANT | 70132 | Independent Duty Housing Program | USACE | FLEMING | United States | Texas | Titus | Mount Pleasant | 75455 | 0.865 | 0.84
190675 | 822551 | 5105 EASTCHESTER COURT PLAINFIELD | 70132 | Independent Duty Housing Program | USACE | Eastchester | United States | Illinois | Will | Plainfield | 60586 | 1.03 | 1.045
190676 | 822265 | 5210 SIMPSON FERRY RD. MECHANICSBURG | 82387 | Joint Recruiting Program | USACE | 5210 Simpson Ferry Road | United States | Pennsylvania | Cumberland | Mechanicsburg | 17055 | 1.01 | 1.02
190677 | 822487 | 5233 NOWATA ROAD BARTLESVILLE | 70132 | Independent Duty Housing Program | USACE | NOWATA | United States | Oklahoma | Washington | Bartlesville | 74006 | 0.875 | 0.85
190678 | 822411 | 5262 E. 900TH AVE. ALTAMONT | 70132 | Independent Duty Housing Program | USACE | 900th | United States | Illinois | Effingham | Altamont | 62411 | 1.03 | 1.045
190679 | 822872 | 5307 BARCALDINE DRIVE CLAY | 70132 | Independent Duty Housing Program | USACE | BARCALDINE | United States | New York | Onondaga | Clay | 13041 | 1.06 | 1.075
190680 | 822365 | 539 BLOOMFIELD AVE BLOOMFIELD | 82387 | Joint Recruiting Program | USACE | 539 Bloomfield Ave | United States | New Jersey | Essex | Bloomfield | 07003 | 1.16 | 1.23
190681 | 820981 | 5410 SANDBUNKER STREET SAINT CLOUD | 70132 | Independent Duty Housing Program | USACE | Sandbunker | United States | Minnesota | Stearns | St. Cloud | 56304 | 1.085 | 1.12
190682 | 822654 | 5684 PARK SIDE RD HOOVER | 70132 | Independent Duty Housing Program | USACE | Park Side | United States | Alabama | Jefferson | Hoover | 35244 | 0.855 | 0.83
190683 | 820923 | 57725 29 PALMS HIGHWAY YUCCA VALLEY | 82387 | Joint Recruiting Program | USACE | 57725 29 Palms Highway | United States | California | San Bernardino | Yucca Valley | 92284 | 1.2 | 1.25
190684 | 822222 | 5900 SW HUNTOON RD TOPEKA | 82387 | Joint Recruiting Program | USACE | Huntoon | United States | Kansas | Shawnee | Topeka | 66604 | 1.005 | 1.025
190685 | 820991 | 5907 SOAP STONE CIRCLE SOUTH JORDAN | 70132 | Independent Duty Housing Program | USACE | Soap Stone | United States | Utah | Salt Lake | South Jordan | 84095 | 1.03 | 0.99
190686 | 822530 | 601 RIDGEWOOD DR DAPHNE | 70132 | Independent Duty Housing Program | USACE | Ridgewood | United States | Alabama | Baldwin | Daphne | 36526 | 0.855 | 0.83
190687 | 822463 | 602 ELIZABETH DRIVE MOUNTAIN HOME | 70132 | Independent Duty Housing Program | USACE | ELIZABETH | United States | Arkansas | Baxter | Mountain Home | 72653 | 0.845 | 0.82
190688 | 822974 | 6040 MAIN STREET AMERICAN CANYON | 82387 | Joint Recruiting Program | USACE | 6040 Main Street | United States | California | Napa | American Canyon | 94589 | 1.22 | 1.28
190689 | 822409 | 6067 COLLINS ROAD MENTOR | 70132 | Independent Duty Housing Program | USACE | Collins | United States | Ohio | Lake | Mentor | 44060 | 0.925 | 0.9195
190690 | 822148 | 621 HIGHGROVE PLACE ROCKFORD | 82387 | Joint Recruiting Program | USACE | 621 Highgrove Place | United States | Illinois | Winnebago | Rockford | 61114 | 1.03 | 1.045
190691 | 822848 | 6573 MILL ROAD BRECKSVILLE | 70132 | Independent Duty Housing Program | USACE | Mill | United States | Ohio | Cuyahoga | Brecksville | 44141 | 0.925 | 0.9195
190692 | 821233 | 6600 TOPANGA CANYON BOULEVARD CANOGA PARK | 82387 | Joint Recruiting Program | USACE | 6600 Topanga Canyon Boulevard | United States | California | Los Angeles | Unknown | 91303 | 1.02 | 1.06
190693 | 822428 | 707 TERRACE DRIVE SELAH | 70132 | Independent Duty Housing Program | USACE | Terrace | United States | Washington | Yakima | Selah | 98942 | 1.09 | 1.1
190694 | 822170 | 7220 W. LAKE MEAD BLVD LAS VEGAS | 82387 | Joint Recruiting Program | USACE | 7220 W. Lake Mead Blvd. | United States | Nevada | Clark | Las Vegas | 89128 | 1.14 | 1.17
190695 | 822547 | 73 RUGBY PLACE WOODBURY | 70132 | Independent Duty Housing Program | USACE | 73 Rugby Place | United States | New Jersey | Gloucester | Woodbury | 08096 | 1.165 | 1.235
190696 | 822312 | 734 WEST SHAW AVE CLOVIS | 82387 | Joint Recruiting Program | USACE | Shaw | United States | California | Fresno | Clovis | 93612 | 1.125 | 1.165
190697 | 822639 | 750 CENTRAL PARK AVE YONKERS | 82387 | Joint Recruiting Program | USACE | Central Park | United States | New York | Westchester | Yonkers | 10704 | 1.36 | 1.46
190698 | 822376 | 751 BRAMBLEWOOD AVENUE LATHROP | 70132 | Independent Duty Housing Program | USACE | BRAMBLEWOOD | United States | California | San Joaquin | Lathrop | 95330 | 1.12 | 1.17
190699 | 822818 | 754 TIMBER VALLEY COURT CHESTERFIELD | 70132 | Independent Duty Housing Program | USACE | Timber Valley | United States | Missouri | St Louis | Chesterfield | 63005 | 0.985 | 1.005
1907 | GHUB0001 | FRANCIS E WARREN AF MISSILE SITE G8 SITE # 1 | GHLN | F E WARREN AFB | AFACT | 2096 Nebraska State Road 99 | United States | Nebraska | Cheyenne | Sidney | 69162 | 0.93 | 0.915
190700 | 821961 | 76 ROUTE 12A NORTHFIELD | 70132 | Independent Duty Housing Program | USACE | 12A | United States | Vermont | Washington | Northfield | 05663 | 1.07 | 1.07
190701 | 820486 | 765 S. 25TH STREET EASTON | 82387 | Joint Recruiting Program | USACE | 25TH | United States | Pennsylvania | Northampton | Easton | 18045 | 1.065 | 1.105
190702 | 823001 | 78 E ALLEN ST CASTLE ROCK | 82387 | Joint Recruiting Program | USACE | 78 East Allen Street | United States | Colorado | Douglas | Castle Rock | 80108 | 1.015 | 1
190703 | 822888 | 7815 E. 130TH COURT GRANDVIEW | 70132 | Independent Duty Housing Program | USACE | 130th | United States | Missouri | Jackson | Grandview | 64030 | 0.99 | 1.02
190704 | 822799 | 782 NEW RIVER ROAD CHRISTIANSBURG | 82387 | Joint Recruiting Program | USACE | 782 New River Road | United States | Virginia | Montgomery | Christiansburg | 24073 | 1 | 0.96
190705 | 822817 | 7866 BIRCK CREEK DRIVE BLACKLICK | 70132 | Independent Duty Housing Program | USACE | Birck Creek | United States | Ohio | Franklin | Blacklick | 43004 | 0.925 | 0.9195
190706 | 711187 | 811 MONTAGUE AVE. GREENWOOD | 82387 | Joint Recruiting Program | USACE | Montague | United States | South Carolina | Greenwood | Greenwood | 29649 | 0.92 | 0.885
190707 | 822793 | 8279 MOSSBERG DRIVE NORTH THEODORE | 70132 | Independent Duty Housing Program | USACE | Mossberg | United States | Alabama | Mobile | Theodore | 36582 | 0.84 | 0.81
190708 | 822481 | 83 MAGNOLIA STREET CRANSTON | 70132 | Independent Duty Housing Program | USACE | Magnolia | United States | Rhode Island | Providence | Cranston | 02910 | 1.11 | 1.15
190709 | 710115 | 8307 UNIVERSITY EXECUTIVE PARK CHARLOTTE | 82387 | Joint Recruiting Program | USACE | 8307 UNIVERSITY EXECUTIVE PARK SUITE 241 | United States | North Carolina | Mecklenburg | Charlotte | 28262 | 0.885 | 0.855
190710 | 822383 | 840 N 820 W OREM | 70132 | Independent Duty Housing Program | USACE | 820 w | United States | Utah | Utah | Orem | 84057 | 1.03 | 0.995
190711 | 820957 | 850 ROUTE 22 BREWSTER | 82387 | Joint Recruiting Program | USACE | 850 Route 22 | United States | New York | Putnam | Brewster | 10509 | 1.06 | 1.075
190712 | 822455 | 8535 SW 208TH LANE CUTLER RIDGE | 70132 | Independent Duty Housing Program | USACE | 208th | United States | Florida | Miami-Dade | Cutler Bay | 33189 | 0.82 | 0.8
190713 | 822905 | 8605 STONEWALL COURT FORT WORTH | 70132 | Independent Duty Housing Program | USACE | STONEWALL | United States | Texas | Tarrant | Fort Worth | 76123 | 0.83 | 0.82
190714 | 822989 | 8906 WEST BOWLES AVE LITTLETON | 82387 | Joint Recruiting Program | USACE | 8906 West Bowles Avenue | United States | Colorado | Arapahoe | Littleton | 80127 | 0.99 | 0.98
190715 | 822377 | 908 N 940 W OREM | 70132 | Independent Duty Housing Program | USACE | 940 W | United States | Utah | Utah | Orem | 84057 | 1.03 | 0.995
190716 | 821814 | 911 TOPSY LANE CARSON CITY | 82387 | Joint Recruiting Program | USACE | 911 Topsy Lane | United States | Nevada | Carson City | Carson City | 89705 | 1.18 | 1.2
190717 | 821833 | 9500 N. 129TH EAST AVENUE OWASSO | 82387 | Joint Recruiting Program | USACE | 9500 N 129th East Avenue | United States | Oklahoma | Tulsa | Owasso | 74055 | 0.875 | 0.85
190718 | 703390 | 9600 TWO NOTCH COLUMBIA | 82387 | Joint Recruiting Program | USACE | 9600 Two Notch Road | United States | South Carolina | Lexington | Columbia | 29223 | 0.87 | 0.83
190719 | 704614 | NE 79TH CT PORTLAND | 82387 | Joint Recruiting Program | USACE | 79TH | United States | Oregon | Washington | Portland | 97218 | 1.08 | 1.1
190720 | M62974-BK | BLACK MOUNTAIN | M62974 | MCAS Yuma AZ | MCACT | Black Mountain Road | United States | California | Imperial | Palo Verde | 92283 | 1.11 | 1.15
190721 | 09532 | Danbury Veterans Memorial Army Reserve Center | 42560 | 99th Readiness Division | ARRES | Wooster Heights | United States | Connecticut | Fairfield | Danbury | 06810 | 1.16 | 1.2
190722 | 17308 | Machesney Park USARC | 27864 | 88th Readiness Division | ARRES | Gregory | United States | Illinois | Winnebago | Machesney Park | 61115 | 1.03 | 1.045
190724 | 32A67 | AASF Las Vegas Cheyenne | 320NG | Nevada National Guard | ARGUARD | Cheyenne | United States | Nevada | Clark | North Las Vegas | 89115 | 1.14 | 1.17
190725 | 24B50 | BG William Smallwood | 240NG | Maryland National Guard | ARGUARD | Rose Hill | United States | Maryland | Charles | La Plata | 20646 | 1 | 0.99
190730 | 20426 | Metropolitan Topeka Airport | 20605 | Fort Riley | ARACT | SW Topeka Blvd | United States | Kansas | Shawnee | Topeka | 66619 | 1.005 | 1.025
190731 | 51C30 | Rocky Mount (FMS 10) | 510NG | Virginia National Guard | ARGUARD | State | United States | Virginia | Franklin | Rocky Mount | 24153 | 0.92 | 0.89
190732 | 42A48 | BRADFORD/WYOMING COUNTY READINESS CENTER | 420NG | Pennsylvania National Guard | ARGUARD | TBD | United States | Pennsylvania | Bradford | Athens | 18810 | 1.065 | 1.105
190733 | 42B22 | DANVILLE FMS | 420NG | Pennsylvania National Guard | ARGUARD | LIBERTY VALLEY | United States | Pennsylvania | Montour | Danville | 17821 | 1.065 | 1.105
190734 | M00146-TB | THOROFARE BRIDGE | M00146 | MCAS Cherry Point NC | MCACT |  | United States | North Carolina | Carteret | Atlantic | 28511 | 1.03 | 1
190735 | 42E44 | SCHUYLKILL COUNTY READINESS CENTER | 420NG | Pennsylvania National Guard | ARGUARD | TBD | United States | Pennsylvania | Schuylkill | New Ringgold | 17960 | 1.065 | 1.105
190737 | 823092 | 100 MINCING LANE ELKTON | 70132 | Independent Duty Housing Program | USACE | Mincing | United States | Maryland | Cecil | Elkton | 21921 | 1.005 | 1
190738 | 823091 | 10513 SAGE VISTA WAY SOUTH JORDAN | 70132 | Independent Duty Housing Program | USACE | Sage Vista | United States | Utah | Salt Lake | South Jordan | 84095 | 1.03 | 0.99
190739 | 823099 | 11104 SABRE COURT SPOTSYLVANIA | 70132 | Independent Duty Housing Program | USACE | Sabre | United States | Virginia | Spotsylvania | Spotsylvania | 22553 | 0.92 | 0.89
190740 | 823024 | 119 EAST GLOHAVEN PL SIMPSONVILLE | 70132 | Independent Duty Housing Program | USACE | GLOHAVEN | United States | South Carolina | Greenville | Simpsonville | 29681 | 0.92 | 0.885
190741 | 822983 | 1244 TOWNES CIRCLE AURORA | 70132 | Independent Duty Housing Program | USACE | Townes | United States | Illinois | Dupage | Aurora | 60502 | 1.18 | 1.25
190743 | 823106 | 1400 MAIN STREET LOS LUNAS | 82387 | Joint Recruiting Program | USACE | 1400 Main Street | United States | New Mexico | Valencia | Los Lunas | 87031 | 0.93 | 0.905
190744 | 822971 | 1430 NW HALL DRIVE PULLMAN | 70132 | Independent Duty Housing Program | USACE | Hall | United States | Washington | Whitman | Pullman | 99163 | 1.085 | 1.095
190745 | 823100 | 1580 MONTGOMERY HIGHWAY BIRMINGHAM | 82387 | Joint Recruiting Program | USACE | 1580 Montgomery Highway | United States | Alabama | Jefferson | Birmingham | 35216 | 0.855 | 0.83
190746 | 822278 | 1822 STEFKO BLVD BETHLEHEM | 82387 | Joint Recruiting Program | USACE | 1822 Stefko Boulevard | United States | Pennsylvania | Northampton | Bethlehem | 18017 | 1.065 | 1.105
190747 | 823081 | 1828 TAPPAHANNOCK BLVD. TAPPAHANNOCK | 82387 | Joint Recruiting Program | USACE | 1828 Tappahannock Boulevard | United States | Virginia | Essex | Tappahannock | 22560 | 0.92 | 0.89
190748 | 823055 | 208 AUNDRIA DRIVE LAFAYETTE | 70132 | Independent Duty Housing Program | USACE | Aundria | United States | Louisiana | Lafayette | Lafayette | 70503 | 0.855 | 0.825
190749 | 823088 | 2359 MILLBROOK COURT ROCHESTER HILLS | 70132 | Independent Duty Housing Program | USACE | Millbrook | United States | Michigan | Oakland | Rochester Hills | 48306 | 1.035 | 1.055
190750 | 822881 | 239 MCKEE PLACE PITTSBURGH | 82387 | Joint Recruiting Program | USACE | McKee | United States | Pennsylvania | Allegheny | Pittsburgh | 15213 | 1.065 | 1.105
190751 | 822959 | 244 OAKLEY AVENUE BOARDMAN | 70132 | Independent Duty Housing Program | USACE | Oakley | United States | Ohio | Mahoning | Boardman | 44512 | 0.925 | 0.9195
190752 | 823102 | 2515 UNIVERSITY AVENUE SE MINNEAPOLIS | 82387 | Joint Recruiting Program | USACE | University | United States | Minnesota | Hennepin | Minneapolis | 55414 | 1.06 | 1.11
190753 | 822980 | 2548 CRESCENT PARK COURT ATLANTA | 70132 | Independent Duty Housing Program | USACE | Crescent Park | United States | Georgia | Fulton | Atlanta | 30339 | 0.83 | 0.8
190754 | 823096 | 2608 N. CAREER AVENUE SIOUX FALLS | 70132 | Independent Duty Housing Program | USACE | Career | United States | South Dakota | Minnehaha | Sioux Falls | 57107 | 0.96 | 0.94
190755 | 823054 | 2804 BREVILLE STREET MONROE | 70132 | Independent Duty Housing Program | USACE | Breville | United States | Louisiana | Ouachita | Monroe | 71201 | 0.855 | 0.825
190756 | 822359 | 309 WEST 2880 SOUTH SALT LAKE CITY | 82387 | Joint Recruiting Program | USACE | 309 West 2880 South | United States | Utah | Salt Lake | Salt Lake City | 84115 | 1.03 | 0.99
190757 | 823105 | 350 EUPHORIA CIRCLE CARY | 70132 | Independent Duty Housing Program | USACE | 350 Euphoria Circle | United States | North Carolina | Wake | Cary | 27519 | 0.885 | 0.855
190758 | 822624 | 35458 SHAKPAYS COVE ROAD KASOTA | 70132 | Independent Duty Housing Program | USACE | SHAKPAYS COVE | United States | Minnesota | Le Sueur | Kasota | 56050 | 1.085 | 1.12
190759 | 823078 | 3641 BRANDON WAY MISSOULA | 70132 | Independent Duty Housing Program | USACE | Brandon | United States | Montana | Missoula | Missoula | 59803 | 1.1 | 1.08
190760 | 823077 | 403 MAIN STREET SALEM | 82387 | Joint Recruiting Program | USACE | 403 Main Street | United States | New Hampshire | Rockingham | Salem | 03079 | 1.08 | 1.09
190761 | 710519 | 412 EDEN ROC CIRCLE VIRGINIA BEACH | 70132 | Independent Duty Housing Program | USACE | Eden Roc | United States | Virginia | Virginia Beach (City) | Virginia Beach | 23451 | 0.98 | 0.94
190762 | 703609 | 430 ALBERT STREET EAST LANSING | 82387 | Joint Recruiting Program | USACE | Albert | United States | Michigan | Ingham | East Lansing | 48823 | 1.035 | 1.055
190763 | 823101 | 430 WINTER BLUFF DRIVE FENTON | 70132 | Independent Duty Housing Program | USACE | Winter Bluff | United States | Missouri | St Louis | Fenton | 63026 | 0.985 | 1.005
190764 | 823103 | 45 WILDWOOD ROAD AUGUSTA | 70132 | Independent Duty Housing Program | USACE | Wildwood | United States | Maine | Kennebec | Augusta | 04330 | 1.02 | 1
190765 | 823064 | 4637 PINEFIELD AVENUE PORTAGE | 70132 | Independent Duty Housing Program | USACE | Pinefield | United States | Michigan | Kalamazoo | Portage | 49002 | 1.035 | 1.055
190766 | 823083 | 501 SOUTH RUTH STREET MARYVILLE | 70132 | Independent Duty Housing Program | USACE | Ruth | United States | Tennessee | Blount | Maryville | 37803 | 0.835 | 0.82
190767 | 823090 | 505 N 32ND STREET RICHMOND | 70132 | Independent Duty Housing Program | USACE | 32nd | United States | Virginia | Richmond (City) | Richmond | 23223 | 0.92 | 0.89
190768 | 823093 | 5098 MAIN STREET HOKES BLUFF | 70132 | Independent Duty Housing Program | USACE | Main | United States | Alabama | Etowah | Hokes Bluff | 35903 | 0.855 | 0.83
190769 | 822953 | 532 DUNRAVEN DRIVE FORT COLLINS | 70132 | Independent Duty Housing Program | USACE | DUNRAVEN | United States | Colorado | Larimer | Fort Collins | 80525 | 1.015 | 1
190770 | 823065 | 55001 849 ROAD PIERCE | 70132 | Independent Duty Housing Program | USACE | 849 | United States | Nebraska | Pierce | Pierce | 68767 | 0.93 | 0.915
190771 | 823085 | 5612 WEST BLUESTEM STREET SIOUX FALLS | 70132 | Independent Duty Housing Program | USACE | Bluestem | United States | South Dakota | Minnehaha | Sioux Falls | 57106 | 0.96 | 0.94
190772 | 823080 | 6381 EGRET DRIVE LAKELAND | 70132 | Independent Duty Housing Program | USACE | Egret | United States | Florida | Polk | Lakeland | 33809 | 0.825 | 0.805
190773 | 823049 | 803 COTTONWOOD LANE CARTERVILLE | 70132 | Independent Duty Housing Program | USACE | Cottonwood | United States | Illinois | Williamson | Carterville | 62918 | 1.03 | 1.045
190774 | 823095 | 7584 SEVILLE ROAD SEVILLE | 70132 | Independent Duty Housing Program | USACE | Seville | United States | Ohio | Medina | Seville | 44273 | 0.925 | 0.9195
190775 | 823084 | 703 CHARLES ALLISON COURT SMYRNA | 70132 | Independent Duty Housing Program | USACE | Charles Allison | United States | Tennessee | Rutherford | Smyrna | 37167 | 0.835 | 0.82
190779 | 822815 | 6919 S. ZARZAMORA STREET SAN ANTONIO | 82387 | Joint Recruiting Program | USACE | 6916 S. Zarzamora Street | United States | Texas | Bexar | San Antonio | 78224 | 0.87 | 0.85
190781 | 32A26 | Carlin | 320NG | Nevada National Guard | ARGUARD | University | United States | Nevada | Elko | Carlin | 89822 | 1.18 | 1.2
190782 | 822112 | 153 CENTRE STREET NEW YORK | 82387 | Joint Recruiting Program | USACE | 153 Centre Street | United States | New York | New York | Unknown | 10013 | 1.36 | 1.46
190783 | 702713 | 260 EAST 188TH STREET BRONX | 82387 | Joint Recruiting Program | USACE | 260 East 188th Street Bronx | United States | New York | Bronx | Unknown | 10458 | 1.36 | 1.46
190784 | 820615 | 36-40 MAIN STREET FLUSHING | 82387 | Joint Recruiting Program | USACE | 36-40 Main Street Flushing | United States | New York | Queens | Unknown | 11354 | 1.36 | 1.46
190785 | 822303 | 374 EAST 149TH STREET BRONX | 82387 | Joint Recruiting Program | USACE | 374 East 149th Street Bronx | United States | New York | Bronx | Unknown | 10455 | 1.36 | 1.46
190786 | 821408 | 38-25 MAIN STREET FLUSHING | 82387 | Joint Recruiting Program | USACE | Main | United States | New York | Queens | Unknown | 11355 | 1.36 | 1.46
190787 | 822621 | 43 WESTCHESTER SQUARE BRONX | 82387 | Joint Recruiting Program | USACE | Westchester | United States | New York | Bronx | Unknown | 10456 | 1.36 | 1.46
190788 | 703060 | 52 WESTCHESTER SQUARE BRONX | 82387 | Joint Recruiting Program | USACE | WESTCHESTER | United States | New York | Bronx | Unknown | 10461 | 1.36 | 1.46
190789 | 821769 | 652 DEAN ROAD ALEXANDER CITY | 82387 | Joint Recruiting Program | USACE | 652 Dean Road | United States | Alabama | Tallapoosa | Alexander City | 35010 | 0.855 | 0.83
190790 | 821519 | 82-13 37TH AVE JACKSON HEIGHTS | 82387 | Joint Recruiting Program | USACE | 82-13 37th Ave Jackson Heights | United States | New York | Queens | Unknown | 11373 | 1.36 | 1.46
190791 | 821805 | 90-15 QUEENS BLVD ELMHURST | 82387 | Joint Recruiting Program | USACE | 90-15 Queens Blvd Elmhurst | United States | New York | Queens | Unknown | 11373 | 1.36 | 1.46
190792 | 45D77 | Spartanburg Storefront 2012 | 450NG | South Carolina National Guard | ARGUARD | Reidville | United States | South Carolina | Spartanburg | Spartanburg | 29301 | 0.92 | 0.885
190794 | 04A02 | Union Hills Storefront Recruiting | 040NG | Arizona National Guard | ARGUARD | Union Hills | United States | Arizona | Maricopa | Phoenix | 85050 | 0.91 | 0.89
190796 | 26L01 | Lease Recruiting Sta FLINT | 260NG | Michigan National Guard | ARGUARD | Linden | United States | Michigan | Genesee | Flint | 48507-3017 | 1.035 | 1.055
190797 | 20D24 | Topeka Str Fnt Recruiting | 200NG | Kansas National Guard | ARGUARD | 1223 Southwest Wanamaker Road, Suite 200 | United States | Kansas | Shawnee | Topeka | 66604 | 1.005 | 1.025
190798 | 38A64 | AASF 2 | 380NG | North Dakota National Guard | ARGUARD | 23rd | United States | North Dakota | Cass | Fargo | 58102 | 1.09 | 1.09
190799 | 22B64 | Lake Charles Airport | 220NG | Louisiana National Guard | ARGUARD | Chennault International Airport, along I-210 | United States | Louisiana | Calcasieu | Lake Charles | 70615 | 0.855 | 0.825
1908 | GHUC0001 | FRANCIS E WARREN AF MISSILE SITE G9 SITE # 1 | GHLN | F E WARREN AFB | AFACT | 8711 Nebraska State Road 26 | United States | Nebraska | Cheyenne | Potter | 69156 | 0.93 | 0.915
190800 | 17C11 | Rock Falls Parking Area | 170NG | Illinois National Guard | ARGUARD | 17th | United States | Illinois | Whiteside | Rock Falls | 61071 | 1.03 | 1.045
190801 | 08827 | Fort Collins Army Reserve Center (Windsor) | 27864 | 88th Readiness Division | ARRES | Aladar Drive | United States | Colorado | Larimer | Unknown |  | 1.015 | 1
190802 | 823249 | 133 WALL ST SCHENECTADY | 82387 | Joint Recruiting Program | USACE | 133 Wall Street | United States | New York | Schenectady | Schenectady | 12305 | 1.05 | 1.07
190804 | 823239 | 106 SAGEFIELD COVE HASKELL | 70132 | Independent Duty Housing Program | USACE | SAGEFIELD | United States | Arkansas | Saline | Haskell | 72015 | 0.845 | 0.82
190805 | 823121 | 1061 TRUXTON AVENUE NE GRAND RAPIDS | 70132 | Independent Duty Housing Program | USACE | Truxton | United States | Michigan | Kent | Grand Rapids | 49501 | 1.035 | 1.055
190806 | 823205 | 1350 EUCLID AVE CLEVELAND | 82387 | Joint Recruiting Program | USACE | 1350 Euclid Avenue | United States | Ohio | Cuyahoga | Cleveland | 44115 | 0.925 | 0.9195
190807 | 823225 | 10674 SE 75TH AVE MILWAUKIE | 70132 | Independent Duty Housing Program | USACE | 75th | United States | Oregon | Clackamas | Milwaukie | 97222 | 1.12 | 1.145
190808 | 823179 | 1098 PRESWYK DRIVE SHILOH | 70132 | Independent Duty Housing Program | USACE | Preswyk | United States | Illinois | St Clair | Shiloh | 62221 | 1.08 | 1.1
190809 | 823253 | 1221 E. ROUSE AVENUE PEORIA HEIGHTS | 70132 | Independent Duty Housing Program | USACE | Rouse | United States | Illinois | Peoria | Peoria Heights | 61616 | 1.03 | 1.045
190810 | 823178 | 1445 RAMSGATE DR. MODESTO | 70132 | Independent Duty Housing Program | USACE | Ramsgate | United States | California | Stanislaus | Modesto | 95355 | 1.125 | 1.165
190811 | 823116 | 12232 NW 75TH PLACE PARKLAND | 70132 | Independent Duty Housing Program | USACE | 75th | United States | Florida | Broward | Parkland | 33076 | 0.82 | 0.8
190812 | 823195 | 12518 W. ORION GREENS ST BOISE | 70132 | Independent Duty Housing Program | USACE | Orion Greens | United States | Idaho | Ada | Boise | 83709 | 0.99 | 0.98
190813 | 823207 | 13 SUNBURST LANE ALLEGANY | 70132 | Independent Duty Housing Program | USACE | SUNBURST | United States | New York | Cattaraugus | Allegany | 14706 | 1.06 | 1.075
190814 | 823256 | 1323 CUB'S WAY VANDERBILT | 70132 | Independent Duty Housing Program | USACE | Cub's | United States | Michigan | Otsego | Vanderbilt | 49795 | 1.035 | 1.055
190815 | 823197 | 1539 GRANT AVENUE ALTOONA | 70132 | Independent Duty Housing Program | USACE | Grant | United States | Pennsylvania | Blair | Altoona | 16602 | 1.065 | 1.105
190816 | 823135 | 1774 SOMERSET LANE REDLANDS | 70132 | Independent Duty Housing Program | USACE | Somerset | United States | California | San Bernardino | Redlands | 92374 | 1.2 | 1.25
190817 | 823233 | 18 MELDEN DRIVE BRUNSWICK | 70132 | Independent Duty Housing Program | USACE | Melden | United States | Maine | Cumberland | Brunswick | 04011 | 0.99 | 0.97
190818 | 823191 | 1871 AUTUMN DRIVE MANSFIELD | 70132 | Independent Duty Housing Program | USACE | Autumn | United States | Ohio | Richland | Mansfield | 44907 | 0.925 | 0.9195
190819 | 823234 | 1871 VENTURE OTTUMWA | 82387 | Joint Recruiting Program | USACE | 1871 Venture Drive | United States | Iowa | Wapello | Ottumwa | 52501 | 1.01 | 1.01
190820 | 823254 | 201 KNOWLTON COURT PICKERINGTON | 70132 | Independent Duty Housing Program | USACE | Knowlton | United States | Ohio | Fairfield | Pickerington | 43147 | 0.925 | 0.9195
190821 | 820327 | 2167 WESTCHESTER AVE BRONX | 82387 | Joint Recruiting Program | USACE | 2167 Westchester Avenue Bronx | United States | New York | Bronx | Unknown | 10462 | 1.36 | 1.46
190822 | 823187 | 219 SW ROUNDHOUSE CT LAKE CITY | 70132 | Independent Duty Housing Program | USACE | Roundhouse | United States | Florida | Columbia | Lake City | 32025 | 0.825 | 0.805
190823 | 823181 | 2212 CAMINA PLACER FARMINGTON | 70132 | Independent Duty Housing Program | USACE | CAMINA PLACER | United States | New Mexico | San Juan | Farmington | 87401 | 0.93 | 0.905
190824 | 823251 | 225 LETTON DRIVE PARIS | 82387 | Joint Recruiting Program | USACE | 225 Letton Drive | United States | Kentucky | Bourbon | Paris | 40361 | 0.87 | 0.87
190825 | 823180 | 24 WEST END AVENUE ONEONTA | 70132 | Independent Duty Housing Program | USACE | END | United States | New York | Otsego | Oneonta | 13820 | 1.06 | 1.075
190826 | 823047 | 2525 WEST WHEATLAND ROAD DALLAS | 82387 | Joint Recruiting Program | USACE | 2525 West Wheatland Road | United States | Texas | Dallas | Dallas | 75237 | 0.83 | 0.82
190827 | 823201 | 279 SUMPTION DRIVE GAHANNA | 70132 | Independent Duty Housing Program | USACE | Sumption | United States | Ohio | Franklin | Gahanna | 43230 | 0.925 | 0.9195
190828 | 823220 | 2801 BROCKWAY DRIVE DES MOINES | 70132 | Independent Duty Housing Program | USACE | Brockway | United States | Iowa | Polk | Des Moines | 50320 | 0.95 | 0.95
190829 | 823210 | 301 M.A.C. AVENUE EAST LANSING | 82387 | Joint Recruiting Program | USACE | 301 M.A.C. Avenue | United States | Michigan | Ingham | East Lansing | 48823 | 1.035 | 1.055
190830 | 823173 | 323 MAIN ST. CATSKILL | 82387 | Joint Recruiting Program | USACE | MAIN | United States | New York | Greene | Catskill | 12414 | 1.06 | 1.075
190831 | 823120 | 3521 BRANDT LANE METAMORA | 70132 | Independent Duty Housing Program | USACE | BRANDT | United States | Michigan | Lapeer | Metamora | 48455 | 1.035 | 1.055
190832 | 823227 | 3631 CREEK VIEW DR MEDFORD | 70132 | Independent Duty Housing Program | USACE | Creek View | United States | Oregon | Jackson | Medford | 97504 | 1.12 | 1.145
190833 | 823122 | 3771 RICHMOND AVE. CLOVIS | 70132 | Independent Duty Housing Program | USACE | Richmond | United States | California | Fresno | Clovis | 93619 | 1.125 | 1.165
190834 | 823123 | 4882 STRATFORD PINE LANE DUBLIN | 70132 | Independent Duty Housing Program | USACE | Stratford Pine | United States | Ohio | Franklin | Dublin | 43016 | 0.925 | 0.9195
190835 | 823226 | 5 ARTHURIAN WAY NORTH CHILI | 70132 | Independent Duty Housing Program | USACE | ARTHURIAN | United States | New York | Monroe | North Chili | 14514 | 1.06 | 1.075
190836 | 823112 | 520 S SAND CRANE CIRCLE SPARKS | 70132 | Independent Duty Housing Program | USACE | Sand Crane | United States | Nevada | Washoe | Sparks | 89436 | 1.18 | 1.2
190837 | 823184 | 5811 PLATINUM DRIVE GROVE CITY | 70132 | Independent Duty Housing Program | USACE | Platinum | United States | Ohio | Franklin | Grove City | 43123 | 0.925 | 0.9195
190838 | 823156 | 6201 JOHNS ROAD TAMPA | 82387 | Joint Recruiting Program | USACE | Johns | United States | Florida | Hillsborough | Tampa | 33634 | 0.82 | 0.8
190839 | 823208 | 6235 CLOUD DANCE DRIVE LAS CRUCES | 70132 | Independent Duty Housing Program | USACE | CLOUD DANCE | United States | New Mexico | Dona Ana | Las Cruces | 88012 | 1.02 | 1
190840 | 820027 | 63 WESTCHESTER SQUARE BRONX | 82387 | Joint Recruiting Program | USACE | 63 Westchester Square Bronx | United States | New York | Bronx | Unknown | 10461 | 1.36 | 1.46
190841 | 823217 | 6413 ATWATER ROAD BAXTER | 70132 | Independent Duty Housing Program | USACE | Atwater | United States | Minnesota | Crow Wing | Baxter | 56425 | 1.085 | 1.12
190842 | 823248 | 6500 WESTERN PLACE FORT WORTH | 82387 | Joint Recruiting Program | USACE | 6500 Western Place | United States | Texas | Tarrant | Fort Worth | 76116 | 0.83 | 0.82
190843 | 823202 | 708 GENESEE AVENUE WARREN | 70132 | Independent Duty Housing Program | USACE | Genesee | United States | Ohio | Trumbull | Warren | 44481 | 0.95 | 0.95
190844 | 823140 | 7666 ELKHORN ROAD MANLIUS | 70132 | Independent Duty Housing Program | USACE | ELKHORN | United States | New York | Onondaga | Manlius | 13104 | 1.06 | 1.075
190845 | 823241 | 815 KEYSTONE PARK DR. MORRISVILLE | 70132 | Independent Duty Housing Program | USACE | KEYSTONE PARK | United States | North Carolina | Wake | Morrisville | 27560 | 0.885 | 0.855
190846 | 823142 | 9015 HUXLEY LANE OLMSTED FALLS | 70132 | Independent Duty Housing Program | USACE | Huxley | United States | Ohio | Cuyahoga | Olmsted Falls | 44138 | 0.925 | 0.9195
190847 | 823250 | 970 PINEWOOD LANE NIXA | 70132 | Independent Duty Housing Program | USACE | Pinewood | United States | Missouri | Christian | Nixa | 65714 | 0.985 | 1.005
190848 | 26701 | Detroit Arsenal Annex-Sangb | 26155 | Detroit Arsenal | ARACT | Selfridge Building 124 Selfridge Angb, Mi 48045 | United States | Michigan | Macomb | Selfridge Angb | 48045 | 1.035 | 1.055
190849 | 26943 | Egyptian Management Lease | 26155 | Detroit Arsenal | ARACT | Van Dyke Avenue, Suite 101, Sterling Heights, Mi 48312-1149 | United States | Michigan | Macomb | Sterling Heights | 48312 | 1.035 | 1.055
190850 | MDL22 | NORTH GATE BUSINESS PARK | WHS01 | WASHINGTON HEADQUARTERS | WHS | 210 Research Boulevard | United States | Maryland | Harford | Aberdeen | 21001 | 0.94 | 0.94
190851 | MDL21 | ARUNDEL MILLS CORPORATE PARK | WHS01 | WASHINGTON HEADQUARTERS | WHS | 7556 Teague Road | United States | Maryland | Anne Arundel | Hanover | 21076 | 0.97 | 0.97
190852 | VALA5 | FOUNDER S SQUARE | WHS01 | WASHINGTON HEADQUARTERS | WHS | 4000 Wilson Boulevard | United States | Virginia | Arlington | Arlington | 22203 | 1.08 | 1.08
190853 | VALA4 | 8111 GATEHOUSE ROAD | WHS01 | WASHINGTON HEADQUARTERS | WHS | 8111 Gatehouse Road | United States | Virginia | Falls Church | Falls Church | 22042 | 1.08 | 1.08
190854 | VALA3 | DEFENSE HEALTH HEADQUARTERS | WHS01 | WASHINGTON HEADQUARTERS | WHS | 7700 Arlington Boulevard | United States | Virginia | Falls Church | Falls Church | 22042 | 1.08 | 1.08
190855 | VALA2 | WARREN BUILDING | WHS01 | WASHINGTON HEADQUARTERS | WHS | 8000 Westpark Drive | United States | Virginia | Fairfax | McLean | 22102 | 1.08 | 1.08
190856 | VALA6 | N STAFFORD COMM BUSINESS BLDG 5 | WHS01 | WASHINGTON HEADQUARTERS | WHS | 39 Tech Parkway | United States | Virginia | Stafford | Stafford | 22556 | 1.08 | 1.08
190857 | 04392 | La Cholla SFRO | 040NG | Arizona National Guard | ARGUARD | La Cholla | United States | Arizona | Pima | Tucson | 85741 | 0.94 | 0.92
190858 | M67861-NP | INGRANT METRO COLLEGE | M67861 | MARCORRESFOR New Orleans LA | MCRES | 30TH | United States | Nebraska | Douglas | Omaha | 68111 | 0.92 | 0.91
190859 | 26L02 | Lansing Armory | 260NG | Michigan National Guard | ARGUARD | Saginaw | United States | Michigan | Ingham | Lansing | 48912 | 1.035 | 1.055
190860 | 45B93 | Greenville FMS | 450NG | South Carolina National Guard | ARGUARD | Perimeter | United States | South Carolina | Greenville | Greenville | 29605 | 0.92 | 0.885
190861 | N61065-HP | HAZARD PARK | N61065 | NAVWPNSTA SEAL BEACH | NAVACT | NORFOLK | United States | California | Los Angeles | Los Angeles | 90033 | 1.02 | 1.06
190862 | 823295 | 10 SUNNYVIEW HEIGHTS WORCESTER | 70132 | Independent Duty Housing Program | USACE | Sunnyview | United States | Massachusetts | Worcester | Worcester | 01602 | 1.2 | 1.26
190863 | 823277 | 115 EVERGREEN DRIVE WATERVILLE | 70132 | Independent Duty Housing Program | USACE | Evergreen | United States | Maine | Kennebec | Waterville | 04901 | 1.02 | 1
190864 | 823266 | 393 DOUGLAS LANE CEDARBURG | 70132 | Independent Duty Housing Program | USACE | DOUGLAS | United States | Wisconsin | Ozaukee | Cedarburg | 53012 | 1.085 | 1.12
190865 | 823039 | 3128 LA COSTA WAY RALEIGH | 70132 | Independent Duty Housing Program | USACE | La Costa | United States | North Carolina | Wake | Raleigh | 27610 | 0.885 | 0.855
190866 | 823056 | 3102 CROSSROAD DRIVE LONGVIEW | 70132 | Independent Duty Housing Program | USACE | Crossroad | United States | Texas | Gregg | Longview | 75605 | 0.865 | 0.84
190867 | 823314 | 407 DOGWOOD LANE MOUNT PLEASANT | 70132 | Independent Duty Housing Program | USACE | Dogwood | United States | Texas | Titus | Mount Pleasant | 75455 | 0.865 | 0.84
190868 | 822088 | 400 RUSSELL AVENUE BELLE CHASSE | 82387 | Joint Recruiting Program | USACE | 400 Russell Avenue | United States | Louisiana | Plaquemines | Belle Chasse | 70037 | 0.91 | 0.88
190869 | 823267 | 4357 JENEE DRIVE LORAIN | 70132 | Independent Duty Housing Program | USACE | Jenee | United States | Ohio | Lorain | Lorain | 44053 | 0.925 | 0.9195
190870 | 823224 | 46 SEPTEMBER CIRCLE EAST STROUDSBURG | 70132 | Independent Duty Housing Program | USACE | September | United States | Pennsylvania | Monroe | East Stroudsburg | 18301 | 1.17 | 1.21
190871 | 823263 | 4832 TRAIL HOLLOW DR KELLER | 70132 | Independent Duty Housing Program | USACE | Trail Hollow | United States | Texas | Tarrant | Keller | 76248 | 0.83 | 0.82
190872 | 823323 | 1230 N SHOOP AVENUE WAUSEON | 82387 | Joint Recruiting Program | USACE | 1230 N Shoop Avenue | United States | Ohio | Fulton | Wauseon | 43567 | 0.925 | 0.9195
190873 | 823270 | 500 BLACK JACK COVE BRANDON | 70132 | Independent Duty Housing Program | USACE | Black Jack | United States | Mississippi | Rankin | Brandon | 39047 | 0.9 | 0.86
190874 | 823288 | 5120 AVONDALE STREET DULUTH | 70132 | Independent Duty Housing Program | USACE | Avondale | United States | Minnesota | St Louis | Duluth | 55804 | 1.11 | 1.13
190875 | 823258 | 5366 S 214TH COURT BOCA RATON | 70132 | Independent Duty Housing Program | USACE | 214th | United States | Florida | Palm Beach | Boca Raton | 33486 | 0.82 | 0.8
190876 | 823289 | 68 CROCUS ST REDLANDS | 70132 | Independent Duty Housing Program | USACE | CROCUS | United States | California | San Bernardino | Redlands | 92373 | 1.2 | 1.25
190877 | 823377 | 8224 S. MANISTEE AVENUE CHICAGO | 70132 | Independent Duty Housing Program | USACE | Manistee | United States | Illinois | Cook | Chicago | 60617 | 1.18 | 1.25
190878 | 823259 | 1306 ULSTER AVENUE KINGSTON | 82387 | Joint Recruiting Program | USACE | 1306 Ulster Avenue | United States | New York | Ulster | Kingston | 12401 | 1.06 | 1.075
190879 | 822924 | 8549 N. CHURCH RD KANSAS CITY | 82387 | Joint Recruiting Program | USACE | 8549 North Church Road | United States | Missouri | Clay | Kansas City | 64157 | 0.95 | 0.97
190880 | 823221 | 510 NORTH THOMPSON LANE MURFREESBORO | 82387 | Joint Recruiting Program | USACE | 510 North Thompson Lane | United States | Tennessee | Rutherford | Murfreesboro | 37128 | 0.835 | 0.82
190881 | 702394 | 148 BURNETT WAY SUFFOLK | 82387 | Joint Recruiting Program | USACE | Burnett | United States | Virginia | Suffolk | Suffolk | 23432 | 0.92 | 0.89
190882 | 823346 | 4421 CHURN CREEK REDDING | 70132 | Independent Duty Housing Program | USACE | Churn | United States | California | Shasta | Redding | 96002 | 1.125 | 1.165
190883 | 823261 | 2518 FEATHER GREEN FRESNO | 70132 | Independent Duty Housing Program | USACE | Feather | United States | Texas | Fort Bend | Fresno | 77545 | 0.865 | 0.84
190884 | 823038 | 2479 BRENTMOOR COURT SUWANEE | 70132 | Independent Duty Housing Program | USACE | Brentmoor | United States | Georgia | Gwinnett | Suwanee | 30024 | 0.865 | 0.83
190885 | 823294 | 15244 SUMMIT PLACE CIRCLE NAPLES | 70132 | Independent Duty Housing Program | USACE | Summit Place | United States | Florida | Collier | Naples | 34119 | 0.825 | 0.805
190886 | 704709 | 1971 EAST BELTLINE AVE GRAND RAPIDS | 82387 | Joint Recruiting Program | USACE | 1971 East Beltline Ave | United States | Michigan | Kent | Grand Rapids | 49505 | 1.035 | 1.055
190887 | 823306 | 15258 W. 119TH STREET OLATHE | 82387 | Joint Recruiting Program | USACE | 15258 West 119th Street | United States | Kansas | Johnson | Olathe | 66062 | 1.005 | 1.025
190888 | 823246 | 1560 N. BRIDGE ST CHILLICOTHE | 82387 | Joint Recruiting Program | USACE | 1560 N. Bridge Street | United States | Ohio | Ross | Chillicothe | 45601 | 0.925 | 0.9195
190889 | 823240 | 1958 DEMPSTER AVE EVANSTON | 82387 | Joint Recruiting Program | USACE | 1958 Dempster Avenue | United States | Illinois | Cook | Evanston | 60202 | 1.18 | 1.25
190890 | 823276 | 1831 TURFLAND DR MURFREESBORO | 70132 | Independent Duty Housing Program | USACE | Turfland | United States | Tennessee | Rutherford | Murfreesboro | 37127 | 0.835 | 0.82
190891 | 823033 | 1580 SPACE CENTER DR COLORADO SPRINGS | 82387 | Joint Recruiting Program | USACE | 1580 Space Center Drive | United States | Colorado | El Paso | Colorado Spgs | 80915 | 1.04 | 1.02
190892 | N69165-E2 | PARCEL E2 PALOS VERDES | N69165 | CSO NSY LONG BEACH CA | NAVACT |  | United States | California | Los Angeles | Long Beach | 90720 | 1.02 | 1.06
190893 | N69165-E3 | PARCEL E3 PALOS VERDES | N69165 | CSO NSY LONG BEACH CA | NAVACT |  | United States | California | Los Angeles | Long Beach | 90720 | 1.02 | 1.06
190894 | N69165-E4 | PARCEL E4 PALOS VERDES | N69165 | CSO NSY LONG BEACH CA | NAVACT |  | United States | California | Los Angeles | Long Beach | 90720 | 1.02 | 1.06
190895 | N69165-E5 | PARCEL E5 PALOS VERDES | N69165 | CSO NSY LONG BEACH CA | NAVACT |  | United States | California | Los Angeles | Long Beach | 90720 | 1.02 | 1.06
190896 | N69165-E6 | PARCEL E6 PALOS VERDES | N69165 | CSO NSY LONG BEACH CA | NAVACT |  | United States | California | Los Angeles | Long Beach | 90720 | 1.02 | 1.06
1909 | GHUD0001 | FRANCIS E WARREN AF MISSILE SITE G10 SITE # 1 | GHLN | F E WARREN AFB | AFACT | 9183 Nebraska State Road 40 | United States | Nebraska | Cheyenne | Sidney | 69162 | 0.93 | 0.915
190908 | 26A44 | Belmont Armory | 260NG | Michigan National Guard | ARGUARD | House | United States | Michigan | Kent | Belmont | 49306 | 1.035 | 1.055
190910 | 703473 | BALA AVE BALA-CYNWYD | 82387 | Joint Recruiting Program | USACE | 25 BALA AVENUE SUITE 104 | United States | Pennsylvania | Montgomery | Bala Cynwyd | 19004 | 1.065 | 1.105
190911 | N62813-KG | KIPAPA GULCH | N62813 | JBPHH Pearl Harbor Hawaii | NAVACT |  | United States | Hawaii | Honolulu | Mililani | 96789 | 2.51 | 2.42
190912 | 823374 | 1 SCOTTSDALE SCOTT DEPOT | 70132 | Independent Duty Housing Program | USACE | Scottsdale | United States | West Virginia | Putnam | Scott Depot | 25560 | 1.02 | 1.03
190913 | 823387 | 1118 N. MULDOON RD ANCHORAGE | 82387 | Joint Recruiting Program | USACE | 1118 North Muldoon Road | United States | Alaska | Anchorage | Anchorage | 99502 | 1.96 | 1.95
190915 | 823297 | 10208 GARWOOD COURT EL PASO | 48125 | Fort Bliss | ARACT | Garwood | United States | Texas | El Paso | El Paso | 79925 | 0.86 | 0.83
190916 | 823321 | 10488 CHINABERRY DRIVE EL PASO | 48125 | Fort Bliss | ARACT | Chinaberry | United States | Texas | El Paso | El Paso | 79925 | 0.86 | 0.83
190917 | 823324 | 10649 SILVERCLOUD DR EL PASO | 48125 | Fort Bliss | ARACT | Silvercloud | United States | Texas | El Paso | El Paso | 79924 | 0.86 | 0.83
190918 | 823311 | 11008 ACOMA STREET EL PASO | 48125 | Fort Bliss | ARACT | Acoma | United States | Texas | El Paso | El Paso | 79934 | 0.86 | 0.83
190919 | 823388 | 11271 SW 45TH PLACE PEMBROKE PINES | 70132 | Independent Duty Housing Program | USACE | 45th | United States | Florida | Broward | Pembroke Pines | 33025 | 0.82 | 0.8
190920 | 823171 | 12265 GAUDI WAY EL PASO | 48125 | Fort Bliss | ARACT | Gaudi | United States | Texas | El Paso | El Paso | 79938 | 0.86 | 0.83
190921 | 823326 | 12418 PASEO LINDO EL PASO | 48125 | Fort Bliss | ARACT | Paseo Lindo | United States | Texas | El Paso | El Paso | 79928 | 0.86 | 0.83
190924 | 32R13 | Storefront Recruiting, Rainbow | 320NG | Nevada National Guard | ARGUARD | Rainbow | United States | Nevada | Clark | Las Vegas | 89108 | 1.14 | 1.17
190925 | 18D26 | Terre Haute (FMS 8) | 180NG | Indiana National Guard | ARGUARD | IN 42 | United States | Indiana | Vigo | Terre Haute | 47803 | 0.955 | 0.96
190926 | 823163 | 12701 FRANCISCO PAZ EL PASO | 48125 | Fort Bliss | ARACT | 12701 Francisco Paz Drive | United States | Texas | El Paso | El Paso | 79938 | 0.86 | 0.83
190927 | 823310 | 12728 LORENZO PONCE EL PASO | 48125 | Fort Bliss | ARACT | Lorenzo Ponce | United States | Texas | El Paso | El Paso | 79938 | 0.86 | 0.83
190928 | 823299 | 12949 HUECO END WAY EL PASO | 48125 | Fort Bliss | ARACT | Hueco End | United States | Texas | El Paso | El Paso | 79938 | 0.86 | 0.83
190929 | 823378 | 1404 EAST WHITTEN PLACE CHANDLER | 70132 | Independent Duty Housing Program | USACE | Whitten | United States | Arizona | Maricopa | Chandler | 85225 | 0.91 | 0.89
190930 | 823300 | 14197 STRATA ROCK EL PASO | 48125 | Fort Bliss | ARACT | Strata Rock | United States | Texas | El Paso | El Paso | 79938 | 0.86 | 0.83
190931 | 823172 | 14227 TRIGGER ROCK LANE EL PASO | 48125 | Fort Bliss | ARACT | Trigger Rock | United States | Texas | El Paso | El Paso | 79938 | 0.86 | 0.83
190932 | 823313 | 14252 SPANISH POINT EL PASO | 48125 | Fort Bliss | ARACT | Spanish | United States | Texas | El Paso | El Paso | 79938 | 0.86 | 0.83
190933 | 823320 | 14414 OCEAN POINT DRIVE EL PASO | 48125 | Fort Bliss | ARACT | Ocean Point | United States | Texas | El Paso | El Paso | 79938 | 0.86 | 0.83
190934 | 823164 | 14429 MISTY POINT COURT EL PASO | 48125 | Fort Bliss | ARACT | Misty Point | United States | Texas | El Paso | El Paso | 79938 | 0.86 | 0.83
190935 | 823312 | 14431 MISTY POINT COURT EL PASO | 48125 | Fort Bliss | ARACT | Misty Point | United States | Texas | El Paso | El Paso | 79938 | 0.86 | 0.83
190936 | 823315 | 14470 MIGUEL TERRAZAS DRIVE EL PASO | 48125 | Fort Bliss | ARACT | Miguel Terrazas | United States | Texas | El Paso | El Paso | 79938 | 0.86 | 0.83
190937 | 822179 | 20 Chanse Ave Petal | 70132 | Independent Duty Housing Program | USACE | Chanse | United States | Mississippi | Forrest | Petal | 39465 | 0.9 | 0.86
190939 | 32R12 | Storefront Recruiting, Spring Mountain | 320NG | Nevada National Guard | ARGUARD |  | United States | Nevada | Clark | Las Vegas | 89117 | 1.14 | 1.17
190940 | 822173 | 26 High Meadows Petal | 70132 | Independent Duty Housing Program | USACE | High | United States | Mississippi | Forrest | Petal | 39465 | 0.9 | 0.86
190941 | 823167 | 2817 PASILLO ROCK EL PASO | 48125 | Fort Bliss | ARACT | Pasillo Rock | United States | Texas | El Paso | El Paso | 79938 | 0.86 | 0.83
190942 | 823319 | 3308 HAWATHA EL PASO | 48125 | Fort Bliss | ARACT | Hawatha | United States | Texas | El Paso | El Paso | 79936 | 0.86 | 0.83
190943 | 823318 | 3609 GRAND CAYMAN LANE EL PASO | 48125 | Fort Bliss | ARACT | Grand Cayman | United States | Texas | El Paso | El Paso | 79936 | 0.86 | 0.83
190944 | 823338 | 3640 GRAND BAHAMAS DRIVE EL PASO | 48125 | Fort Bliss | ARACT | Grand Bahamas | United States | Texas | El Paso | El Paso | 79936 | 0.86 | 0.83
190945 | 823322 | 3728 STAR BEACH LANE EL PASO | 48125 | Fort Bliss | ARACT | Star Beach | United States | Texas | El Paso | El Paso | 79936 | 0.86 | 0.83
190946 | WWYK0003 | TINKER AFB SITE #3 | WWYK | TINKER AFB | AFACT |  | United States | Oklahoma | Oklahoma | Oklahoma City | 73150 | 0.88 | 0.85
190947 | 823170 | 3901 STAR GAZER EL PASO | 48125 | Fort Bliss | ARACT | Star Gazer | United States | Texas | El Paso | El Paso | 79912 | 0.86 | 0.83
190948 | 822178 | 4 North Stoneridge Hattiesburg | 37225 | Fort Bragg | ARACT | Stoneridge | United States | Mississippi | Forrest | Hattiesburg | 39402 | 0.9 | 0.86
190949 | 700308 | 4300 S. MIAMI BLVD. DURHAM | 18081 | Army Mission Support | USACE | 4300 S. Miami Blvd. | United States | North Carolina | Durham | Durham | 27703 | 0.885 | 0.855
190950 | 823301 | 4609 LOMA DE COBRE DRIVE EL PASO | 48125 | Fort Bliss | ARACT | Loma De Cobre | United States | Texas | El Paso | El Paso | 79934 | 0.86 | 0.83
190951 | 823384 | 488 GRIFFITH LANE NEW BROCKTON | 70132 | Independent Duty Housing Program | USACE | Griffith | United States | Alabama | Coffee | New Brockton | 36351 | 0.89 | 0.86
190952 | 823166 | 5037 STAMPEDE EL PASO | 48125 | Fort Bliss | ARACT | Stampede | United States | Texas | El Paso | El Paso | 79934 | 0.86 | 0.83
190953 | 823379 | 507 HONEYSUCKLE HARRISBURG | 70132 | Independent Duty Housing Program | USACE | Honeysuckle | United States | South Dakota | Lincoln | Harrisburg | 57032 | 0.955 | 0.93
190954 | 823162 | 5468 SANTIAGO ROGUE EL PASO | 48125 | Fort Bliss | ARACT | Santiago Rogue | United States | Texas | El Paso | El Paso | 79934 | 0.86 | 0.83
190955 | 823298 | 5680 COLIN POWELL EL PASO | 48125 | Fort Bliss | ARACT | Colin Powell | United States | Texas | El Paso | El Paso | 79934 | 0.86 | 0.83
190956 | 823145 | 590 PITTSBURGH MILLS CIRCLE TARENTUM | 82387 | Joint Recruiting Program | USACE | 590 Pittsburgy Mills Circle | United States | Pennsylvania | Allegheny | Tarentum | 15084 | 1.065 | 1.105
190957 | 823160 | 7160 MESQUITE TREE LANE EL PASO | 48125 | Fort Bliss | ARACT | Mesquite Tree | United States | Texas | El Paso | El Paso | 79934 | 0.86 | 0.83
190958 | 823325 | 7349 LUZ DE VILLA EL PASO | 48125 | Fort Bliss | ARACT | Luz de Villa | United States | Texas | El Paso | El Paso | 79912 | 0.86 | 0.83
190959 | 823413 | 826 WASHINGTON STREET WATERTOWN | 82387 | Joint Recruiting Program | USACE | 826 Washington Street | United States | New York | Jefferson | Watertown | 13601 | 1.17 | 1.17
190960 | 29388 | 9221 Ward Parkway Kansas City | 70173 | Army North | USACE | 9221 Ward Parkway | United States | Missouri | Jackson | Kansas City | 64114 | 0.95 | 0.97
190961 | 823354 | 99 High Street Boston | 70173 | Army North | USACE | 99 High Street | United States | Massachusetts | Suffolk | Boston | 02110 | 1.2 | 1.26
190962 | 823465 | 2872 Woodcock Blvd Atlanta | 70173 | Army North | USACE | 2872 Woodcock Boulevard | United States | Georgia | DeKalb | Atlanta | 30341 | 0.83 | 0.8
190965 | 51197 | Bedford, VA USARC | 42560 | 99th Readiness Division | ARRES | Harmony Crossing | United States | Virginia | Bedford | Bedford | 24523-1008 | 0.92 | 0.89
190967 | 12406 | 10405 NW 43RD TERRACE DORAL | 1281A | US Army Garrison Miami | ARACT | 10405 Northwest 43rd Terrace | United States | Florida | Miami-Dade | Unknown | 33178 | 0.82 | 0.8
190969 | N42237-SS | NROTC SAVANNAH STATE U | N42237 | SUBASE Kings Bay GA | NAVACT | COLLEGE | United States | Georgia | Chatham | Savannah | 31404 | 0.84 | 0.81
190971 | M67861-0007 | OMAHA, NE (BOOKER) | M67861 | MARCORRESFOR NEW ORLEANS LA | MCRES | 30TH | United States | Nebraska | Douglas | Omaha | 68111 | 0.92 | 0.91
190972 | N42237-CT | NROTC THE CITADEL | N42237 | SUBASE Kings Bay GA | NAVACT | MOULTRIE | United States | South Carolina | Charleston | Charleston | 29409 | 0.97 | 0.94
190973 | 36917 | Chili Army Reserve Center | 42560 | 99th Readiness Division | ARRES | Jetview | United States | New York | Monroe | Rochester | 14624 | 1.06 | 1.075
190976 | 13A06 | ATHENS LN8571 | 130NG | Georgia National Guard | ARGUARD | Baxter | United States | Georgia | Clarke | Athens | 30606 | 0.85 | 0.83
190977 | N61011-BS | BALLSTON SPA | N61011 | NSA SARATOGA SPRINGS NY | NAVACT |  | United States | New York | Saratoga | Ballston Spa | 120200300 | 1.06 | 1.075
190978 | N83447-MG | FORMER NWIRP MCGREGOR | N83447 | NAS JRB Ft. Worth TX | NAVACT | WINDSOR | United States | Texas | McLennan | McGregor | 76657 | 0.865 | 0.84
190981 | 823283 | 1001 COOPER POINT ROAD OLYMPIA | 82387 | Joint Recruiting Program | USACE | 1001 Cooper Point Road | United States | Washington | Thurston | Olympia | 98502 | 1.085 | 1.095
190982 | 823441 | 10323 HAMLIN DRIVE CHESTER | 70132 | Independent Duty Housing Program | USACE | Hamlin | United States | Virginia | Chesterfield | Chester | 23831 | 0.92 | 0.89
190983 | 823420 | 108 RED ROME COURT SIMPSONVILLE | 70132 | Independent Duty Housing Program | USACE | Red Rome | United States | South Carolina | Greenville | Simpsonville | 29681 | 0.92 | 0.885
190984 | 823446 | 111411 SW 45TH PLACE FORT LAUDERDALE | 70132 | Independent Duty Housing Program | USACE | 45th | United States | Florida | Broward | Fort Lauderdale | 33330 | 0.82 | 0.8
190985 | N63042-CH | COALINGA HILLS | N63042 | NAS LEMOORE CA | NAVACT | HAMILTON | United States | California | Fresno | Coalinga | 93210 | 1.125 | 1.165
190986 | 823407 | 11217 LONE PINE AVE CHICO | 70132 | Independent Duty Housing Program | USACE | LONE PINE | United States | California | Butte | Chico | 95928 | 1.125 | 1.165
190987 | 823524 | 11622 HASTING ST NE BLAINE | 70132 | Independent Duty Housing Program | USACE | Hasting | United States | Minnesota | Anoka | Blaine | 55449 | 1.085 | 1.12
190988 | 823429 | 11924 MESQUITE ROCK EL PASO | 48125 | Fort Bliss | ARACT | Mesquite Rock | United States | Texas | El Paso | El Paso | 79934 | 0.86 | 0.83
190989 | 823482 | 1209 MOCKINGBIRD LOOP SARTELL | 70132 | Independent Duty Housing Program | USACE | Mockingbird | United States | Minnesota | Stearns | Sartell | 56377 | 1.085 | 1.12
190990 | 823447 | 12238 COSTA BRAVA EL PASO | 48125 | Fort Bliss | ARACT | Costa Brava | United States | Texas | El Paso | El Paso | 79938 | 0.86 | 0.83
190991 | 823475 | 125 SE LE BLEU LANE WINSTON | 70132 | Independent Duty Housing Program | USACE | Le Bleu | United States | Oregon | Douglas | Winston | 97496 | 1.12 | 1.145
190992 | 823460 | 12855 HIDDEN GROVE EL PASO | 48125 | Fort Bliss | ARACT | Hidden | United States | Texas | El Paso | El Paso | 79938 | 0.86 | 0.83
190993 | 823418 | 1306 BRAZOS STREET TEXARKANA | 70132 | Independent Duty Housing Program | USACE | Brazos | United States | Texas | Bowie | Texarkana | 75503 | 0.85 | 0.83
190994 | 823072 | 1331 W WARM SPRINGS HENDERSON | 82387 | Joint Recruiting Program | USACE | 1331 W Warm Springs | United States | Nevada | Clark | Henderson | 89014 | 1.14 | 1.17
190995 | 823435 | 13342 EMERALD HILLS STREET EL PASO | 48125 | Fort Bliss | ARACT | Emerald Hills | United States | Texas | El Paso | El Paso | 79928 | 0.86 | 0.83
190996 | 823491 | 13463 SCHNEIDER STREET CEDAR LAKE | 70132 | Independent Duty Housing Program | USACE | Schneider | United States | Indiana | Lake | Cedar Lake | 46303 | 0.955 | 0.96
190997 | 823416 | 14027 20TH PLACE WEST LYNNWOOD | 70132 | Independent Duty Housing Program | USACE | 20th | United States | Washington | Snohomish | Lynnwood | 98087 | 1.085 | 1.095
190998 | 823428 | 14197 PATRIOT POINT DRIVE EL PASO | 48125 | Fort Bliss | ARACT | Patriot Point | United States | Texas | El Paso | El Paso | 79938 | 0.86 | 0.83
190999 | 823437 | 14277 BAILEE POINT LANE EL PASO | 48125 | Fort Bliss | ARACT | Bailee Point | United States | Texas | El Paso | El Paso | 79938 | 0.86 | 0.83
1910 | GHUE0001 | FRANCIS E WARREN AF MISSILE SITE G11 SITE # 1 | GHLN | F E WARREN AFB | AFACT | 9594 Nebraska State Road 50 | United States | Nebraska | Cheyenne | Dalton | 69131 | 0.93 | 0.915
191000 | 823427 | 14311 E. CAVE AVENUE EL PASO | 48125 | Fort Bliss | ARACT | Cave | United States | Texas | El Paso | El Paso | 79938 | 0.86 | 0.83
191001 | 823489 | 14324 DESERT POINT DRIVE EL PASO | 48125 | Fort Bliss | ARACT | Desert Point | United States | Texas | El Paso | El Paso | 79928 | 0.86 | 0.83
191002 | 823434 | 1453 CEDAR OAK EL PASO | 48125 | Fort Bliss | ARACT | Cedar Oak | United States | Texas | El Paso | El Paso | 79936 | 0.86 | 0.83
191003 | 823484 | 15815 COVE CIRCLE PLAINFIELD | 70132 | Independent Duty Housing Program | USACE | Cove | United States | Illinois | Will | Plainfield | 60544 | 1.03 | 1.045
191004 | 823390 | 161 RED ROAN RD HATTIESBURG | 70132 | Independent Duty Housing Program | USACE | Red Roan | United States | Mississippi | Forrest | Hattiesburg | 39402 | 0.9 | 0.86
191005 | 823503 | 16187 VALLEY VIEW ROAD EDEN PRAIRIE | 70132 | Independent Duty Housing Program | USACE | Valley View | United States | Minnesota | Hennepin | Eden Prairie | 55344 | 1.06 | 1.11
191006 | 823464 | 1624 LAFAYETTE AVENUE BUTTE | 70132 | Independent Duty Housing Program | USACE | LAFAYETTE | United States | Montana | Silver Bow | Butte | 59701 | 1.1 | 1.08
191007 | 823262 | 16761 VALLEY BLVD FONTANA | 82387 | Joint Recruiting Program | USACE | 16761 Valley Boulevard | United States | California | San Bernardino | Fontana | 92335 | 1.2 | 1.25
191008 | 823517 | 1695 GATEWAY PLACE NEENAH | 70132 | Independent Duty Housing Program | USACE | GATEWAY | United States | Wisconsin | Winnebago | Neenah | 54956 | 1.085 | 1.12
191009 | 823483 | 1806 SHERWOOD DRIVE GRAND RAPIDS | 70132 | Independent Duty Housing Program | USACE | Sherwood | United States | Michigan | Kent | Grand Rapids | 49506 | 1.035 | 1.055
191010 | 823439 | 1904 AIRBORN JACKSONVILLE | 70132 | Independent Duty Housing Program | USACE | AIRBORN | United States | Arkansas | Pulaski | Jacksonville | 72076 | 0.83 | 0.8
191011 | 823445 | 205 HAMPTON ROAD COLUMBIA | 70132 | Independent Duty Housing Program | USACE | Hampton | United States | Tennessee | Maury | Columbia | 38401 | 0.835 | 0.82
191012 | 823516 | 229 BRANDON LANE WOODBURY | 70132 | Independent Duty Housing Program | USACE | Brandon | United States | Tennessee | Cannon | Woodbury | 37190 | 0.835 | 0.82
191013 | 823468 | 248 LINDEN PARK LANE CARY | 70132 | Independent Duty Housing Program | USACE | Linden Park | United States | North Carolina | Wake | Cary | 27519 | 0.885 | 0.855
191014 | 823508 | 2486 BITTERSWEET LANE MAPLEWOOD | 70132 | Independent Duty Housing Program | USACE | Bittersweet | United States | Minnesota | Ramsey | Maplewood | 55109 | 1.06 | 1.11
191015 | 823414 | 2509 MISSOURI BLVD. JEFFERSON CITY | 82387 | Joint Recruiting Program | USACE | 2509 Missouri Blvd. | United States | Missouri | Cole | Jefferson City | 65101 | 0.985 | 1.005
191016 | 823494 | 26731 DEAN COURT NORTH DAPHNE | 70132 | Independent Duty Housing Program | USACE | Dean | United States | Alabama | Baldwin | Daphne | 36526 | 0.855 | 0.83
191017 | 823478 | 2807 25TH STREET NW ROCHESTER | 70132 | Independent Duty Housing Program | USACE | 25th | United States | Minnesota | Olmsted | Rochester | 55901 | 1.085 | 1.12
191018 | 823500 | 2916 WOODRIGE LANE WAUKESHA | 70132 | Independent Duty Housing Program | USACE | WOODRIGE | United States | Wisconsin | Waukesha | Waukesha | 53188 | 1.085 | 1.12
191019 | 823430 | 3006 WEST SHORE DR. HOLLAND | 82387 | Joint Recruiting Program | USACE | 3006 West Shore Drive | United States | Michigan | Ottawa | Holland | 49424 | 1.035 | 1.055
191020 | 823450 | 3032 JOSE ORTIZ EL PASO | 48125 | Fort Bliss | ARACT | Jose Ortiz | United States | Texas | El Paso | El Paso | 79936 | 0.86 | 0.83
191021 | 823108 | 3090 NORTH EASTMAN ROAD LONGVIEW | 82387 | Joint Recruiting Program | USACE | 3090 North Eastman Road | United States | Texas | Gregg | Longview | 75605 | 0.865 | 0.84
191022 | 823455 | 3408 KESWICK COURT MADISON | 70132 | Independent Duty Housing Program | USACE | KESWICK | United States | Wisconsin | Dane | Madison | 53719 | 1.08 | 1.11
191023 | 823477 | 3435 JUNIPER ROAD CENTER VALLEY | 70132 | Independent Duty Housing Program | USACE | Juniper | United States | Pennsylvania | Lehigh | Center Valley | 18034 | 1.065 | 1.105
191024 | 823079 | 3452 LAKE LYNDA DRIVE ORLANDO | 82387 | Joint Recruiting Program | USACE | 3452 Lake Lynda Drive | United States | Florida | Orange | Orlando | 32814 | 0.825 | 0.805
191025 | 823472 | 3564 JEFFERSON DRIVE FRISCO | 70132 | Independent Duty Housing Program | USACE | 3564 Jefferson Drive | United States | Texas | Collin | Frisco | 75034 | 0.865 | 0.84
191026 | 823488 | 3637 GRAND BAHAMAS (10 PROPERTIES) EL PASO | 48125 | Fort Bliss | ARACT | Grand Bahamas 10 Properties | United States | Texas | El Paso | El Paso | 79936 | 0.86 | 0.83
191027 | 823458 | 3639 ALMOND BEACH EL PASO | 48125 | Fort Bliss | ARACT | Almond | United States | Texas | El Paso | El Paso | 79936 | 0.86 | 0.83
191028 | 823424 | 4740 CHAMERA LOOP GALENA | 70132 | Independent Duty Housing Program | USACE | Chamera | United States | Ohio | Delaware | Galena | 43021 | 0.925 | 0.9195
191029 | 823493 | 49 N KNOLL DR. SIOUX FALLS | 70132 | Independent Duty Housing Program | USACE | Knoll | United States | South Dakota | Minnehaha | Sioux Falls | 57110 | 0.96 | 0.94
191030 | 823454 | 5606 RIDGEROCK DR FORT WORTH | 70132 | Independent Duty Housing Program | USACE | Ridgerock | United States | Texas | Tarrant | Fort Worth | 76132 | 0.83 | 0.82
191031 | 823451 | 6000 FLIGHT COURT JACKSONVILLE | 70132 | Independent Duty Housing Program | USACE | FLIGHT | United States | Arkansas | Pulaski | Jacksonville | 72076 | 0.83 | 0.8
191032 | 823431 | 6012 DONA BEATRIZ LANE EL PASO | 48125 | Fort Bliss | ARACT | Dona Beatriz | United States | Texas | El Paso | El Paso | 79932 | 0.86 | 0.83
191033 | 823512 | 6175 OLD NATIONAL HWY ATLANTA | 82387 | Joint Recruiting Program | USACE | 6175 Old National Highway | United States | Georgia | Fulton | Atlanta | 30349 | 0.83 | 0.8
191034 | 823459 | 625 PASEO DEL MAR DRIVE EL PASO | 48125 | Fort Bliss | ARACT | Paseo Del Mar | United States | Texas | El Paso | El Paso | 79928 | 0.86 | 0.83
191035 | 823490 | 664 CRESTLINE DRIVE DECATUR | 70132 | Independent Duty Housing Program | USACE | CRESTLINE | United States | Illinois | Macon | Decatur | 62526 | 1.03 | 1.045
191036 | 823043 | 7015 E SOUTHERN AVE MESA | 82387 | Joint Recruiting Program | USACE | Southern | United States | Arizona | Maricopa | Mesa | 85206 | 0.91 | 0.89
191038 | 823467 | 9 GLEN DRIVE VOORHEES | 70132 | Independent Duty Housing Program | USACE | Glen | United States | New Jersey | Camden | Voorhees | 08043 | 1.165 | 1.235
191039 | 823177 | 999 EXECUTIVE PARKWAY CREVE COEUR | 82387 | Joint Recruiting Program | USACE | 999 Executive Parkway | United States | Missouri | St. Louis | Creve Coeur | 63141 | 0.985 | 1.005
191041 | AGGN0004 | QUARTZ MTN-LEASED LAND | AGGN | ALTUS AIR FORCE BASE | AFACT | SCISSORTAIL | United States | Oklahoma | Greer | Unknown | 73655 | 0.875 | 0.85
191042 | N00245-BP | B STREET PIER | N00245 | NAVBASE San Diego CA | NAVACT | BROADWAY | United States | California | San Diego | San Diego | 92106 | 1.05 | 1.08
191043 | N63406-UC | UC SCRIPPS | N63406 | NAVBASE POINT LOMA | NAVACT | ROSECRANS | United States | California | San Diego | San Diego | 92106 | 1.05 | 1.08
191044 | WEAS0002 | LOUISVILLE IAP-STANDIFORD FL SITE #2 | WEAS | LOUISVILLE IAP-STANDIFORD FL | AFGUARD | GRADE | United States | Kentucky | Jefferson | Louisville | 40213 | 0.87 | 0.87
191045 | BKTZ0002 | NASHVILLE,IAP SITE #2 | BKTZ | NASHVILLE IAP | AFGUARD | AMMO | United States | Tennessee | Rutherford | Smyrna | 37167 | 0.835 | 0.82
191046 | N60495-UL | UNION LANE | N60495 | NAS Fallon NV | NAVACT | UNION | United States | Nevada | Churchill | Fallon | 89406 | 1.22 | 1.23
191047 | M67399-JT | JOSHUA TREE | M67399 | MCAGCC Twentynine Palms CA | MCACT |  | United States | California | San Bernardino | Joshua Tree | 95525 | 1.2 | 1.25
191048 | N61008-MC | MCELVEY INDUST PARK | N61008 | Naval Support Acty. Panama City | NAVACT | MCELVEY | United States | Florida | Bay | Panama City 32408 | 32408 | 0.87 | 0.85
191049 | MBMV0003 | W.K. KELLOGG SOUTH RAMP | MBMV | W K KELLOGG AIRPORT | AFGUARD | SABRE | United States | Michigan | Calhoun | Battle Creek | 49037 | 1.035 | 1.055
191050 | MBMV0004 | W.K. KELLOGG TAXIWAY F | MBMV | W K KELLOGG AIRPORT | AFGUARD | FALCON | United States | Michigan | Calhoun | Battle Creek | 49037 | 1.035 | 1.055
191051 | N60042-SN | CAMERA TARGET SITE 10 | N60042 | NAF El Centro CA | NAVACT | 92245 | United States | California | Imperial | El Centro | 92243 | 1.11 | 1.15
191052 | N60042-SM | CAMERA TARGET SITE 7 | N60042 | NAF El Centro CA | NAVACT | 92244 | United States | California | Imperial | El Centro | 92243 | 1.11 | 1.15
191053 | XUMU0002 | LAGUNA PK, NAVAL BASE VENTURA CNTY, PT MUGU | XUMU | VANDENBERG MAIN BASE | AFACT | LAGUNA PEAK ROAD | United States | California | Ventura | Point Mugu | 93042 | 1.08 | 1.12
191054 | 823279 | 10043 UNIVERSITY BLVD. ORLANDO | 82387 | Joint Recruiting Program | USACE | University | United States | Florida | Orange | Orlando | 32817 | 0.825 | 0.805
191055 | N61065-SS | SURFSIDE | N61065 | NAVWPNSTA Seal Beach | NAVACT |  | United States | California | Orange | Seal Beach | 92028 | 1.02 | 1.06
191057 | N60042-JC | JIM COIN | N60042 | NAF EL CENTRO CA | NAVACT | EUCLID | United States | California | Imperial | El Centro | 92243 | 1.11 | 1.15
191058 | N60042-JP | JERRY PREECE | N60042 | NAF El Centro CA | NAVACT | WEST VAUGHN | United States | California | Imperial | El Centro | 92243 | 1.11 | 1.15
191059 | N57095-SU | GSA SUFFOLK VA LEASE | N57095 | NAVSUPPACT HAMPTON ROADS VA | NAVACT | LAKEVIEW | United States | Virginia | Suffolk (City) | Suffolk | 23435 | 0.92 | 0.89
191060 | 54C05 | Grand Central Mall | 540NG | West Virginia National Guard | ARGUARD | Grand Central | United States | West Virginia | Wood | Vienna | 26105 | 1.02 | 1.03
191061 | 22B65 | Lake Charles Storefront Recruiting | 220NG | Louisiana National Guard | ARGUARD | Prien Lake | United States | Louisiana | Calcasieu | Lake Charles | 70601 | 0.855 | 0.825
191064 | 04394 | Scottsdale Greenway Aviation Facility | 040NG | Arizona National Guard | ARGUARD | Greenway | United States | Arizona | Maricopa | Scottsdale | 85260-1701 | 0.91 | 0.89
191066 | 15B20 | Stadium Mall SFRO | 150NG | Hawaii National Guard | ARGUARD | Salt Lake Blvd | United States | Hawaii | Honolulu | Honolulu | 96818 | 2.37 | 2.28
191067 | 42E81 | STR FRNT RECRTNG OFF-STATE COLLEGE | 420NG | Pennsylvania National Guard | ARGUARD | TBA | United States | Pennsylvania | Centre | State College | 16803 | 1.065 | 1.105
191069 | 42F56 | STR FRNT RECRTNG OFF-YORK/HANOVER | 420NG | Pennsylvania National Guard | ARGUARD | TBA | United States | Pennsylvania | York | York | 17401 | 1.065 | 1.105
191070 | 13A03 | TUCKER LN8572 | 130NG | Georgia National Guard | ARGUARD | Lavista | United States | Georgia | Dekalb | Tucker | 30084 | 0.83 | 0.8
191071 | 54C03 | West Virginia State University | 540NG | West Virginia National Guard | ARGUARD | Ferguson-Lincoln Building | United States | West Virginia | Kanawha | Institute | 25112 | 1 | 1.01
191072 | 54C00 | West Virginia University | 540NG | West Virginia National Guard | ARGUARD | Stansbury Hall Campus Building 0044 | United States | West Virginia | Monongalia | Morgantown | 26506 | 1.02 | 1.03
191075 | XGFG0002 | TRUAXANGBASE SITE # 2 | XGFG | TRUAX ANG BASE | AFGUARD | BOWMAN | United States | Wisconsin | Dane | Madison | 53704 | 1.08 | 1.11
191077 | N60495-WS | WATER WELL SITE | N60495 | NAS Fallon NV | NAVACT |  | United States | Nevada | Churchill | Fallon | 89406 | 1.22 | 1.23
191078 | 13A01 | CAMP CREEK LN8575 | 130NG | Georgia National Guard | ARGUARD | Princeton Lakes | United States | Georgia | Fulton | Atlanta | 30331 | 0.83 | 0.8
191079 | 54C02 | Charleston Town Center Mall | 540NG | West Virginia National Guard | ARGUARD | Charleston Town | United States | West Virginia | Kanawha | Charleston | 25311 | 1 | 1.01
191081 | 54C01 | Marshall University | 540NG | West Virginia National Guard | ARGUARD | John Marshall Memorial Student Center | United States | West Virginia | Cabell | Huntington | 25755 | 1.02 | 1.03
191084 | 17B91 | PARIS FMS ANNEX | 170NG | Illinois National Guard | ARGUARD | RURAL ROUTE 6 | United States | Illinois | Edgar | Paris | 61944 | 1.03 | 1.045
191087 | 25E65 | SAUGUS RECRUITING CTR | 250NG | Massachusetts National Guard | ARGUARD | BROADWAY | United States | Massachusetts | Essex | Saugus | 01906 | 1.165 | 1.215
191088 | 28600 | Southaven Storefront | 280NG | Mississippi National Guard | ARGUARD | Goodman Road | United States | Mississippi | DeSoto | Southaven | 38671 | 0.9 | 0.86
191090 | 09C70 | Vernon Storefront | 090NG | Connecticut National Guard | ARGUARD | Hartford | United States | Connecticut | Tolland | Vernon | 06066 | 1.165 | 1.205
191091 | 33260 | 1LT PAUL A. DOBLE ARC | 42560 | 99th Readiness Division | ARRES | Lafayette | United States | New Hampshire | Rockingham | Portsmouth | 03801-4108 | 1.08 | 1.09
191092 | N00213-FL | FT LAUDERDALE ANTENNA | N00213 | NAS Key West FL | NAVACT | OCEAN | United States | Florida | Broward | Fort Lauderdale | 33316 | 0.82 | 0.8
191093 | 36200 | Constitution Island | 36993 | West Point Military Reservation | ARACT | Main | United States | New York | Putnam | Cold Spring | 10516 | 1.06 | 1.075
191094 | N69232-PV | POINT VICENTE | N69232 | NAVBASE Ventura City Pt Mugu CA | NAVACT | PALOS VERDES | United States | California | Los Angeles | Rancho Palos Verdes | 90274 | 1.02 | 1.06
191095 | 823533 | 1384 WEST MULBERRY LANE HIGHLANDS RANCH | 70132 | Independent Duty Housing Program | USACE | MULBERRY | United States | Colorado | Douglas | Highlands Ranch | 80129 | 1.015 | 1
191096 | 823522 | 14954 FABERGE DR ORLANDO | 70132 | Independent Duty Housing Program | USACE | Faberge | United States | Florida | Orange | Orlando | 32828 | 0.825 | 0.805
191097 | ATQZ0002 | FORT WAYNE IAP-2 18.77 ACRES | ATQZ | FORT WAYNE IAP | AFGUARD | FERGUSON | United States | Indiana | Allen | Fort Wayne | 46809 | 0.955 | 0.96
191098 | ATQZ0003 | FORT WAYNE IAP-3 87.85 ACRES | ATQZ | FORT WAYNE IAP | AFGUARD | FERGUSON | United States | Indiana | Allen | Fort Wayne | 46809 | 0.955 | 0.96
191099 | ATQZ0005 | FORT WAYNE IAP-5 23.30 ACRES | ATQZ | FORT WAYNE IAP | AFGUARD | FERGUSON | United States | Indiana | Allen | Fort Wayne | 46809 | 0.955 | 0.96
1911 | GHUF0001 | FRANCIS E WARREN AF MISSILE SITE H1 SITE # 1 | GHLN | F E WARREN AFB | AFACT | 12770 Nebraska State Road 46 | United States | Nebraska | Cheyenne | Gurley | 69131 | 0.93 | 0.915
191100 | ATQZ0004 | FORT WAYNE IAP-4 50.20 ACRES | ATQZ | FORT WAYNE IAP | AFGUARD | FERGUSON | United States | Indiana | Allen | Fort Wayne | 46809 | 0.955 | 0.96
191106 | GHLN0002 | CAMP GUERNSEY | GHLN | F E WARREN AFB | AFGUARD | SOUTH GUERNSEY HWY | United States | Wyoming | Platte | Guernsey | 82214 | 1.045 | 1.035
191107 | N62813-WA | WATER AREA | N62813 | JBPHH Pearl Harbor Hawaii | NAVACT |  | United States | Hawaii | Honolulu | Pearl Harbor | 96853 | 2.51 | 2.42
191108 | 823765 | 1 NIELSON STREET NEW BRUNSWICK | 82387 | Joint Recruiting Program | USACE | NIELSON | United States | New Jersey | Middlesex | New Brunswick | 08901 | 1.165 | 1.235
191109 | 823641 | 100 FOUNDERS WALK DR MORRISVILLE | 70132 | Independent Duty Housing Program | USACE | Founders Walk | United States | North Carolina | Wake | Morrisville | 27560 | 0.885 | 0.855
191110 | 823538 | 10001 RED BLUFF COURT CHARLOTTE | 70132 | Independent Duty Housing Program | USACE | Red Bluff | United States | North Carolina | Mecklenburg | Charlotte | 28269 | 0.885 | 0.855
191111 | 823705 | 101 LA RUE FRANCE LAFAYETTE | 82387 | Joint Recruiting Program | USACE | 101 La Rue France | United States | Louisiana | Lafayette | Lafayette | 70508 | 0.855 | 0.825
191112 | 823758 | 1021 GREGORY LANE TEMPLE | 70132 | Independent Duty Housing Program | USACE | Gregory | United States | Pennsylvania | Berks | Temple | 19560 | 1.065 | 1.105
191113 | 823666 | 1024 ALEXANDER DRIVE TEMPLE | 70132 | Independent Duty Housing Program | USACE | Alexander | United States | Pennsylvania | Berks | Reading | 19608 | 1.065 | 1.105
191114 | 823725 | 108 GRAHAM PLACE OAK RIDGE | 70132 | Independent Duty Housing Program | USACE | Graham | United States | Tennessee | Anderson | Oak Ridge | 37830 | 0.835 | 0.82
191115 | 823652 | 1102 2ND AVENUE GRAFTON | 70132 | Independent Duty Housing Program | USACE | 2ND | United States | Wisconsin | Ozaukee | Grafton | 53024 | 1.085 | 1.12
191116 | 823577 | 1108 MEADOWBROOK DRIVE CANONSBURG | 70132 | Independent Duty Housing Program | USACE | Meadowbrook | United States | Pennsylvania | Washington | Canonsburg | 15317 | 1.065 | 1.105
191117 | 823586 | 114 FOX RUN DR BRUNSWICK | 70132 | Independent Duty Housing Program | USACE | Fox Run | United States | Georgia | Glynn | Brunswick | 31525 | 0.99 | 0.95
191118 | 823605 | 1184 FULLER GLEN CIRCLE CHATTANOOGA | 70132 | Independent Duty Housing Program | USACE | Fuller Glen | United States | Tennessee | Hamilton | Chattanooga | 37421 | 0.82 | 0.8
191119 | 823639 | 119 SOUTH MARIETTA STREET SAINT CLAIRSVILLE | 70132 | Independent Duty Housing Program | USACE | Marietta | United States | Ohio | Belmont | St. Clairsville | 43950 | 0.925 | 0.9195
191120 | 823720 | 1222 SO. 5TH STREET SAINT PETER | 70132 | Independent Duty Housing Program | USACE | 5th | United States | Minnesota | Nicollet | St. Peter | 56082 | 1.085 | 1.12
191121 | 823780 | 12535 TOTEM LAKE BLVD NE KIRKLAND | 82387 | Joint Recruiting Program | USACE | 12535 Totem Lake Boulevard NE | United States | Washington | King | Kirkland | 98034 | 1.12 | 1.14
191122 | 823559 | 13028 ROSS CROSSING FISHERS | 70132 | Independent Duty Housing Program | USACE | Ross | United States | Indiana | Hamilton | Fishers | 46038 | 0.94 | 0.94
191123 | 823656 | 134 PINE BLUFF TERRACE KINGSLAND | 70132 | Independent Duty Housing Program | USACE | Pine Bluff | United States | Georgia | Camden | Kingsland | 31548 | 0.99 | 0.95
191124 | 823752 | 13432 PICO COURT FONTANA | 70132 | Independent Duty Housing Program | USACE | Pico | United States | California | San Bernardino | Fontana | 92336 | 1.2 | 1.25
191125 | 823594 | 13540 IRONWOOD DRIVE BRAINERD | 70132 | Independent Duty Housing Program | USACE | Ironwood | United States | Minnesota | Crow Wing | Brainerd | 56401 | 1.085 | 1.12
191126 | 823665 | 1366 HEATHER LANE SALEM | 70132 | Independent Duty Housing Program | USACE | Heather | United States | Oregon | Marion | Salem | 97302 | 1.12 | 1.145
191127 | 823779 | 13705 W 77TH TERR LENEXA | 70132 | Independent Duty Housing Program | USACE | 13705 West 77th Terrace | United States | Kansas | Johnson | Lenexa | 66216 | 1.005 | 1.025
191128 | 823772 | 13710 ARAPAHO STREET FONTANA | 70132 | Independent Duty Housing Program | USACE | Arapaho | United States | California | San Bernardino | Fontana | 92336 | 1.2 | 1.25
191129 | 823729 | 13924 25TH AVE SE MILL CREEK | 70132 | Independent Duty Housing Program | USACE | 25th | United States | Washington | Snohomish | Mill Creek | 98012 | 1.085 | 1.095
191130 | 823737 | 14 DRYDEN DRIVE BURLINGTON | 70132 | Independent Duty Housing Program | USACE | Dryden | United States | New Jersey | Burlington | Burlington | 08016 | 1.17 | 1.24
191131 | 823609 | 1407 GROVELAND TRAIL GREENSBORO | 70132 | Independent Duty Housing Program | USACE | Groveland | United States | North Carolina | Guilford | Greensboro | 27407 | 0.885 | 0.855
191132 | 823685 | 1515 HERITAGE DRIVE MCKINNEY | 82387 | Joint Recruiting Program | USACE | 1515 Heritage Drive | United States | Texas | Collin | McKinney | 75069 | 0.865 | 0.84
191133 | 823635 | 152 SHADMORE DRIVE GREECE | 70132 | Independent Duty Housing Program | USACE | 152 Shadmore Drive Greece | United States | New York | Monroe | Rochester | 14626 | 1.06 | 1.075
191134 | 823661 | 1601 LEWIS AVE BILLINGS | 82387 | Joint Recruiting Program | USACE | Lewis | United States | Montana | Yellowstone | Billings | 59102 | 1.1 | 1.08
191135 | 823706 | 161 NORTH WAY CAMILLUS | 70132 | Independent Duty Housing Program | USACE | 161 North Way | United States | New York | Onondaga | Camillus | 13031 | 1.06 | 1.075
191136 | 823728 | 1616 BALSAM COURT GRAND JUNCTION | 70132 | Independent Duty Housing Program | USACE | BALSAM | United States | Colorado | Mesa | Grand Junction | 81505 | 1.015 | 1
191137 | 823622 | 165 DEBBIE DRIVE DRUMS | 70132 | Independent Duty Housing Program | USACE | Debbie | United States | Pennsylvania | Luzerne | Drums | 18222 | 1.065 | 1.105
191138 | 823762 | 1672 PONDS EDGE CT. NORTH LIBERTY | 70132 | Independent Duty Housing Program | USACE | Ponds Edge | United States | Iowa | Johnson | North Liberty | 52317 | 1.01 | 1.01
191139 | 823756 | 16904 SE 4TH ST VANCOUVER | 70132 | Independent Duty Housing Program | USACE | 4th | United States | Washington | Clark | Vancouver | 98684 | 1.085 | 1.095
191140 | 823766 | 170 BYRD ROAD WEST MONROE | 70132 | Independent Duty Housing Program | USACE | Byrd | United States | Louisiana | Ouachita | West Monroe | 71292 | 0.855 | 0.825
191141 | 823747 | 1733 HIGHLAND TRAIL ST. CLOUD | 70132 | Independent Duty Housing Program | USACE | HIGHLAND | United States | Minnesota | Stearns | St. Cloud | 56301 | 1.085 | 1.12
191142 | 823733 | 1743 N. WASHTENAW AVENUE CHICAGO | 70132 | Independent Duty Housing Program | USACE | Washtenaw | United States | Illinois | Cook | Chicago | 60647 | 1.18 | 1.25
191143 | 823699 | 17709 FORTUNE TRAIL FARMINGTON | 70132 | Independent Duty Housing Program | USACE | Fortune | United States | Minnesota | Dakota | Farmington | 55024 | 1.085 | 1.12
191144 | 823731 | 1800 WYATT DRIVE SANTA CLARA | 82387 | Joint Recruiting Program | USACE | Wyatt | United States | California | Santa Clara | Santa Clara | 95054 | 1.2 | 1.25
191145 | 823767 | 1899 CREEKWATER BLVD PORT ORANGE | 70132 | Independent Duty Housing Program | USACE | 1899 Creekwater Boulevard | United States | Florida | Volusia | Port Orange | 32128 | 0.825 | 0.805
191146 | 823774 | 19976 VINE DRIVE MACOMB | 70132 | Independent Duty Housing Program | USACE | Vine | United States | Michigan | Macomb | Macomb | 48044 | 1.035 | 1.055
191147 | 823174 | 201 S. CRAIG STREET PITTSBURGH | 82387 | Joint Recruiting Program | USACE | 201 S. Craig Street | United States | Pennsylvania | Allegheny | Pittsburgh | 15213 | 1.065 | 1.105
191148 | 823775 | 21 SHADOW LANE CHURCH HILL | 70132 | Independent Duty Housing Program | USACE | Shadow | United States | Mississippi | Jefferson | Church Hill | 39120 | 0.9 | 0.86
191149 | 823732 | 2159 HEATHER LANE SAGINAW | 70132 | Independent Duty Housing Program | USACE | Heather | United States | Michigan | Saginaw | Saginaw | 48601 | 1.035 | 1.055
191150 | 823470 | 224 DELAWARE AVENUE NEWARK | 82387 | Joint Recruiting Program | USACE | 224 Delaware Avenue | United States | Delaware | New Castle | Newark | 19715 | 1.03 | 1.06
191151 | 702642 | 22600 HALL ROAD CLINTON TOWNSHIP | 82387 | Joint Recruiting Program | USACE | 22600 Hall Road | United States | Michigan | Macomb | Clinton Township | 48036 | 1.035 | 1.055
191152 | 823764 | 22621 BAYVIEW LANE HANCOCK | 70132 | Independent Duty Housing Program | USACE | 22621 Bayview Lane | United States | Michigan | Houghton | Hancock | 49930 | 1.035 | 1.055
191153 | 823620 | 2332 CROWN CIRCL MORRISTOWN | 70132 | Independent Duty Housing Program | USACE | Crown Circl | United States | Tennessee | Hamblen | Morristown | 37814 | 0.835 | 0.82
191154 | 823632 | 2361 WOODCREST DRIVE WOODBURY | 70132 | Independent Duty Housing Program | USACE | Woodcrest | United States | Minnesota | Washington | Woodbury | 55129 | 1.085 | 1.12
191155 | 823797 | 24058 HEATHER COURT PLAINFIELD | 70132 | Independent Duty Housing Program | USACE | 24058 Heather Court | United States | Illinois | Will | Planinfield | 60586 | 1.03 | 1.045
191156 | 822997 | 243 SOUTH ALLEN STREET STATE COLLEGE | 82387 | Joint Recruiting Program | USACE | 243 South Allen Street | United States | Pennsylvania | Centre | State College | 16801 | 1.065 | 1.105
191157 | 823610 | 2481 SANDSTONE PL MARIETTA | 70132 | Independent Duty Housing Program | USACE | Sandstone | United States | Georgia | Cobb | Marietta | 30062 | 0.83 | 0.8
191158 | 823532 | 2500 S WOODLANDS VILLAGE BLVD FLAGSTAFF | 82387 | Joint Recruiting Program | USACE | 2500 S Woodlands Village Boulevard | United States | Arizona | Coconino | Flagstaff | 86001 | 0.925 | 0.905
191159 | 823558 | 2639 BERBER STREET POWELL | 70132 | Independent Duty Housing Program | USACE | Berber | United States | Ohio | Delaware | Powell | 43065 | 0.925 | 0.9195
191160 | 823734 | 264 PETTIBONE AVENUE CROWN POINT | 70132 | Independent Duty Housing Program | USACE | Pettibone | United States | Indiana | Lake | Crown Point | 46307 | 0.955 | 0.96
191161 | 821967 | 2709 W. EXPRESSWAY 83 HARLINGEN | 82387 | Joint Recruiting Program | USACE | 2709 W. Expressway 83 | United States | Texas | Cameron | Harlingen | 78552 | 0.865 | 0.84
191162 | 823693 | 2760 N. SHOLES AVENUE MILWAUKEE | 70132 | Independent Duty Housing Program | USACE | SHOLES | United States | Wisconsin | Milwaukee | Milwaukee | 53210 | 1.09 | 1.13
191163 | 823781 | 28 KINGSBRIDGE RD. BURLINGTON | 70132 | Independent Duty Housing Program | USACE | Kingsbridge | United States | New Jersey | Burlington | Burlington | 08016 | 1.17 | 1.24
191164 | 823628 | 2822 HAYDEN BROOK DR. STOCKTON | 70132 | Independent Duty Housing Program | USACE | 2822 Hayden Brook Drive | United States | California | San Joaquin | Stockton | 95212 | 1.12 | 1.17
191165 | 823799 | 2865 W. GLENLORD RD. STEVENSVILLE | 70132 | Independent Duty Housing Program | USACE | Glenlord | United States | Michigan | Berrien | Stevensville | 49127 | 1.035 | 1.055
191166 | 823800 | 3118 BOYES AVENUE GRAND RAPIDS | 70132 | Independent Duty Housing Program | USACE | Boyes | United States | Michigan | Kent | Grand Rapids | 49525 | 1.035 | 1.055
191167 | 823768 | 3227 W. 12TH ST THE DALLES | 70132 | Independent Duty Housing Program | USACE | 12th | United States | Oregon | Wasco | The Dalles | 97058 | 1.12 | 1.145
191168 | 823616 | 3302 N CRESCENT DRIVE BRYANT | 70132 | Independent Duty Housing Program | USACE | CRESCENT | United States | Arkansas | Saline | Bryant | 72022 | 0.845 | 0.82
191169 | 823631 | 33223 N. SLATE CREEK DR QUEEN CREEK | 70132 | Independent Duty Housing Program | USACE | Slate Creek | United States | Arizona | Maricopa | Queen Creek | 85143 | 0.91 | 0.89
191170 | 823650 | 3407 N. 4TH STREET HARRISBURG | 70132 | Independent Duty Housing Program | USACE | 4th | United States | Pennsylvania | Dauphin | Harrisburg | 17110 | 0.99 | 1
191171 | 823545 | 346 PASQUE STREET SUN PRAIRIE | 70132 | Independent Duty Housing Program | USACE | PASQUE | United States | Wisconsin | Dane | Sun Prairie | 53590 | 1.08 | 1.11
191172 | 823738 | 3616 E AURORA STREET BROKEN ARROW | 70132 | Independent Duty Housing Program | USACE | 3616 E Aurora Street | United States | Oklahoma | Wagoner | Broken Arrow | 74014 | 0.875 | 0.85
191173 | 823707 | 381 GAUSE BOULEVARD WEST SLIDELL | 82387 | Joint Recruiting Program | USACE | 381 Gause Boulevard West | United States | Louisiana | St. Tammany | Slidell | 70460 | 0.855 | 0.825
191174 | 823087 | 3842 NEWBERRY ROAD GAINESVILLE | 82387 | Joint Recruiting Program | USACE | 3842 Newberry Road | United States | Florida | Alachua | Gainesville | 32607 | 0.825 | 0.805
191175 | 823716 | 3844 MONTROSE AVENUE ERIE | 70132 | Independent Duty Housing Program | USACE | Montrose | United States | Pennsylvania | Erie | Erie | 16505 | 1.065 | 1.105
191176 | 700291 | 3902 13TH AVENUE SOUTH FARGO | 82387 | Joint Recruiting Program | USACE | 3902 13TH AVENUE SOUTH SPACE NOS. 621&622 | United States | North Dakota | Cass | Fargo | 58106 | 1.09 | 1.09
191177 | 823593 | 395 N. GROESBECK MOUNT CLEMENS | 82387 | Joint Recruiting Program | USACE | 395 N. Grosebeck | United States | Michigan | Macomb | Mount Clemens | 48043 | 1.035 | 1.055
191178 | 823576 | 400 SAILWAY ROAD SALEM | 70132 | Independent Duty Housing Program | USACE | Sailway | United States | North Carolina | Forsyth | Winston Salem | 27127 | 0.885 | 0.855
191179 | 823748 | 4020 BALD EAGLE DRIVE NORMAN | 70132 | Independent Duty Housing Program | USACE | 4020 Bald Eagle Drive | United States | Oklahoma | Cleveland | Norman | 73072 | 0.86 | 0.83
191180 | 823686 | 4027 126TH TERRACE WEST SAVAGE | 70132 | Independent Duty Housing Program | USACE | 126thWest | United States | Minnesota | Dakota | Eagan | 55123 | 1.085 | 1.12
191181 | 823624 | 405 QUAIL RUN DRIVE MOSCOW | 70132 | Independent Duty Housing Program | USACE | Quail Run | United States | Idaho | Latah | Moscow | 83843 | 1.055 | 1.045
191182 | 823552 | 4072 BROOKIE DRIVE POST FALLS | 70132 | Independent Duty Housing Program | USACE | BROOKIE | United States | Idaho | Kootenai | Post Falls | 83854 | 1.055 | 1.045
191183 | 823654 | 410 SOUTH RIVER ROAD BEDFORD | 82387 | Joint Recruiting Program | USACE | 410 South River Road | United States | New Hampshire | Hillsborough | Bedford | 03110 | 1.075 | 1.075
191184 | 823281 | 4100 FORREST PARK AVE. CLAYTON | 82387 | Joint Recruiting Program | USACE | 4100 Forrest Park Avenue | United States | Missouri | St. Louis | Clayton | 63105 | 0.985 | 1.005
191185 | 823742 | 412 NORTH 9TH STREET SELINSGROVE | 70132 | Independent Duty Housing Program | USACE | 412 North 9th Street | United States | Pennsylvania | Snyder | Selinsgrove | 17870 | 1.065 | 1.105
191186 | 823469 | 412 S 23RD AVENUE YAKIMA | 70132 | Independent Duty Housing Program | USACE | 23rd | United States | Washington | Yakima | Yakima | 98908 | 1.09 | 1.1
191187 | 823648 | 4203 NW 8TH CT. ANKENY | 70132 | Independent Duty Housing Program | USACE | 8th | United States | Iowa | Polk | Ankeny | 50023 | 0.95 | 0.95
191188 | 823565 | 431 WEST MAIN STREET TUPELO | 82387 | Joint Recruiting Program | USACE | 431 West Main Street | United States | Mississippi | Lee | Tupelo | 38804 | 0.9 | 0.86
191189 | 823746 | 4322 101ST STREET URBANDALE | 70132 | Independent Duty Housing Program | USACE | 4322 101st Street | United States | Iowa | Polk | Urbandale | 50322 | 0.95 | 0.95
191190 | 823688 | 4700 CALHOUN RD HOUSTON | 82387 | Joint Recruiting Program | USACE | 4700 Calhoun Road | United States | Texas | Harris | Houston | 77204 | 0.865 | 0.84
191191 | 823582 | 471 SILVER CHARM OSWEGO | 70132 | Independent Duty Housing Program | USACE | Silver Charm | United States | Illinois | Kendall | Oswego | 60543 | 1.03 | 1.045
191192 | 823691 | 4712 SOUTH KEY AVE. SIOUX FALLS | 70132 | Independent Duty Housing Program | USACE | Key | United States | South Dakota | Minnehaha | Sioux Falls | 57106 | 0.96 | 0.94
191193 | 823474 | 4749 LINCOLN MALL DRIVE MATTESON | 82387 | Joint Recruiting Program | USACE | 4749 Lincoln Mall Drive, Suite 320 | United States | Illinois | Cook | Matteson | 60443 | 1.18 | 1.25
191194 | 823579 | 4834 PINDER LANE PEARLAND | 70132 | Independent Duty Housing Program | USACE | Pinder | United States | Texas | Brazoria | Pearland | 77584 | 0.865 | 0.84
191195 | 823539 | 50 EAST 6TH STREET LONG BEACH | 82387 | Joint Recruiting Program | USACE | 6th | United States | California | Los Angeles | Long Beach | 90802 | 1.02 | 1.06
191196 | 823269 | 5021 VERDUGO WAY CAMARILLO | 82387 | Joint Recruiting Program | USACE | 5021 Verdugo Way | United States | California | Ventura | Camarillo | 93012 | 1.08 | 1.12
191197 | 823749 | 503 FAIRWAY ROAD BELTON | 70132 | Independent Duty Housing Program | USACE | Fairway | United States | Missouri | Cass | Belton | 64012 | 0.95 | 0.97
191198 | 823745 | 521 S. PRESIDENT STREET WHEATON | 70132 | Independent Duty Housing Program | USACE | President | United States | Illinois | Dupage | Wheaton | 60187 | 1.18 | 1.25
191199 | 823694 | 5223 201ST PLACE SW LYNNWOOD | 70132 | Independent Duty Housing Program | USACE | 201st | United States | Washington | Snohomish | Lynnwood | 98036 | 1.085 | 1.095
1912 | GHUG0001 | FRANCIS E WARREN AF MISSILE SITE H2 SITE # 1 | GHLN | F E WARREN AFB | AFACT | 13561 Cheyenne County Road 52 | United States | Nebraska | Cheyenne | Dalton | 69131 | 0.93 | 0.915
191200 | 823612 | 5304 KINGSBURY ESTATES DRIVE PLAINFIELD | 70132 | Independent Duty Housing Program | USACE | 5304 Kingsbury Estates Drive | United States | Illinois | Will | Planinfield | 60586 | 1.03 | 1.045
191201 | 823595 | 5310 80TH AVE NE MARYSVILLE | 70132 | Independent Duty Housing Program | USACE | 80TH | United States | Washington | Snohomish | Marysville | 98270 | 1.085 | 1.095
191202 | 823557 | 5519 BULLFINCH DRIVE WESTERVILLE | 70132 | Independent Duty Housing Program | USACE | Bullfinch | United States | Ohio | Franklin | Westerville | 43082 | 0.925 | 0.9195
191203 | 823526 | 565 NORTH 750 WEST HOBART | 70132 | Independent Duty Housing Program | USACE | 750 West | United States | Indiana | Lake | Hobart | 46342 | 0.955 | 0.96
191204 | 823588 | 5810 SYCAMORE GLEN ROAD GREENSBORO | 70132 | Independent Duty Housing Program | USACE | Sycamore Glen | United States | North Carolina | Guilford | Greensboro | 27405 | 0.885 | 0.855
191205 | 823556 | 6 BEECH COURT SELINSGROVE | 70132 | Independent Duty Housing Program | USACE | Beech | United States | Pennsylvania | Snyder | Selinsgrove | 17870 | 1.065 | 1.105
191206 | 823621 | 608 WEKIVA CREST APOPKA | 70132 | Independent Duty Housing Program | USACE | Wekiva | United States | Florida | Orange | Apopka | 32712 | 0.825 | 0.805
191207 | 823553 | 6109 SOUTH COOPER STREET ARLINGTON | 82387 | Joint Recruiting Program | USACE | 6109 South Cooper Street | United States | Texas | Tarrant | Arlington | 76001 | 0.83 | 0.82
191208 | 823560 | 615 WATERBURY COURT GRAHAM | 70132 | Independent Duty Housing Program | USACE | Waterbury | United States | North Carolina | Alamance | Graham | 27253 | 0.885 | 0.855
191209 | 823798 | 656 HALEIGH WOODS COURT BLACKLICK | 70132 | Independent Duty Housing Program | USACE | Haleigh Woods | United States | Ohio | Franklin | Blacklick | 43004 | 0.925 | 0.9195
191210 | 823711 | 6731 S. DANIELSON WAY CHANDLER | 70132 | Independent Duty Housing Program | USACE | Danielson | United States | Arizona | Maricopa | Chandler | 85249 | 0.91 | 0.89
191211 | 823651 | 6810 MERRIMAC LANE NORTH MAPLE GROVE | 70132 | Independent Duty Housing Program | USACE | Merrimac | United States | Minnesota | Hennepin | Maple Grove | 55311 | 1.06 | 1.11
191212 | 823245 | 7201 SE 29TH STREET MIDWEST CITY | 82387 | Joint Recruiting Program | USACE | 7201 SE 29th Street | United States | Oklahoma | Oklahoma | Midwest City | 73110 | 0.86 | 0.83
191213 | 823663 | 7305 ETHANS WAY BURLINGTON | 70132 | Independent Duty Housing Program | USACE | Ethans | United States | North Carolina | Alamance | Burlington | 27215 | 0.885 | 0.855
191214 | 823509 | 7448 N 147TH E AVE OWASSO | 70132 | Independent Duty Housing Program | USACE | 147TH E | United States | Oklahoma | Tulsa | Owasso | 74055 | 0.875 | 0.85
191215 | 823741 | 7533 SOUTH MOUNT ZIRKEL LITTLETON | 70132 | Independent Duty Housing Program | USACE | MOUNT ZIRKEL | United States | Colorado | Arapahoe | Littleton | 80127 | 0.99 | 0.98
191216 | 823278 | 7801 WEST BROAD STREET RICHMOND | 82387 | Joint Recruiting Program | USACE | 7801 West Broad Street | United States | Virginia | Richmond | Richmond | 23294 | 0.92 | 0.89
191217 | 823573 | 781 S DIANE COURT CHANDLER | 70132 | Independent Duty Housing Program | USACE | Diane | United States | Arizona | Maricopa | Chandler | 85248 | 0.91 | 0.89
191218 | 823585 | 8 MAIN STREET MEDFORD | 82387 | Joint Recruiting Program | USACE | 8 Main Street | United States | Massachusetts | Middlesex | Medford | 02155 | 1.165 | 1.215
191219 | 823744 | 810 MEADOW POINT RD. SALISBURY | 70132 | Independent Duty Housing Program | USACE | 810 Meadow Point Road | United States | Maryland | Wicomico | Salisbury | 21801 | 1.005 | 1
191220 | 823608 | 8248 S. RESACA DR. SANDY | 70132 | Independent Duty Housing Program | USACE | Resaca | United States | Utah | Salt Lake | Sandy | 84070 | 1.03 | 0.99
191221 | 823534 | 8312 RIVEROAK DRIVE FORT WAYNE | 70132 | Independent Duty Housing Program | USACE | Riveroak | United States | Indiana | Allen | Fort Wayne | 46825 | 0.955 | 0.96
191222 | 823630 | 841 EAST YUCATAN COURT GRAND JUNCTION | 70132 | Independent Duty Housing Program | USACE | YUCATAN | United States | Colorado | Mesa | Grand Junction | 81506 | 1.015 | 1
191223 | 823598 | 844 BIG SKY LANE SAGINAW | 70132 | Independent Duty Housing Program | USACE | Big Sky | United States | Texas | Tarrant | Saginaw | 76131 | 0.83 | 0.82
191224 | 823717 | 8800 BROADWAY SAN ANTONIO | 82387 | Joint Recruiting Program | USACE | 8800 Broadway | United States | Texas | Bexar | San Antonio | 78217 | 0.87 | 0.85
191225 | 823571 | 910 S COLUMBIA CENTER BLVD KENNEWICK | 82387 | Joint Recruiting Program | USACE | 910 S. Columbia Center Boulevard | United States | Washington | Benton | Kennewick | 99336 | 1.085 | 1.095
191226 | 823755 | 911 TERRACE DRIVE LEWISBURG | 70132 | Independent Duty Housing Program | USACE | Terrace | United States | Pennsylvania | Union | Lewisburg | 17837 | 1.065 | 1.105
191227 | 823627 | 9484 TAWNYBERRY STREET ORLANDO | 70132 | Independent Duty Housing Program | USACE | 9484 Tawnyberry Street | United States | Florida | Orange | Orlando | 32832 | 0.825 | 0.805
191228 | 823743 | 964 NE PACIFIC DRIVE FAIRVIEW | 70132 | Independent Duty Housing Program | USACE | 964 NE Pacific Drive | United States | Oregon | Multnomah | Fairview | 97024 | 1.12 | 1.145
191229 | 56A06 | Afton Readiness Center | 560NG | Wyoming National Guard | ARGUARD | Warrior Way | United States | Wyoming | Lincoln | Afton | 83110 | 1.045 | 1.035
191230 | 48A81 | BEAUMONT | 480NG | Texas National Guard | ARGUARD | NOT CERTAIN YET. TO BE DETERMINED | United States | Texas | Jefferson | Beaumont | 77705 | 0.865 | 0.84
191231 | 23077 | BRUNSWICK WEST | 230NG | Maine National Guard | ARGUARD | EAGLE | United States | Maine | Cumberland | Brunswick | 04011-5039 | 0.99 | 0.97
191232 | 23073 | BRUNSWICK TRAINING SITE | 230NG | Maine National Guard | ARGUARD | EAGLE | United States | Maine | Cumberland | Brunswick | 04011 | 0.99 | 0.97
191233 | 23088 | BRUNSWICK EAST | 230NG | Maine National Guard | ARGUARD | ORDNANCE | United States | Maine | Cumberland | Brunswick | 04011-5039 | 0.99 | 0.97
191234 | 48275 | BRYAN USARC | 06510 | 63rd Readiness Division | ARRES | HARVEY MITCHELL | United States | Texas | Brazos | Bryan | 77807-1204 | 0.865 | 0.84
191235 | 51A45 | CHESTERFIELD LIMITED AASF | 510NG | Virginia National Guard | ARGUARD | Airfield | United States | Virginia | Chesterfield | Chesterfield | 23237-0000 | 0.92 | 0.89
191236 | 47G57 | Cleveland Storefront | 470NG | Tennessee National Guard | ARGUARD | Paul Huff | United States | Tennessee | Bradley | Cleveland | 37312 | 0.835 | 0.82
191239 | 37392 | McLeansville USARC | 01530 | 81st Readiness Division | ARRES | Knox Street | United States | North Carolina | Guilford | Mcleansville | 27301 | 0.885 | 0.855
191240 | 12561 | Jacksonville NAS USARC | 01530 | 81st Readiness Division | ARRES | BLDG 938-HWY 17 and BIRMINGHAM AVE | United States | Florida | Duval | Jacksonville | 32212-0025 | 0.8 | 0.78
191241 | 46C01 | Joe Foss Field - State Site | 460NG | South Dakota National Guard | ARGUARD | National Guard | United States | South Dakota | Minnehaha | Sioux Falls | 57104 | 0.96 | 0.94
191242 | N83447-FC | FEDERAL CENTER | N83447 | NAS JRB Ft. Worth TX | NAVACT | FELIX | United States | Texas | Tarrant | Fort Worth | 76115 | 0.83 | 0.82
191243 | 55B27 | La Crosse Storefront Recruiting Office | 550NG | Wisconsin National Guard | ARGUARD | West | United States | Wisconsin | La Crosse | La Crosse | 54601 | 1.085 | 1.12
191244 | 47500 | MILLINGTON USARC TEMF/AMSA | 01530 | 81st Readiness Division | ARRES | Fite Rd. | United States | Tennessee | Shelby | Millington | 38053 | 0.82 | 0.8
191245 | 06003 | Milpitas | 060NG | California National Guard | ARGUARD | North Milpitas | United States | California | Santa Clara | Milpitas | 95035 | 1.2 | 1.25
191246 | 36636 | New South Post | 36993 | West Point Military Reservation | ARACT | Main | United States | New York | Orange | Highland Falls | 10928 | 1.19 | 1.23
191247 | 33A72 | NEWINGTON | 330NG | New Hampshire National Guard | ARGUARD | AIRLINE | United States | New Hampshire | Rockingham | Newington | 03801 | 1.08 | 1.09
191248 | 12078 | PANAMA CITY USARC | 01530 | 81st Readiness Division | ARRES | HIGHWAY 77 | United States | Florida | Bay | Panama City | 32409-2245 | 0.85 | 0.83
191249 | 703998 | South Fraser Street State College | 82387 | Joint Recruiting Program | USACE | Fraser | United States | Pennsylvania | Centre | State College | 16801 | 1.065 | 1.105
191251 | 40E57 | Weatherford RC | 400NG | Oklahoma National Guard | ARGUARD | Airport | United States | Oklahoma | Custer | Weatherford | 73096 | 0.875 | 0.85
191252 | 37F16 | Wilmington storefront recruiting | 370NG | North Carolina National Guard | ARGUARD | S. College | United States | North Carolina | New Hanover | Wilmington | 28403 | 0.9 | 0.87
191253 | N61007-ER | NROTC EMBRY RIDDLE | N61007 | Naval Support Activity Orlando | NAVACT | CLYDE MORRIS | United States | Florida | Volusia | Daytona Beach | 32114 | 0.825 | 0.805
191254 | 17131 | 77 W JACKSON BLVD CHICAGO | 08005 | Fort Carson | ARACT | Jackson | United States | Illinois | Cook | Chicago | 60601 | 1.18 | 1.25
191255 | N00207-UF | NROTC UNIVERSITY OF FL | N00207 | NAS Jacksonville FL | NAVACT | STADIUM | United States | Florida | Alachua | Gainesville | 32611 | 0.825 | 0.805
191259 | DEL04 | 9113 BARLEY DRIVE | WHS01 | WASHINGTON HEADQUARTERS | WHS | BARLEY | United States | Maryland | Prince George'S | Greenbelt | 22202 | 0.97 | 0.97
191260 | MDL23 | CAPITAL OFFICE PARK 1 | WHS01 | WASHINGTON HEADQUARTERS | WHS | IVY | United States | Maryland | New Castle | Wilmington | 20151 | 0.97 | 0.97
191261 | 06054 | Fort Irwin Land Expansion | 06225 | Fort Irwin NTC | ARACT | Fort Irwin | United States | California | San Bernardino | Fort Irwin | 92310 | 1.24 | 1.28
191262 | KWBM0001 | BUCK MOUNTAIN COMMUNICATION SITE | KWRD | HOLLOMAN | AFACT | ARKANSAS | United States | New Mexico | Lincoln | Alto | 88312 | 0.93 | 0.905
191269 | 37D51 | Cary Storefront Recruiting | 370NG | North Carolina National Guard | ARGUARD | walnut | United States | North Carolina | Wake | Cary | 27511 | 0.885 | 0.855
191270 | 36B16 | DUNKIRK TRAINING AREA | 360NG | New York National Guard | ARGUARD | SOUTH ROBERTS ROAD/INTERSTATE 90 | United States | New York | Chautauqua | Dunkirk | 14048 | 1.06 | 1.075
191271 | 10607 | Glasgow Storefront | 100NG | Delaware National Guard | ARGUARD | Peoples Plaza | United States | Delaware | New Castle | Glasgow | 19702 | 1.03 | 1.06
191272 | 09A46 | TASMG Hangar 2 | 090NG | Connecticut National Guard | ARGUARD | Tower | United States | Connecticut | New London | Groton | 06340 | 1.2 | 1.23
191273 | 11A10 | Washington, D.C. | 110NG | Washington Dc National Guard | ARGUARD | Livingston | United States | District Of Columbia | District Of Columbia | Washington | 20032 | 1.04 | 1.04
191274 | 27L40 | Northgate Square SFRO | 270NG | Minnesota National Guard | ARGUARD | 125th | United States | Minnesota | Anoka | Blaine | 55434 | 1.085 | 1.12
191275 | N00207-UB | LAKE GEORGE 9 MILE TWR | N00207 | NAS Jacksonville FL | NAVACT | NINE MILE POINT | United States | Florida | Volusia | Seville | 32190 | 0.825 | 0.805
191276 | N00207-UC | LAKE GEORGE PINE IS TW | N00207 | NAS Jacksonville FL | NAVACT | LAKE GEORGE | United States | Florida | Volusia | Seville | 32190 | 0.825 | 0.805
191280 | M62974-TP | TELEGRAPH PASS | M62974 | MCAS Yuma AZ | MCACT |  | United States | Arizona | Yuma | Yuma | 85367 | 1.07 | 1.04
191281 | M60169-0014 | CLARENDON FARMS NORTH SITE | M60169 | MCAS Beaufort SC | MCACT |  | United States | South Carolina | Beaufort | Beaufort | 29906 | 1.03 | 1
191282 | M60169-0015 | CLARENDON FARMS SOUTH | M60169 | MCAS Beaufort SC | MCACT |  | United States | South Carolina | Beaufort | Beaufort | 29906 | 1.03 | 1
191283 | M60169-0013 | BATTEY WILSON | M60169 | MCAS Beaufort SC | MCACT |  | United States | South Carolina | Beaufort | Beaufort | 29907 | 1.03 | 1
191284 | M60169-0016 | RATHBUN EASEMENT | M60169 | MCAS Beaufort SC | MCACT |  | United States | South Carolina | Beaufort | Beaufort | 29907 | 1.03 | 1
191285 | 20016 | INDEPENDENCE STR FRONT RECRUITING | 200NG | Kansas National Guard | ARGUARD | PENN | United States | Kansas | Montgomery | Independence | 67301-3357 | 1.005 | 1.025
191286 | 21A42 | Bowman Field Readiness Center | 210NG | Kentucky National Guard | ARGUARD |  | United States | Kentucky | Jefferson | Louisville | 40205 | 0.87 | 0.87
191287 | M60169-0012 | LUCKY EASEMENT | M60169 | MCAS Beaufort SC | MCACT |  | United States | South Carolina | Beaufort | Beaufort | 29906 | 1.03 | 1
191288 | M60169-0017 | ADAMS EASEMENT WEST | M60169 | MCAS Beaufort SC | MCACT |  | United States | South Carolina | Beaufort | Beaufort | 29906 | 1.03 | 1
191289 | M60169-0018 | ADAMS EASEMENT EAST | M60169 | MCAS Beaufort SC | MCACT |  | United States | South Carolina | Beaufort | Beaufort | 29906 | 1.03 | 1
191290 | 39D60 | PAINESVILLE STOREFRONT | 390NG | Ohio National Guard | ARGUARD | Victoria | United States | Ohio | Lake | Painesville | 44077 | 0.925 | 0.9195
191291 | 05B12 | Fayetteville MU RC | 050NG | Arkansas National Guard | ARGUARD |  | United States | Arkansas | Washington | Fayetteville | 72701 | 0.845 | 0.82
191292 | 38A46 | Devils Lake Airport Agreement | 380NG | North Dakota National Guard | ARGUARD | National Guard | United States | North Dakota | Ramsey | Devils Lake | 58301 | 1.09 | 1.09
191293 | M60169-0019 | MCLEOD EASEMENT | M60169 | MCAS Beaufort SC | MCACT |  | United States | South Carolina | Beaufort | Seabrook | 29940 | 1.03 | 1
191294 | 823884 | 1010 Circle Road Charleston | 70132 | Independent Duty Housing Program | USACE | 1010 Circle Road | United States | West Virginia | Kanawha | Charleston | 25314 | 1 | 1.01
191295 | 823808 | 1010 SE Bluegrass Circle Waukee | 70132 | Independent Duty Housing Program | USACE | 1010 SE Bluegrass Circle | United States | Iowa | Dallas | Waukee | 50263 | 1.01 | 1.01
191296 | 823844 | 1013 Loras Drive Freeport | 82387 | Joint Recruiting Program | USACE | 1013 Loras Drive | United States | Illinois | Stephenson | Freeport | 61032 | 1.03 | 1.045
191297 | 823820 | 1030 Schloenmer Drive West Bend | 70132 | Independent Duty Housing Program | USACE | 1030 Schlonmer Drive | United States | Wisconsin | Washington | West Bend | 53095 | 1.085 | 1.12
191298 | 823830 | 10400 Linn Station Road Louisville | 82387 | Joint Recruiting Program | USACE | 10004 Linn Station Road | United States | Kentucky | Jefferson | Louisville | 40223 | 0.87 | 0.87
191299 | 823531 | 105 East Main Street Smithtown | 82387 | Joint Recruiting Program | USACE | 105 East Main Street | United States | New York | Suffolk | Smithtown | 11787 | 1.06 | 1.075
1913 | GHUH0001 | FRANCIS E WARREN AF MISSILE SITE H3 SITE # 1 | GHLN | F E WARREN AFB | AFACT | 4412 Nebraska State Road 143 | United States | Nebraska | Cheyenne | Lodgepole | 69149 | 0.93 | 0.915
191300 | 823793 | 106 Sweet Apple Lane Newport | 70132 | Independent Duty Housing Program | USACE | Sweet Apple | United States | Virginia | Giles | Newport | 24128 | 0.92 | 0.89
191301 | 823692 | 112 North Richard Street Bedford | 82387 | Joint Recruiting Program | USACE | Richard | United States | Pennsylvania | Bedford | Bedford | 15522 | 1.065 | 1.105
191302 | 823862 | 1126 Slide Road Lubbock | 82387 | Joint Recruiting Program | USACE | 1126 Slide Road | United States | Texas | Lubbock | Lubbock | 79416 | 0.865 | 0.84
191303 | 823874 | 12 Woodscape Way Scott Depot | 70132 | Independent Duty Housing Program | USACE | Woodscape | United States | West Virginia | Putnam | Scott Depot | 25560 | 1.02 | 1.03
191304 | 823442 | 1321 and 1333 Englewood Drive Slidell | 82387 | Joint Recruiting Program | USACE | 1321 and 1333 Englewood Drive | United States | Louisiana | St. Tammany | Slidell | 70458 | 0.855 | 0.825
191305 | 823835 | 1354 Westport Beach Way West Fargo | 70132 | Independent Duty Housing Program | USACE | Westport Beach | United States | North Dakota | Cass | West Fargo | 58078 | 1.09 | 1.09
191306 | 823823 | 1384 East 154th Terrace Olathe | 70132 | Independent Duty Housing Program | USACE | 154th | United States | Kansas | Johnson | Olathe | 66062 | 1.005 | 1.025
191307 | N00207-TF | TILLIE FOWLER PARK | N00207 | NAS Jacksonville FL | NAVACT |  | United States | Florida | Duval | Jacksonville | 32212 | 0.8 | 0.78
191308 | N00207-DR | DLA - DRMS | N00207 | NAS Jacksonville FL | NAVACT |  | United States | Florida | Duval | Jacksonville | 32212 | 0.8 | 0.78
191309 | 823710 | 1447 East Payton Way Flagstaff | 70132 | Independent Duty Housing Program | USACE | Payton | United States | Arizona | Coconino | Flagstaff | 86001 | 0.925 | 0.905
191310 | 823838 | 1463 Hickory Gate Drive Marysville | 70132 | Independent Duty Housing Program | USACE | Hickory Gate | United States | Ohio | Union | Marysville | 43040 | 0.925 | 0.9195
191311 | 823877 | 1485 Oblerline Terrace Lake Mary | 70132 | Independent Duty Housing Program | USACE | 1485 Oblerline Terrace | United States | Florida | Seminole | Lake Mary | 32746 | 0.825 | 0.805
191312 | 823906 | 15 Commerce Blvd. Succasunna | 82387 | Joint Recruiting Program | USACE | 15 Commerce Blvd | United States | New Jersey | Morris | Succasunna | 07876 | 1.19 | 1.26
191313 | 823903 | 1527 35th Avenue South Moorhead | 70132 | Independent Duty Housing Program | USACE | 35th | United States | Minnesota | Clay | Moorhead | 56560 | 1.085 | 1.12
191314 | 823761 | 1534 West Caro Road Caro | 82387 | Joint Recruiting Program | USACE | 1534 West Caro Road | United States | Michigan | Tuscola | Caro | 48723 | 1.035 | 1.055
191315 | 823819 | 15602 East 117th Avenue Commerce City | 70132 | Independent Duty Housing Program | USACE | 117th | United States | Colorado | Adams | Commerce City | 80022 | 0.99 | 0.98
191316 | 823375 | 16322 NW 23rd Street Pembroke Pines | 70132 | Independent Duty Housing Program | USACE | 23rd | United States | Florida | Broward | Pembroke Pines | 33028 | 0.82 | 0.8
191317 | 823809 | 2 Monument Square Portland | 82387 | Joint Recruiting Program | USACE | 2 Monument Square | United States | Maine | Cumberland | Portland | 04101 | 0.99 | 0.97
191318 | 823896 | 201 Milan Avenue Norwalk | 82387 | Joint Recruiting Program | USACE | 201 Milan Avenue | United States | Ohio | Huron | Norwalk | 44857 | 0.925 | 0.9195
191319 | 823870 | 2101 Faulk Drive Tallahassee | 70132 | Independent Duty Housing Program | USACE | Faulk | United States | Florida | Leon | Tallahassee | 32303 | 0.825 | 0.805
191320 | 823929 | 2135 Nature Trail Conway | 70132 | Independent Duty Housing Program | USACE | Nature | United States | Arkansas | Faulkner | Conway | 72032 | 0.845 | 0.82
191321 | 823847 | 23884 Logan Way Lakeville | 70132 | Independent Duty Housing Program | USACE | Logan | United States | Minnesota | Dakota | Lakeville | 55044 | 1.085 | 1.12
191322 | 823901 | 24 Lampasas Trail Odessa | 70132 | Independent Duty Housing Program | USACE | Lampasas | United States | Texas | Ector | Odessa | 79765 | 0.865 | 0.84
191323 | 823444 | 2455 Central Park Ave Yonkers | 82387 | Joint Recruiting Program | USACE | 2455 Central Park Avenue | United States | New York | Westchester | Yonkers | 10710 | 1.36 | 1.46
191324 | 823795 | 25282 NW Freeway Cypress | 82387 | Joint Recruiting Program | USACE | 25282 NW Freeway | United States | Texas | Harris | Cypress | 77429 | 0.865 | 0.84
191325 | 823805 | 26 Nesbit Road New Castle | 82387 | Joint Recruiting Program | USACE | 30 E. Main Street | United States | Pennsylvania | Lawrence | New Castle | 16105 | 1.065 | 1.105
191326 | 823867 | 27303 Bay Branch Daphne | 70132 | Independent Duty Housing Program | USACE | Bay Branch | United States | Alabama | Baldwin | Daphne | 36526 | 0.855 | 0.83
191327 | 823841 | 277 North US 131 Three Rivers | 82387 | Joint Recruiting Program | USACE | 277 North US 131 | United States | Michigan | St. Joseph | Three Rivers | 49093 | 1.035 | 1.055
191328 | 823895 | 2810 Paddington Drive SE Kentwood | 70132 | Independent Duty Housing Program | USACE | Paddington | United States | Michigan | Kent | Kentwood | 49512 | 1.035 | 1.055
191329 | 823927 | 2911 Briggs Street Missoula | 70132 | Independent Duty Housing Program | USACE | Briggs | United States | Montana | Missoula | Missoula | 59803 | 1.1 | 1.08
191330 | 823845 | 292 South Hollywood Road Houma | 82387 | Joint Recruiting Program | USACE | 292 South Hollywood Road | United States | Louisiana | Terrebonne | Houma | 70360 | 0.855 | 0.825
191331 | 823355 | 3 Summit Park Drive Bemus Point | 70132 | Independent Duty Housing Program | USACE | Summit park | United States | New York | Chautauqua | Bemus Point | 14712 | 1.06 | 1.075
191332 | 823848 | 304 Hickory Lane Shakopee | 70132 | Independent Duty Housing Program | USACE | Hickory | United States | Minnesota | Scott | Shakopee | 55379 | 1.085 | 1.12
191333 | 823829 | 3121 Mantawic Road Green Bay | 70132 | Independent Duty Housing Program | USACE | Mantowic | United States | Wisconsin | Brown | Green Bay | 54311 | 1.085 | 1.12
191334 | 823902 | 3209 Howell Court Waukesha | 70132 | Independent Duty Housing Program | USACE | Howell | United States | Wisconsin | Waukesha | Waukesha | 53188 | 1.085 | 1.12
191335 | 17530 | 324 East Morton Jacksonville | 82387 | Joint Recruiting Program | USACE | Morton | United States | Illinois | Morgan | Jacksonville | 62650 | 1.03 | 1.045
191336 | 19017 | 3413 Mulberry Avenue Muscatine | 70132 | Independent Duty Housing Program | USACE | Mulberry | United States | Iowa | Muscatine | Muscatine | 52761 | 1.01 | 1.01
191337 | 823139 | 3453 Malcolm Drive Montgomery | 82387 | Joint Recruiting Program | USACE | Malcolm | United States | Alabama | Montgomery | Montgomery | 36117 | 0.87 | 0.85
191338 | 823876 | 3487 SW 131 Place Road Ocala | 70132 | Independent Duty Housing Program | USACE | 3487 SW 131 Place Road | United States | Florida | Marion | Ocala | 34473 | 0.825 | 0.805
191339 | 823924 | 3827 North Harford Drive Saginaw | 70132 | Independent Duty Housing Program | USACE | 3827 North Hartford Drive | United States | Michigan | Saginaw | Saginaw | 48604 | 1.035 | 1.055
191340 | 823568 | 400 Route 315 Pittston | 82387 | Joint Recruiting Program | USACE | 400 Route 315 | United States | Pennsylvania | Luzerne | Pittston | 18640 | 1.065 | 1.105
191341 | 823836 | 4105 Hayfield Way Prospect | 70132 | Independent Duty Housing Program | USACE | Hayfield | United States | Kentucky | Jefferson | Prospect | 40059 | 0.87 | 0.87
191342 | 823840 | 423 Mckinley Avenue Charleston | 70132 | Independent Duty Housing Program | USACE | Mckinley | United States | West Virginia | Kanawha | Charleston | 25302 | 1 | 1.01
191343 | 823926 | 44210 Leeann Lane Canton | 70132 | Independent Duty Housing Program | USACE | Leeann | United States | Michigan | Wayne | Canton | 48188 | 1.03 | 1.06
191344 | 823913 | 4848 Commercial Drive New York Mills | 82387 | Joint Recruiting Program | USACE | 4848 Commercial Drive | United States | New York | Oneida | New York Mills | 13417 | 1.16 | 1.08
191345 | 823843 | 509 Diamond Drive Middletown | 70132 | Independent Duty Housing Program | USACE | Diamond | United States | Delaware | New Castle | Middletown | 19709 | 1.03 | 1.06
191346 | 823822 | 5228 Snowgoose Street Brighton | 70132 | Independent Duty Housing Program | USACE | Snowgoose | United States | Colorado | Adams | Brighton | 80601 | 0.99 | 0.98
191347 | 823852 | 530 Blackstone Drive Morgantown | 70132 | Independent Duty Housing Program | USACE | Blackstone | United States | West Virginia | Monongalia | Morgantown | 26508 | 1.02 | 1.03
191348 | 823815 | 5302 East Beck Lane Scottsdale | 70132 | Independent Duty Housing Program | USACE | Beck | United States | Arizona | Maricopa | Scottsdale | 85254 | 0.91 | 0.89
191349 | 823834 | 535 Isabella Court Clearwater | 70132 | Independent Duty Housing Program | USACE | Isabella | United States | Minnesota | Wright | Clearwater | 55320 | 1.085 | 1.12
191350 | 823859 | 5407 Morning Dove Lane Cross Lanes | 70132 | Independent Duty Housing Program | USACE | Morning Dove | United States | West Virginia | Kanawha | Cross Lanes | 25313 | 1 | 1.01
191351 | 823550 | 5729 NW 92nd Court Johnston | 70132 | Independent Duty Housing Program | USACE | 5729 Northwest 92nd Court | United States | Iowa | Polk | Johnston | 50131 | 0.95 | 0.95
191352 | 823807 | 605 North 10th Street Savannah | 70132 | Independent Duty Housing Program | USACE | 10th | United States | Missouri | Andrew | Savannah | 64485 | 0.985 | 1.005
191353 | 823826 | 610 Gray Street Green Bay | 70132 | Independent Duty Housing Program | USACE | 610 Gray Street | United States | Wisconsin | Brown | Green Bay | 54303 | 1.085 | 1.12
191354 | 823292 | 6708 and 6712 Commerce Center Road Dayton | 82387 | Joint Recruiting Program | USACE | 6708 and 6712 Commerce Center Road | United States | Ohio | Montgomery | Dayton | 45414 | 0.9 | 0.889
191355 | 823231 | 798 Gregs Drive Harrisburg | 70132 | Independent Duty Housing Program | USACE | Gregs | United States | Pennsylvania | Dauphin | Harrisburg | 17111 | 0.99 | 1
191356 | 823837 | 8668 Ballycastle Lane Tinley Park | 70132 | Independent Duty Housing Program | USACE | Ballycastle | United States | Illinois | Cook | Tinley Park | 60487 | 1.18 | 1.25
191357 | 823853 | 8705 Mayfair Court Breinigsville | 70132 | Independent Duty Housing Program | USACE | Mayfair | United States | Pennsylvania | Lehigh | Breinigsville | 18031 | 1.065 | 1.105
191358 | 703349 | 89-35 162nd Street Jamaica | 82387 | Joint Recruiting Program | USACE | 162nd | United States | New York | Queens | Unknown | 11432 | 1.36 | 1.46
191359 | 823804 | 930 Briar Ridge West Des Moines | 70132 | Independent Duty Housing Program | USACE | Briar | United States | Iowa | Polk | West Des Moines | 50265 | 0.95 | 0.95
191360 | 823897 | 9812 Perry Avenue Amarillo | 70132 | Independent Duty Housing Program | USACE | Perry | United States | Texas | Randall | Amarillo | 79119 | 0.865 | 0.84
191361 | 823860 | 99 Hideaway Drive Berlin | 70132 | Independent Duty Housing Program | USACE | Hideaway | United States | Vermont | Washington | Berlin | 05641 | 1.07 | 1.07
191362 | M67861-0009 | STEWART, NY | M67861 | MARCORRESFOR New Orleans LA | MCACT | RAZ | United States | New York | Orange | Newburgh | 12553 | 1.19 | 1.23
191363 | 12286 | CAPE CORAL USARC #1 | 01530 | 81st Readiness Division | ARRES | Corbett | United States | Florida | Lee | Cape Coral | 33909 | 0.825 | 0.805
191364 | 20407 | Gardner Drive New Century USARC | 27864 | 88th Readiness Division | ARRES | Gardner | United States | Kansas | Johnson | Unknown | 66031-1122 | 1.005 | 1.025
191365 | 41547 | BEAVERTON TOWN SQUARE STOREFRONT | 410NG | Oregon National Guard | ARACT | Beaverton Hillsdale | United States | Oregon | Washington | Beaverton | 97005-2992 | 1.08 | 1.1
191367 | 06362 | QUINONES AFRC | 06510 | 63rd Readiness Division | ARRES | ROTH | United States | California | San Joaquin | French Camp | 95231 | 1.12 | 1.17
191369 | 42277 | Maple Lane Land | 42560 | 99th Readiness Division | ARRES | Maple | United States | Pennsylvania | Allegheny | Moon Township | 15108 | 1.065 | 1.105
191370 | 13D86 | WINDER PARKING LN8603 | 130NG | Georgia National Guard | ARGUARD | Ronald Wood | United States | Georgia | Barrow | Winder | 30680-6426 | 0.865 | 0.83
191372 | M62204-EM | ELEPHANT MOUNTAIN | M62204 | MCLB BARSTOW CA | MCACT |  | United States | California | San Bernardino | Barstow | 92311 | 1.2 | 1.25
191373 | M00146-0030 | MARINER'S BAY | M00146 | MCAS Cherry Point NC | MCACT |  | United States | North Carolina | Carteret | Bogue | 28570 | 1.03 | 1
191374 | 37F46 | Younsville Armory | 370NG | North Carolina National Guard | ARGUARD | Highway US1a | United States | North Carolina | Franklin | Youngsville | 27596 | 0.885 | 0.855
191377 | 37A40 | BADIN | 370NG | North Carolina National Guard | ARGUARD | Guard | United States | North Carolina | Stanly | Badin | 28009 | 0.885 | 0.855
191378 | 11A25 | Oak Hill | 110NG | Washington Dc National Guard | ARGUARD | Oak Hill | United States | Maryland | Anne Arundel | Unknown | 20724 | 0.97 | 0.97
191379 | 46B26 | Miller Storefront Recruiting | 460NG | South Dakota National Guard | ARGUARD | 4th | United States | South Dakota | Hand | Miller | 57362 | 0.955 | 0.93
191380 | 22B05 | Franklinton - Industrial Park | 220NG | Louisiana National Guard | ARGUARD | Taft | United States | Louisiana | Washington | Franklinton | 70438 | 0.855 | 0.825
191381 | 28013 | MSU | 280NG | Mississippi National Guard | ARGUARD | Research | United States | Mississippi | Oktibbeha | Starkville | 39762-9627 | 0.9 | 0.86
191382 | JCGU0003 | GOODFELLOW AFB SITE #2 | JCGU | GOODFELLOW AFB | AFACT |  | United States | Texas | Tom Green | Goodfellow Afb | 76908-4122 | 0.91 | 0.88
191383 | JCGU0004 | GOODFELLOW AFB SITE # 3 | JCGU | GOODFELLOW AFB | AFACT |  | United States | Texas | Tom Green | Goodfellow Afb | 76908-4122 | 0.91 | 0.88
191384 | JCGU0005 | GOODFELLOW AFB SITE # 4 | JCGU | GOODFELLOW AFB | AFACT |  | United States | Texas | Tom Green | Goodfellow Afb | 76908-4104 | 0.91 | 0.88
191387 | N61014-GC | GOLF COURSE PARCEL V | N61014 | NAVSUPPDET Monterey CA | NAVACT | STONE | United States | California | Monterey | Monterey | 93943 | 1.12 | 1.16
191388 | 20499 | Tonganoxie USARC | 27864 | 88th Readiness Division | ARRES | Chieftan | United States | Kansas | Leavenworth | Tonganoxie | 66086 | 1.07 | 1.08
191390 | 21B01 | Harlan Appalachian Challenge Academy | 210NG | Kentucky National Guard | ARGUARD | Grays | United States | Kentucky | Harlan | Grays Knob | 40829 | 1.01 | 1
191392 | N61018-WG | WSTGATE TECHNOLGY PARK | N61018 | NAVAL SUPPORT ACTIVITY CRANE | NAVACT | SGT MAJOR GENE SHAW TECHNOLOGY DRIVE, SUITE A | United States | Indiana | Martin | Crane | 47522 | 1.06 | 1.07
191393 | 823967 | 10005 HANOVER CT FORT SMITH | 70132 | Independent Duty Housing Program | USACE | Hanover | United States | Arkansas | Sebastian | Fort Smith | 72903 | 0.845 | 0.82
191394 | 823933 | 10249 SANTA CRUZ DR. RANCHO CUCAMONGA | 70132 | Independent Duty Housing Program | USACE | Santa Cruz | United States | California | San Bernardino | Rancho Cucamonga | 91730 | 1.2 | 1.25
191395 | 823825 | 1037 BERN ROAD WYOMISSING | 82387 | Joint Recruiting Program | USACE | 1037 Bern Road | United States | Pennsylvania | Berks | Wyomissing | 19610 | 1.065 | 1.105
191396 | 824006 | 1066 E. GOODMAN RD SOUTHAVEN | 82387 | Joint Recruiting Program | USACE | 1066 E. Goodman Road | United States | Mississippi | DeSoto | Southaven | 38672 | 0.9 | 0.86
191397 | 823985 | 1123 SE TAMORA AVE HILLSBORO | 70132 | Independent Duty Housing Program | USACE | Tamora | United States | Oregon | Washington | Hillsboro | 97123 | 1.08 | 1.1
191398 | 823925 | 120 FINNEMAN RD ROCKY MOUNT | 70132 | Independent Duty Housing Program | USACE | Finneman | United States | North Carolina | Nash | Rocky Mount | 27804 | 0.885 | 0.855
191399 | 823898 | 12209 WILSHIRE BLVD LOS ANGELES | 82387 | Joint Recruiting Program | USACE | Wilshire | United States | California | Los Angeles | Los Angeles | 90025 | 1.02 | 1.06
1914 | GHUJ0001 | FRANCIS E WARREN AF MISSILE SITE H4 SITE # 1 | GHLN | F E WARREN AFB | AFACT | 14511 Nebraska State Road 44 | United States | Nebraska | Cheyenne | Lodgepole | 69149 | 0.93 | 0.915
191400 | 823930 | 1306 SE CONDOR PLACE GRESHAM | 70132 | Independent Duty Housing Program | USACE | Condor | United States | Oregon | Multnomah | Gresham | 97080 | 1.08 | 1.1
191401 | 823776 | 1334 ASHTON ROAD HANOVER | 82387 | Joint Recruiting Program | USACE | 1334 Ashton Road | United States | Maryland | Anne Arundel | Hanover | 21076 | 0.97 | 0.97
191402 | 823937 | 15 N CURRANT LANE RIGBY | 70132 | Independent Duty Housing Program | USACE | 15 N Currant Lane | United States | Idaho | Jefferson | Rigby | 83442 | 1.055 | 1.045
191403 | 823213 | 150 W. CARSON STREET CARSON | 82387 | Joint Recruiting Program | USACE | 150 W. Carson Street | United States | California | Los Angeles | Carson | 90745 | 1.02 | 1.06
191404 | 823959 | 1504 AVALON CREEK BLVD. VIENNA | 70132 | Independent Duty Housing Program | USACE | Avalon Creek | United States | Ohio | Trumbull | Vienna | 44473 | 0.95 | 0.95
191405 | 823946 | 1515 LOMBARD DRIVE PLOVER | 70132 | Independent Duty Housing Program | USACE | Lombard | United States | Wisconsin | Portage | Plover | 54467 | 1.085 | 1.12
191406 | 823935 | 1529 140TH LANE NW ANDOVER | 70132 | Independent Duty Housing Program | USACE | 140th | United States | Minnesota | Anoka | Andover | 55304 | 1.085 | 1.12
191407 | 823953 | 155 BUTEN STREET MILTON | 70132 | Independent Duty Housing Program | USACE | Buten | United States | Wisconsin | Rock | Milton | 53563 | 1.085 | 1.12
191408 | 823984 | 16200 VALLEJO PLACE EDMOND | 70132 | Independent Duty Housing Program | USACE | Vallejo | United States | Oklahoma | Oklahoma | Edmond | 73013 | 0.86 | 0.83
191409 | 823964 | 18 FERN STREET BANGOR | 70132 | Independent Duty Housing Program | USACE | Fern | United States | Maine | Penobscot | Bangor | 04401 | 1.21 | 1.24
191410 | 823723 | 1870 2ND AVENUE SE CAMBRIDGE | 82387 | Joint Recruiting Program | USACE | 1870 2nd Avenue SE | United States | Minnesota | Isanti | Cambridge | 55008 | 1.085 | 1.12
191411 | 823833 | 208 SUNSET DRIVE JOHNSON CITY | 82387 | Joint Recruiting Program | USACE | 208 Sunset Drive | United States | Tennessee | Sullivan | Johnson City | 37604 | 0.835 | 0.82
191412 | 823881 | 226 BRANDILYNN CEDAR FALLS | 82387 | Joint Recruiting Program | USACE | 226 Brandilynn Blvd | United States | Iowa | Black Hawk | Cedar Falls | 50613 | 1.01 | 1.01
191413 | 823952 | 228 COACHSIDE DRIVE WASHINGTON | 70132 | Independent Duty Housing Program | USACE | Coachside | United States | Pennsylvania | Washington | Washington | 15301 | 1.065 | 1.105
191414 | 823886 | 2772 NW 43RD STREET GAINESVILLE | 82387 | Joint Recruiting Program | USACE | 2722 NW 43rd Street | United States | Florida | Alachua | Gainesville | 32606 | 0.825 | 0.805
191415 | 823977 | 30 ELLIS STREET HADDONFIELD | 82387 | Joint Recruiting Program | USACE | 30 Ellis Street | United States | New Jersey | Camden | Haddonfield | 08033 | 1.165 | 1.235
191416 | 823957 | 300 FANNIN STREET SHREVEPORT | 82387 | Joint Recruiting Program | USACE | 300 Fannin Street | United States | Louisiana | Caddo | Shreveport | 71101 | 0.82 | 0.79
191418 | 823980 | 3398 THISTLEBROOK CIRCLE HIGHLANDS RANCH | 70132 | Independent Duty Housing Program | USACE | 3398 Thistlebrook Circle | United States | Colorado | Douglas | Highlands Ranch | 80126 | 1.015 | 1
191419 | 823954 | 3479 WATERVALE ROAD MANLIUS | 70132 | Independent Duty Housing Program | USACE | Watervale | United States | New York | Onondaga | Manlius | 13104 | 1.06 | 1.075
191420 | 823934 | 3880 GAUTIER VANCLEAVE ROAD GAUTIER | 82387 | Joint Recruiting Program | USACE | Gautier Vancleave | United States | Mississippi | Jackson | Gautier | 39553 | 0.91 | 0.87
191421 | 823997 | 4128 MERRIMAN LOOP OSCEOLA TOWNSHIP | 70132 | Independent Duty Housing Program | USACE | Merriman | United States | Michigan | Livingston | Howell | 48843 | 1.035 | 1.055
191422 | 823982 | 4155 44TH STREET MOLINE | 82387 | Joint Recruiting Program | USACE | 4155 44th Street | United States | Illinois | Rock Island | Moline | 61265 | 0.98 | 0.99
191423 | 823998 | 443 PINEHURST ROAD YORK | 70132 | Independent Duty Housing Program | USACE | 443 Pinehurst Road | United States | Pennsylvania | York | York | 17402 | 1.065 | 1.105
191424 | 823947 | 517 PARKVIEW LANE ROCHESTER | 70132 | Independent Duty Housing Program | USACE | 517 Parkview Lane | United States | Illinois | Sangamon | Rochester | 62563 | 1.03 | 1.045
191425 | 823978 | 55 NEW STREET NEW BRUNSWICK | 82387 | Joint Recruiting Program | USACE | 55 New Street | United States | New Jersey | Middlesex | New Brunswick | 08901 | 1.165 | 1.235
191426 | 823889 | 6104 DELMAR BLVD. SAINT LOUIS | 82387 | Joint Recruiting Program | USACE | 6104 Delmar Blvd | United States | Missouri | St. Louis | St. Louis | 63146 | 0.985 | 1.005
191427 | 823958 | 6257 ACACIA DRIVE HILLIARD | 70132 | Independent Duty Housing Program | USACE | 6257 Acacia Drive | United States | Ohio | Franklin | Hilliard | 43026 | 0.925 | 0.9195
191428 | 823979 | 7 WELTON AVENUE SCHENEVUS | 70132 | Independent Duty Housing Program | USACE | Welton | United States | New York | Otsego | Schenevus | 12155 | 1.06 | 1.075
191429 | 824002 | 700 EAGLE DRIVE CHICOPEE | 82387 | Joint Recruiting Program | USACE | 700 Eagle Drive | United States | Massachusetts | Hampden | Chicopee | 01022 | 1.13 | 1.17
191430 | 823969 | 7310 PRESTON DRIVE SPRINGFIELD | 70132 | Independent Duty Housing Program | USACE | 7310 Preston Drive | United States | Illinois | Sangamon | Springfield | 62711 | 1.03 | 1.045
191431 | 823936 | 8369 FM 2149 MAUD | 70132 | Independent Duty Housing Program | USACE | FM 2149 | United States | Texas | Bowie | Maud | 75567 | 0.85 | 0.83
191432 | 823950 | 865 QUADRILLA STREET MORGANTOWN | 70132 | Independent Duty Housing Program | USACE | Quadrilla | United States | West Virginia | Monongalia | Morgantown | 26505 | 1.02 | 1.03
191433 | 823846 | 9111 VALLEY VIEW STREET CYPRESS | 82387 | Joint Recruiting Program | USACE | 911 Valley View Street | United States | California | Orange | Cypress | 90630 | 1.02 | 1.06
191434 | 823791 | 9501 W 144TH PLACE ORLAND PARK | 82387 | Joint Recruiting Program | USACE | 9501 West 144th Place | United States | Illinois | Cook | Orland Park | 60462 | 1.18 | 1.25
191435 | 823932 | 9776 WEST HINDSDALE PLACE LITTLETON | 70132 | Independent Duty Housing Program | USACE | Hindsdale | United States | Colorado | Arapahoe | Littleton | 80128 | 0.99 | 0.98
191436 | 823970 | 98 HUNTERS CREEK DALLAS | 70132 | Independent Duty Housing Program | USACE | Hunters | United States | Georgia | Paulding | Dallas | 30157 | 0.865 | 0.83
191438 | 823440 | 26 Federal Plaza New York | 70173 | Army North | USACE | 26 Federal Plaza | United States | New York | Unknown | Unknown | 10278 | 1.36 | 1.46
191444 | M00146-BT | BOULIA | M00146 | MCAS Cherry Point NC | MCACT |  | United States | North Carolina | Craven | Havelock | 28532 | 1.03 | 1
191445 | 46A67 | FLANDREAU GUNSHED | 460NG | South Dakota National Guard | ARGUARD | WIND | United States | South Dakota | Moody | Flandreau | 57028 | 0.955 | 0.93
191446 | 12075 | SOCSOUTH HQ | 1281A | US Army Garrison Miami | ARACT | 29401 Southwest 125th Avenue | United States | Florida | Miami-Dade | Homestead | 33039 | 0.82 | 0.8
191449 | N00216-PV | NROTC PRAIRIE VIEW UNI | N00216 | NAS Corpus Christi TX | NAVACT | ANNE PRESTON | United States | Texas | Waller | Prairie View | 77446 | 0.865 | 0.84
191450 | N00216-RU | NROTC RICE UNI HOUSTON | N00216 | NAS Corpus Christi TX | NAVACT | MAIN | United States | Texas | Harris | Houston | 77005 | 0.865 | 0.84
191451 | N83447-UT | NROTC UNIV TEX AUSTIN | N83447 | NAS JRB Ft. Worth TX | NAVACT | 23RD | United States | Texas | Travis | Austin | 78712 | 0.865 | 0.84
191452 | N83447-TA | NROTC TEXAS A&M UNIV | N83447 | NAS JRB Ft. Worth TX | NAVACT | SHORT | United States | Texas | Brazos | College Station | 77841 | 0.865 | 0.84
191453 | 30B14 | Malta Readiness Center | 300NG | Montana National Guard | ARGUARD | 10TH | United States | Montana | Phillips | Malta | 59538 | 1.1 | 1.08
191454 | 37C64 | McLeansville | 370NG | North Carolina National Guard | ARGUARD | Camp Burton | United States | North Carolina | Guilford | Mcleansville | 27301 | 0.885 | 0.855
191455 | M62974-CO | COLFRED AIRFIELD | M62974 | MCAS YUMA AZ | MCACT |  | United States | Arizona | Yuma | Tacna | 85352 | 1.07 | 1.04
191456 | N00216-GA | NROTC TX MAR ACAD GALV | N00216 | NAS Corpus Christi TX | NAVACT | SEA WOLF | United States | Texas | Galveston | Galveston | 77554 | 0.865 | 0.84
191457 | M00146-0032 | HENRY/LUKENS | M00146 | MCAS Cherry Point NC | MCACT |  | United States | North Carolina | Carteret | Beaufort | 28516 | 1.03 | 1
191458 | M00146-0033 | JARRETT | M00146 | MCAS Cherry Point NC | MCACT |  | United States | North Carolina | Carteret | Smyrna | 28579 | 1.03 | 1
191459 | KWRD0003 | HOLLOMAN SITE # 3 | KWRD | HOLLOMAN | AFACT | US 54 SOUTH | United States | New Mexico | Otero | Chaparal | 88021 | 0.96 | 0.94
191460 | N69232-OX | OXNARD | N69232 | NAVBASE Ventura City Pt Mugu CA | NAVACT | STATHAM | United States | California | Ventura | Oxnard | 93033 | 1.08 | 1.12
191461 | N61007-TS | TAMPA SPAWAR SITE | N61007 | Naval Support Activity Orlando | NAVACT | POLK | United States | Florida | Hillsborough | Tampa | 29419 | 0.82 | 0.8
191462 | ULYB0004 | SOUTH GATE SITE # 4 | ULYB | ROSECRANS MAP/139AG | AFGUARD | MEMORIAL | United States | Missouri | Buchanan | St. Joseph | 64503 | 0.985 | 1.005
191463 | ULYB0005 | EAST LEASE CATM SITE # 5 | ULYB | ROSECRANS MAP/139AG | AFGUARD | MEMORIAL | United States | Missouri | Buchanan | St. Joseph | 64503 | 0.985 | 1.005
191464 | ULYB0006 | EAST LOT SITE # 6 | ULYB | ROSECRANS MAP/139AG | AFGUARD | MEMORIAL | United States | Missouri | Buchanan | St. Joseph | 64503 | 0.985 | 1.005
191465 | ULYB0007 | NEW FIRE HOUSE SITE # 7 | ULYB | ROSECRANS MAP/139AG | AFGUARD | MEMORIAL | United States | Missouri | Buchanan | St. Joseph | 64503 | 0.985 | 1.005
191466 | ULYB0008 | MASTER PLAN SITE # 8 | ULYB | ROSECRANS MAP/139AG | AFGUARD | MEMORIAL | United States | Missouri | Buchanan | St. Joseph | 64503 | 0.985 | 1.005
191467 | 38A52 | Dickinson Complex | 380NG | North Dakota National Guard | ARGUARD | Energy | United States | North Dakota | Stark | Dickinson | 58601 | 1.09 | 1.09
191468 | 42126 | Smithfield PA USARC | 42560 | 99th Readiness Division | ARRES | Mountain View | United States | Pennsylvania | Fayette | Smithfield | 15478 | 1.065 | 1.105
191469 | 38B71 | Valley City Complex | 380NG | North Dakota National Guard | ARGUARD | 7th | United States | North Dakota | Barnes | Valley City | 58072 | 1.09 | 1.09
191470 | 35558 | LAS CRUCES USARC | 06510 | 63rd Readiness Division | ARRES | REA | United States | New Mexico | Dona Ana | Las Cruces | 88007 | 1.02 | 1
191471 | 823770 | 884 Eastlake Parkway Chula Vista | 82387 | Joint Recruiting Program | USACE | 884 Eastlake Parkway | United States | California | San Diego | Chula Vista | 91914 | 1.05 | 1.08
191472 | 824001 | 127 Scott Acres Scott Depot | 70132 | Independent Duty Housing Program | USACE | 127 Scott Acres | United States | West Virginia | Putnam | Scott Depot | 25560 | 1.02 | 1.03
191473 | 823944 | 1302 Lafayette Parkway Lagrange | 82387 | Joint Recruiting Program | USACE | 1302 Lafayette Parkway | United States | Georgia | Troup | La Grange | 30241 | 0.865 | 0.83
191474 | 823869 | 1402 West 7th Street Upland | 82387 | Joint Recruiting Program | USACE | 1402 W 7th Street | United States | California | San Bernardino | Upland | 91786 | 1.08 | 1.12
191475 | 823883 | 14430 West Center Road Omaha | 82387 | Joint Recruiting Program | USACE | Center | United States | Nebraska | Douglas | Omaha | 68144 | 0.92 | 0.91
191476 | 823806 | 1611 North Magnolia Avenue El Cajon | 82387 | Joint Recruiting Program | USACE | 1611 North Magnolia Avenue | United States | California | San Diego | El Cajon | 92020 | 1.05 | 1.08
191477 | 824059 | 1543 E Nightingale Lane Chandler | 70132 | Independent Duty Housing Program | USACE | Nightingale | United States | Arizona | Maricopa | Chandler | 85226 | 0.91 | 0.89
191478 | 823802 | 1720 Washington Road Pittsburgh | 82387 | Joint Recruiting Program | USACE | 1720 Washington Road | United States | Pennsylvania | Allegheny | Pittsburgh | 15241 | 1.065 | 1.105
191479 | 824057 | 1863 Andrea Dr. Palmdale | 70132 | Independent Duty Housing Program | USACE | Andrea | United States | California | Los Angeles | Palmdale | 93551 | 1.02 | 1.06
191480 | 824050 | 1910 South 72nd Street Omaha | 82387 | Joint Recruiting Program | USACE | 1910 South 72nd Street | United States | Nebraska | Douglas | Omaha | 68124 | 0.92 | 0.91
191481 | 824041 | 1949 Havemann Rd Celina | 82387 | Joint Recruiting Program | USACE | 1949 Havemann Road | United States | Ohio | Miami | Celina | 45822 | 0.925 | 0.9195
191482 | 823854 | 2027 Emmons Avenue Brooklyn | 82387 | Joint Recruiting Program | USACE | 2027 Emmons Avenue | United States | New York | Kings | Unknown | 11235 | 1.36 | 1.46
191483 | 823786 | 2114 Lincoln Street Rhinelander | 82387 | Joint Recruiting Program | USACE | 2114 Lincoln Street | United States | Wisconsin | Oneida | Rhinelander | 54501 | 1.09 | 1.13
191484 | 824032 | 2424 Glen Laurel Greensboro | 70132 | Independent Duty Housing Program | USACE | Glen Laurel | United States | North Carolina | Guilford | Greensboro | 27406 | 0.885 | 0.855
191485 | 823879 | 24954 Brookpark Rd North Olmsted | 82387 | Joint Recruiting Program | USACE | 24954 Brookpark Road | United States | Ohio | Cuyahoga | North Olmsted | 44070 | 0.925 | 0.9195
191486 | 824058 | 2554 E Eboney Drive Chandler | 70132 | Independent Duty Housing Program | USACE | Eboney | United States | Arizona | Maricopa | Chandler | 85286 | 0.91 | 0.89
191487 | 823850 | 2803 Jim Redman Road Plant City | 82387 | Joint Recruiting Program | USACE | 2803 James Redman Road | United States | Florida | Hillsborough | Plant City | 33566 | 0.82 | 0.8
191488 | 823044 | 3104 East Bragstad Sioux Falls | 70132 | Independent Duty Housing Program | USACE | Bragstad | United States | South Dakota | Minnehaha | Sioux Falls | 57103 | 0.96 | 0.94
191489 | 824043 | 3136 Springfield Drive Appleton | 70132 | Independent Duty Housing Program | USACE | 3136 Springfield Drive | United States | Wisconsin | Outagamie | Appleton | 54915 | 1.085 | 1.12
191490 | 824064 | 3106 Pierce Parkway Springfield | 82387 | Joint Recruiting Program | USACE | 3106 Pierce Parkway | United States | Oregon | Lane | Springfield | 97477 | 1.12 | 1.145
191491 | 823335 | 3439 Princeton Road Hamilton | 82387 | Joint Recruiting Program | USACE | 3439 Princeton Road | United States | Ohio | Butler | Hamilton | 45011 | 0.925 | 0.9195
191492 | 824061 | 1635 Colfax Street Grand Haven | 70132 | Independent Duty Housing Program | USACE | 1635 Colfax Street | United States | Michigan | Ottawa | Grand Haven | 49417 | 1.035 | 1.055
191493 | 824062 | 289 Water Ridge Court Maineville | 70132 | Independent Duty Housing Program | USACE | Water Ridge | United States | Ohio | Warren | Maineville | 45039 | 0.925 | 0.9195
191494 | 824052 | 33 Point View Drive East Greenbush | 70132 | Independent Duty Housing Program | USACE | Point View | United States | New York | Rensselaer | East Greenbush | 12061 | 1.05 | 1.07
191495 | 824015 | 3407 Woodgate Drive Grand Junction | 70132 | Independent Duty Housing Program | USACE | Woodgate | United States | Colorado | Mesa | Grand Junction | 81506 | 1.015 | 1
191496 | 824071 | 905 Pheasant Run Zion | 70132 | Independent Duty Housing Program | USACE | 905 Pheasant Run | United States | Illinois | Lake | Zion | 60099 | 1.18 | 1.25
191497 | 824017 | 4216 West Carlos Folger Drive Columbus | 82387 | Joint Recruiting Program | USACE | 4216 West Carlos Folger Drive | United States | Indiana | Bartholomew | Columbus | 47201 | 0.955 | 0.96
191498 | 39789 | 384 W Hunter Drive Newark | 70132 | Independent Duty Housing Program | USACE | 384 W. Hunter Drive | United States | Ohio | Licking | Newark | 43055 | 0.925 | 0.9195
191499 | 824087 | 1212 Broken Bow Court Westerville | 70132 | Independent Duty Housing Program | USACE | Broken Bow | United States | Ohio | Franklin | Westerville | 43081 | 0.925 | 0.9195
1915 | GHUK0001 | FRANCIS E WARREN AF MISSILE SITE H5 SITE # 1 | GHLN | F E WARREN AFB | AFACT | 13312 Nebraska State Road 38 | United States | Nebraska | Cheyenne | Lodgepole | 69149 | 0.93 | 0.915
191500 | 824076 | 403 Susan Circle North Wales | 70132 | Independent Duty Housing Program | USACE | Susan | United States | Pennsylvania | Montgomery | North Wales | 19454 | 1.065 | 1.105
191501 | 06183 | 50 Town Center Parkway Santee | 82387 | Joint Recruiting Program | USACE | 50 Town Center Parkway | United States | California | San Diego | Santee | 92071 | 1.05 | 1.08
191502 | 824042 | 4052 South Shore Drive Erie | 70132 | Independent Duty Housing Program | USACE | 4052 South Shore Drive | United States | Pennsylvania | Erie | Erie | 16505 | 1.065 | 1.105
191503 | 824016 | 474309 East State Road Fernandina Beach | 82387 | Joint Recruiting Program | USACE | 474309 East State Road 200 | United States | Florida | Nassau | Fernandina Beach | 32034 | 0.825 | 0.805
191504 | 823824 | 50 E La Frentz Ln Marshalltown | 82387 | Joint Recruiting Program | USACE | 50 East La Frentz Lane | United States | Iowa | Marshall | Marshalltown | 50158 | 1.01 | 1.01
191505 | 824092 | 1220 SW 3rd Ave Portland | 82387 | Joint Recruiting Program | USACE | 1220 SW 3rd Avenue | United States | Oregon | Multnomah | Portland | 97204 | 1.08 | 1.1
191506 | 824090 | 2205 Dunhill Lane Lexington | 70132 | Independent Duty Housing Program | USACE | 2205 Dunhill Lane | United States | Kentucky | Fayette | Lexington | 40509 | 0.87 | 0.87
191507 | 824089 | 1506 E 17th Street Hutchinson | 82387 | Joint Recruiting Program | USACE | 1984 Hillside Drive | United States | Kansas | Reno | Hutchinson | 67502 | 1.005 | 1.025
191508 | 824063 | 50069 Black Horse Canton | 70132 | Independent Duty Housing Program | USACE | 50069 Black Horse | United States | Michigan | Wayne | Canton | 48188 | 1.03 | 1.06
191509 | 824011 | 501 W Harned Street Stillwater | 70132 | Independent Duty Housing Program | USACE | Harned | United States | Oklahoma | Payne | Stillwater | 74075 | 0.875 | 0.85
191510 | 824009 | 5064 Hardy Street Hattiesburg | 82387 | Joint Recruiting Program | USACE | 5064 Hardy Street | United States | Mississippi | Forrest | Hattiesburg | 39402 | 0.9 | 0.86
191511 | 824060 | 5217 Holly Ridge Farm Rd Raleigh | 70132 | Independent Duty Housing Program | USACE | 5217 Holly Ridge Farm Road | United States | North Carolina | Wake | Raleigh | 27605 | 0.885 | 0.855
191512 | 824004 | 530 N Plaquemine Drive Shreveport | 70132 | Independent Duty Housing Program | USACE | Plaquemine | United States | Louisiana | Caddo | Shreveport | 71115 | 0.82 | 0.79
191513 | 823962 | 54 Merganser Woodbine | 70132 | Independent Duty Housing Program | USACE | 54 Merganser | United States | Georgia | Camden | Woodbine | 31569 | 0.99 | 0.95
191514 | 823999 | 6013 Clark Road Harrison | 70132 | Independent Duty Housing Program | USACE | Clark | United States | Tennessee | Hamilton | Harrison | 37341 | 0.82 | 0.8
191515 | 824020 | 6171 Cambridge Park Drive Kirtland Hills | 70132 | Independent Duty Housing Program | USACE | 6171 Cambridge Park Drive | United States | Ohio | Lake | Kirtland Hills | 44060 | 0.925 | 0.9195
191516 | 824007 | 636 Pearl Street Mall Houghton | 82387 | Joint Recruiting Program | USACE | 636 Pearl Street | United States | Michigan | Houghton | Houghton | 49931 | 1.035 | 1.055
191517 | 824051 | 6363 Richmond Avenue Houston | 82387 | Joint Recruiting Program | USACE | 6363 Richmond Avenue | United States | Texas | Harris | Houston | 77057 | 0.865 | 0.84
191518 | 823726 | 747 N. Park Ave Tuscon | 82387 | Joint Recruiting Program | USACE | 747 N. Park Avenue | United States | Arizona | Pima | Tucson | 85719 | 0.94 | 0.92
191519 | 824013 | 8280 Paroli Lane Blacklick | 70132 | Independent Duty Housing Program | USACE | Paroli | United States | Ohio | Franklin | Blacklick | 43004 | 0.925 | 0.9195
191520 | 823785 | 8310 S. Tamiami Trail Sarasota | 82387 | Joint Recruiting Program | USACE | 8310 South Tamiami Trail | United States | Florida | Sarasota | Sarasota | 34238 | 0.825 | 0.805
191521 | 824055 | 843 Worcester Street Springfield | 82387 | Joint Recruiting Program | USACE | 843 Worcester Street | United States | Massachusetts | Hampden | Springfield | 01151 | 1.13 | 1.17
191522 | 824019 | 845 W X Street Washougal | 70132 | Independent Duty Housing Program | USACE | 845 W X Street | United States | Washington | Clark | Washougal | 98671 | 1.085 | 1.095
191523 | 823803 | 8465 Holcomb Bridge Road Alpharetta | 82387 | Joint Recruiting Program | USACE | 8465 Holcomb Bridge Road | United States | Georgia | Fulton | Alpharetta | 30022 | 0.83 | 0.8
191524 | 32A69 | AASF South 2 | 320NG | Nevada National Guard | ARGUARD | Cheyanne | United States | Nevada | Clark | North Las Vegas | 89032-2450 | 1.14 | 1.17
191525 | 01A26 | Andalusia National Guard Readiness Center | 010NG | Alabama National Guard | ARGUARD | Unknown | United States | Alabama | Covington | Andalusia | 36420-4304 | 0.855 | 0.83
191526 | 01A81 | Auburn National Guard Readiness Center | 010NG | Alabama National Guard | ARGUARD | Unknown | United States | Alabama | Lee | Auburn | 36832-3546 | 0.855 | 0.83
191527 | 01B81 | CALERA NATIONAL GUARD READINESS CENTER | 010NG | Alabama National Guard | ARGUARD | UNKNOWN | United States | Alabama | Shelby | Calera | 35040-0000 | 0.855 | 0.83
191528 | 01C10 | Chelsea National Guard Readiness Center | 010NG | Alabama National Guard | ARGUARD | Unknown | United States | Alabama | Shelby | Chelsea | 35043-0000 | 0.855 | 0.83
191529 | 48D08 | EAGLE LAKE - CHALLENGE | 480NG | Texas National Guard | ARGUARD | FM 3013 WEST | United States | Texas | Colorado | Eagle Lake | 77434 | 0.865 | 0.84
191530 | 01C26 | Clanton National Guard Readiness Center | 010NG | Alabama National Guard | ARGUARD | Unkmown | United States | Alabama | Chilton | Clanton | 35043-1728 | 0.855 | 0.83
191531 | 01C46 | Cullman National Guard Readiness Center | 010NG | Alabama National Guard | ARGUARD | Unknown | United States | Alabama | Cullman | Cullman | 35055-6398 | 0.855 | 0.83
191532 | 25E42 | Plymouth Recruiting Office | 250NG | Massachusetts National Guard | ARGUARD | Court | United States | Massachusetts | Plymouth | Plymouth | 02360 | 1.165 | 1.215
191533 | 01C71 | Dothan National Guard Readiness Center | 010NG | Alabama National Guard | ARGUARD | Anywhere | United States | Alabama | Houston | Dothan | 36301-4632 | 0.89 | 0.86
191534 | 01C91 | Enterprise National Guard Readiness Center | 010NG | Alabama National Guard | ARGUARD | UNKNOWN | United States | Alabama | Coffee | Enterprise | 36331-1060 | 0.89 | 0.86
191535 | 46B21 | MILBANK MVSC | 460NG | South Dakota National Guard | ARGUARD | 4th | United States | South Dakota | Grant | Milbank | 57252 | 0.955 | 0.93
191537 | 41A71 | Oregon City Storefront | 410NG | Oregon National Guard | ARGUARD | Beavercreek | United States | Oregon | Clackamas | Oregon City | 97045-9539 | 1.12 | 1.145
191538 | N00206-TU | NROTC TULANE UNIV | N00206 | NAS JRB New Orleans LA | NAVACT | SAINT CHARLES | United States | Louisiana | Orleans | New Orleans | 70118 | 0.91 | 0.88
191539 | N00206-SU | NROTC SOUTHERN UNIV | N00206 | NAS JRB New Orleans LA | NAVACT | HARDING | United States | Louisiana | East Baton Rouge | Baton Rouge | 70813 | 0.855 | 0.825
191540 | N62604-SY | PASCAGOULA SHIPYARD | N62604 | CBC Gulfport MS | NAVACT | JERRY SAINT PE | United States | Mississippi | Jackson | Pascagoula | 39581 | 0.87 | 0.83
191541 | 09C66 | Bristol Storefront | 090NG | Connecticut National Guard | ARGUARD | Farmington | United States | Connecticut | Hartford | Bristol | 06010-3900 | 1.165 | 1.205
191542 | 01D76 | Greenville National Guard Readiness Center | 010NG | Alabama National Guard | ARGUARD | UNKNOWN | United States | Alabama | Butler | Greenville | 36037-1053 | 0.855 | 0.83
191543 | 01E48 | Huntsville National Guard Readiness Center | 010NG | Alabama National Guard | ARGUARD | UNKNOWN | United States | Alabama | Madison | Huntsville | 35801-0000 | 0.83 | 0.8
191544 | 01D42 | Fort Payne National Guard Readiness Center | 010NG | Alabama National Guard | ARGUARD | UNKNOWN | United States | Alabama | De Kalb | Fort Payne | 35967-8100 | 0.855 | 0.83
191545 | 01D26 | Florence National Guard Readiness Center | 010NG | Alabama National Guard | ARGUARD | UNKNOWN | United States | Alabama | Lauderdale | Florence | 35630-6299 | 0.855 | 0.83
191546 | 01D47 | Gardendale National Guard Readiness Center | 010NG | Alabama National Guard | ARGUARD | UNKNOWN | United States | Alabama | Jefferson | Gardendale | 35071-0000 | 0.855 | 0.83
191548 | N62604-PW | PASCAGOULA SY WAREHOUS | N62604 | CBC GULFPORT MS | NAVACT | KREBS | United States | Mississippi | Jackson | Pascagoula | 39581 | 0.87 | 0.83
191549 | N62604-SW | PASCAGOULA SY WAREHOUS | N62604 | CBC Gulfport MS | NAVACT | KREBS | United States | Mississippi | Jackson | Pascagoula | 39581 | 0.87 | 0.83
191550 | CRWU0004 | AFAFO GSA | CRWU | BUCKLEY AFB | AFACT | SOUTH WILLOW | United States | Colorado | Arapahoe | Englewood | 80111 | 0.99 | 0.98
191551 | AGGN0002 | LEASED DATA ASSETS | AGGN | ALTUS AIR FORCE BASE | AFACT |  | United States | Oklahoma | Jackson | Altus Afb | 73523 | 0.95 | 0.93
191552 | GHLN0003 | CAMP GUERNSEY | GHLN | F E WARREN AFB | AFGUARD | SOUTH GUERNSEY HWY | United States | Wyoming | Platte | Guernsey | 82214 | 1.045 | 1.035
191553 | 47G67 | Hermitage Storefront | 470NG | Tennessee National Guard | ARGUARD | Lebanon | United States | Tennessee | Davidson | Hermitage | 37076 | 0.835 | 0.82
191554 | 25E70 | Army National guard Recruting Office | 250NG | Massachusetts National Guard | ARGUARD | Park | United States | Massachusetts | Berkshire | Adams | 01220 | 1.165 | 1.215
191555 | KRSM0002 | BOYER BUSINESS DEPOT OGDEN (BDO) | KRSM | HILL AFB | AFACT | FIRST | United States | Utah | Weber | Ogden | 84404 | 1.03 | 1
191556 | 06210 | HAYWARD WMD SITE | 060NG | California National Guard | ARGUARD | 1525 W Winton Avenue | United States | California | Alameda | Hayward | 94545 | 1.2 | 1.25
191557 | XQVD0003 | DUGWAY | KRSM | HILL AFB | AFACT | STARK | United States | Utah | Tooele | Dugway | 84022 | 1.11 | 1.08
191558 | KRSM0003 | FREEPORT | KRSM | HILL AFB | AFACT | 9TH | United States | Utah | Davis | Clearfield | 84016-0466 | 1.03 | 0.99
191559 | ACJP0002 | GENERAL SERVICES ADMINISTRATION #2 | ACJP | LOS ANGELES AFB | AFACT | WILSHIRE | United States | California | Los Angeles | Los Angeles | 90024 | 1.02 | 1.06
191560 | 12F07 | Flagler County Palm Coast Lease | 120NG | Florida National Guard | ARGUARD | Aviation | United States | Florida | Flagler | Palm Coast | 32164 | 0.825 | 0.805
191570 | 23056 | PRESQUE ISLE SFRO | 230NG | Maine National Guard | ARGUARD | Main | United States | Maine | Aroostook | Presque Isle | 04734 | 1.02 | 1
191571 | 20023 | Winfield Str Fnt Recruiting | 200NG | Kansas National Guard | ARGUARD | Main | United States | Kansas | Cowley | Winfield | 67156 | 1.005 | 1.025
191573 | N60042-SG | ITEM 10G RESM | N60042 | NAF El Centro CA | NAVACT |  | United States | California | Imperial | El Centro | 92243 | 1.11 | 1.15
191574 | 20024 | Wichita Str Front Recruiting | 200NG | Kansas National Guard | ARGUARD | 21st | United States | Kansas | Sedgwick | Wichita | 67205-1765 | 0.96 | 0.98
191575 | M67399-0010 | SHARP EASEMENT NORTH | M67399 | MCAGCC Twentynine Palms CA | MCACT |  | United States | California | San Bernardino | Amboy | 92304 | 1.2 | 1.25
191576 | M67399-0011 | SHARP EASEMENT SOUTH | M67399 | MCAGCC Twentynine Palms CA | MCACT |  | United States | California | San Bernardino | Amboy | 92304 | 1.2 | 1.25
191577 | N00204-MB | MOBILE SHIPYARD | N00204 | NAS Pensacola FL | NAVACT | ADDSCO | United States | Alabama | Mobile | Mobile | 36602 | 0.86 | 0.83
191578 | MDL30 | BWI COMMERCE PARK | WHS01 | WASHINGTON HEADQUARTERS | WHS | 7500 Connelly Drive | United States | Maryland | Anne Arundel | Hanover | 21076 | 0.97 | 0.97
191579 | VALB1 | ADVANCED SYSTEMS CENTER | WHS01 | WASHINGTON HEADQUARTERS | WHS | 12030 Sunrise Valley Drive | United States | Virginia | Fairfax | Reston | 20192 | 1.08 | 1.08
191580 | VALB2 | GUNSTON COMMERCE CTR BLDG 7 | WHS01 | WASHINGTON HEADQUARTERS | WHS | 10501 Furnace Road | United States | Virginia | Fairfax | Lorton | 22079 | 1.08 | 1.08
191581 | VALB3 | PATRIOTS PARK | WHS01 | WASHINGTON HEADQUARTERS | WHS | 12300 Sunrise Valley Drive | United States | Virginia | Fairfax | Reston | 20191 | 1.08 | 1.08
191582 | MDL31 | TELEGRAPH COMMERCE CENTER | WHS01 | WASHINGTON HEADQUARTERS | WHS | TELEGRAPH RD | United States | Maryland | Anne Arundel | Odenton | 21113 | 0.97 | 0.97
191583 | M00264-GR | GREENSPRING DR | M00264 | MARINE CORPS BASE QUANTICO VA | MCACT | GREENSPRING | United States | Virginia | Stafford | Garrisonville | 22554 | 1.08 | 1.08
191584 | N60042-SR | CAMERA TARGET SITE 3N | N60042 | NAF El Centro CA | NAVACT |  | United States | California | Imperial | El Centro | 92243 | 1.11 | 1.15
191585 | N60042-SP | CAMERA TARGET SITE 4N | N60042 | NAF El Centro CA | NAVACT |  | United States | California | Imperial | El Centro | 92243 | 1.11 | 1.15
191586 | N60042-SH | CAMERA TARGET SITE 5 | N60042 | NAF El Centro CA | NAVACT |  | United States | California | Imperial | El Centro | 92243 | 1.11 | 1.15
191587 | N60042-SI | CAMERA TARGET SITE 6 | N60042 | NAF El Centro CA | NAVACT |  | United States | California | Imperial | El Centro | 92243 | 1.11 | 1.15
191588 | 01E86 | Livingston National Guard Readiness Center | 010NG | Alabama National Guard | ARGUARD | Unknown | United States | Alabama | Sumter | Livingston | 35470-0000 | 0.855 | 0.83
191589 | 824276 | 3337 W State Street 3 Grand Island | 82387 | Joint Recruiting Program | USACE | STATE | United States | Nebraska | Hall | Grand Island | 68801 | 0.94 | 0.92
191591 | WKVB0002 | FS GABRESKI SITE 2 | WKVB | FRANCIS S. GABRESKI AIRPORT(ANG) | AFGUARD | RIVERHEAD | United States | New York | Suffolk | Westhampton Beach | 11978 | 1.06 | 1.075
191592 | WKVB0003 | FS GABRESKI SITE 3 | WKVB | FRANCIS S. GABRESKI AIRPORT(ANG) | AFGUARD | RIVERHEAD | United States | New York | Suffolk | Westhampton Beach | 11978 | 1.06 | 1.075
191593 | WKVB0004 | FS GABRESKI SITE 4 | WKVB | FRANCIS S. GABRESKI AIRPORT(ANG) | AFGUARD | RIVERHEAD | United States | New York | Suffolk | Westhampton Beach | 11978 | 1.06 | 1.075
191594 | M00264-SH | TECH PARKWAY 3 | M00264 | MARINE CORPS BASE QUANTICO VA | MCACT | TECH | United States | Virginia | Stafford | Garrisonville | 22556 | 1.08 | 1.08
191595 | TWLR0002 | ATCT LAND LEASE | TWLR | QUONSET STATE AIRPORT | AFGUARD | ECCELSTON | United States | Rhode Island | Washington | North Kingstown | 02852 | 1.155 | 1.195
191597 | 01E90 | Loxley National Guard Readiness Center | 010NG | Alabama National Guard | ARGUARD | Unknown | United States | Alabama | Baldwin | Loxley | 36551-0000 | 0.855 | 0.83
191598 | 01F13 | WEST MOBILE NATIONAL GUARD READINESS CENTER | 010NG | Alabama National Guard | ARGUARD | UNKNOWN | United States | Alabama | Mobile | Mobile | 36582-0000 | 0.84 | 0.81
191599 | 01F82 | Opelika National Guard Readiness Center | 010NG | Alabama National Guard | ARGUARD | Unknown | United States | Alabama | Lee | Opelika | 36801-2624 | 0.855 | 0.83
1916 | GHUL0001 | FRANCIS E WARREN AF MISSILE SITE H6 SITE # 1 | GHLN | F E WARREN AFB | AFACT | 2665 Nebraska State Road 139 | United States | Nebraska | Cheyenne | Lodgepole | 69149 | 0.93 | 0.915
191600 | 01G11 | Phenix City National Guard Readiness Center | 010NG | Alabama National Guard | ARGUARD | Unknown | United States | Alabama | Russell | Phenix City | 36867-9217 | 0.855 | 0.83
191601 | 01G21 | Prattville National Guard Readiness Center | 010NG | Alabama National Guard | ARGUARD | Unknown | United States | Alabama | Autauga | Prattville | 36067-2851 | 0.87 | 0.85
191602 | 01G91 | Troy National Guard Readiness Center | 010NG | Alabama National Guard | ARGUARD | UNKNOWN | United States | Alabama | Pike | Troy | 36081-0827 | 0.89 | 0.86
191603 | 01G93 | Trussville National Guard Readiness Center | 010NG | Alabama National Guard | ARGUARD | Unknown | United States | Alabama | Jefferson | Trussville | 35173-0000 | 0.855 | 0.83
191604 | 01G96 | Tuscaloosa National Guard Readiness Center | 010NG | Alabama National Guard | ARGUARD | UNKNOWN | United States | Alabama | Tuscaloosa | Tuscaloosa | 35405-0000 | 0.855 | 0.83
191606 | AXQD0003 | BARNES MAP (ANG) SITE # 3 | AXQD | BARNES MAP (ANG) | AFGUARD | FALCON DRIVE | United States | Massachusetts | Hampden | Westfield | 01085-1482 | 1.13 | 1.17
191606 | AXQD0003 | BARNES MAP (ANG) SITE # 3 | AXQD | BARNES MAP (ANG) | AFGUARD | FALCON DRIVE | United States | Massachusetts | Hampden | Westfield | 01085-1482 | 1.13 | 1.17
191607 | AXQD0002 | BARNES MAP (ANG) SITE # 2 | AXQD | BARNES MAP (ANG) | AFGUARD | FALCON DRIVE | United States | Massachusetts | Hampden | Westfield | 01085-1482 | 1.13 | 1.17
191608 | WKVB0005 | FS GABRESKI SITE 5 | WKVB | FRANCIS S. GABRESKI AIRPORT(ANG) | AFGUARD | RIVERHEAD | United States | New York | Suffolk | Westhampton Beach | 11978 | 1.06 | 1.075
191609 | LUXC0003 | JOE FOSS FIELD SITE # 3 | LUXC | JOE FOSS FIELD | AFGUARD | ALGONQUIN | United States | South Dakota | Minnehaha | Sioux Falls | 57104 | 0.96 | 0.94
191610 | LUXC0002 | JOE FOSS FIELD SITE # 2 | LUXC | JOE FOSS FIELD | AFGUARD | ALGONQUIN ST | United States | South Dakota | Minnehaha | Sioux Falls | 57104 | 0.96 | 0.94
191611 | 37A96 | SOD | 370NG | North Carolina National Guard | ARGUARD | carroll | United States | North Carolina | Durham | Durham | 27707 | 0.885 | 0.855
191612 | 13A07 | Evans LN8574 | 130NG | Georgia National Guard | ARGUARD | Washington | United States | Georgia | Columbia | Evans | 30809 | 0.865 | 0.83
191613 | 13A08 | Warner Robins LN8796 | 130NG | Georgia National Guard | ARGUARD | Watson | United States | Georgia | Houston | Warner Robins | 31093-9546 | 0.88 | 0.85
191614 | 822904 | 200 Lockheed Martin Way Courtland | 01202 | Redstone Arsenal | ARACT | Lockheed Martin | United States | Alabama | Lawrence | Courtland | 35618 | 0.855 | 0.83
191615 | PSTE0002 | MCENTIRE JOINT NATIONAL GUARD BASE SITE # 2 | PSTE | MCENTIRE JOINT NATIONAL GUARD BASE | AFGUARD | SOUTH CAROLINA | United States | South Carolina | Richland | Mc Entire Ang Base | 29044-5008 | 0.87 | 0.83
191619 | WKVB0006 | FS GABRESKI SITE 6 | WKVB | FRANCIS S. GABRESKI AIRPORT(ANG) | AFGUARD | RIVERHEAD | United States | New York | Suffolk | Westhampton Beach | 11978 | 1.06 | 1.075
191620 | N61065-NM | NAVY MEDICAL | N61065 | NAVWPNSTA Seal Beach | NAVACT | FIGUEROA | United States | California | Los Angeles | Los Angeles | 90012 | 1.02 | 1.06
191621 | 824095 | 10320 Little Patuxent Parkway Columbia | 82387 | Joint Recruiting Program | USACE | Little Patuxent | United States | Maryland | Howard | Columbia | 21044 | 1.005 | 1
191622 | 824263 | 107 Merrimack Street Lowell | 82387 | Joint Recruiting Program | USACE | Merrimack | United States | Massachusetts | Middlesex | Lowell | 01852 | 1.165 | 1.215
191623 | 824177 | 10885 Lincoln Highway Fairview Heights | 82387 | Joint Recruiting Program | USACE | Lincoln | United States | Illinois | ST CLAIR | Fairview Heights | 62208 | 1.08 | 1.1
191624 | 824158 | 1197 East Pulaski Highway Elkton | 82387 | Joint Recruiting Program | USACE | Pulaski | United States | Maryland | Cecil | Elkton | 21921 | 1.005 | 1
191625 | 824153 | 13725 Foulger Square Woodbridge | 82387 | Joint Recruiting Program | USACE | Foulger | United States | Virginia | Prince William | Woodbridge | 22192 | 1.08 | 1.08
191626 | 824114 | 14029 Crossing Place Woodbridge | 82387 | Joint Recruiting Program | USACE | Crossing | United States | Virginia | Prince William | Woodbridge | 22191 | 1.08 | 1.08
191627 | 824247 | 1531 Utah Ave S Seattle | 82387 | Joint Recruiting Program | USACE | Utah | United States | Washington | King | Seattle | 98134 | 1.12 | 1.14
191628 | 824198 | 1658 NW Louisiana Avenue Chehalis | 82387 | Joint Recruiting Program | USACE | Louisiana | United States | Washington | Lewis | Chehalis | 98532 | 1.085 | 1.095
191629 | 824235 | 1671 E. Idaho Avenue Ontario | 82387 | Joint Recruiting Program | USACE | Idaho | United States | Oregon | Malheur | Ontario | 97914 | 1.12 | 1.145
191630 | 824171 | 1777 Tamiami Trail Port Charlotte | 82387 | Joint Recruiting Program | USACE | Tamiami | United States | Florida | Charlotte | Port Charlotte | 33948 | 0.825 | 0.805
191631 | 824204 | 1801 S 45th Street Fargo | 82387 | Joint Recruiting Program | USACE | 45th | United States | North Dakota | Cass | Fargo | 58103 | 1.09 | 1.09
191632 | 824125 | 1807 West Bradley Avenue Champaign | 82387 | Joint Recruiting Program | USACE | Bradley | United States | Illinois | Champaign | Champaign | 61820 | 1.03 | 1.045
191633 | 824203 | 19251 Mack Ave Grosse Pointe Woods | 82387 | Joint Recruiting Program | USACE | Mack | United States | Michigan | Wayne | Grosse Pointe Woods | 48236 | 1.03 | 1.06
191634 | 824036 | 2061 Allston Way Berkeley | 82387 | Joint Recruiting Program | USACE | Allston | United States | California | Alameda | Berkeley | 94704 | 1.2 | 1.25
191635 | 824147 | 207 South Houston Street Dallas | 82387 | Joint Recruiting Program | USACE | Houston | United States | Texas | Dallas | Dallas | 75202 | 0.83 | 0.82
191636 | 824250 | 236 S. Main Street Pendleton | 82387 | Joint Recruiting Program | USACE | Main | United States | Oregon | Umatilla | Pendleton | 97801 | 1.16 | 1.19
191637 | 824186 | 2789 E. State St. Salem | 82387 | Joint Recruiting Program | USACE | State | United States | Ohio | Columbiana | Salem | 44460 | 0.925 | 0.9195
191638 | 824098 | 2945 El Rancho Drive Sparks | 82387 | Joint Recruiting Program | USACE | El Rancho | United States | Nevada | Washoe | Sparks | 89431 | 1.18 | 1.2
191639 | 824189 | 3011 William Penn Highway Easton | 82387 | Joint Recruiting Program | USACE | William Penn | United States | Pennsylvania | Northampton | Easton | 18045 | 1.065 | 1.105
191640 | 824242 | 3220 East Elk Lane Fremont | 82387 | Joint Recruiting Program | USACE | Elk | United States | Nebraska | Dodge | Fremont | 68025 | 0.93 | 0.915
191641 | 824127 | 3511 Murray Street Marinette | 82387 | Joint Recruiting Program | USACE | Murray | United States | Wisconsin | Marinette | Marinette | 54143 | 1.085 | 1.12
191642 | 824215 | 3730 Dawson Street Pittsburgh | 82387 | Joint Recruiting Program | USACE | Dawson | United States | Pennsylvania | Allegheny | Pittsburgh | 15213 | 1.065 | 1.105
191643 | 824253 | 415 North San Jacinto Houston | 82387 | Joint Recruiting Program | USACE | San Jacinto | United States | Texas | Harris | Houston | 77002 | 0.865 | 0.84
191644 | 823520 | 42 Reeds Way New Castle | 82387 | Joint Recruiting Program | USACE | Reeds | United States | Delaware | New Castle | New Castle | 19720 | 1.03 | 1.06
191645 | 824077 | 4211 Monarch Way Norfolk | 82387 | Joint Recruiting Program | USACE | Monarch | United States | Virginia | Norfolk | Norfolk | 23508 | 0.98 | 0.94
191646 | 824170 | 4300 Rogers Avenue Fort Smith | 82387 | Joint Recruiting Program | USACE | Rogers | United States | Arkansas | Sebastian | Fort Smith | 72903 | 0.845 | 0.82
191647 | 824192 | 432 Silver Bridge Plaze Gallipolis | 82387 | Joint Recruiting Program | USACE | Silver Bridge | United States | Ohio | Gallia | Gallipolis | 45631 | 0.925 | 0.9195
191648 | 824259 | 435 Pleasant Grove Road Mount Juliet | 82387 | Joint Recruiting Program | USACE | Pleasant Grove | United States | Tennessee | Wilson | Mount Juliet | 37122 | 0.835 | 0.82
191649 | 824202 | 4556 W. 4th Avenue Hialeah | 82387 | Joint Recruiting Program | USACE | 4th | United States | Florida | Miami-Dade | Hialeah | 33012 | 0.82 | 0.8
191650 | 824255 | 5405 Johnston Street Lafayette | 82387 | Joint Recruiting Program | USACE | Johnston | United States | Louisiana | Lafayette | Lafayette | 70503 | 0.855 | 0.825
191651 | 824200 | 5701 East Circle Drive Cicero | 82387 | Joint Recruiting Program | USACE | Circle | United States | New York | Onondaga | Cicero | 13039 | 1.06 | 1.075
191652 | 824243 | 6620 Alta Mere Drive Fort Worth | 82387 | Joint Recruiting Program | USACE | Alta Mere | United States | Texas | Tarrant | Fort Worth | 76114 | 0.83 | 0.82
191653 | 824236 | 694 McQueen Smith Road, Prattville | 82387 | Joint Recruiting Program | USACE | 694 McQueen Smith Road | United States | Alabama | Autauga | Prattville | 36066 | 0.87 | 0.85
191654 | 824110 | 701 Main Street Stroudsburg | 82387 | Joint Recruiting Program | USACE | Main | United States | Pennsylvania | Monroe | Stroudsburg | 18360 | 1.17 | 1.21
191655 | 824312 | 7205 Vista Dr West Des Moines | 82387 | Joint Recruiting Program | USACE | Vista | United States | Iowa | Polk | West Des Moines | 50266 | 0.95 | 0.95
191656 | 824241 | 730 Enterprise Ave Lemoore | 82387 | Joint Recruiting Program | USACE | Enterprise | United States | California | Kings | Lemoore | 93246 | 1.07 | 1.12
191657 | 823875 | 73010 El Paseo Palm Desert | 82387 | Joint Recruiting Program | USACE | El Paseo | United States | California | Riverside | Palm Desert | 92260 | 1.08 | 1.12
191658 | 824112 | 836 Rombach Ave Wilmington | 82387 | Joint Recruiting Program | USACE | Rombach | United States | Ohio | Clinton | Wilmington | 45177 | 0.925 | 0.9195
191659 | 824103 | 8660 Montana Avenue El Paso | 82387 | Joint Recruiting Program | USACE | Montana | United States | Texas | El Paso | El Paso | 79925 | 0.86 | 0.83
191660 | 823899 | 8900 West Colonial Drive Ocoee | 82387 | Joint Recruiting Program | USACE | Colonial | United States | Florida | Orange | Ocoee | 34761 | 0.825 | 0.805
191661 | 824187 | 940 E Dominguez Street Carson | 82387 | Joint Recruiting Program | USACE | Dominguez | United States | California | Los Angeles | Carson | 90746 | 1.02 | 1.06
191662 | 824183 | 201 Boardman Canfield Rd. Youngstown | 82387 | Joint Recruiting Program | USACE | Boardman Canfield | United States | Ohio | Mahoning | Youngstown | 44512 | 0.925 | 0.9195
191663 | 824119 | 2136 Enterprise Street Fremont | 82387 | Joint Recruiting Program | USACE | Enterprise | United States | Ohio | Sandusky | Fremont | 43420 | 0.925 | 0.9195
191664 | 824244 | 100 N. Sepulveda Blvd El Segundo | 82387 | Joint Recruiting Program | USACE | Sepulveda | United States | California | Los Angeles | El Segundo | 90245 | 1.02 | 1.06
191665 | 824309 | 11027 Eagle View Blvd Woodbury | 70132 | Independent Duty Housing Program | USACE | Eagle View | United States | Minnesota | Washington | Woodbury | 55129 | 1.085 | 1.12
191666 | 824233 | 1215 East Highway 80 Pooler | 82387 | Joint Recruiting Program | USACE | 80 | United States | Georgia | Chatham | Pooler | 31322 | 0.84 | 0.81
191667 | 824317 | 1251 E. Palermo Street Meridian | 70132 | Independent Duty Housing Program | USACE | Palermo | United States | Idaho | Ada | Meridian | 83642 | 0.99 | 0.98
191668 | 824286 | 12574 74th Avenue N Maple Grove | 70132 | Independent Duty Housing Program | USACE | 74th | United States | Minnesota | Hennepin | Maple Grove | 55369 | 1.06 | 1.11
191669 | 824108 | 131 Jordan Crest Ct Simpsonville | 70132 | Independent Duty Housing Program | USACE | Jordan Crest | United States | South Carolina | Greenville | Simpsonville | 29681 | 0.92 | 0.885
191670 | 824246 | 1310 Stuyvesant Ave Uniion | 82387 | Joint Recruiting Program | USACE | Stuyvesant | United States | New Jersey | Union | Union | 07083 | 1.165 | 1.235
191671 | 824082 | 1366 East Hickman Road Waukee | 82387 | Joint Recruiting Program | USACE | Hickman | United States | Iowa | Dallas | Waukee | 50263 | 1.01 | 1.01
191672 | 824152 | 1400 County Road 101 Plymouth | 82387 | Joint Recruiting Program | USACE | County 101 | United States | Minnesota | Hennepin | Plymouth | 55447 | 1.06 | 1.11
191673 | 824231 | 1401 Lake St Lodi | 70132 | Independent Duty Housing Program | USACE | Lake | United States | California | San Joaquin | Lodi | 95242 | 1.12 | 1.17
191674 | 824068 | 1142 North 17th Street Fargo | 82387 | Joint Recruiting Program | USACE | 17th | United States | North Dakota | Cass | Fargo | 58102 | 1.09 | 1.09
191675 | 824162 | 15029 Dundee Avenue Apple Valley | 70132 | Independent Duty Housing Program | USACE | Dundee | United States | Minnesota | Dakota | Apple Valley | 55124 | 1.085 | 1.12
191676 | 824138 | 1514 Surrey Drive Bourbonnais | 70132 | Independent Duty Housing Program | USACE | Surrey | United States | Illinois | Kankakee | Bourbonnais | 60914 | 1.03 | 1.045
191677 | 824240 | 152 North Third Street San Jose | 82387 | Joint Recruiting Program | USACE | Third | United States | California | Santa Clara | San Jose | 95112 | 1.2 | 1.25
191678 | 824304 | 154 Erin Court Nicollet | 70132 | Independent Duty Housing Program | USACE | Erin | United States | Minnesota | Nicollet | Nicollet | 56074 | 1.085 | 1.12
191679 | 824070 | 1577 Dewar Blvd. Rock Springs | 82387 | Joint Recruiting Program | USACE | Dewar | United States | Wyoming | Sweetwater | Rock Springs | 82901 | 1.045 | 1.035
191680 | 824157 | 1606 Village Market Blvd SE Leesburg | 82387 | Joint Recruiting Program | USACE | Village Market | United States | Virginia | Loudoun | Leesburg | 20175 | 0.92 | 0.89
191681 | 824313 | 167 Forest Lane West End | 70132 | Independent Duty Housing Program | USACE | Forest | United States | New York | Otsego | West End | 13820 | 1.06 | 1.075
191682 | 824314 | 1787 Sunrise Way Pocatello | 70132 | Independent Duty Housing Program | USACE | Sunrise | United States | Idaho | Bannock | Pocatello | 83201 | 1.055 | 1.045
191683 | 824225 | 18006 Vista Drive Country Club Hills | 70132 | Independent Duty Housing Program | USACE | Vista | United States | Illinois | Cook | Country Club Hills | 60478 | 1.18 | 1.25
191684 | 824245 | 210 Depot Street Manchester | 82387 | Joint Recruiting Program | USACE | Depot | United States | Vermont | Bennington | Manchester | 05254 | 1.04 | 1.04
191685 | 824300 | 212 Apache Drive Shelbyville | 70132 | Independent Duty Housing Program | USACE | Apache | United States | Kentucky | Shelby | Shelbyville | 40065 | 0.87 | 0.87
191686 | 824173 | 218 Picadilly Place Canton | 70132 | Independent Duty Housing Program | USACE | Picadilly | United States | Georgia | Cherokee | Canton | 30114 | 0.865 | 0.83
191687 | 824169 | 2383 South Main St. Akron | 82387 | Joint Recruiting Program | USACE | Main | United States | Ohio | Summit | Akron | 44319 | 0.925 | 0.9195
191688 | 824113 | 2401 E. Rhead Circle Westland | 70132 | Independent Duty Housing Program | USACE | Rhead | United States | Michigan | Wayne | Westland | 48186 | 1.03 | 1.06
191690 | 824124 | 244 Mercer Street Beckley | 70132 | Independent Duty Housing Program | USACE | Mercer | United States | West Virginia | Raleigh | Beckley | 25801 | 1.02 | 1.03
191691 | 824298 | 2611 Muirfield Road Springfield | 70132 | Independent Duty Housing Program | USACE | Muirfield | United States | Illinois | Sangamon | Springfield | 62711 | 1.03 | 1.045
191692 | 824251 | 30110 Southfield Road Southfield | 82387 | Joint Recruiting Program | USACE | Southfield | United States | Michigan | Oakland | Southfield | 48076 | 1.035 | 1.055
191693 | 824088 | 3120 Market Pl Drive Ashtabula | 82387 | Joint Recruiting Program | USACE | Market Place | United States | Ohio | Ashtabula | Ashtabula | 44004 | 0.925 | 0.9195
191695 | 824275 | 3320 E Emmitsburg Place Broken Arrow | 70132 | Independent Duty Housing Program | USACE | Emmitsburg | United States | Oklahoma | Tulsa | Broken Arrow | 74014 | 0.875 | 0.85
191696 | 824185 | 337 Graf Rd. SE New Philadelphia | 82387 | Joint Recruiting Program | USACE | Graf | United States | Ohio | Tuscarawas | New Philadelphia | 44663 | 0.925 | 0.9195
191697 | 824299 | 3420 Jasper Woods Grand Rapids | 70132 | Independent Duty Housing Program | USACE | Jasper Woods | United States | Michigan | Kent | Grand Rapids | 49525 | 1.035 | 1.055
191698 | 824234 | 3618 Angelina Lane Stockton | 70132 | Independent Duty Housing Program | USACE | Angelina | United States | California | San Joaquin | Stockton | 95212 | 1.12 | 1.17
191699 | 824196 | 3750 US Highway 27 North Sebring | 82387 | Joint Recruiting Program | USACE | US 27 | United States | Florida | Highlands | Sebring | 33870 | 0.825 | 0.805
1917 | GHUM0001 | FRANCIS E WARREN AF MISSILE SITE H7 SITE # 1 | GHLN | F E WARREN AFB | AFACT | 12912 Nebraska State Road 30 | United States | Nebraska | Cheyenne | Lodgepole | 69149 | 0.93 | 0.915
191700 | 824228 | 3813 Princess Anne Road Virginia Beach | 82387 | Joint Recruiting Program | USACE | Princess Anne | United States | Virginia | Virginia Beach (City) | Virginia Beach | 23462 | 0.98 | 0.94
191701 | 824122 | 3833 Drumlin Drive Madison | 70132 | Independent Duty Housing Program | USACE | Drumlin | United States | Wisconsin | Dane | Madison | 53719 | 1.08 | 1.11
191702 | 824109 | 4009 Calais Ct. Modesto | 70132 | Independent Duty Housing Program | USACE | Calais | United States | California | Stanislaus | Modesto | 95356 | 1.125 | 1.165
191703 | 824237 | 4120 Santa Clara Drive Holt | 70132 | Independent Duty Housing Program | USACE | Santa Clara | United States | Michigan | Ingham | Holt | 48842 | 1.035 | 1.055
191704 | 824121 | 4325 Brinkman NE Bemidji | 70132 | Independent Duty Housing Program | USACE | Brinkman | United States | Minnesota | Beltrami | Bemidji | 56601 | 1.085 | 1.12
191705 | 824284 | 4380 Burr Court Tracy | 70132 | Independent Duty Housing Program | USACE | Burr | United States | California | San Joaquin | Tracy | 95378 | 1.12 | 1.17
191706 | 824150 | 4660 S 204th E Ave Broken Arrow | 70132 | Independent Duty Housing Program | USACE | 204th | United States | Oklahoma | Wagoner | Broken Arrow | 74014 | 0.875 | 0.85
191707 | 824166 | 4850 McKnight Road Pittsburgh | 82387 | Joint Recruiting Program | USACE | McKnight | United States | Pennsylvania | Allegheny | Pittsburgh | 15237 | 1.065 | 1.105
191708 | 824155 | 4912 Briarwood Circle Stony Creek Mills | 70132 | Independent Duty Housing Program | USACE | Briarwood | United States | Pennsylvania | Berks | Stony Creek Mills | 19606 | 1.065 | 1.105
191709 | 824195 | 4955 Iris Ave. Fort Wayne | 70132 | Independent Duty Housing Program | USACE | Iris | United States | Indiana | Allen | Fort Wayne | 46825 | 0.955 | 0.96
191710 | 823790 | 500 North Main Street Marion | 82387 | Joint Recruiting Program | USACE | Main | United States | North Carolina | McDowell | Marion | 28752 | 0.885 | 0.855
191711 | 824107 | 520 E. Mooney Street Prairie Du Chien | 82387 | Joint Recruiting Program | USACE | Mooney | United States | Wisconsin | Crawford | Prairie Du Chien | 53821 | 1.085 | 1.12
191712 | 824222 | 5322 Meadowbrook Street Plainfield | 70132 | Independent Duty Housing Program | USACE | Meadowbrook | United States | Illinois | Will | Plainfield | 60586 | 1.03 | 1.045
191713 | 824096 | 5421 W Horsebarn Ln Rogers | 70132 | Independent Duty Housing Program | USACE | Horsebarn | United States | Arkansas | Benton | Rogers | 72758 | 0.845 | 0.82
191714 | 824293 | 6008 Moonstone Peak Dr. Bakersfield | 70132 | Independent Duty Housing Program | USACE | Moonstone Peak | United States | California | Kern | Bakersfield | 93313 | 1.16 | 1.21
191715 | 824283 | 632 Burnt Ranch Way Chico | 70132 | Independent Duty Housing Program | USACE | Burnt Ranch | United States | California | Butte | Chico | 95973 | 1.125 | 1.165
191716 | 824137 | 713 N. Versailles Drive Peoria | 70132 | Independent Duty Housing Program | USACE | Versailles | United States | Illinois | Peoria | Peoria | 61614 | 1.03 | 1.045
191717 | 824154 | 730 Fox Creek Lane Cincinatti | 70132 | Independent Duty Housing Program | USACE | Fox Creek | United States | Ohio | Hamilton | Cincinnati | 45245 | 0.925 | 0.9195
191718 | 824285 | 7696 Barfield Lane Grand Ledge | 70132 | Independent Duty Housing Program | USACE | Barfield | United States | Michigan | Eaton | Grand Ledge | 48837 | 1.035 | 1.055
191719 | 824264 | 775 Dentation Drive Baton Rouge | 70132 | Independent Duty Housing Program | USACE | Dentation | United States | Louisiana | East Baton Rouge | Baton Rouge | 70808 | 0.855 | 0.825
191720 | 824081 | 83 Southwedge Drive Getzville | 70132 | Independent Duty Housing Program | USACE | Southwedge | United States | New York | Erie | Getzville | 14068 | 1.09 | 1.1
191721 | 824175 | 843 N P Street Washougal | 70132 | Independent Duty Housing Program | USACE | P | United States | Washington | Clark | Washougal | 98671 | 1.085 | 1.095
191722 | 824256 | 90 Virginia Avenue Sinking Spring | 70132 | Independent Duty Housing Program | USACE | Virginia | United States | Pennsylvania | Berks | Sinking Spring | 19608 | 1.065 | 1.105
191723 | 824295 | 904 Sherman Drive Utica | 70132 | Independent Duty Housing Program | USACE | Sherman | United States | New York | Oneida | Utica | 13501 | 1.16 | 1.08
191724 | 824194 | 909 Red Oak Lane Corsicana | 70132 | Independent Duty Housing Program | USACE | Red Oak | United States | Texas | Navarro | Corsicana | 75110 | 0.865 | 0.84
191725 | 824128 | 9155 E 56th Street Indianapolis | 82387 | Joint Recruiting Program | USACE | 56th | United States | Indiana | Marion | Indianapolis | 46216 | 0.94 | 0.94
191726 | 09468 | USARC Branford CT | 42560 | 99th Readiness Division | ARRES | East Main | United States | Connecticut | New Haven | Branford | 06405 | 1.165 | 1.205
191727 | 51B15 | HANOVER RC | 510NG | Virginia National Guard | ARGUARD | Broad Neck | United States | Virginia | Hanover | Hanover | 23069-1818 | 0.92 | 0.89
191728 | JTVE0008 | RADAR SITE 9.161 ACRES | JTVE | GPT BIL REG APT ANG | AFGUARD | HEWES | United States | Mississippi | Harrison | Gulfport | 39507 | 0.91 | 0.87
191729 | 31606 | NORTH PLATTE FMS 03 | 310NG | Nebraska National Guard | ARGUARD | Lee Bird | United States | Nebraska | Lincoln | North Platte | 69101 | 0.93 | 0.915
191730 | N47608-GR | GRAYSON RD | N47608 | Naval Air Station Patuxent River | NAVACT | GRAYSON | United States | Maryland | St. Mary's | St. Inigoes | 20684 | 1.09 | 1.09
191731 | 28E59 | South Gate Armory | 280NG | Mississippi National Guard | ARGUARD | Southgate | United States | Mississippi | Forrest | Hattiesburg | 39401 | 0.9 | 0.86
191732 | 51C10 | ROANOKE RC & FMS 10 | 510NG | Virginia National Guard | ARGUARD | State | United States | Virginia | Botetourt | Troutville | 24175-7578 | 0.92 | 0.89
191733 | M62974-BN | BLACK MOUNTAIN NORTH | M62974 | MCAS Yuma AZ | MCACT |  | United States | California | Imperial | Glamis | 92283 | 1.11 | 1.15
191734 | M62974-BS | BLACK MOUNTAIN SOUTH | M62974 | MCAS Yuma AZ | MCACT |  | United States | California | Imperial | Glamis | 92283 | 1.11 | 1.15
191735 | 33L56 | Hooksett | 330NG | New Hampshire National Guard | ARGUARD | Hooksett | United States | New Hampshire | Merrimack | Hooksett | 03106 | 1.07 | 1.06
191736 | 824363 | 101 HUDSON STREET JERSEY CITY | 82387 | Joint Recruiting Program | USACE | Hudson | United States | New Jersey | Hudson | Jersey City | 07302 | 1.165 | 1.235
191737 | 824331 | 104 SOUTH ST. CHARLES STREET BRENHAM | 82387 | Joint Recruiting Program | USACE | St. Charles | United States | Texas | Washington | Brenham | 77833 | 0.865 | 0.84
191738 | 824352 | 120 Horizon View Drive East Greenbush | 70132 | Independent Duty Housing Program | USACE | Horizon View | United States | New York | Rensselaer | East Greenbush | 12061 | 1.05 | 1.07
191739 | 824266 | 1400 Wells Street Milwaukee | 82387 | Joint Recruiting Program | USACE | Wells | United States | Wisconsin | Milwaukee | Milwaukee | 53233 | 1.09 | 1.13
191740 | 824324 | 150 West Street Lake Geneva | 70132 | Independent Duty Housing Program | USACE | West | United States | Wisconsin | Walworth | Lake Geneva | 53147 | 1.085 | 1.12
191741 | 824303 | 16075 SW Loon Drive Beaverton | 70132 | Independent Duty Housing Program | USACE | Loon | United States | Oregon | Washington | Beaverton | 97007 | 1.08 | 1.1
191742 | 824146 | 17235 N. 75TH AVE GLENDALE | 82387 | Joint Recruiting Program | USACE | 75th | United States | Arizona | Maricopa | Glendale | 85308 | 0.91 | 0.89
191743 | 824330 | 2010 CASSOPOLIS STREET ELKHART | 82387 | Joint Recruiting Program | USACE | Cassopolis | United States | Indiana | Elkhart | Elkhart | 46514 | 0.955 | 0.96
191744 | 823285 | 2111 NORTH ROCK ROAD WICHITA | 82387 | Joint Recruiting Program | USACE | Rock | United States | Kansas | Sedgwick | Wichita | 67209 | 0.96 | 0.98
191745 | 824336 | 2513 South Lancaster Drive Sioux Falls | 70132 | Independent Duty Housing Program | USACE | Lancaster | United States | South Dakota | Minnehaha | Sioux Falls | 57108 | 0.96 | 0.94
191746 | 824134 | 259 Gateway Blvd Lewisburg | 82387 | Joint Recruiting Program | USACE | Gateway | United States | West Virginia | Greenbrier | Lewisburg | 24901 | 1.02 | 1.03
191747 | 824333 | 304 Vanessa Lane Victoria | 70132 | Independent Duty Housing Program | USACE | Vanessa | United States | Texas | Victoria | Victoria | 77901 | 0.865 | 0.84
191748 | 824329 | 325 W HOSPITALITY LANE SAN BERNARDINO | 82387 | Joint Recruiting Program | USACE | Hospitality | United States | California | San Bernardino | San Bernardino | 92408 | 1.2 | 1.25
191749 | 824347 | 3701 Grand Mesa Avenue Montrose | 70132 | Independent Duty Housing Program | USACE | Grand Mesa | United States | Colorado | Montrose | Montrose | 81401 | 1.015 | 1
191750 | 824319 | 396 Union Street Bangor | 70132 | Independent Duty Housing Program | USACE | Union | United States | Maine | Penobscot | Bangor | 04401 | 1.21 | 1.24
191751 | 824349 | 4013 S. Williams Street Amarillo | 70132 | Independent Duty Housing Program | USACE | Williams | United States | Texas | Potter | Amarillo | 79118 | 0.865 | 0.84
191752 | 824359 | 4308 Cathedral Court West Lafayette | 70132 | Independent Duty Housing Program | USACE | Cathedral | United States | Indiana | Tippecanoe | West Lafayette | 47906 | 0.955 | 0.96
191753 | 823329 | 47178 HAYES RD. SHELBY TOWNSHIP | 82387 | Joint Recruiting Program | USACE | Hayes | United States | Michigan | Oceana | Shelby Township | 48318 | 1.035 | 1.055
191754 | 824252 | 4743 WEST US 10 HIGHWAY LUDINGTON | 82387 | Joint Recruiting Program | USACE | US 10 | United States | Michigan | Mason | Ludington | 49431 | 1.035 | 1.055
191755 | 824318 | 5593 Byrneland Street Fitchburg | 70132 | Independent Duty Housing Program | USACE | Byrneland | United States | Wisconsin | Dane | Fitchburg | 53711 | 1.085 | 1.12
191756 | 824351 | 6233 134th Lane Savage | 70132 | Independent Duty Housing Program | USACE | 134th | United States | Minnesota | Scott | Savage | 55378 | 1.085 | 1.12
191757 | 824262 | 691 ROUTE 18 EAST BRUNSWICK | 82387 | Joint Recruiting Program | USACE | 18 | United States | New Jersey | Middlesex | New Brunswick | 08816 | 1.165 | 1.235
191758 | 824346 | 801 Braeburn Ct Selah | 70132 | Independent Duty Housing Program | USACE | Braeburn | United States | Washington | Yakima | Selah | 98942 | 1.09 | 1.1
191759 | 824332 | 8701 S. GESSNER HOUSTON | 82387 | Joint Recruiting Program | USACE | Gessner | United States | Texas | Montgomery | Houston | 77074 | 0.865 | 0.84
191760 | 824325 | 9760 Drybrush Court Reno | 70132 | Independent Duty Housing Program | USACE | Drybrush | United States | Nevada | Washoe | Reno | 89506 | 1.18 | 1.2
191761 | 49B49 | Wendover Airport | 490NG | Utah National Guard | ARGUARD | Airport Apron | United States | Utah | Tooele | Wendover | 84083 | 1.11 | 1.08
191763 | 47B94 | Lebanon FMS | 470NG | Tennessee National Guard | ARGUARD | Elkins | United States | Tennessee | Wilson | Lebanon | 37087 | 0.835 | 0.82
191764 | N00207-IB | PINECASTLE CENTROID | N00207 | NAS Jacksonville FL | NAVACT | NFS 524 | United States | Florida | Marion | Salt Springs | 32702 | 0.825 | 0.805
191765 | 823638 | 1206 MAGNOLIA AVE CORONA | 82387 | Joint Recruiting Program | USACE | Magnolia | United States | California | Riverside | Corona | 92881 | 1.08 | 1.12
191766 | 26C69 | Traverse City | 260NG | Michigan National Guard | ARGUARD | Carlisle | United States | Michigan | Grand Traverse | Traverse City | 49686 | 1.035 | 1.055
191767 | 38B87 | Williston Readiness Center | 380NG | North Dakota National Guard | ARGUARD | 32nd | United States | North Dakota | Williams | Williston | 58801 | 1.09 | 1.09
191768 | M67399-JE | JOHNSON VLY EXCLUSIVE | M67399 | MCAGCC Twentynine Palms CA | MCACT |  | United States | California | San Bernardino | Lucerne Valley | 92356 | 1.2 | 1.25
191769 | M67399-JS | JOHNSON VALLEY SHARED | M67399 | MCAGCC Twentynine Palms CA | MCACT |  | United States | California | San Bernardino | Lucerne Valley | 92356 | 1.2 | 1.25
191770 | M67399-CY | COYOTE VALLEY | M67399 | MCAGCC Twentynine Palms CA | MCACT |  | United States | California | San Bernardino | Joshua Tree | 95525 | 1.2 | 1.25
191772 | 700377 | 8899 EAST 56TH STREET INDIANAPOLIS | 71129 | DEFENSE FINANCING & ACCOUNTING SERVICE | USACE | 56TH | United States | Indiana | Marion | Indianapolis | 46249 | 0.94 | 0.94
191773 | 05D02 | Bentonville Recruiting | 050NG | Arkansas National Guard | ARGUARD | SW Walton Suite #8 | United States | Arkansas | Benton | Bentonville | 72712 | 0.845 | 0.82
191774 | N00246-SN | SILVER STRAND NORTH | N00246 | NAVBASE Coronado | NAVACT |  | United States | California | San Diego | Coronado | 92118 | 1.05 | 1.08
191775 | N61014-SD | SAND CITY | N61014 | NAVSUPPDET MONTEREY CA | NAVACT |  | United States | California | Monterey | Sand City | 93955 | 1.12 | 1.16
191777 | 28355 | FMS #9 | 280NG | Mississippi National Guard | ARGUARD | Crosspark | United States | Mississippi | Rankin | Florence | 39073 | 0.9 | 0.86
191778 | N63406-BP | BALLAST POINT | N63406 | NAVBASE Point Loma | NAVACT |  | United States | California | San Diego | San Diego | 921063521 | 1.05 | 1.08
191779 | 824431 | 1524 17TH AVENUE LONGMONT | 70132 | Independent Duty Housing Program | USACE | 17th | United States | Colorado | Boulder | Longmont | 85140 | 1.015 | 1
191780 | 824350 | 1696 E. Magnum Rd San Tan Valley | 70132 | Independent Duty Housing Program | USACE | Magnum | United States | Arizona | Pinal | Unknown | 85140 | 0.925 | 0.905
191781 | 824362 | 1916 CENTRAL AVE. ALBUQUERQUE | 82387 | Joint Recruiting Program | USACE | Central | United States | New Mexico | Bernalillo | Albuquerque | 87106 | 0.9 | 0.87
191782 | 824411 | 213 N. ADAMS STREET NEW BADEN | 70132 | Independent Duty Housing Program | USACE | Adams | United States | Illinois | Clinton | New Baden | 62265 | 1.03 | 1.045
191783 | 824381 | 2915 DACULA OAKS DR DACULA | 70132 | Independent Duty Housing Program | USACE | Dacula Oaks | United States | Georgia | Gwinnett | Dacula | 30019 | 0.865 | 0.83
191784 | 824403 | 329 INDIAN GATE CIR RIDGELAND | 70132 | Independent Duty Housing Program | USACE | Indian Gate | United States | Mississippi | Madison | Ridgeland | 39157 | 0.9 | 0.86
191785 | 824315 | 332 MARSHALL DRIVE WAYNESVILLE | 82387 | Joint Recruiting Program | USACE | Marshall | United States | Missouri | Pulaski | St. Robert | 65583 | 1.09 | 1.12
191786 | 824430 | 3550 MASHIE DR. SPARKS | 70132 | Independent Duty Housing Program | USACE | Mashie | United States | Nevada | Washoe | Sparks | 89431 | 1.18 | 1.2
191787 | 824361 | 4340 GENESEE AVE SAN DIEGO | 82387 | Joint Recruiting Program | USACE | Genesee | United States | California | San Diego | San Diego | 92117 | 1.05 | 1.08
191788 | 824390 | 445 WEST GUNNISON AVENUE GRAND JUNCTION | 82387 | Joint Recruiting Program | USACE | Gunnison | United States | Colorado | Mesa | Grand Junction | 81501 | 1.015 | 1
191789 | 824369 | 4720 BRANDON ACRES LANE BUFORD | 70132 | Independent Duty Housing Program | USACE | Brandon Acres | United States | Georgia | Gwinnett | Buford | 30519 | 0.865 | 0.83
191790 | 824389 | 4824 KINGSDALE DRIVE BLOOMINGTON | 70132 | Independent Duty Housing Program | USACE | Kingsdale | United States | Minnesota | Hennepin | Bloomington | 55437 | 1.06 | 1.11
191791 | 824402 | 610 S 24TH AVE YAKIMA | 70132 | Independent Duty Housing Program | USACE | 24th | United States | Washington | Yakima | Yakima | 98902 | 1.09 | 1.1
191792 | BRKR0002 | BIRMINGHAM APRT SITE # 2 | BRKR | BIRMINGHAM INTERNATIONAL AIRPORT | AFGUARD | EAST LAKE BOULEVARD | United States | Alabama | Jefferson | Birmingham | 35217-3545 | 0.855 | 0.83
191793 | 23B95 | SACO READINESS CENTER FMS | 230NG | Maine National Guard | ARGUARD | EAST VIEW | United States | Maine | York | Saco | 04072 | 1.13 | 1.13
191794 | 23B90 | NORTHERN MAINE READINESS CENTER | 230NG | Maine National Guard | ARGUARD | EDGEMONT | United States | Maine | Aroostook | Presque Isle | 04769 | 1.02 | 1
191796 | 29C97 | Springfield FMS | 290NG | Missouri National Guard | ARGUARD | West Kearney | United States | Missouri | Greene | Springfield | 65803 | 0.985 | 1.005
191797 | M00146-0034 | LEWIS FARM | M00146 | MCAS Cherry Point NC | MCACT |  | United States | North Carolina | Craven | New Bern | 28561 | 1.03 | 1
1918 | GHUN0001 | FRANCIS E WARREN AF MISSILE SITE H8 SITE # 1 | GHLN | F E WARREN AFB | AFACT | 11910 Nebraska State Road 36 | United States | Nebraska | Cheyenne | Lodgepole | 69156 | 0.93 | 0.915
191800 | 49B66 | Store Front Recruiting - St George | 490NG | Utah National Guard | ARGUARD | St George | United States | Utah | Washington | St. George | 84765 | 1.03 | 0.995
191802 | 16D05 | Bannock County Regional Site | 160NG | Idaho National Guard | ARGUARD | Government | United States | Idaho | Bannock | Pocatello | 83204 | 1.055 | 1.045
191804 | 46A12 | BELLE FOURCHE NORTH MVSC | 460NG | South Dakota National Guard | ARGUARD | DIVERSION DAM | United States | South Dakota | Butte | Belle Fourche | 57717 | 0.955 | 0.93
191805 | 56A31 | Cody NG | 560NG | Wyoming National Guard | ARGUARD | Co Hwy 3Cxs | United States | Wyoming | Park | Cody | 82414 | 1.045 | 1.035
191806 | 16D04 | Jerome County Regional Site | 160NG | Idaho National Guard | ARGUARD | Highway 93 | United States | Idaho | Jerome | Jerome | 83338 | 1.055 | 1.045
191807 | 16R07 | Meridian SFRO | 160NG | Idaho National Guard | ARGUARD | Overland | United States | Idaho | Ada | Meridian | 83642 | 0.99 | 0.98
191808 | N00129-LT | LEVITTOWN, NY EASEMENT | N00129 | NAVSUBASE New London CT | NAVACT | SEAMAN''S NECK | United States | New York | Nassau | Seaford | 11783 | 1.06 | 1.075
191810 | N61014-BC | BLUE COVE | N61014 | NAVSUPPDET Monterey CA | NAVACT | CLAY | United States | California | Monterey | Monterey | 93953 | 1.12 | 1.16
191811 | 24B30 | Sykesville Readiness Center | 240NG | Maryland National Guard | ARGUARD | Sykesville | United States | Maryland | Carroll | Sykesville | 21784 | 1.005 | 1
191812 | 42B37 | ERIE (MILLCREEK SQ) STOREFRONT RECRUITING OFFICE | 420NG | Pennsylvania National Guard | ARGUARD | PEACH | United States | Pennsylvania | Erie | Erie | 16565 | 1.065 | 1.105
191813 | 42C61 | LANCASTER STORE FRONT RECRUITING OFFICE | 420NG | Pennsylvania National Guard | ARGUARD | FRUITVILLE | United States | Pennsylvania | Lancaster | Lancaster | 17601 | 1.065 | 1.105
191815 | 35R05 | COTTONWOOD STOREFRONT | 350NG | New Mexico National Guard | ARGUARD | Coors | United States | New Mexico | Bernalillo | Albuquerque | 87114 | 0.9 | 0.87
191816 | N00639-LW | NAVY @ FORT LEONARD WD | N00639 | NAVSUPPACT Midsouth - Memphis TN | NAVACT | COOLEY | United States | Missouri | Pulaski | Fort Leonard Wood | 65473 | 1.09 | 1.12
191817 | N68436-KA | KALALOCH WA | N68436 | Naval Base Kitsap Bremerton WA | NAVACT | MILE POST MARKER 157683, WA 98331-9354 | United States | Washington | Jefferson | Queets | 98331 | 1.21 | 1.24
191818 | EHFZ0002 | TROUT CREEK GAP FILLER RADAR SITE | KRSM | HILL AFB | AFACT | UNKNOWN | United States | Utah | Juab | Trout Creek | 84083 | 1.03 | 0.995
191819 | 824468 | 1425 ROCKWELL AVE CLEVELAND | 71129 | DEFENSE FINANCING & ACCOUNTING SERVICE | USACE | Rockwell | United States | Ohio | Cuyahoga | Cleveland | 44114 | 0.925 | 0.9195
191820 | 34B13 | LARCHMONT STOREFRONT RECRUITER | 340NG | New Jersey National Guard | ARGUARD | ROUTE 38 | United States | New Jersey | Burlington | Mt Laurel | 08054 | 1.17 | 1.24
191822 | 31C20 | TWIN CREEK OMAHA SFRO | 310NG | Nebraska National Guard | ARGUARD | TWIN CREEK | United States | Nebraska | Sarpy | Bellevue | 68123 | 0.94 | 0.93
191823 | 32A70 | CST Carson City | 320NG | Nevada National Guard | ARGUARD | William | United States | Nevada | IND.CITY-CARSON CITY | Carson City | 89701-3111 | 1.18 | 1.2
191825 | 06311 | Lathrop | 060NG | California National Guard | ARGUARD | Roth | United States | California | San Joaquin | Lathrop | 95330 | 1.12 | 1.17
191829 | M67865-0003 | LAKESIDE DOWNS | M67865 | MCAS Miramar | MCACT |  | United States | California | San Diego | Santee | 92071 | 1.05 | 1.08
191831 | 824488 | 1000 RIVERSIDE AVE JACKSONVILLE | 82387 | Joint Recruiting Program | USACE | Riverside | United States | Florida | Duval | Jacksonville | 32204 | 0.8 | 0.78
191832 | 824116 | 105 TERRACE DRIVE STROUDSBURG | 82387 | Joint Recruiting Program | USACE | Terrace | United States | Pennsylvania | Monroe | Stroudsburg | 18360 | 1.17 | 1.21
191833 | 824557 | 1060 BERGENIA DRIVE REYNOLDSBURG | 70132 | Independent Duty Housing Program | USACE | Bergenia | United States | Ohio | Franklin | Reynoldsburg | 43068 | 0.925 | 0.9195
191834 | 824556 | 10616 VINTAGE CREEK DRIVE LOUISVILLE | 70132 | Independent Duty Housing Program | USACE | Vintage Creek | United States | Kentucky | Jefferson | Louisville | 40299 | 0.87 | 0.87
191835 | 824529 | 1107 BLUFFWAY DRIVE COLUMBUS | 70132 | Independent Duty Housing Program | USACE | Bluffway | United States | Ohio | Franklin | Columbus | 43235 | 0.925 | 0.9195
191836 | 824522 | 11115 CYPRESS VIEW DRIVE CHARLOTTE | 70132 | Independent Duty Housing Program | USACE | Cypress View | United States | North Carolina | Mecklenburg | Charlotte | 28262 | 0.885 | 0.855
191837 | 824467 | 1171 OAK KNOLL DRIVE EAST GULL LAKE | 70132 | Independent Duty Housing Program | USACE | Oak Knoll | United States | Minnesota | Cass | East Gull Lake | 56401 | 1.085 | 1.12
191838 | 824444 | 1198 FLAT STREET PENN YAN | 70132 | Independent Duty Housing Program | USACE | Flat | United States | New York | Yates | Penn Yan | 14527 | 1.06 | 1.075
191839 | 824396 | 13571 GROVE DRIVE MAPLE GROVE | 82387 | Joint Recruiting Program | USACE | Grove | United States | Minnesota | Hennepin | Maple Grove | 55311 | 1.06 | 1.11
191840 | 824554 | 1400 WEST 82ND PLACE MERRILLVILLE | 70132 | Independent Duty Housing Program | USACE | 82nd | United States | Indiana | Lake | Merrillville | 46410 | 0.955 | 0.96
191841 | 824454 | 1375 BLOSSOM HILL ROAD SAN JOSE | 82387 | Joint Recruiting Program | USACE | Blossom Hill | United States | California | Santa Clara | San Jose | 95118 | 1.2 | 1.25
191842 | 824451 | 1412 N. UMBRELLA AVENUE BROKEN ARROW | 70132 | Independent Duty Housing Program | USACE | Umbrella | United States | Oklahoma | Tulsa | Broken Arrow | 74012 | 0.875 | 0.85
191843 | 824438 | 149 HOMESHIRE DRIVE WENTZVILLE | 70132 | Independent Duty Housing Program | USACE | Homeshire | United States | Missouri | ST CHARLES | Wentzville | 63385 | 0.985 | 1.005
191844 | 824048 | 1620 PADRE ISLAND DRIVE CORPUS CHRISTI | 82387 | Joint Recruiting Program | USACE | Padre Island | United States | Texas | Nueces | Corpus Christi | 78416 | 0.84 | 0.81
191845 | 824490 | 1650 8TH AVENUE HAMMOND | 70132 | Independent Duty Housing Program | USACE | 8th | United States | Oregon | Clatsop | Hammond | 97121 | 1.12 | 1.145
191846 | 823990 | 17560 N 75TH AVE GLENDALE | 82387 | Joint Recruiting Program | USACE | 75th | United States | Arizona | Maricopa | Glendale | 85308 | 0.91 | 0.89
191847 | 824449 | 1771 34TH STREET NE SAUK RAPIDS | 70132 | Independent Duty Housing Program | USACE | 34th | United States | Minnesota | Benton | Sauk Rapids | 56379 | 1.085 | 1.12
191848 | 824435 | 1810 MCCAULEY AVE SALEM | 70132 | Independent Duty Housing Program | USACE | Mccauley | United States | Virginia | Salem | Salem | 24153 | 0.92 | 0.89
191849 | 824507 | 1815 SOLAR HILLS DRIVE CLARKSTON | 70132 | Independent Duty Housing Program | USACE | Solar Hills | United States | Washington | Asotin | Clarkston | 99403 | 1.085 | 1.095
191850 | 824489 | 182 MARCREST DRIVE CHESTERFIELD | 70132 | Independent Duty Housing Program | USACE | Marcrest | United States | Missouri | ST LOUIS | Chesterfield | 63017 | 0.985 | 1.005
191851 | 824515 | 1824 CUB CIRCLE CHRISTIANSBURG | 70132 | Independent Duty Housing Program | USACE | Cub | United States | Virginia | Montgomery | Christiansburg | 24073 | 1 | 0.96
191852 | 824485 | 184 MAIN STREET FARMINGTON | 82387 | Joint Recruiting Program | USACE | Main | United States | Maine | Franklin | Farmington | 04938 | 1.02 | 1
191853 | 824248 | 1848 GALLERIA SHOPPING CENTER CHARLOTTE | 82387 | Joint Recruiting Program | USACE | Galleria Shopping | United States | North Carolina | Mecklenburg | Charlotte | 28270 | 0.885 | 0.855
191854 | 824531 | 18921 PILOT MILLS DRIVE NOBLESVILLE | 70132 | Independent Duty Housing Program | USACE | Pilot Mills | United States | Indiana | Hamilton | Noblesville | 46060 | 0.94 | 0.94
191855 | 824563 | 1918 YUMA TRAIL OKEMOS | 70132 | Independent Duty Housing Program | USACE | Yuma | United States | Michigan | Ingham | Okemos | 48864 | 1.035 | 1.055
191856 | 824536 | 1936 JAMISON DRIVE FORT COLLINS | 70132 | Independent Duty Housing Program | USACE | Jamison | United States | Colorado | Larimer | Fort Collins | 80528 | 1.015 | 1
191857 | 823230 | 2107 RIVERWALK DRIVE MOORE | 82387 | Joint Recruiting Program | USACE | Riverwalk | United States | Oklahoma | Cleveland | Moore | 73160 | 0.86 | 0.83
191858 | 824436 | 2115 E CONCORD PL BROKEN ARROW | 70132 | Independent Duty Housing Program | USACE | Concord | United States | Oklahoma | Tulsa | Broken Arrow | 74012 | 0.875 | 0.85
191859 | 824439 | 217 HILLVIEW ROAD GLOVERSVILLE | 70132 | Independent Duty Housing Program | USACE | Hillview | United States | New York | Fulton | Gloversville | 12078 | 1.06 | 1.075
191860 | 824410 | 220 MID RIVERS CENTER SAINT PETERS | 82387 | Joint Recruiting Program | USACE | Mid Rivers | United States | Missouri | ST CHARLES | St. Peters | 63376 | 0.985 | 1.005
191861 | 824353 | 220 S. WALKER STREET PRINCETON | 82387 | Joint Recruiting Program | USACE | Walker | United States | West Virginia | Mercer | Princeton | 24740 | 1.04 | 1.05
191862 | 824555 | 2273 FIELDSTONE DRIVE OKEMOS | 70132 | Independent Duty Housing Program | USACE | Fieldstone | United States | Michigan | Ingham | Okemos | 48864 | 1.035 | 1.055
191863 | 824388 | 230 HIGHWAY 290 WEST BRENHAM | 82387 | Joint Recruiting Program | USACE | Highway 290 | United States | Texas | Washington | Brenham | 77833 | 0.865 | 0.84
191864 | 824493 | 233 CATMINT ST. MANTECA | 70132 | Independent Duty Housing Program | USACE | Catmint | United States | California | San Joaquin | Manteca | 95337 | 1.12 | 1.17
191865 | 824190 | 2338 MOUNTAIN SHADOW DRIVE DULUTH | 82387 | Joint Recruiting Program | USACE | Mountain Shadow | United States | Minnesota | ST LOUIS | Duluth | 55811 | 1.11 | 1.13
191866 | 824535 | 2359 MILLBROOK COURT ROCHESTER HILLS | 70132 | Independent Duty Housing Program | USACE | Millbrook | United States | Michigan | Oakland | Rochester Hills | 48306 | 1.035 | 1.055
191867 | 824399 | 2820 EAST 53RD STREET DAVENPORT | 82387 | Joint Recruiting Program | USACE | 53rd | United States | Iowa | Scott | Davenport | 52807 | 1.01 | 1.01
191868 | 824383 | 3008 SOUTH STEVENSON STREET VISALIA | 70132 | Independent Duty Housing Program | USACE | Stevenson | United States | California | Tulare | Visalia | 93292 | 1.125 | 1.165
191869 | 824101 | 310 SOUTH ALLEN STREET STATE COLLEGE | 82387 | Joint Recruiting Program | USACE | Allen | United States | Pennsylvania | Centre | State College | 16801 | 1.065 | 1.105
191870 | 823971 | 315 W ALLEGAN STREET LANSING | 82387 | Joint Recruiting Program | USACE | Allegan | United States | Michigan | Eaton | Lansing | 48911 | 1.035 | 1.055
191871 | 824288 | 3246 W. SLAUSON LOS ANGELES | 82387 | Joint Recruiting Program | USACE | Slauson | United States | California | Los Angeles | Los Angeles | 90043 | 1.02 | 1.06
191872 | 824466 | 331 WINDHAM ROAD PELHAM | 70132 | Independent Duty Housing Program | USACE | Windham | United States | New Hampshire | Hillsborough | Pelham | 03076 | 1.075 | 1.075
191873 | 824512 | 3458 NORTH CAMPTON WAY BOISE | 70132 | Independent Duty Housing Program | USACE | Campton | United States | Idaho | Ada | Boise | 83713 | 0.99 | 0.98
191874 | 824551 | 365 SHOESMITH ROAD HASLETT | 70132 | Independent Duty Housing Program | USACE | Shoesmith | United States | Michigan | Ingham | Haslett | 48840 | 1.035 | 1.055
191875 | 824511 | 3926 GARNET LANE HIGHLANDS RANCH | 70132 | Independent Duty Housing Program | USACE | Garnet | United States | Colorado | Douglas | Highlands Ranch | 80126 | 1.015 | 1
191876 | 824205 | 3931 JOG ROAD GREENACRES | 82387 | Joint Recruiting Program | USACE | Jog | United States | Florida | Palm Beach | Lake Worth | 33467 | 0.82 | 0.8
191877 | 824226 | 401 S. KIMBROUGH SPRINGFIELD | 82387 | Joint Recruiting Program | USACE | Kimbrough | United States | Missouri | Greene | Springfield | 65806 | 0.985 | 1.005
191878 | 824470 | 4780 NORTH FOXTAIL LANE CASTLE ROCK | 70132 | Independent Duty Housing Program | USACE | Foxtail | United States | Colorado | Douglas | Castle Rock | 80108 | 1.015 | 1
191879 | 824538 | 4890 SPRING MEADOW DRIVE CLARKSTON | 70132 | Independent Duty Housing Program | USACE | Spring Meadow | United States | Michigan | Oakland | Clarkston | 48348 | 1.035 | 1.055
191880 | 824476 | 4909 LESLEY LANE TEXARKANA | 70132 | Independent Duty Housing Program | USACE | Lesley | United States | Texas | Bowie | Texarkana | 75503 | 0.85 | 0.83
191881 | 824447 | 5013 ALGONQUIN OKEMOS | 70132 | Independent Duty Housing Program | USACE | Algonquin | United States | Michigan | Ingham | Okemos | 48864 | 1.035 | 1.055
191882 | 824506 | 5022 STAPLETON DRIVE KALAMAZOO | 70132 | Independent Duty Housing Program | USACE | Stapleton | United States | Michigan | Kalamazoo | Kalamazoo | 49009 | 1.035 | 1.055
191883 | 824585 | 516 IVYSIDE SQUARE WESTERVILLE | 70132 | Independent Duty Housing Program | USACE | Ivyside | United States | Ohio | Franklin | Westerville | 43082 | 0.925 | 0.9195
191884 | 824474 | 562 HILAN AVENUE NEW PHILADELPHIA | 70132 | Independent Duty Housing Program | USACE | Hilan | United States | Ohio | Tuscarawas | New Philadelphia | 44663 | 0.925 | 0.9195
191885 | 824530 | 5650 WINSOR WOODS DRIVE COLUMBUS | 70132 | Independent Duty Housing Program | USACE | Winsor Woods | United States | Ohio | Franklin | Columbus | 43230 | 0.925 | 0.9195
191886 | 824432 | 621 17TH STREET DENVER | 82387 | Joint Recruiting Program | USACE | 17th | United States | Colorado | Denver | Denver | 80202 | 0.99 | 0.98
191887 | 824442 | 6240 AMBERCREST CT BUFORD | 70132 | Independent Duty Housing Program | USACE | Ambercrest | United States | Georgia | Gwinnett | Buford | 30518 | 0.865 | 0.83
191888 | 824464 | 625 VALLEY BRIDGE RD CHATTANOOGA | 70132 | Independent Duty Housing Program | USACE | Valley Bridge | United States | Tennessee | Hamilton | Chattanooga | 37415 | 0.82 | 0.8
191889 | 824509 | 679 EAST VILLAGER LN MIDVALE | 70132 | Independent Duty Housing Program | USACE | Villager | United States | Utah | Salt Lake | Midvale | 84047 | 1.03 | 0.99
191890 | 824560 | 683 ENCLAVE VILLAGE PLACE COLUMBUS | 70132 | Independent Duty Housing Program | USACE | Enclave Village | United States | Ohio | Delaware | Lewis Center | 43035 | 0.925 | 0.9195
191891 | 824581 | 7376 FLAT ROCK LANE TYLER | 70132 | Independent Duty Housing Program | USACE | Flat Rock | United States | Texas | Smith | Tyler | 75703 | 0.865 | 0.84
191892 | 824440 | 77 VALLEYWOOD DRIVE SCHENECTADY | 70132 | Independent Duty Housing Program | USACE | Valleywood | United States | New York | Schenectady | Schenectady | 12302 | 1.05 | 1.07
191893 | 824093 | 7700 C CRITTENDEN STREET PHILADELPHIA | 82387 | Joint Recruiting Program | USACE | Crittenden | United States | Pennsylvania | Philadelphia | Philadelphia | 19118 | 1.14 | 1.21
191894 | 824513 | 8004 SHELBYVILLE ROAD LOUISVILLE | 82387 | Joint Recruiting Program | USACE | Shelbyville | United States | Kentucky | Jefferson | Louisville | 40222 | 0.87 | 0.87
191895 | 824305 | 801 B STREET ANCHORAGE | 82387 | Joint Recruiting Program | USACE | B | United States | Alaska | Anchorage | Anchorage | 99503 | 1.96 | 1.95
191896 | 824446 | 8185 MISTY SHORE DRIVE WEST CHESTER | 70132 | Independent Duty Housing Program | USACE | Misty Shore | United States | Ohio | Butler | West Chester | 45069 | 0.925 | 0.9195
191897 | 823991 | 848 E. MAIN STREET EPHRATA | 82387 | Joint Recruiting Program | USACE | Main | United States | Pennsylvania | Lancaster | Ephrata | 17522 | 1.065 | 1.105
191898 | 824524 | 850 TICONDEROGA STREET PEARL HARBOR | 82387 | Joint Recruiting Program | USACE | Ticonderoga | United States | Hawaii | Honolulu | Pearl Harbor | 96860 | 2.37 | 2.28
191899 | 824419 | 8901 E TRENT AVE SPOKANE VALLEY | 82387 | Joint Recruiting Program | USACE | Trent | United States | Washington | Spokane | Unknown | 99212 | 1.05 | 1.05
1919 | GHUP0001 | FRANCIS E WARREN AF MISSILE SITE H9 SITE # 1 | GHLN | F E WARREN AFB | AFACT | 11794 Nebraska State Road 46 | United States | Nebraska | Cheyenne | Gurley | 69141 | 0.93 | 0.915
191900 | 824079 | 9119 CLAIREMONT MESA SAN DIEGO | 82387 | Joint Recruiting Program | USACE | Clairemont Mesa | United States | California | San Diego | San Diego | 92123 | 1.05 | 1.08
191901 | 824537 | 917 JOUETT CREEK DRIVE LEXINGTON | 70132 | Independent Duty Housing Program | USACE | Jouett Creek | United States | Kentucky | Fayette | Lexington | 40509 | 0.87 | 0.87
191902 | 824437 | 9206 W 159th St Orland Park | 82387 | Joint Recruiting Program | USACE | 159th | United States | Illinois | Cook | Orland Park | 60462 | 1.18 | 1.25
191903 | 824558 | 9212 FIRSTGATE DRIVE REYNOLDSBURG | 70132 | Independent Duty Housing Program | USACE | Firstgate | United States | Ohio | Franklin | Reynoldsburg | 43068 | 0.925 | 0.9195
191904 | 824501 | 929 FRISKY DR BRANDON | 70132 | Independent Duty Housing Program | USACE | Frisky | United States | Mississippi | Rankin | Brandon | 39047 | 0.9 | 0.86
191905 | 824566 | 930 STILLWATER AVENUE BANGOR | 82387 | Joint Recruiting Program | USACE | Stillwater | United States | Maine | Penobscot | Bangor | 04401 | 1.21 | 1.24
191906 | 824503 | 9304 Ottawa Drive, Daphne | 70132 | Independent Duty Housing Program | USACE | Ottawa | United States | Alabama | Baldwin | Daphne | 36526 | 0.855 | 0.83
191907 | 824584 | 963 WHITETAIL DEER NW SALEM | 70132 | Independent Duty Housing Program | USACE | Whitetail Deer | United States | Oregon | Marion | Salem | 97304 | 1.12 | 1.145
191908 | 29B14 | Independence Store Front Recruiting Office | 290NG | Missouri National Guard | ARGUARD | Noland | United States | Missouri | Jackson | Independence | 64055 | 0.99 | 1.02
191910 | 20845 | Salina Str Fnt Recruiting | 200NG | Kansas National Guard | ARGUARD | Cloud | United States | Kansas | Saline | Salina | 67401-6447 | 1.005 | 1.025
191911 | 32R14 | Storefront Recruiting Las Vegas Eastern Ave | 320NG | Nevada National Guard | ARGUARD | Eastern | United States | Nevada | Clark | Las Vegas | 89119-3130 | 1.14 | 1.17
191913 | TACX0002 | TINKER AEROSPACE ADDITION | WWYK | TINKER AFB | AFACT | AIR DEPOT | United States | Oklahoma | Oklahoma | Oklahoma City | 73145 | 0.88 | 0.85
191914 | 50A06 | Bennington | 500NG | Vermont National Guard | ARGUARD |  | United States | Vermont | Bennington | Bennington | 05201 | 1.04 | 1.04
191915 | 50A17 | Castleton | 500NG | Vermont National Guard | ARGUARD |  | United States | Vermont | Rutland | Castleton | 05735 | 1.04 | 1.04
191916 | 50A36 | Fair Haven | 500NG | Vermont National Guard | ARGUARD |  | United States | Vermont | Rutland | Fair Haven | 05731 | 1.04 | 1.04
191917 | 50A83 | North St. Albans | 500NG | Vermont National Guard | ARGUARD |  | United States | Vermont | Franklin | St. Albans | 05478 | 1.04 | 1.04
191918 | 13C51 | Milledgeville YCA | 130NG | Georgia National Guard | ARGUARD | Boland | United States | Georgia | Baldwin | Milledgeville | 31062 | 0.865 | 0.83
191919 | 29C74 | Bridgeton | 290NG | Missouri National Guard | ARGUARD | Natural Bridge | United States | Missouri | ST LOUIS | Bridgeton | 63044 | 0.985 | 1.005
191920 | N61065-NI | NAVINFOWEST | N61065 | NAVWPNSTA SEAL BEACH | NAVACT | WILSHIRE | United States | California | Los Angeles | Los Angeles | 90024 | 1.02 | 1.06
191921 | 27593 | Rochester SFRO | 270NG | Minnesota National Guard | ARGUARD | 52 | United States | Minnesota | Olmsted | Rochester | 55901 | 1.085 | 1.12
191922 | 12D50 | SFRO Jacksonville Baymeadows Centurion | 120NG | Florida National Guard | ARGUARD | 8380 BAYMEADOWS | United States | Florida | Duval | Jacksonville | 32256 | 0.8 | 0.78
191923 | 32R15 | Storefront Recruiting Sparks Prater Way | 320NG | Nevada National Guard | ARGUARD | Prater | United States | Nevada | Washoe | Sparks | 89434 | 1.18 | 1.2
191924 | 27125 | Anoka Land | 270NG | Minnesota National Guard | ARGUARD | 7th | United States | Minnesota | Anoka | Anoka | 55303 | 1.085 | 1.12
191925 | 27418 | University of Minnesota SFRO | 270NG | Minnesota National Guard | ARGUARD | 5th | United States | Minnesota | Hennepin | Minneapolis | 55414-4504 | 1.06 | 1.11
191926 | 27660 | New Ulm National Guard Armory and FMS | 270NG | Minnesota National Guard | ARGUARD | 14 | United States | Minnesota | Brown | New Ulm | 56073 | 1.085 | 1.12
191927 | 27595 | Chanhassen SFRO | 270NG | Minnesota National Guard | ARGUARD | Crossroads | United States | Minnesota | Carver | Chanhassen | 55317 | 1.085 | 1.12
191929 | VALB4 | THE ELLIPSE AT WESTFIELDS | WHS01 | WASHINGTON HEADQUARTERS | WHS | GEORGE CARTER | United States | Virginia | Fairfax | Chantilly | 20151 | 1.08 | 1.08
191930 | VALB5 | 7351 LOCKPORT PL | WHS01 | WASHINGTON HEADQUARTERS | WHS | LOCKPORT | United States | Virginia | Fairfax | Lorton | 22079 | 1.08 | 1.08
191931 | VALB6 | A and M BUILDING (1500 WILSON BLVD) | WHS01 | WASHINGTON HEADQUARTERS | WHS | WILSON | United States | Virginia | Fairfax | Chantilly | 22209 | 1.08 | 1.08
191932 | 44020 | Arcadia Management Area | 440NG | Rhode Island National Guard | ARGUARD | Arcadia Road | United States | Rhode Island | Washington | Exeter | 02822 | 1.155 | 1.195
191933 | 44284 | Big River Management Area | 440NG | Rhode Island National Guard | ARGUARD | Nooseneck Hill Road | United States | Rhode Island | Kent | West Greenwich | 02817 | 1.11 | 1.15
191934 | M67861-0011 | DES MOINES, IA | M67861 | MARCORRESFOR New Orleans LA | MCACT | SAYLORVILLE | United States | Iowa | Dallas | Granger | 50109 | 1.01 | 1.01
191935 | 53R03 | STR FNT RECRUITING - BELLINGHAM | 530NG | Washington National Guard | ARGUARD | Meridian | United States | Washington | Whatcom | Bellingham | 98226 | 1.085 | 1.095
191936 | ZHUB0002 | WRIGHT PATT COMM FACILITY ANNEX #1 SITE #2 | ZHTV | WRIGHT-PATTERSON AFB | AFACT |  | United States | Ohio | Greene | Wright-Patterson Afb | 45433 | 0.92 | 0.91
191937 | PNEK0002 | REMOTE MAUI EXPERIMENTAL SITE SITE # 2 | MHMV | KIRTLAND | AFACT | LIPOA | United States | Hawaii | Maui | Kihei | 96753-6907 | 2.51 | 2.42
191938 | PNEK0003 | REMOTE MAUI EXPERIMENTAL SITE SITE # 3 | MHMV | KIRTLAND | AFACT | LIPOA | United States | Hawaii | Maui | Kihei | 96753-6900 | 2.51 | 2.42
191939 | 824472 | 11616 METCALF OVERLAND PARK | 82387 | Joint Recruiting Program | USACE | Metcalf | United States | Kansas | Johnson | Overland Park | 66210 | 1.005 | 1.025
191940 | 824611 | 1204 SOUTH LYNDALE AVENUE SIOUX FALLS | 70132 | Independent Duty Housing Program | USACE | Lyndale | United States | South Dakota | Minnehaha | Sioux Falls | 57105 | 0.96 | 0.94
191941 | 824668 | 121 MAIN STREET HACKENSACK | 82387 | Joint Recruiting Program | USACE | Main | United States | New Jersey | Bergen | Hackensack | 07601 | 1.165 | 1.235
191942 | 824633 | 122 GARLAND RD UNICOI | 70132 | Independent Duty Housing Program | USACE | Garland | United States | Tennessee | Unicoi | Unicoi | 37692 | 0.835 | 0.82
191943 | 824626 | 124 WEST AVONDALE DR LAFAYETTE | 70132 | Independent Duty Housing Program | USACE | Avondale | United States | Louisiana | Lafayette | Lafayette | 70506 | 0.855 | 0.825
191944 | 824582 | 1256 ALICE DRIVE GREEN BAY | 70132 | Independent Duty Housing Program | USACE | Alice | United States | Wisconsin | Brown | Green Bay | 54304 | 1.085 | 1.12
191945 | 824684 | 130 ROBIN HOOD DRIVE CHRISTIANSBURG | 70132 | Independent Duty Housing Program | USACE | Robin Hood | United States | Virginia | Montgomery | Christiansburg | 24073 | 1 | 0.96
191946 | 824221 | 1355 M21 OWOSSO | 82387 | Joint Recruiting Program | USACE | M21 | United States | Michigan | Shiawassee | Owosso | 48867 | 1.035 | 1.055
191947 | 821706 | 14141 AIRLINE HIGHWAY BATON ROUGE | 82387 | Joint Recruiting Program | USACE | Airline | United States | Louisiana | East Baton Rouge | Baton Rouge | 70817 | 0.855 | 0.825
191948 | 824671 | 15608 BECKLEY HILLS DRIVE LOUISVILLE | 70132 | Independent Duty Housing Program | USACE | Beckley Hills | United States | Kentucky | Jefferson | Louisville | 40245 | 0.87 | 0.87
191949 | 824664 | 15911 OPORTO STREET LIVONIA | 70132 | Independent Duty Housing Program | USACE | Oporto | United States | Michigan | Wayne | Livonia | 48154 | 1.03 | 1.06
191950 | 824593 | 17421 EAST NORA LANE GREENACRES | 70132 | Independent Duty Housing Program | USACE | Nora | United States | Washington | Spokane | Greenacres | 99016 | 1.05 | 1.05
191951 | 824670 | 1908 MACKINAC STREET FORT COLLINS | 70132 | Independent Duty Housing Program | USACE | Mackinac | United States | Colorado | Larimer | Fort Collins | 80524 | 1.015 | 1
191952 | 824666 | 2007 POPE STREET MONROE | 70132 | Independent Duty Housing Program | USACE | Pope | United States | Louisiana | Ouachita | Monroe | 71201 | 0.855 | 0.825
191953 | 824469 | 2009 NATCHEZ WAY MODESTO | 70132 | Independent Duty Housing Program | USACE | Natchez | United States | California | Stanislaus | Modesto | 95355 | 1.125 | 1.165
191954 | 824623 | 2064 WOODBURY AVENUE NEWINGTON | 82387 | Joint Recruiting Program | USACE | Woodbury | United States | New Hampshire | Rockingham | Newington | 03801 | 1.08 | 1.09
191955 | 824669 | 211 CRESCENT RIDGE DRIVE SEVEN HILLS | 70132 | Independent Duty Housing Program | USACE | Crescent Ridge | United States | Ohio | Cuyahoga | Seven Hills | 44131 | 0.925 | 0.9195
191956 | 824615 | 24556 S. ALBRUN DR. CRESTLINE | 70132 | Independent Duty Housing Program | USACE | Albrun | United States | California | San Bernardino | Crestline | 92325 | 1.2 | 1.25
191957 | 824552 | 250 N. ROCK ROAD WICHITA | 82387 | Joint Recruiting Program | USACE | Rock | United States | Kansas | Sedgwick | Wichita | 67206 | 0.96 | 0.98
191958 | 824614 | 256 ROUTE 18 EAST BRUNSWICK | 82387 | Joint Recruiting Program | USACE | 18 | United States | New Jersey | Middlesex | East Brunswick | 08816 | 1.165 | 1.235
191959 | 824640 | 275 OLYMPIA DR SHREVEPORT | 70132 | Independent Duty Housing Program | USACE | Olympia | United States | Louisiana | Caddo | Shreveport | 71106 | 0.82 | 0.79
191960 | 824638 | 2753 LYNDLEY COURT | 70132 | Independent Duty Housing Program | USACE | Lyndley | United States | Ohio | Franklin | Hilliard | 43026 | 0.925 | 0.9195
191961 | 824616 | 27897 VIA DE LA REAL DR. MORENO VALLEY | 70132 | Independent Duty Housing Program | USACE | Via De La Real | United States | California | Riverside | Moreno Valley | 92555 | 1.08 | 1.12
191962 | 823796 | 2807 N. VERMILION DANVILLE | 82387 | Joint Recruiting Program | USACE | Vermilion | United States | Illinois | Vermilion | Danville | 61832 | 1.03 | 1.045
191963 | 824628 | 300 FAIRVIEW AVENUE HUDSON | 82387 | Joint Recruiting Program | USACE | Fairview | United States | New York | Columbia | Hudson | 12534 | 1.06 | 1.075
191964 | 824647 | 300 QUAKER LANE WARWICK RI | 82387 | Joint Recruiting Program | USACE | Quaker | United States | Rhode Island | Kent | Warwick | 02886 | 1.11 | 1.15
191965 | 824599 | 3021 POLO CLUB BOULEVARD LEXINGTON | 70132 | Independent Duty Housing Program | USACE | Polo Club | United States | Kentucky | Fayette | Lexington | 40509 | 0.87 | 0.87
191966 | 824335 | 3531 PLEASANT HILL DR. HIGHLAND | 70132 | Independent Duty Housing Program | USACE | Pleasant Hill | United States | California | San Bernardino | Highland | 92346 | 1.2 | 1.25
191967 | 824600 | 3575 MAPLE AVENUE ZANESVILLE | 82387 | Joint Recruiting Program | USACE | Maple | United States | Ohio | Muskingum | Zanesville | 43701 | 0.925 | 0.9195
191968 | 824636 | 382 THORNTON DRIVE DICKSON | 82387 | Joint Recruiting Program | USACE | Thornton | United States | Tennessee | Dickson | Dickson | 37055 | 0.835 | 0.82
191969 | 824665 | 3958 SOUTH CLAY AVENUE SPRINGFIELD | 70132 | Independent Duty Housing Program | USACE | Clay | United States | Missouri | Greene | Springfield | 65807 | 0.985 | 1.005
191970 | 824682 | 4004 LONGBOW CT JAMESTOWN | 70132 | Independent Duty Housing Program | USACE | Longbow | United States | North Carolina | Guilford | Jamestown | 27282 | 0.885 | 0.855
191971 | 824463 | 401 MAIN ST PEORIA | 82387 | Joint Recruiting Program | USACE | Main | United States | Illinois | Peoria | Peoria | 61602 | 1.03 | 1.045
191972 | 824373 | 401 W. PEACHTREE ST. ATLANTA | 82387 | Joint Recruiting Program | USACE | Peachtree | United States | Georgia | Fulton | Atlanta | 30308 | 0.83 | 0.8
191973 | 824673 | 402 GENEVA WAY VERONA | 70132 | Independent Duty Housing Program | USACE | Geneva | United States | Wisconsin | Dane | Verona | 53593 | 1.085 | 1.12
191974 | 824639 | 4098 WHISPERING SPRINGS LANE MOGADORE | 70132 | Independent Duty Housing Program | USACE | Whispering Springs | United States | Ohio | Portage | Mogadore | 44260 | 0.96 | 0.97
191975 | 824577 | 42565 NORTH DELANY ROAD ZION | 70132 | Independent Duty Housing Program | USACE | Delany | United States | Illinois | Lake | Zion | 60099 | 1.18 | 1.25
191977 | 824605 | 4402 HARVARD DRIVE SPRINGFIELD | 70132 | Independent Duty Housing Program | USACE | Harvard | United States | Illinois | Sangamon | Springfield | 62712 | 1.03 | 1.045
191978 | 824680 | 4634 SPRINGMONT DRIVE SE KENTWOOD | 70132 | Independent Duty Housing Program | USACE | Springmont | United States | Michigan | Kent | Kentwood | 49512 | 1.035 | 1.055
191979 | 824594 | 5272 N STREET WASHOUGAL | 70132 | Independent Duty Housing Program | USACE | N | United States | Washington | Clark | Washougal | 98671 | 1.085 | 1.095
191980 | 824612 | 644 FOX HILL ESTATES DRIVE BALLWIN | 70132 | Independent Duty Housing Program | USACE | Fox Hill Estates | United States | Missouri | ST LOUIS | Ballwin | 63021 | 0.985 | 1.005
191981 | 824492 | 71 NH 101A AMHERST | 82387 | Joint Recruiting Program | USACE | NH 101A | United States | New Hampshire | Hillsborough | Amherst | 03031 | 1.075 | 1.075
191982 | 824602 | 71 TIMBERLINK DRIVE GRAND ISLAND | 70132 | Independent Duty Housing Program | USACE | Timberlink | United States | New York | Erie | Grand Island | 14072 | 1.09 | 1.1
191983 | 824679 | 713 SOUTH CEDARWOOD COURT NIXA | 70132 | Independent Duty Housing Program | USACE | Cedarwood | United States | Missouri | Christian | Nixa | 65714 | 0.985 | 1.005
191984 | 824583 | 7207 SHIRLEY COURT MIDDLETON | 70132 | Independent Duty Housing Program | USACE | Shirley | United States | Wisconsin | Dane | Middleton | 53562 | 1.08 | 1.11
191985 | 824676 | 740 SPRING HILL CIRCLE WOODBURY | 70132 | Independent Duty Housing Program | USACE | Spring Hill | United States | Minnesota | Washington | Woodbury | 55125 | 1.085 | 1.12
191986 | 824645 | 845 YARD STREET GRANDVIEW | 82387 | Joint Recruiting Program | USACE | Yard | United States | Ohio | Franklin | Columbus | 43260 | 0.925 | 0.9195
191987 | 824646 | 87 MAIN STREET WEST LEBANON | 82387 | Joint Recruiting Program | USACE | Main | United States | New Hampshire | Grafton | Lebanon | 03784 | 1.075 | 1.075
191988 | 824683 | 906 ROSWELL GLEN WILMINGTON | 70132 | Independent Duty Housing Program | USACE | Roswell | United States | North Carolina | New Hanover | Wilmington | 28411 | 0.9 | 0.87
191989 | 824562 | 9144 TAYLORSVILLE ROAD LOUISVILLE | 82387 | Joint Recruiting Program | USACE | Taylorsville | United States | Kentucky | Jefferson | Louisville | 40220 | 0.87 | 0.87
191990 | 824569 | 9278 HIGHLAND RD. WHITE LAKE, MI | 82387 | Joint Recruiting Program | USACE | Highland | United States | Michigan | Oakland | White Lake | 48386 | 1.035 | 1.055
191991 | 824596 | 95 STORRS ROAD UNIT 18A WILLIMANTIC | 82387 | Joint Recruiting Program | USACE | Storrs | United States | Connecticut | Windham | Willimantic | 06226 | 1.165 | 1.205
191992 | 824632 | 960 SOUTH BROADWAY HICKSVILLE | 82387 | Joint Recruiting Program | USACE | Broadway | United States | New York | Nassau | Hicksville | 11801 | 1.06 | 1.075
191993 | 824672 | 9748 RUDDY DUCK WAY ELK GROVE | 70132 | Independent Duty Housing Program | USACE | Ruddy Duck | United States | California | Sacramento | Elk Grove | 95757 | 1.13 | 1.17
191994 | 824617 | 98 1005 MOANALUA ROAD AIEA | 82387 | Joint Recruiting Program | USACE | 1005 Moanalua | United States | Hawaii | Honolulu | Aiea | 96701 | 2.37 | 2.28
191995 | 824441 | 9380 W WESTGATE BLVD GLENDALE | 82387 | Joint Recruiting Program | USACE | Westgate | United States | Arizona | Maricopa | Glendale | 85305 | 0.91 | 0.89
191996 | AJXF0002 | MONITORING WELLS - FOXLEY LLC | AJXF | ANDREWS AIR FORCE BASE | AFACT | FOXLEY | United States | Maryland | Prince George'S | Landover | 20785 | 1 | 1
191997 | 08B20 | Littleton Lease | 080NG | Colorado National Guard | ARGUARD | Mineral | United States | Colorado | Jefferson | Littleton | 80120 | 0.99 | 0.98
191998 | 08A44 | Fountain Lease | 080NG | Colorado National Guard | ARGUARD | Highway 85-87 | United States | Colorado | El Paso | Fountain | 80817 | 1.04 | 1.02
192 | N61066 | CNI NAVMAG INDIAN ISLAND | N61066 | CNI NAVMAG INDIAN ISLAND | NAVACT | 100 Indian Island Road | United States | Washington | Jefferson | Port Townsend | 98339 | 1.21 | 1.24
1920 | GHUQ0001 | FRANCIS E WARREN AF MISSILE SITE H10 SITE # 1 | GHLN | F E WARREN AFB | AFACT | 11357 Nebraska State Road 56 | United States | Nebraska | Cheyenne | Dalton | 69131 | 0.93 | 0.915
192000 | N91041 | NIROP PITTSFIELD MA | N91041 | NIROP PITTSFIELD MA | NAVACT | PLASTICS | United States | Massachusetts | Berkshire | Pittsfield | 01201 | 1.165 | 1.215
192001 | 38A13 | Bismarck Fraine Barracks Annex | 380NG | North Dakota National Guard | ARGUARD | Schafer | United States | North Dakota | Burleigh | Bismarck | 58504 | 1.09 | 1.09
192002 | 38A60 | Fargo Annex | 380NG | North Dakota National Guard | ARGUARD | 40th | United States | North Dakota | Cass | Fargo | 58102 | 1.09 | 1.09
192003 | 38A48 | Camp Grafton Annex | 38A45 | Camp Grafton | ARGUARD | 77th | United States | North Dakota | Ramsey | Devils Lake | 58301 | 1.09 | 1.09
192004 | 47G77 | Memphis Storefront | 470NG | Tennessee National Guard | ARGUARD | Winchester | United States | Tennessee | Shelby | Memphis | 38125 | 0.82 | 0.8
192005 | 06745 | CAMP ROBERTS ACUB | 06740 | Camp Roberts | ARGUARD |  | United States | California | San Luis Obispo | San Miguel | 93451 | 1.22 | 1.26
192006 | 824230 | 2402 DONS DRIVE PLOVER | 70132 | Independent Duty Housing Program | USACE | Dons | United States | Wisconsin | Portage | Plover | 54467 | 1.085 | 1.12
192007 | N63406-ST | SOUTHERN TIP | N63406 | NAVBASE Point Loma | NAVACT | SYLVESTER | United States | California | San Diego | San Diego | 92106-352 | 1.05 | 1.08
192008 | 12D19 | Brandon R & R Storefron | 120NG | Florida National Guard | ARGUARD | 755 W Brandon | United States | Florida | Hillsborough | Brandon | 33511 | 0.82 | 0.8
192009 | 44285 | Buck Hill Management Area | 440NG | Rhode Island National Guard | ARGUARD | Buck Hill Road | United States | Rhode Island | Providence | Pascoag | 02859 | 1.11 | 1.15
192010 | 47G87 | Knoxville Storefront | 470NG | Tennessee National Guard | ARGUARD | Maynardville | United States | Tennessee | Knox | Knoxville | 37938 | 0.835 | 0.82
192011 | 824575 | 1054 31ST STREET NW WASHINGTON | 82387 | Joint Recruiting Program | USACE | 31st Street NW | United States | District of Columbia | District of Columbia | Washington, Dc | 20007 | 1.04 | 1.04
192013 | 823155 | 1000 S DEWEY ST - BAY 2 NORTH PLATTE | 82387 | Joint Recruiting Program | USACE | Dewey | United States | Nebraska | Lincoln | North Platte | 69101 | 0.93 | 0.915
192014 | 824737 | 1022 SULPHUR SPRING ROAD MANCHESTER | 70132 | Independent Duty Housing Program | USACE | Sulphur Spring | United States | Missouri | ST LOUIS | Manchester | 63021 | 0.985 | 1.005
192015 | 824601 | 10425 S 82ND E. AVE 103 TULSA | 82387 | Joint Recruiting Program | USACE | South 82nd | United States | Oklahoma | Osage | Tulsa | 74133 | 0.875 | 0.85
192016 | 824691 | 10989 SUNUP WAY SOUTH JORDAN | 70132 | Independent Duty Housing Program | USACE | Sunup | United States | Utah | Salt Lake | South Jordan | 84095 | 1.03 | 0.99
192017 | 824460 | 111 WEST NORTH RIVER DRIVE SPOKANE | 82387 | Joint Recruiting Program | USACE | North River | United States | Washington | Spokane | Spokane | 99201 | 1.05 | 1.05
192018 | 824625 | 1139 SOUTH TAMIAMI TRAIL SARASOTA | 82387 | Joint Recruiting Program | USACE | Tamiami | United States | Florida | Sarasota | Sarasota | 34236 | 0.825 | 0.805
192019 | 824692 | 121 EAST VICTORY ROAD MERIDIAN | 70132 | Independent Duty Housing Program | USACE | Victory | United States | Idaho | Ada | Meridian | 83642 | 0.99 | 0.98
192020 | 824631 | 1220 COLUMBIA CENTER BLVD. KENNEWICK | 82387 | Joint Recruiting Program | USACE | Columbia Center | United States | Washington | Benton | Kennewick | 99336 | 1.085 | 1.095
192021 | 824629 | 1303 U.S. HIGHWAY 127 S FRANKFORT | 82387 | Joint Recruiting Program | USACE | U.S. Highway 127 | United States | Kentucky | Franklin | Frankfort | 40601 | 0.87 | 0.87
192022 | 824527 | 1311 HISTORICAL PLAZA WAY MANTECA | 82387 | Joint Recruiting Program | USACE | Historical Plaza | United States | California | San Joaquin | Manteca | 95336 | 1.12 | 1.17
192023 | 824715 | 1329 GOLDENWOOD DRIVE WEST FARGO | 70132 | Independent Duty Housing Program | USACE | Goldenwood | United States | North Dakota | Cass | West Fargo | 58078 | 1.09 | 1.09
192024 | 824705 | 1403 SW 41ST COURT ANKENY | 70132 | Independent Duty Housing Program | USACE | 41st | United States | Iowa | Polk | Ankeny | 50023 | 0.95 | 0.95
192025 | 06493 | 1415 WEST EL CAMINO REAL MOUNTAIN VIEW | 82387 | Joint Recruiting Program | USACE | El Camino Real | United States | California | Santa Clara | Mountain View | 94040 | 1.2 | 1.25
192026 | 824693 | 2111 ROMENCE DRIVE NE GRAND RAPIDS | 70132 | Independent Duty Housing Program | USACE | Romence | United States | Michigan | Kent | Grand Rapids | 49503 | 1.035 | 1.055
192027 | 824694 | 154 ROBIN LANE MELBER | 70132 | Independent Duty Housing Program | USACE | Robin | United States | Kentucky | Graves | Melber | 42069 | 0.87 | 0.87
192028 | 824716 | 1573 VESTI LANE IOWA CITY | 70132 | Independent Duty Housing Program | USACE | Vesti | United States | Iowa | Johnson | Iowa City | 52240 | 1.01 | 1.01
192029 | 824609 | 16410 TWIN LAKES AVENUE MARYSVILLE | 82387 | Joint Recruiting Program | USACE | Twin Lakes | United States | Washington | Snohomish | Marysville | 98271 | 1.085 | 1.095
192030 | 824610 | 17301 140TH AVE NE WOODINVILLE | 82387 | Joint Recruiting Program | USACE | 140th | United States | Washington | King | Woodinville | 98072 | 1.12 | 1.14
192031 | 06971 | 18449 BROOKHURST STREET FOUNTAIN VALLEY | 82387 | Joint Recruiting Program | USACE | Brookhurst | United States | California | Orange | Fountain Valley | 92708 | 1.02 | 1.06
192032 | 25502 | Bristol County Army Reserve Center | 42560 | 99th Readiness Division | ARRES | Honorable Gordon Owen Riverway | United States | Massachusetts | Bristol | Taunton | 02780 | 1.165 | 1.215
192033 | 824709 | 2 ITHACA DRIVE PITTSFORD | 70132 | Independent Duty Housing Program | USACE | Ithaca | United States | New York | Monroe | Pittsford | 14534 | 1.06 | 1.075
192034 | 824523 | 2000 COLUMBUS PARKWAY BENICIA | 82387 | Joint Recruiting Program | USACE | Columbus | United States | California | Solano | Benicia | 94510 | 1.22 | 1.28
192035 | 824677 | 2005 HACKBERRY LANE SHAKOPEE | 70132 | Independent Duty Housing Program | USACE | Hackberry | United States | Minnesota | Scott | Shakopee | 55379 | 1.085 | 1.12
192036 | 823655 | 2022 S HWY 66 CLAREMORE | 82387 | Joint Recruiting Program | USACE | 66 | United States | Oklahoma | Rogers | Claremore | 74017 | 0.875 | 0.85
192037 | 824738 | 2056 SETTERS HILL COURT CHESTERFIELD | 70132 | Independent Duty Housing Program | USACE | Setters Hill | United States | Missouri | ST LOUIS | Chesterfield | 63017 | 0.985 | 1.005
192038 | 824561 | 2111 STEWART AVENUE WAUSAU | 82387 | Joint Recruiting Program | USACE | Stewart | United States | Wisconsin | Marathon | Wausau | 54401 | 1.085 | 1.12
192039 | 824559 | 2205 STEWART AVENUE WAUSAU | 82387 | Joint Recruiting Program | USACE | Stewart | United States | Wisconsin | Marathon | Wausau | 54401 | 1.085 | 1.12
192040 | 824688 | 2220 MELROSE TRACE CUMMING | 70132 | Independent Duty Housing Program | USACE | Melrose | United States | Georgia | Forsyth | Cumming | 30041 | 0.865 | 0.83
192041 | 822966 | 2359 WASHINGTON BLVD OGDEN | 82387 | Joint Recruiting Program | USACE | Washington | United States | Utah | Weber | Ogden | 84401 | 1.03 | 1
192042 | 824564 | 2439 WINONA DRIVE COLUMBUS | 70132 | Independent Duty Housing Program | USACE | Winona | United States | Ohio | Franklin | Columbus | 43235 | 0.925 | 0.9195
192043 | 824725 | 2515 EAST BELTLINE NE GRAND RAPIDS | 70132 | Independent Duty Housing Program | USACE | East Beltline | United States | Michigan | Kent | Grand Rapids | 49525 | 1.035 | 1.055
192044 | 824433 | 2550 SOUTH PARKER ROAD AURORA | 82387 | Joint Recruiting Program | USACE | Parker | United States | Colorado | Arapahoe | Aurora | 80014 | 0.99 | 0.98
192045 | 824394 | 2709 WEST BERRY FORT WORTH | 82387 | Joint Recruiting Program | USACE | Berry | United States | Texas | Tarrant | Fort Worth | 76109 | 0.83 | 0.82
192046 | 824701 | 2732 SHILLINGFORD CIRCLE NW NORTH CANTON | 70132 | Independent Duty Housing Program | USACE | Shillingford | United States | Ohio | Stark | North Canton | 44720 | 0.925 | 0.9195
192047 | 824620 | 28 2ND AVENUE SOUTH WAITE PARK | 82387 | Joint Recruiting Program | USACE | 2nd | United States | Minnesota | Stearns | Waite Park | 56387 | 1.085 | 1.12
192048 | 824607 | 2825 STOCKYARD SUITE A26 MISSOULA | 82387 | Joint Recruiting Program | USACE | Stockyard | United States | Montana | Missoula | Missoula | 59808 | 1.1 | 1.08
192050 | 824707 | 2974 OLD WARSON DRIVE PICKERINGTON | 70132 | Independent Duty Housing Program | USACE | Old Warson | United States | Ohio | Fairfield | Pickerington | 43147 | 0.925 | 0.9195
192051 | 824740 | 310 PIAZZA LANE CHATHAM | 70132 | Independent Duty Housing Program | USACE | Piazza | United States | Illinois | Sangamon | Chatham | 62629 | 1.03 | 1.045
192052 | 823968 | 3111 HIGHWAY 90 GAUTIER | 82387 | Joint Recruiting Program | USACE | 90 | United States | Mississippi | Jackson | Gautier | 39553 | 0.91 | 0.87
192053 | 824591 | 3125 WELLNER DRIVE NE ROCHESTER | 82387 | Joint Recruiting Program | USACE | Wellner | United States | Minnesota | Olmsted | Rochester | 55901 | 1.085 | 1.12
192054 | 824480 | 32 56 STEINWAY STREET ASTORIA | 82387 | Joint Recruiting Program | USACE | Steinway | United States | New York | Queens | Unknown | 11103 | 1.36 | 1.46
192055 | 824573 | 3300 BROADWAY EUREKA | 82387 | Joint Recruiting Program | USACE | Broadway | United States | California | Humboldt | Eureka | 95501 | 1.125 | 1.165
192056 | 824702 | 3322 SANDY LANE AVON | 70132 | Independent Duty Housing Program | USACE | Sandy | United States | Ohio | Lorain | Avon | 44011 | 0.925 | 0.9195
192057 | 824650 | 3555 ELECTRIC ROAD ROANOKE | 82387 | Joint Recruiting Program | USACE | Electric | United States | Virginia | Roanoke | Roanoke | 24018 | 0.92 | 0.89
192058 | 824718 | 3936 N PINE BROKEN ARROW | 70132 | Independent Duty Housing Program | USACE | Pine | United States | Oklahoma | Tulsa | Broken Arrow | 74012 | 0.875 | 0.85
192059 | 824455 | 400 N. STEPHANIE STREET SUITE 160 HENDERSON | 82387 | Joint Recruiting Program | USACE | Stephanie | United States | Nevada | Clark | Henderson | 89014 | 1.14 | 1.17
192060 | 824595 | 4037 SOUTH MOONEY BLVD VISALIA | 82387 | Joint Recruiting Program | USACE | Mooney | United States | California | Tulare | Visalia | 93277 | 1.125 | 1.165
192061 | 824505 | 4076 MOUNTAIN VIEW DRIVE ANCHORAGE | 82387 | Joint Recruiting Program | USACE | Mountain View | United States | Alaska | Anchorage | Anchorage | 99501 | 1.96 | 1.95
192062 | 824571 | 420 NORTH ROOSEVELT BURLINGTON | 82387 | Joint Recruiting Program | USACE | Roosevelt | United States | Iowa | Des Moines | Burlington | 52601 | 1.07 | 1.07
192063 | 824635 | 4301 W BROWN DEAR ROAD BROWN DEER | 82387 | Joint Recruiting Program | USACE | Brown Deer | United States | Wisconsin | Milwaukee | Brown Deer | 53223 | 1.09 | 1.13
192064 | 824757 | 443 DONELSON PIKE NASHVILLE | 82387 | Joint Recruiting Program | USACE | Donelson | United States | Tennessee | Davidson | Nashville | 37214 | 0.835 | 0.82
192065 | 824685 | 444 MONDALE ST. CORONA | 70132 | Independent Duty Housing Program | USACE | Mondale | United States | California | Riverside | Corona | 92879 | 1.08 | 1.12
192066 | 824619 | 4501 LABURNUM AVE. RICHMOND | 82387 | Joint Recruiting Program | USACE | Laburnum | United States | Virginia | Richmond | Richmond | 23231 | 0.92 | 0.89
192067 | 824681 | 5092 W. KESLER LANE CHANDLER | 70132 | Independent Duty Housing Program | USACE | Kesler | United States | Arizona | Maricopa | Chandler | 85226 | 0.91 | 0.89
192068 | 824690 | 5620 MICKSHELLY CIRCLE KLAMATH FALLS | 70132 | Independent Duty Housing Program | USACE | Mickshelly | United States | Oregon | Klamath | Klamath Falls | 97603 | 1.12 | 1.145
192069 | 824450 | 5736 PLATINUM DRIVE GROVE CITY | 70132 | Independent Duty Housing Program | USACE | Platinum | United States | Ohio | Franklin | Grove City | 43123 | 0.925 | 0.9195
192070 | 824621 | 601 S. PIONEER WAY MOSES LAKE | 82387 | Joint Recruiting Program | USACE | Pioneer | United States | Washington | Grant | Moses Lake | 98837 | 1.085 | 1.095
192071 | 823228 | 6117 U.S. HIGHWAY 98 HATTIESBURG | 82387 | Joint Recruiting Program | USACE | U.S. 98 | United States | Mississippi | Forrest | Hattiesburg | 39402 | 0.9 | 0.86
192072 | 823211 | 620 N. ROBINSON OKLAHOMA CITY | 82387 | Joint Recruiting Program | USACE | Robinson | United States | Oklahoma | Canadian | Oklahoma City | 73102 | 0.86 | 0.83
192073 | 824706 | 620 PACK STREET PATASKALA | 70132 | Independent Duty Housing Program | USACE | Pack | United States | Ohio | Licking | Pataskala | 43062 | 0.925 | 0.9195
192074 | 824574 | 6524 MONONA DRIVE MONONA | 82387 | Joint Recruiting Program | USACE | Monona | United States | Wisconsin | Dane | Monona | 53716 | 1.08 | 1.11
192075 | 824484 | 6601 MINERAL POINT ROAD MADISON | 82387 | Joint Recruiting Program | USACE | Mineral Point | United States | Wisconsin | Dane | Madison | 53705 | 1.08 | 1.11
192076 | 823736 | 6605 NICOLLET AVENUE SOUTH RICHFIELD | 82387 | Joint Recruiting Program | USACE | Thomas | United States | Arizona | Maricopa | Scottsdale | 85251 | 0.91 | 0.89
192077 | 824708 | 6807 W. GREVILLEA LN. WEST JORDAN | 70132 | Independent Duty Housing Program | USACE | Grevillia | United States | Utah | Salt Lake | West Jordan | 84081 | 1.03 | 0.99
192078 | 824478 | 696 BALTIMORE PIKE BEL AIR | 82387 | Joint Recruiting Program | USACE | Baltimore | United States | Maryland | Harford | Bel Air | 21014 | 0.94 | 0.94
192079 | 824712 | 7 RED FINCH DR SIMPSONVILLE | 70132 | Independent Duty Housing Program | USACE | Red Finch | United States | South Carolina | Greenville | Simpsonville | 29680 | 0.92 | 0.885
192080 | 824732 | 7400 FAIRFIELD LAKES DRIVE POWELL | 70132 | Independent Duty Housing Program | USACE | Fairfield Lakes | United States | Ohio | Delaware | Powell | 43065 | 0.925 | 0.9195
192081 | 824618 | 780 LYNNHAVEN PARKWAY VIRGINIA BEACH | 82387 | Joint Recruiting Program | USACE | Lynnhaven | United States | Virginia | Virginia Beach (City) | Virginia Beach | 23452 | 0.98 | 0.94
192082 | 824675 | 802 NE 154TH AVENUE VANCOUVER | 70132 | Independent Duty Housing Program | USACE | 154th | United States | Washington | Clark | Vancouver | 98684 | 1.085 | 1.095
192083 | 824735 | 812 WEST WHITE SANDS DRIVE MERIDIAN | 70132 | Independent Duty Housing Program | USACE | White Sands | United States | Idaho | Ada | Meridian | 83646 | 0.99 | 0.98
192084 | 824608 | 8215 E REGAL CT 100-102 TULSA | 82387 | Joint Recruiting Program | USACE | Regal | United States | Oklahoma | Osage | Tulsa | 74133 | 0.875 | 0.85
192085 | 824703 | 921 RICKETT ROAD BRIGHTON | 70132 | Independent Duty Housing Program | USACE | Rickett | United States | Michigan | Livingston | Brighton | 48116 | 1.035 | 1.055
192086 | 824426 | 980 LARGO CENTER DRIVE UPPER MARLBORO | 82387 | Joint Recruiting Program | USACE | Largo Center | United States | Maryland | Prince George's | Upper Marlboro | 20774 | 0.97 | 0.97
192087 | 824494 | 999 WHITLOCK AVE MARIETTA | 82387 | Joint Recruiting Program | USACE | Whitlock | United States | Georgia | Cobb | Marietta | 30064 | 0.83 | 0.8
192088 | 824528 | THE MARKET STREET AT HEATHBROOK, 4414 SW COLLEGE PARK ROAD, OCALA | 82387 | Joint Recruiting Program | USACE | College Park | United States | Florida | Marion | Ocala | 34474 | 0.825 | 0.805
192089 | N47608-EV | EASTVILLE LEASE | N47608 | Naval Air Station Patuxent River | NAVACT | YOUNG | United States | Virginia | Northampton | Machipongo | 23405 | 0.92 | 0.89
192090 | OBGR0002 | RED RIO BOMBING RANGE | KWRD | HOLLOMAN | AFACT | US 54 | United States | New Mexico | Socorro | White Sands Msl Rge | 87801 | 1.02 | 1
192091 | 36649 | Oswego Recruiting Storefront | 360NG | New York National Guard | ARGUARD | Seneca | United States | New York | Oswego | Oswego | 13126 | 1.06 | 1.075
192092 | FMKM0008 | DULUTH INTERNATIONAL MUNITIONS SITE #8 | FMKM | DULUTH INTERNATIONAL AIRPORT | AFGUARD | WARHAWK | United States | Minnesota | ST LOUIS | Duluth | 55811-6036 | 1.11 | 1.13
192094 | 22C66 | Roseland | 44502 | Camp Villere | ARGUARD | Highway 51 | United States | Louisiana | Tangipahoa | Roseland | 70456 | 0.855 | 0.825
192095 | 47G97 | Murfreesboro Storefront - S. Rutherford | 470NG | Tennessee National Guard | ARGUARD | South Rutherford | United States | Tennessee | Rutherford | Murfreesboro | 37130 | 0.835 | 0.82
192096 | N63042-MR | MCQUEEN RIDGE | N63042 | NAS Lemoore CA | NAVACT |  | United States | California | Santa Cruz | Santa Cruz | 95008 | 1.12 | 1.16
192097 | NUEX0002 | LUKE AFB SITE #2 - LUK-2-96-009 | NUEX | LUKE AIR FORCE BASE | AFACT |  | United States | Arizona | Maricopa | Luke Afb | 85309 | 0.93 | 0.91
192098 | 18A48 | Columbus Municipal Hangar | 180NG | Indiana National Guard | ARGUARD | Warren | United States | Indiana | Bartholomew | Columbus | 47203-4748 | 0.955 | 0.96
1921 | GHUR0001 | FRANCIS E WARREN AF MISSILE SITE H11 SITE # 1 | GHLN | F E WARREN AFB | AFACT | 12192 Nebraska State Road 56 | United States | Nebraska | Cheyenne | Dalton | 69131 | 0.93 | 0.915
192103 | 08A52 | Douglas County (LRCP) | 080NG | Colorado National Guard | ARGUARD | Unknown | United States | Colorado | Douglas | Castle Rock | 80104 | 1.015 | 1
192106 | VBDZ0002 | SCHENECTADY ANG AP SITE # 2 | VBDZ | SCHENECTADY AP | AFGUARD | RANGE ROAD | United States | New York | Schenectady | Scotia | 12302-9542 | 1.05 | 1.07
192107 | 48G73 | SAN ANTONIO 2 SFRO | 480NG | Texas National Guard | ARGUARD | Potranco | United States | Texas | Bexar | San Antonio | 78251 | 0.87 | 0.85
192108 | 48D06 | FT WOLTERS STATE | 480NG | Texas National Guard | ARGUARD | WAGNER | United States | Texas | Parker | Mineral Wells | 76067-8374 | 0.865 | 0.84
192110 | SPBN0004 | OTIS ANG BASE SITE #4 - OFF-BASE WELLS | SPBN | OTIS ANG BASE | AFGUARD | SIMPKINS | United States | Massachusetts | Barnstable | Otis Angb, Falmouth | 02542 | 1.165 | 1.215
192111 | SPBN0003 | OTIS ANG BASE SITE #3 - MIDDLE MARKER | SPBN | OTIS ANG BASE | AFGUARD | ROUTE 130 | United States | Massachusetts | Barnstable | Otis Angb, Mashpee | 02542 | 1.165 | 1.215
192112 | 20055 | Garden City Readiness Center | 200NG | Kansas National Guard | ARGUARD | Spruce | United States | Kansas | Finney | Garden City | 67846 | 1.005 | 1.025
192114 | 46C07 | SFRO-Sioux Falls | 460NG | South Dakota National Guard | ARGUARD | West 26th | United States | South Dakota | Minnehaha | Sioux Falls | 57106 | 0.96 | 0.94
192116 | 42E93 | UPPER DARBY STORE FRONT RECRUITING OFFICE | 420NG | Pennsylvania National Guard | ARGUARD | MARKET | United States | Pennsylvania | Delaware | Upper Darby | 19082 | 1.065 | 1.105
192117 | 42B58 | PROPOSED ALLEGHENY/ARMSTRONG CO READINESS CENTER | 420NG | Pennsylvania National Guard | ARGUARD | TBA | United States | Pennsylvania | Armstrong | Freeport | 16229 | 1.065 | 1.105
192118 | 42A06 | PROPOSED ALLENTOWN READINESS CENTER | 420NG | Pennsylvania National Guard | ARGUARD | TBA | United States | Pennsylvania | Lehigh | Allentown | 18105 | 1.065 | 1.105
192119 | 42C67 | PROPOSED CARBON/SCHUYLKILL CO READINESS CENTER | 420NG | Pennsylvania National Guard | ARGUARD | TBA | United States | Pennsylvania | Carbon | Lansford | 18232 | 1.065 | 1.105
192120 | 42B76 | PROPOSED HAMBURG READINESS CENTER | 420NG | Pennsylvania National Guard | ARGUARD | TBA | United States | Pennsylvania | Berks | Hamburg | 19526 | 1.065 | 1.105
192122 | 42E66 | PROPOSED SELLERSVILLE READINESS CENTER | 420NG | Pennsylvania National Guard | ARGUARD | TBA | United States | Pennsylvania | Bucks | Sellersville | 18960 | 1.065 | 1.105
192123 | N32443-SK | SUFFOLK KENYON COURT | N32443 | NAVSUPPACT Norfolk NSY | NAVACT | KENYON | United States | Virginia | Suffolk | Suffolk | 234347603 | 0.92 | 0.89
192124 | N47608-PC | PECAN CT LEASE | N47608 | Naval Air Station Patuxent River | NAVACT | PECAN | United States | Maryland | St. Mary's | California | 20619 | 1.09 | 1.09
192125 | 23A80 | WOODVILLE TRAINING SITE | 230NG | Maine National Guard | ARGUARD | Pea Ridge Road | United States | Maine | Penobscot | Unknown | 04457 | 1.05 | 1.03
192126 | LRXQ0002 | JACKSON IAP, THOMPSON FIELD SITE # 2 | LRXQ | JACKSON IAP, THOMPSON FIELD | AFGUARD |  | United States | Mississippi | Forrest | Camp Shelby | 39407 | 0.9 | 0.86
192127 | 40594 | Atlantic Aviation C-12 Hangar | 400NG | Oklahoma National Guard | ARGUARD | Portland | United States | Oklahoma | Oklahoma | Oklahoma City | 73159 | 0.86 | 0.83
192128 | 824756 | 104 PARK FIELD PLACE MADISON | 70132 | Independent Duty Housing Program | USACE | Park Field | United States | Mississippi | Madison | Madison | 39110 | 0.9 | 0.86
192129 | 824781 | 13091 TOMKI RD REDWOOD VALLEY | 70132 | Independent Duty Housing Program | USACE | Tomki | United States | California | Mendocino | Redwood Valley | 95470 | 1.125 | 1.165
192130 | 824792 | 13109 SOUTH SUMMIT STREET OLATHE | 70132 | Independent Duty Housing Program | USACE | Summit | United States | Kansas | Johnson | Olathe | 66062 | 1.005 | 1.025
192131 | 824753 | 1325 BAILEY'S CORNER MARIETTA | 70132 | Independent Duty Housing Program | USACE | Bailey's | United States | Georgia | Cobb | Marietta | 30062 | 0.83 | 0.8
192132 | 824804 | 13347 SE PIPER DRIVE HAPPY VALLEY | 70132 | Independent Duty Housing Program | USACE | Piper | United States | Oregon | Clackamas | Happy Valley | 97086 | 1.12 | 1.145
192133 | 824803 | 1401 E. PALERMO STREET MERIDIAN | 70132 | Independent Duty Housing Program | USACE | Palermo | United States | Idaho | Ada | Meridian | 83642 | 0.99 | 0.98
192134 | 824793 | 15987 ROCK CRYSTAL DRIVE PARKER | 70132 | Independent Duty Housing Program | USACE | Rock Crystal | United States | Colorado | Douglas | Parker | 80134 | 1.015 | 1
192135 | 823987 | 170 CENTRE STREET MALDEN | 82387 | Joint Recruiting Program | USACE | Centre | United States | Massachusetts | Middlesex | Malden | 02148 | 1.165 | 1.215
192136 | 824097 | 1733 UNIVERSITY AVE OXFORD | 82387 | Joint Recruiting Program | USACE | University | United States | Mississippi | Lafayette | Oxford | 38655 | 0.9 | 0.86
192137 | 824797 | 174 NEW TOWNE SQUARE MOREHEAD | 82387 | Joint Recruiting Program | USACE | New Towne | United States | Kentucky | Rowan | Morehead | 40351 | 0.87 | 0.87
192138 | 824755 | 17911 TIMBER VIEW ST TAMPA | 70132 | Independent Duty Housing Program | USACE | Timber View | United States | Florida | Hillsborough | Tampa | 33647 | 0.82 | 0.8
192140 | 824826 | 1934 PENHOOK AVENUE LEWIS CENTER | 70132 | Independent Duty Housing Program | USACE | Penhook | United States | Ohio | Delaware | Lewis Center | 43035 | 0.925 | 0.9195
192141 | 824836 | 20 UNIVERSITY DRIVE TEMPE | 82387 | Joint Recruiting Program | USACE | University | United States | Arizona | Maricopa | Tempe | 85281 | 0.91 | 0.89
192142 | 824637 | 2100 CENTER RD. AVON | 82387 | Joint Recruiting Program | USACE | Center | United States | Ohio | Lorain | Avon | 44011 | 0.925 | 0.9195
192143 | 824791 | 2465 EAST WOODCHUCK WAY SANDY | 70132 | Independent Duty Housing Program | USACE | Woodchuck | United States | Utah | Salt Lake | Sandy | 84093 | 1.03 | 0.99
192144 | 824174 | 25 MARKET STREET SWANSEA | 82387 | Joint Recruiting Program | USACE | Market | United States | Massachusetts | Bristol | Swansea | 02777 | 1.165 | 1.215
192145 | 824794 | 2885 NORTH RECOREDS AVE MERIDIAN | 70132 | Independent Duty Housing Program | USACE | Recoreds | United States | Idaho | Ada | Meridian | 83646 | 0.99 | 0.98
192146 | 824818 | 2940 ICECAP ROAD SPARTA | 70132 | Independent Duty Housing Program | USACE | Icecap | United States | Wisconsin | Monroe | Sparta | 54656 | 1.15 | 1.17
192147 | 824261 | 3-2600 KAUMUALII HWY | 82387 | Joint Recruiting Program | USACE | Kaumualii | United States | Hawaii | Kauai | Lihue | 96766 | 2.8 | 2.72
192148 | 824148 | 3125 SW GAINSBORO ROAD TOPEKA | 70132 | Independent Duty Housing Program | USACE | Gainsboro | United States | Kansas | Shawnee | Topeka | 66614 | 1.005 | 1.025
192149 | 824800 | 3135 CHAMPIONS TRAIL LN KNOXVILLE | 70132 | Independent Duty Housing Program | USACE | Champions Trail | United States | Tennessee | Knox | Knoxville | 37931 | 0.835 | 0.82
192150 | 824565 | 3200 W SOUTH AIRPORT RD. TRAVERSE CITY | 82387 | Joint Recruiting Program | USACE | South Airport | United States | Michigan | Grand Traverse | Traverse City | 49684 | 1.035 | 1.055
192151 | 824758 | 3629 BERRYWOOD DRIVE DAYTON | 70132 | Independent Duty Housing Program | USACE | Berrywood | United States | Ohio | Montgomery | Dayton | 45424 | 0.9 | 0.889
192152 | 824828 | 39510 N. DAISY MOUNTAIN DRIVE PHOENIX | 82387 | Joint Recruiting Program | USACE | Daisy Mountain | United States | Arizona | Maricopa | Phoenix | 85012 | 0.91 | 0.89
192153 | 824807 | 4147 SOUTH SEGO LILLY ROAD DIANA | 70132 | Independent Duty Housing Program | USACE | Sego Lilly | United States | Texas | Upshur | Diana | 75640 | 0.865 | 0.84
192154 | 824762 | 4185 MIRAMAR AVENUE NE GRAND RAPIDS | 70132 | Independent Duty Housing Program | USACE | Miramar | United States | Michigan | Kent | Grand Rapids | 49525 | 1.035 | 1.055
192155 | 824613 | 4329 WHIPPLE AVE. NW CANTON | 82387 | Joint Recruiting Program | USACE | Whipple | United States | Ohio | Stark | Canton | 44718 | 0.925 | 0.9195
192156 | 824761 | 5200 BUTTERFIELD COURT MIDLAND | 70132 | Independent Duty Housing Program | USACE | Butterfield | United States | Michigan | Midland | Midland | 48640 | 1.035 | 1.055
192157 | 823704 | 645 TOWNSHIP ROAD 156 CHESAPEAKE | 70132 | Independent Duty Housing Program | USACE | Township 156 | United States | Ohio | Lawrence | Chesapeake | 45619 | 0.925 | 0.9195
192158 | 824328 | 6905 WASHINGTON AVENUE OCEAN SPRINGS | 82387 | Joint Recruiting Program | USACE | Washington | United States | Mississippi | Jackson | Ocean Spgs | 39564 | 0.91 | 0.87
192159 | 824764 | 6930 SEAFIELD COURT WESTERFIELD | 70132 | Independent Duty Housing Program | USACE | Seafield | United States | Ohio | Delaware | Westerville | 43082 | 0.925 | 0.9195
192160 | 824805 | 7320 KINGSGATE ROAD WEST CHESTER | 82387 | Joint Recruiting Program | USACE | Kingsgate | United States | Ohio | Butler | West Chester | 45069 | 0.925 | 0.9195
192161 | 824829 | 9004 WEST BROAD STREET RICHMOND | 82387 | Joint Recruiting Program | USACE | Broad | United States | Virginia | Richmond | Richmond | 23294 | 0.92 | 0.89
192162 | 824766 | 938 BALSAM WOOD LANE LEBANON | 70132 | Independent Duty Housing Program | USACE | Balsam Wood | United States | Ohio | Warren | Lebanon | 45036 | 0.925 | 0.9195
192163 | 824837 | 98 145 KAONOHI STREET AIEA | 82387 | Joint Recruiting Program | USACE | Kaonohi | United States | Hawaii | Honolulu | Aiea | 96701 | 2.37 | 2.28
192164 | 51074 | Suffolk ARC | 42560 | 99th Readiness Division | ARRES | Carolina | United States | Virginia | Suffolk (City) | Suffolk | 23439 | 0.92 | 0.89
192165 | 824184 | 1125 15TH STREET WASHINGTON | 82387 | Joint Recruiting Program | USACE | 15TH | United States | District of Columbia | District of Columbia | Washington, Dc | 20005 | 1.04 | 1.04
192166 | 824074 | 2331 W.L. DICKINSON DR | 82387 | Joint Recruiting Program | USACE | W.L. DICKINSON | United States | Alabama | Montgomery | Montgomery | 36109 | 0.87 | 0.85
192167 | 823069 | 250 ELKTON ROAD NEWARK | 82387 | Joint Recruiting Program | USACE | ELKTON | United States | Delaware | New Castle | Newark | 19711 | 1.03 | 1.06
192168 | 09C11 | Hartford Storefront | 090NG | Connecticut National Guard | ARGUARD | Market | United States | Connecticut | Hartford | Hartford | 06103-1319 | 1.165 | 1.205
192169 | 12332 | Amli Doral | 1281A | US Army Garrison Miami | ARACT | 41ST | United States | Florida | Miami-Dade | Unknown | 33178 | 0.82 | 0.8
192170 | M62974-KP | KIWANIS PARK | M62974 | MCAS Yuma AZ | MCACT | MAGONLIA | United States | Arizona | Yuma | Yuma | 85364 | 1.07 | 1.04
192171 | 824567 | 253 LIVINGSTON STREET BROOKLYN | 82387 | Joint Recruiting Program | USACE | LIVINGSTON | United States | New York | Kings | Unknown | 11201 | 1.36 | 1.46
192172 | 824239 | 110 PLEASANT STREET BRUNSWICK | 82387 | Joint Recruiting Program | USACE | PLEASANT | United States | Maine | Cumberland | Brunswick | 04011 | 0.99 | 0.97
192173 | 823839 | 5256 ROUTE 30 SPACE 278 GREENSBURG | 82387 | Joint Recruiting Program | USACE | ROUTE 30 | United States | Pennsylvania | Westmoreland | Greensburg | 15601 | 1.065 | 1.105
192174 | M62974-H1 | YRMC SITE 1 | M62974 | MCAS YUMA AZ | MCACT | AVENUE A | United States | Arizona | Yuma | Yuma | 85364 | 1.07 | 1.04
192175 | 55B92 | West Allis Storefront Recruiting Office | 550NG | Wisconsin National Guard | ARGUARD | 108th | United States | Wisconsin | Milwaukee | West Allis | 53227 | 1.09 | 1.13
192178 | 12371 | Doral Isles | 1281A | US Army Garrison Miami | ARACT | 110th | United States | Florida | Miami-Dade | Miami | 33178 | 0.82 | 0.8
192180 | 12849 | Doral Isles | 1281A | US Army Garrison Miami | ARACT | 110th | United States | Florida | Miami-Dade | Miami | 33178 | 0.82 | 0.8
192183 | 12985 | Doral Park | 1281A | US Army Garrison Miami | ARACT | 54th | United States | Florida | Miami-Dade | Miami | 33178 | 0.82 | 0.8
192184 | 37165 | JFK SWC ROBIN SAGE SAFE HOUSE | 37225 | Fort Bragg | ARACT | Belford Church | United States | North Carolina | Montgomery | Candor | 27229 | 0.885 | 0.855
192186 | N68436-BW | PORT OF BENTON | N68436 | NAVAL BASE KITSAP BREMERTON WA | NAVACT | PORT OF BENTON | United States | Washington | Benton | Richland | 9935 | 1.085 | 1.095
192187 | FXBM0003 | ELLSWORTH AFB SITE #3 | FXBM | ELLSWORTH AFB | AFACT |  | United States | South Dakota | Pennington | Ellsworth Afb | 57706/4709 | 0.97 | 0.94
192188 | 35L01 | Las Cruces Aviation Hangar (Lynco) | 350NG | New Mexico National Guard | ARGUARD | Zia | United States | New Mexico | Dona Ana | Las Cruces | 88007 | 1.02 | 1
192189 | 29246 | Belton LTA | 27864 | 88th Readiness Division | ARRES | Prospect | United States | Missouri | Cass | Belton | 64012-4040 | 0.95 | 0.97
192190 | 13666 | Lake Allatoona Recreation Area | 13055 | Fort Gordon | ARACT | Emerson-Allatoona Road | United States | Georgia | Bartow | Emerson | 30137 | 0.865 | 0.83
192191 | 49B68 | Store Front Recruiting - Heber | 490NG | Utah National Guard | ARGUARD | Main | United States | Utah | Wasatch | Heber City | 84032 | 1.03 | 0.995
192192 | 49B69 | Store Front Recruiting - West Valley | 490NG | Utah National Guard | ARGUARD | 2700 West | United States | Utah | Salt Lake | West Valley City | 84119 | 1.03 | 0.99
192193 | 824232 | 1 E GUN HILL ROAD BRONX | 82387 | Joint Recruiting Program | USACE | GUN HILL | United States | New York | Bronx | Unknown | 10467 | 1.36 | 1.46
192194 | 824890 | 1355 MALL DRIVE BENTON HARBOR | 82387 | Joint Recruiting Program | USACE | Mall | United States | Michigan | Berrien | Benton Harbor | 49022 | 1.035 | 1.055
192195 | 823196 | 25 BURLINGTON MALL ROAD BURLINGTON | 82387 | Joint Recruiting Program | USACE | BURLINGTON MALL | United States | Massachusetts | Middlesex | Burlington | 01803 | 1.165 | 1.215
192196 | 824846 | 3075 N RESERVE STREET MISSOULA | 82387 | Joint Recruiting Program | USACE | Reserve | United States | Montana | Missoula | Missoula | 59808 | 1.1 | 1.08
192197 | 824874 | 383 SHORES PARKWAY ROGERSVILLE | 70132 | Independent Duty Housing Program | USACE | Shores | United States | Missouri | Webster | Rogersville | 65742 | 0.985 | 1.005
192198 | 824895 | 3870 THREE MILE ROAD GRAND RAPIDS | 82387 | Joint Recruiting Program | USACE | Three Mile | United States | Michigan | Kent | Grand Rapids | 49525 | 1.035 | 1.055
192199 | 824517 | 4117 WOODRUFF AVE LAKEWOOD | 82387 | Joint Recruiting Program | USACE | Woodruff | United States | California | Los Angeles | Unknown | 90713 | 1.02 | 1.06
1922 | GHUS0001 | FRANCIS E WARREN AF MISSILE SITE I1 SITE # 1 | GHLN | F E WARREN AFB | AFACT | 685 Nebraska State Road 125 | United States | Nebraska | Cheyenne | Sidney | 69162 | 0.93 | 0.915
192200 | 824598 | 500 MALL ROAD BARBOURSVILLE | 82387 | Joint Recruiting Program | USACE | Mall | United States | West Virginia | Cabell | Barboursville | 25504 | 1.02 | 1.03
192201 | 824884 | 5050 SOUTH 7TH STREET TERRE HAUTE | 82387 | Joint Recruiting Program | USACE | 7th | United States | Indiana | Vigo | Terre Haute | 47802 | 0.955 | 0.96
192202 | 824835 | 5108 WALNUT STREET WEST DES MOINES | 70132 | Independent Duty Housing Program | USACE | Walnut | United States | Iowa | Polk | West Des Moines | 50265 | 0.95 | 0.95
192203 | 824856 | 5502 SAMPLE ROAD MARGATE | 82387 | Joint Recruiting Program | USACE | Sample | United States | Florida | Broward | Margate | 33073 | 0.82 | 0.8
192204 | 824592 | 6605 NICOLLET AVENUE SOUTH RICHFIELD | 82387 | Joint Recruiting Program | USACE | NICOLLET | United States | Minnesota | Hennepin | Richfield | 55423 | 1.06 | 1.11
192205 | 824866 | 7530 CHARLYA DRIVE ATHENS | 70132 | Independent Duty Housing Program | USACE | Charlya | United States | Texas | Henderson | Athens | 75751 | 0.865 | 0.84
192206 | 824206 | 83 CHAMBERS STREET NEW YORK | 82387 | Joint Recruiting Program | USACE | CHAMBERS | United States | New York | New York | New York City | 10007 | 1.36 | 1.46
192207 | 824825 | 99 SOLDIERS LANE CORAOPOLIS | 82387 | Joint Recruiting Program | USACE | Soldiers | United States | Pennsylvania | Allegheny | Coraopolis | 15108 | 1.065 | 1.105
192208 | 823060 | 13 STONEMORE WAY PETAL | 70243 | Camp Shelby Active LGH | USACE | Stonemore | United States | Mississippi | Forrest | Petal | 39465 | 0.9 | 0.86
192209 | 822430 | 14 COTTAGE PARK HATTIESBURG | 70243 | Camp Shelby Active LGH | USACE | Cottage Park | United States | Mississippi | Forrest | Hattiesburg | 39402 | 0.9 | 0.86
192210 | 822637 | 15 ELMS COURT HATTIESBURG | 70243 | Camp Shelby Active LGH | USACE | Elms | United States | Mississippi | Forrest | Hattiesburg | 39402 | 0.9 | 0.86
192211 | 823126 | 19 TUSCAN LANE SUMRALL | 70243 | Camp Shelby Active LGH | USACE | Tuscan | United States | Mississippi | Lamar | Sumrall | 39482 | 0.9 | 0.86
192212 | 822856 | 24 CRESCENT RIDGE HATTIESBURG | 70243 | Camp Shelby Active LGH | USACE | Crescent | United States | Mississippi | Forrest | Hattiesburg | 39402 | 0.9 | 0.86
192213 | 822467 | 32 HIGH MEADOWS PETAL | 70243 | Camp Shelby Active LGH | USACE | High | United States | Mississippi | Forrest | Petal | 39465 | 0.9 | 0.86
192214 | 822596 | 34 ROCKWELL PURVIS | 70243 | Camp Shelby Active LGH | USACE | Rockwell | United States | Mississippi | Lamar | Purvis | 39475 | 0.9 | 0.86
192215 | FMKM0009 | DULUTH INTERNATIONAL PMEL SITE #9 | FMKM | DULUTH INTERNATIONAL AIRPORT | AFGUARD | AIRPORT APPROACH | United States | Minnesota | ST LOUIS | Duluth | 55811-6036 | 1.11 | 1.13
192216 | M62974-LH | LAKE HAVASU | M62974 | MCAS Yuma AZ | MCACT | BEACHCOMBER | United States | Arizona | Mohave | Lake Havasu City | 86403 | 0.925 | 0.905
192217 | 37036 | SF QUALIFICATION COURSE | 37225 | Fort Bragg | ARACT | IKE | United States | North Carolina | Stanly | New London | 28127 | 0.885 | 0.855
192218 | 12207 | The Atlantic Doral | 1281A | US Army Garrison Miami | ARACT | 74th | United States | Florida | Miami-Dade | Homestead Afb | 33178 | 0.82 | 0.8
192220 | 35R06 | MESILLA VALLEY STOREFRONT | 350NG | New Mexico National Guard | ARGUARD | Telshor | United States | New Mexico | Dona Ana | Las Cruces | 88011 | 1.02 | 1
192221 | 35R08 | LOS LUNAS STOREFRONT | 350NG | New Mexico National Guard | ARGUARD | Main | United States | New Mexico | Valencia | Los Lunas | 87031 | 0.93 | 0.905
192222 | M62974-TC | TRINITY CHRISTIAN CTR | M62974 | MCAS Yuma AZ | MCACT | 16TH | United States | Arizona | Yuma | Yuma | 85364 | 1.07 | 1.04
192224 | 54834 | Clarksburg | 24355 | Fort George G Meade | ARACT | Custer Hollow | United States | West Virginia | Harrison | Clarksburg | 26306 | 1.02 | 1.03
192225 | 3065A | Fort William Henry Harrison ACUB | 30655 | Fort William Henry Harrison Training Site | ARGUARD | MT Majo | United States | Montana | Lewis And Clark | Fort Harrison | 59636 | 1.1 | 1.08
192226 | 48900 | Harker Heights Community Based Primary Care Clinic | 48255 | Fort Hood | ARACT | East Central Texas Expressway | United States | Texas | Bell | Harker Heights | 76548 | 0.9 | 0.89
192227 | 53839 | McChord Field | 53465 | Joint Base Lewis McChord | ARACT | McCord Air Force Base changed to JBLM | United States | Washington | Pierce | Lakewood | 98438 | 1.12 | 1.14
192230 | 822172 | 38 ST CHARLES AVE HATTIESBURG | 70243 | Camp Shelby Active LGH | USACE | St Charles | United States | Mississippi | Forrest | Hattiesburg | 39402 | 0.9 | 0.86
192231 | 822174 | 55 WOODSTONE HATTIESBURG | 70243 | Camp Shelby Active LGH | USACE | Woodstone | United States | Mississippi | Forrest | Hattiesburg | 39402 | 0.9 | 0.86
192232 | 824597 | 121 READE ST MANHATTAN | 82387 | Joint Recruiting Program | USACE | READE | United States | New York | New York | Unknown | 10013 | 1.36 | 1.46
192233 | 824783 | 131 W DIMOND BLVD ANCHORAGE | 82387 | Joint Recruiting Program | USACE | DIMOND | United States | Alaska | Anchorage | Anchorage | 99503 | 1.96 | 1.95
192234 | 824924 | 200 EXPEDITION DRIVE SCARBOROUGH | 82387 | Joint Recruiting Program | USACE | EXPEDITION | United States | Maine | Cumberland | Scarborough | 04074 | 0.99 | 0.97
192235 | 824465 | 2040 EAST TREMONT AVE BRONX | 82387 | Joint Recruiting Program | USACE | TREMONT | United States | New York | Bronx | Unknown | 10462 | 1.36 | 1.46
192236 | 824658 | 2510 WESTCHESTER AVENUE BRONX | 82387 | Joint Recruiting Program | USACE | WESTCHESTER | United States | New York | Bronx | Unknown | 10461 | 1.36 | 1.46
192237 | 824660 | 55 JEFFERSON AVE ELIZABETH | 82387 | Joint Recruiting Program | USACE | JEFFERSON | United States | New Jersey | Union | Elizabeth | 07201 | 1.165 | 1.235
192238 | 824881 | 1005 MONARCH DRIVE CHATHAM | 70132 | Independent Duty Housing Program | USACE | Monarch | United States | Illinois | Sangamon | Chatham | 62629 | 1.03 | 1.045
192239 | 824814 | 106 GREYSTONE DRIVE DUNCANSVILLE | 70132 | Independent Duty Housing Program | USACE | Greystone | United States | Pennsylvania | Blair | Duncansville | 16635 | 1.065 | 1.105
192240 | 824860 | 115110 HAWTHORN DRIVE CLIVE | 70132 | Independent Duty Housing Program | USACE | Hawthorn | United States | Iowa | Polk | Clive | 50325 | 0.95 | 0.95
192241 | 824861 | 1191 WEXFORD GREEN BOULEVARD COLUMBUS | 70132 | Independent Duty Housing Program | USACE | Wexford Green | United States | Ohio | Franklin | Columbus | 43228 | 0.925 | 0.9195
192242 | 824822 | 1197 POPPYFIELD PLACE SCHERERVILLE | 70132 | Independent Duty Housing Program | USACE | Poppyfield | United States | Indiana | Lake | Schererville | 46375 | 0.955 | 0.96
192243 | 824821 | 12321 JACOBAS PLACE FORT WAYNE | 70132 | Independent Duty Housing Program | USACE | Jacobas | United States | Indiana | Allen | Fort Wayne | 46845 | 0.955 | 0.96
192244 | 824549 | 126 ACORN DRIVE SCHENECTADY | 70132 | Independent Duty Housing Program | USACE | Acorn | United States | New York | Schenectady | Schenectady | 12302 | 1.05 | 1.07
192245 | 824912 | 1301 PINECREST BLVD APPLETON | 70132 | Independent Duty Housing Program | USACE | Pinecrest | United States | Wisconsin | Outagamie | Appleton | 54915 | 1.085 | 1.12
192246 | 824842 | 15 APPLEBEE FARM DRIVE JACKSONVILLE | 70132 | Independent Duty Housing Program | USACE | Applebee Farm | United States | Illinois | Morgan | Jacksonville | 62650 | 1.03 | 1.045
192247 | 824851 | 1632 OSPREY POINTE DR TALLAHASSEE | 70132 | Independent Duty Housing Program | USACE | Osprey Pointe | United States | Florida | Leon | Tallahassee | 32308 | 0.825 | 0.805
192248 | 824754 | 17 OLEANDER POINT GREENSBORO | 70132 | Independent Duty Housing Program | USACE | Oleander | United States | North Carolina | Guilford | Greensboro | 27407 | 0.885 | 0.855
192249 | 824936 | 1701 W. JOE HARVEY BLVD HOBBS | 82387 | Joint Recruiting Program | USACE | Joe Harvey | United States | New Mexico | Lea | Hobbs | 88240 | 0.93 | 0.905
192250 | 824844 | 201 W BIRMINGHAM PLACE BROKEN ARROR | 70132 | Independent Duty Housing Program | USACE | Birmingham | United States | Oklahoma | Tulsa | Broken Arrow | 74011 | 0.875 | 0.85
192251 | 824876 | 2093 FAIRMONT LN NAPLES | 70132 | Independent Duty Housing Program | USACE | Fairmont | United States | Florida | Collier | Naples | 34120 | 0.825 | 0.805
192252 | 824894 | 2120 SW 44TH AVE GAINESVILLE | 70132 | Independent Duty Housing Program | USACE | 44th | United States | Florida | Alachua | Gainesville | 32608 | 0.825 | 0.805
192253 | 824832 | 2204 PIERCE WAY BOWERSVILLE | 70132 | Independent Duty Housing Program | USACE | Pierce | United States | Georgia | Hart | Bowersville | 30516 | 0.865 | 0.83
192254 | 824940 | 232 N. CHIPPEWA PLACE CHANDLER | 70132 | Independent Duty Housing Program | USACE | Chippewa | United States | Arizona | Maricopa | Chandler | 85224 | 0.91 | 0.89
192255 | 47027 | 237 NEW HOPE RD JONESBORO | 70132 | Independent Duty Housing Program | USACE | New Hope | United States | Tennessee | Washington | Jonesboro | 37659 | 0.835 | 0.82
192256 | 824862 | 2537 RACHER DRIVE POWELL | 70132 | Independent Duty Housing Program | USACE | Racher | United States | Ohio | Delaware | Powell | 43065 | 0.925 | 0.9195
192257 | 824916 | 2634 CALGARY LEXINGTON | 70132 | Independent Duty Housing Program | USACE | Calgary | United States | Kentucky | Fayette | Lexington | 40509 | 0.87 | 0.87
192258 | 824942 | 2706 BECHET LN OPELIKA | 70132 | Independent Duty Housing Program | USACE | Bechet | United States | Alabama | Lee | Opelika | 36801 | 0.855 | 0.83
192259 | 824925 | 2752 N GLENSTONE SPRINGFIELD | 82387 | Joint Recruiting Program | USACE | Glenstone | United States | Missouri | Greene | Springfield | 65807 | 0.985 | 1.005
192260 | 824931 | 2840 STERLING CREEK POINTE SNELLVILLE | 70132 | Independent Duty Housing Program | USACE | Sterling Creek Pointe | United States | Georgia | Gwinnett | Snellville | 30078 | 0.865 | 0.83
192261 | 824934 | 300 WORDSWORTH COURT ROSEVILLE | 70132 | Independent Duty Housing Program | USACE | Wordsworth | United States | California | Placer | Roseville | 95747 | 1.125 | 1.165
192262 | 824810 | 3061 TIERRA DRIVE NE SALEM | 70132 | Independent Duty Housing Program | USACE | Tierra | United States | Oregon | Marion | Salem | 97305 | 1.12 | 1.145
192263 | 824863 | 310 WINTERCREEK CIRCLE WADSWORTH | 70132 | Independent Duty Housing Program | USACE | Wintercreek | United States | Ohio | Medina | Wadsworth | 44281 | 0.925 | 0.9195
192264 | 824796 | 3103 SW BUTTERNUT COURT ANKENY | 70132 | Independent Duty Housing Program | USACE | Butternut | United States | Iowa | Polk | Ankeny | 50023 | 0.95 | 0.95
192265 | 824820 | 318 HIGHPOINT CIRCLE NORTH BOURBONNAIS | 70132 | Independent Duty Housing Program | USACE | Highpoint | United States | Illinois | Kankakee | Bourbonnais | 60914 | 1.03 | 1.045
192266 | 824850 | 353 JACOB B LOOP ALEXANDRIA | 70132 | Independent Duty Housing Program | USACE | Jacob B | United States | Louisiana | Rapides | Alexandria | 71303 | 0.855 | 0.825
192267 | 824914 | 3635 PEPPERVINE PLACE WESLEY CHAPEL | 70132 | Independent Duty Housing Program | USACE | Peppervine | United States | Florida | Pasco | Wesley Chapel | 33544 | 0.825 | 0.805
192268 | 824857 | 3695 SCHOLAR LANE HOLT | 70132 | Independent Duty Housing Program | USACE | Scholar | United States | Michigan | Ingham | Holt | 48842 | 1.035 | 1.055
192269 | 824809 | 370 BUTTERFLY LANE NIPOMO | 70132 | Independent Duty Housing Program | USACE | Butterfly | United States | California | San Luis Obispo | Nipomo | 93444 | 1.22 | 1.26
192270 | 824915 | 3865 DELWOOD DRIVE POWELL | 70132 | Independent Duty Housing Program | USACE | Delwood | United States | Ohio | Delaware | Powell | 43065 | 0.925 | 0.9195
192271 | 824819 | 3897 MOONCOIN WAY LEXINGTON | 70132 | Independent Duty Housing Program | USACE | Mooncoin | United States | Kentucky | Fayette | Lexington | 40514 | 0.87 | 0.87
192272 | 824806 | 4 JONES ROAD PELHAM | 70132 | Independent Duty Housing Program | USACE | Jones | United States | New Hampshire | Hillsborough | Pelham | 03076 | 1.075 | 1.075
192273 | 824886 | 405 DEEPWOOD DRIVE GEORGETOWN | 70132 | Independent Duty Housing Program | USACE | Deepwood | United States | Texas | Williamson | Georgetown | 78628 | 0.865 | 0.84
192274 | 824935 | 405 SE 17TH COURT GRIMES | 70132 | Independent Duty Housing Program | USACE | 17th | United States | Iowa | Polk | Grimes | 50111 | 0.95 | 0.95
192275 | 824864 | 406 GOLDENROD DRIVE CHATHAM | 70132 | Independent Duty Housing Program | USACE | Goldenrod | United States | Illinois | Sangamon | Chatham | 62629 | 1.03 | 1.045
192276 | 824944 | 4087 ELORA LANE LEXINGTON | 70132 | Independent Duty Housing Program | USACE | Elora | United States | Kentucky | Fayette | Lexington | 40515 | 0.87 | 0.87
192277 | 824830 | 423 ALPINE DRIVE CLINTON | 70132 | Independent Duty Housing Program | USACE | Alpine | United States | Tennessee | Anderson | Clinton | 37716 | 0.835 | 0.82
192278 | 824872 | 4431 BRISTOL AVENUE KLAMATH FALLS | 70132 | Independent Duty Housing Program | USACE | Bristol | United States | Oregon | Klamath | Klamath Falls | 97603 | 1.12 | 1.145
192279 | 824811 | 4461 TABITHA CREEK DRIVE SYRACUSE | 70132 | Independent Duty Housing Program | USACE | Tabitha Creek | United States | New York | Onondaga | Syracuse | 13215 | 1.06 | 1.075
192280 | 824913 | 47 MEADOWLARK LANE HUDSON | 70132 | Independent Duty Housing Program | USACE | Meadowlark | United States | Wisconsin | St. Croix | Hudson | 54016 | 1.085 | 1.12
192281 | 824900 | 4946 SAWGRASS COURT RIVERSIDE | 70132 | Independent Duty Housing Program | USACE | Sawgrass | United States | California | Riverside | Riverside | 92504 | 1.08 | 1.12
192282 | 824841 | 508 NEWBURY WAY LEXINGTON | 70132 | Independent Duty Housing Program | USACE | Newbury | United States | Kentucky | Fayette | Lexington | 40514 | 0.87 | 0.87
192283 | 824831 | 5240 APPLECROSS AVENUE CHAMBERSBURG | 70132 | Independent Duty Housing Program | USACE | Applecross | United States | Pennsylvania | Franklin | Chambersburg | 17201 | 1.01 | 1.02
192284 | 824918 | 5736 MEXICO DRIVE FORT WAYNE | 70132 | Independent Duty Housing Program | USACE | Mexico | United States | Indiana | Allen | Fort Wayne | 46804 | 0.955 | 0.96
192285 | 824873 | 6404 W WILLAMETTE KENNEWICK | 70132 | Independent Duty Housing Program | USACE | Willamette | United States | Washington | Benton | Kennewick | 99336 | 1.085 | 1.095
192286 | 824943 | 6818 NORTH LOOP 1604E SAN ANTONIO | 82387 | Joint Recruiting Program | USACE | 1604E | United States | Texas | Bexar | San Antonio | 78247 | 0.87 | 0.85
192287 | 824868 | 7157 E JUANITA AVE MESA | 70132 | Independent Duty Housing Program | USACE | Juanita | United States | Arizona | Maricopa | Mesa | 85209 | 0.91 | 0.89
192288 | 824838 | 7162 SAVANNA RUN LOOP WILMINGTON | 70132 | Independent Duty Housing Program | USACE | Savanna Run | United States | North Carolina | New Hanover | Wilmington | 28411 | 0.9 | 0.87
192289 | 824823 | 7201 ROYAL TROON COURT SPRINGFIELD | 70132 | Independent Duty Housing Program | USACE | Royal Troon | United States | Illinois | Sangamon | Springfield | 62704 | 1.03 | 1.045
192290 | 824847 | 7375 HIDDEN VALLEY DRIVE BEAUMONT | 70132 | Independent Duty Housing Program | USACE | Hidden Valley | United States | Texas | Jefferson | Beaumont | 77708 | 0.865 | 0.84
192291 | 824883 | 7700 SEDDON DRIVE DUBLIN | 70132 | Independent Duty Housing Program | USACE | Seddon | United States | Ohio | Franklin | Dublin | 43016 | 0.925 | 0.9195
192292 | 824927 | 7872 SOUTH MASON MONTGOMERY ROAD MASON | 82387 | Joint Recruiting Program | USACE | Mason Montgomery | United States | Ohio | Warren | Mason | 45040 | 0.925 | 0.9195
192293 | 824848 | 9020 NORTH FALLING WATERS DRIVE MCCORDSVILLE | 70132 | Independent Duty Housing Program | USACE | Falling Waters | United States | Indiana | Hancock | Mccordsville | 46055 | 0.955 | 0.96
192294 | 824871 | 1430 BROADWATER AVE BILLINGS | 82387 | Joint Recruiting Program | USACE | Broadwater | United States | Montana | Yellowstone | Billings | 59102 | 1.1 | 1.08
192295 | 824710 | 1650 JACK WARNER PARKWAY TUSCALOOSA | 82387 | Joint Recruiting Program | USACE | Jack Warner | United States | Alabama | Tuscaloosa | Tuscaloosa | 35401 | 0.855 | 0.83
192296 | 824896 | 1751 W DIEHL ROAD NAPERVILLE | 82387 | Joint Recruiting Program | USACE | Diehl | United States | Illinois | DuPage | Naperville | 60563 | 1.18 | 1.25
192297 | 824891 | 188 BROADWAY SAUGUS | 82387 | Joint Recruiting Program | USACE | Broadway | United States | Massachusetts | Essex | Saugus | 01906 | 1.165 | 1.215
192298 | 824888 | 20399 PERRY HIGHWAY CRANBERRY TOWNSHIP | 82387 | Joint Recruiting Program | USACE | Rowan | United States | Pennsylvania | Butler | Cranberry Township | 16066 | 1.065 | 1.105
192299 | 824875 | 2051 BRONZE STAR DRIVE WOODLAND | 82387 | Joint Recruiting Program | USACE | Bronze Star | United States | California | Yolo | Woodland | 95776 | 1.13 | 1.17
1923 | GHUT0001 | FRANCIS E WARREN AF MISSILE SITE I2 SITE # 1 | GHLN | F E WARREN AFB | AFACT | 12744 Nebraska State Road 16 | United States | Nebraska | Cheyenne | Sidney | 69162 | 0.93 | 0.915
192300 | 824909 | 2255 N UNIVERSITY PKWY PROVO | 82387 | Joint Recruiting Program | USACE | University | United States | Utah | Utah | Provo | 84604 | 1.03 | 0.995
192301 | 824897 | 2620 SCHAID CT MCHENRY | 82387 | Joint Recruiting Program | USACE | Schaid | United States | Illinois | McHenry | Mchenry | 60050 | 1.03 | 1.045
192302 | 824919 | 291 ROUTE 72 EAST MANAHAWKIN | 82387 | Joint Recruiting Program | USACE | 72 | United States | New Jersey | Ocean | Manahawkin | 08050 | 1.17 | 1.24
192304 | 824904 | 334 MAIN STREET ANSONIA | 82387 | Joint Recruiting Program | USACE | Main | United States | Connecticut | New Haven | Ansonia | 06401 | 1.165 | 1.205
192305 | 824892 | 3900 UNION ROAD CHEEKTOWAGA | 82387 | Joint Recruiting Program | USACE | Union | United States | New York | Erie | Cheektowaga | 14225 | 1.09 | 1.1
192306 | 824907 | 400 EXPEDITION DR SUITE C SCARBOROUGH ME | 82387 | Joint Recruiting Program | USACE | Expedition | United States | Maine | Cumberland | Scarborough | 04074 | 0.99 | 0.97
192307 | 824893 | 5604 WENDY BAGWELL PARKWAY HIRAM | 82387 | Joint Recruiting Program | USACE | Wendy Bagwell | United States | Georgia | Paulding | Hiram | 30141 | 0.865 | 0.83
192308 | 824887 | 5850 SOUTH HULEN STREET FORT WORTH | 82387 | Joint Recruiting Program | USACE | Hulen | United States | Texas | Tarrant | Fort Worth | 76132 | 0.83 | 0.82
192309 | 824917 | 6500 NORTHWEST HWY CRYSTAL LAKE | 82387 | Joint Recruiting Program | USACE | Northwest | United States | Illinois | McHenry | Crystal Lake | 60014 | 1.03 | 1.045
192310 | 824885 | 6735 N MILBURN AVE FRESNO | 82387 | Joint Recruiting Program | USACE | Milburn | United States | California | Fresno | Fresno | 93722 | 1.125 | 1.165
192311 | 824880 | 79 MAIN STREET BRADFORD | 82387 | Joint Recruiting Program | USACE | Main | United States | Pennsylvania | McKean | Bradford | 16701 | 1.065 | 1.105
192312 | 824911 | 8845 GARY BURNS DRIVE FRISCO | 82387 | Joint Recruiting Program | USACE | Gary Burns | United States | Texas | Collin | Frisco | 75034 | 0.865 | 0.84
192313 | 824889 | 901 4TH AVENUE HUNTINGTON | 82387 | Joint Recruiting Program | USACE | 4th | United States | West Virginia | Wayne | Huntington | 25701 | 1.02 | 1.03
192314 | 824858 | DACA315160043100 | 82387 | Joint Recruiting Program | USACE | Main | United States | Pennsylvania | Bradford | Towanda | 18848 | 1.065 | 1.105
192315 | 40L30 | Tulsa Storefront Recruiting Office | 400NG | Oklahoma National Guard | ARGUARD | Hudson | United States | Oklahoma | Tulsa | Tulsa | 74135 | 0.875 | 0.85
192316 | 19B26 | DES MOINES STOREFRONT | 190NG | Iowa National Guard | ARGUARD | Jordan Creek | United States | Iowa | Dallas | Unknown | 50266 | 1.01 | 1.01
192317 | 26B79 | Lansing Marshall Street | 260NG | Michigan National Guard | ARGUARD | Marshall | United States | Michigan | Ingham | Lansing | 48912 | 1.035 | 1.055
192318 | VALB8 | COMMERCE EXECUTIVE PARK | WHS01 | WASHINGTON HEADQUARTERS | WHS | Commerce Executive | United States | Virginia | Fairfax | Reston | 01241 | 1.08 | 1.08
192319 | MAL01 | ONE CHARLES PARK | WHS01 | WASHINGTON HEADQUARTERS | WHS | One Charles Park | United States | Massachusetts | Middlesex | Cambridge | 20171 | 1.165 | 1.215
192320 | MDL40 | 110 THOMAS JEFFERSON DR | WHS01 | WASHINGTON HEADQUARTERS | WHS | Thomas Johnson Drive | United States | Maryland | Frederick | Frederick | 20120 | 0.94 | 0.94
192321 | VALB7 | CENTERVILLE ROAD | WHS01 | WASHINGTON HEADQUARTERS | WHS | Centerville | United States | Virginia | Fairfax | Herndon | 21701 | 1.08 | 1.08
192322 | M62974-C1 | CRANE SITE 1 | M62974 | MCAS Yuma AZ | MCACT | 20TH | United States | Arizona | Yuma | Yuma | 85364 | 1.07 | 1.04
192323 | M62974-C2 | CRANE SITE 2 | M62974 | MCAS Yuma AZ | MCACT | 28TH | United States | Arizona | Yuma | Yuma | 85364 | 1.07 | 1.04
192325 | 28283 | Tupelo Recruiting Station | 280NG | Mississippi National Guard | ARGUARD | Cross Creek | United States | Mississippi | Lee | Tupelo | 38866 | 0.9 | 0.86
192326 | 06537 | Tustin ARC 2 PN67652 | 06510 | 63rd Readiness Division | ARRES | Redhill | United States | California | Orange | Tustin | 92780 | 1.02 | 1.06
192327 | 04214 | Phoenix ARC | 06510 | 63rd Readiness Division | ARRES | 55th | United States | Arizona | Maricopa | Glendale | 85301 | 0.91 | 0.89
192328 | N62813-LV | LOT 13055 | N62813 | JBPHH PEARL HARBOR HAWAII | NAVACT |  | United States | Hawaii | Honolulu | Barbers Point | 96860 | 2.44 | 2.36
192331 | 42Z03 | ANTENNA FARM-STATE PURCHASED LAND | 42307 | Fort Indiantown Gap Training Site | ARGUARD | FISHER | United States | Pennsylvania | Lebanon | Annville | 17003-5002 | 1.01 | 1.02
192332 | 42Z02 | SERGEANTS GROVE-STATE EXTRACT AT BRAC | 42307 | Fort Indiantown Gap Training Site | ARGUARD | FISHER | United States | Pennsylvania | Lebanon | Annville | 17003-5002 | 1.01 | 1.02
192333 | 42Z01 | STATE LAND PRIOR TO BRAC | 42307 | Fort Indiantown Gap Training Site | ARGUARD | FISHER | United States | Pennsylvania | Lebanon | Annville | 17003-5002 | 1.01 | 1.02
192334 | ARIZON0001 | AZ STATE LAND DEPARTMENT | FBNV | DAVIS MONTHAN AFB | AFACT | ADAMS | United States | Arizona | Maricopa | Phoenix | 85606 | 0.91 | 0.89
192335 | FBNV0002 | AZ STATE LAND DEPARTMENT | FBNV | DAVIS MONTHAN AFB | AFACT | ADAMS | United States | Arizona | Maricopa | Phoenix | 85606 | 0.91 | 0.89
192336 | M00146-0035 | CA 127 AND HSG AUTH | M00146 | MCAS Cherry Point NC | MCACT | ROOSEVELT | United States | North Carolina | Craven | Cherry Point | 28532 | 1.03 | 1
192337 | M00146-0036 | CA 127 MAIN GATE | M00146 | MCAS Cherry Point NC | MCACT | CUNNINGHAM | United States | North Carolina | Craven | Cherry Point | 28532 | 1.03 | 1
192338 | M00146-0037 | HOUSING AUTH PART 2 | M00146 | MCAS Cherry Point NC | MCACT | FONTANA | United States | North Carolina | Craven | Cherry Point | 28532 | 1.03 | 1
192339 | M00146-0038 | HOUSING AUTH PART 3 | M00146 | MCAS Cherry Point NC | MCACT | SUNRISE | United States | North Carolina | Craven | Cherry Point | 28532 | 1.03 | 1
192340 | 824586 | 702 MAIN STREET HYANNIS | 82387 | Joint Recruiting Program | USACE | MAIN | United States | Massachusetts | Barnstable | Hyannis | 02601 | 1.165 | 1.215
192342 | 824984 | 560/562 WALMART DR FARMINGTON | 82387 | Joint Recruiting Program | USACE | WALMART | United States | Missouri | ST FRANCOIS | Farmington | 63640 | 0.985 | 1.005
192343 | 824929 | 452 NE CORONADO DRIVE BLUE SPRINGS | 82387 | Joint Recruiting Program | USACE | CORONADO | United States | Missouri | Jackson | Blue Springs | 64014 | 0.99 | 1.02
192344 | 47G01 | Jackson Storefront- Christmasville Cove | 470NG | Tennessee National Guard | ARGUARD | Christmasville | United States | Tennessee | Madison | Jackson | 38305 | 0.835 | 0.82
192345 | 29C69 | Saint Joseph | 290NG | Missouri National Guard | ARGUARD | Jules | United States | Missouri | Buchanan | St. Joseph | 64501 | 0.985 | 1.005
192346 | 42C38 | PROPOSED JONESTOWN READINESS CENTER | 420NG | Pennsylvania National Guard | ARGUARD | FISHER | United States | Pennsylvania | Lebanon | Jonestown | 17038-8120 | 0.99 | 1
192347 | 35R09 | PASEO VILLAGE STOREFRONT | 350NG | New Mexico National Guard | ARGUARD | WYOMING | United States | New Mexico | Bernalillo | Albuquerque | 87113 | 0.9 | 0.87
192348 | 824954 | 1050 PEACOCK STREET HAPPY VALLEY | 70132 | Independent Duty Housing Program | USACE | PEACOCK | United States | Oregon | Clackamas | Happy Valley | 97086 | 1.12 | 1.145
192349 | 824951 | 1124 MAIDE MARIAN'S COURT WILLIAMSTON | 70132 | Independent Duty Housing Program | USACE | MAIDE MARIAN'S | United States | Michigan | Ingham | Williamston | 48895 | 1.035 | 1.055
192350 | 824982 | 118 BRENDEN PARK DRIVE PATASKALA | 70132 | Independent Duty Housing Program | USACE | BRENDEN PARK | United States | Ohio | Licking | Pataskala | 43062 | 0.925 | 0.9195
192351 | 824981 | 125 MOULTRIE COURT BOWLING GREEN | 70132 | Independent Duty Housing Program | USACE | MOULTRIE | United States | Kentucky | Warren | Bowling Green | 42103 | 0.87 | 0.87
192352 | 824986 | 201 BOUNDARY STREET CLARION | 70132 | Independent Duty Housing Program | USACE | BOUNDARY | United States | Pennsylvania | Clarion | Clarion | 16214 | 1.065 | 1.105
192353 | 824965 | 3229 SHALLOWBROOK DRIVE FORT WAYNE | 70132 | Independent Duty Housing Program | USACE | SHALLOWBROOK | United States | Indiana | Allen | Fort Wayne | 46814 | 0.955 | 0.96
192354 | 824993 | 3349 REED STREET WEST LAFAYETTE | 70132 | Independent Duty Housing Program | USACE | REED | United States | Indiana | Tippecanoe | West Lafayette | 47906 | 0.955 | 0.96
192355 | 824964 | 2287 HEATHERWOOD DRIVE TOLEDO | 70132 | Independent Duty Housing Program | USACE | HEATHERWOOD | United States | Ohio | Lucas | Toledo | 43614 | 0.925 | 0.9195
192356 | 824988 | 15026 NE 1ST AVENUE VANCOUVER | 70132 | Independent Duty Housing Program | USACE | 1ST | United States | Washington | Clark | Vancouver | 98685 | 1.085 | 1.095
192357 | 824958 | 6615 OLMSFORD DRIVE HUNTERSVILLE | 70132 | Independent Duty Housing Program | USACE | OLMSFORD | United States | North Carolina | Mecklenburg | Huntersville | 28078 | 0.885 | 0.855
192358 | 824973 | 9622 OAK SPRINGS DRIVE WOODWAY | 70132 | Independent Duty Housing Program | USACE | Oak Springs | United States | Texas | McLennan | Woodway | 76712 | 0.865 | 0.84
192359 | 824968 | 628 FAIR LANE TYLER | 70132 | Independent Duty Housing Program | USACE | Fair | United States | Texas | Smith | Tyler | 75701 | 0.865 | 0.84
192360 | 824983 | 1325 E SPRINGS LANE SALT LAKE CITY | 70132 | Independent Duty Housing Program | USACE | SPRINGS | United States | Utah | Salt Lake | Salt Lake City | 84117 | 1.03 | 0.99
192361 | 824989 | 1 WEDGEWOOD LANE CREVE COEUR | 70132 | Independent Duty Housing Program | USACE | WEDGEWOOD | United States | Missouri | ST LOUIS | Creve Coeur | 63141 | 0.985 | 1.005
192362 | 824991 | 1446 CLOVERBROOKS CIRCLE AUBURN | 70132 | Independent Duty Housing Program | USACE | CLOVERBROOKS | United States | Alabama | Lee | Auburn | 36832 | 0.855 | 0.83
192363 | 824384 | 1726 GABRIELS LANDING HARLINGEN | 18081 | Army Mission Support | USACE | Gabriel'S | United States | Texas | Cameron | Unknown | 78550 | 0.865 | 0.84
192364 | 824977 | 19358 CARNEGIE COURT REDDING | 70132 | Independent Duty Housing Program | USACE | CARNEGIE | United States | California | Shasta | Redding | 96003 | 1.125 | 1.165
192365 | 824971 | 2425 ROCK LN OVIEDO | 70132 | Independent Duty Housing Program | USACE | ROCK | United States | Florida | Seminole | Oviedo | 32765 | 0.825 | 0.805
192366 | 824946 | 273 HOCUTT FARM DRIVE CLAYTON | 70132 | Independent Duty Housing Program | USACE | HOCUTT FARM | United States | North Carolina | Johnston | Clayton | 27527 | 0.885 | 0.855
192367 | 824976 | 3865 AETNA SPRINGS WAY SACRAMENTO | 70132 | Independent Duty Housing Program | USACE | AETNA SPRINGS | United States | California | Sacramento | Sacramento | 95834 | 1.13 | 1.17
192368 | 824990 | 3915 LIENZ LANE COLLEGE STATION | 70132 | Independent Duty Housing Program | USACE | Lienz | United States | Texas | Brazos | College Station | 77845 | 0.865 | 0.84
192369 | 824980 | 53 576 BIRCH STREET CEDARBURG | 70132 | Independent Duty Housing Program | USACE | BIRCH | United States | Wisconsin | Ozaukee | Cedarburg | 53012 | 1.085 | 1.12
192370 | 824974 | 5891 BALLEYMEAD ST SE SALEM | 70132 | Independent Duty Housing Program | USACE | BALLEYMEAD | United States | Oregon | Marion | Salem | 97306 | 1.12 | 1.145
192371 | 824274 | 4245 S 121ST PLAZA OMAHA | 66155 | DoD USMEPCOM | USACE | 121st | United States | Nebraska | Douglas | Omaha | 68137 | 0.92 | 0.91
192372 | 824903 | 657 2ND AVE NORTH FARGO | 66155 | DoD USMEPCOM | USACE | 2nd | United States | North Dakota | Cass | Fargo | 58102 | 1.09 | 1.09
192373 | 824587 | 15 PUBLIC SQUARE WILKES BARRE | 82387 | Joint Recruiting Program | USACE | Public | United States | Pennsylvania | Luzerne | Wilkes Barre | 18701 | 1.065 | 1.105
192374 | M00146-0039 | MERRIMON | M00146 | MCAS Cherry Point NC | MCACT | MERRIMON | United States | North Carolina | Carteret | Beaufort | 28516 | 1.03 | 1
192375 | 29C73 | KINGSHIGHWAY SFRO | 290NG | Missouri National Guard | ARGUARD | KINGSHIGHWAY | United States | Missouri | St. Louis (City) | St. Louis | 63109-2459 | 0.985 | 1.005
192376 | 28016 | Brandon FMS #9 | 280NG | Mississippi National Guard | ARGUARD | Metro | United States | Mississippi | Rankin | Brandon | 39042 | 0.9 | 0.86
192377 | 10A07 | Camden | 100NG | Delaware National Guard | ARGUARD | Dupont | United States | Delaware | Kent | Camden | 19934 | 1.09 | 1.11
192378 | 30A27 | BUTTE STOREFRONT RECRUITING | 300NG | Montana National Guard | ARGUARD | Harrison | United States | Montana | Silver Bow | Butte | 59701 | 1.1 | 1.08
192379 | 30A54 | GREAT FALLS STOREFRONT RECRUITING | 300NG | Montana National Guard | ARGUARD | 10TH | United States | Montana | Cascade | Great Falls | 59405 | 1.1 | 1.08
192380 | 30B03 | KALISPELL STOREFRONT RECRUITING | 300NG | Montana National Guard | ARGUARD | 10th | United States | Montana | Flathead | Kalispell | 59901 | 1.1 | 1.08
192381 | 30B29 | MISSOULA STOREFRONT RECRUITING | 300NG | Montana National Guard | ARGUARD | Liberty | United States | Montana | Missoula | Missoula | 59801 | 1.1 | 1.08
192382 | 41550 | KLAMATH FALLS STOREFRONT | 410NG | Oregon National Guard | ARGUARD | Main | United States | Oregon | Klamath | Klamath Falls | 97601 | 1.12 | 1.145
192384 | 20B94 | Leavenworth Store Front Recruiting | 200NG | Kansas National Guard | ARGUARD | Delaware | United States | Kansas | Leavenworth | Leavenworth | 66048 | 1.07 | 1.08
192385 | 12D48 | SFRO Margate | 120NG | Florida National Guard | ARGUARD | STATE ROAD 7 | United States | Florida | Broward | Margate | 33063 | 0.82 | 0.8
192386 | CCML0003 | BOVINE SITE #3 | KRSM | HILL AFB | AFACT | BOVINE | United States | Utah | Box Elder | Grouse Creek | 84313 | 1.03 | 0.995
192387 | M62974-H2 | YRMC SITE 2 | M62974 | MCAS Yuma AZ | MCACT | AVENUE A | United States | Arizona | Yuma | Yuma | 85364 | 1.07 | 1.04
192388 | 08B62 | High Plains Drop Zone | 080NG | Colorado National Guard | ARGUARD | Arapahoe East County Road 42 | United States | Colorado | Arapahoe | Deer Trail | 80105 | 0.99 | 0.98
192389 | 50110 | Essex SF | 500NG | Vermont National Guard | ARGUARD | Pearl | United States | Vermont | Chittenden | Essex Junction | 05452 | 1.01 | 1.01
192390 | M67001-AE | ADAMS EASEMENT | M67001 | MCB Camp Lejeune NC | MCACT |  | United States | North Carolina | Onslow | Swansboro | 28584 | 1.01 | 0.98
192391 | 54C06 | MARTINSBURG RECRUITING STATION | 540NG | West Virginia National Guard | ARGUARD | Viking | United States | West Virginia | Berkeley | Martinsburg | 25401 | 1.02 | 1.03
192392 | 17C38 | Alton Recruiting Storefront | 170NG | Illinois National Guard | ARGUARD | Port | United States | Illinois | Madison | Alton | 62002 | 1.03 | 1.045
192393 | 823551 | 10500 COPPER NE ALBUQUERQUE | 66155 | DoD USMEPCOM | USACE | COPPER | United States | New Mexico | Bernalillo | Albuquerque | 87123 | 0.9 | 0.87
192394 | 02910 | Fairbanks Permafrost Experimental Test Site | 02871 | US Army Garrison Alaska | ARACT | Farmers | United States | Alaska | Fairbanks North Star | Fairbanks | 99712 | 2.09 | 2.08
192396 | 51B35 | LYNCHBURG MP | 510NG | Virginia National Guard | ARGUARD | Campbell | United States | Virginia | Lynchburg | Lynchburg | 24501 | 0.92 | 0.89
192397 | 35R10 | CENTURY PLAZA SANTA FE STOREFRONT | 350NG | New Mexico National Guard | ARGUARD | CERRILLOS | United States | New Mexico | Santa Fe | Santa Fe | 87507 | 0.93 | 0.905
192398 | M67001-CC | CALEDONIA CORRECTIONAL FAC | M67001 | MCB Camp Lejeune NC | MCACT | CALEDONIA | United States | North Carolina | Halifax | Halifax | 27839 | 0.885 | 0.855
192399 | AJXF01 | AF MEMORIAL | AJXF | ANDREWS AIR FORCE BASE | AFACT | AIR FORCE MEMORIAL | United States | Virginia | Arlington | Arlington | 22204 | 1.08 | 1.08
1924 | GHUU0001 | FRANCIS E WARREN AF MISSILE SITE I3 SITE # 1 | GHLN | F E WARREN AFB | AFACT | 1810 Nebraska State Road 139 | United States | Nebraska | Cheyenne | Lodgepole | 69149 | 0.93 | 0.915
192400 | 825011 | 14 S TENTH STREET PHILADELPHIA | 82387 | Joint Recruiting Program | USACE | TENTH | United States | Pennsylvania | Philadelphia | Philadelphia | 19106 | 1.14 | 1.21
192401 | 824926 | 26025 NEWPORT ROAD MENIFEE | 82387 | Joint Recruiting Program | USACE | NEWPORT ROAD | United States | California | Riverside | Menifee | 92584 | 1.08 | 1.12
192402 | 825016 | 1237 STEELE STREET BUTTE | 70132 | Independent Duty Housing Program | USACE | STEELE | United States | Montana | Silver Bow | Butte | 59701 | 1.1 | 1.08
192403 | 825033 | 204 DEVONSHIRE CT MCKINNEY | 70132 | Independent Duty Housing Program | USACE | DEVONSHIRE | United States | Texas | Collin | Mckinney | 75071 | 0.865 | 0.84
192404 | 824995 | 2214 Darren Drive Marion | 70132 | Independent Duty Housing Program | USACE | Darren | United States | Illinois | Williamson | Marion | 62959 | 1.03 | 1.045
192405 | 825035 | 2296 NORTH 790 WEST LEHI UTAH | 70132 | Independent Duty Housing Program | USACE | 790 WEST | United States | Utah | Utah | Lehi | 84043 | 1.03 | 0.995
192406 | 825037 | 2401 BRAND FARM DRIVE SOUTH BURLINGTON | 70132 | Independent Duty Housing Program | USACE | BRAND FARM | United States | Vermont | Chittenden | South Burlington | 05403 | 1.01 | 1.01
192407 | 825038 | 2552 LANCE STREET GREEN BAY | 70132 | Independent Duty Housing Program | USACE | LANCE | United States | Wisconsin | Brown | Green Bay | 54313 | 1.085 | 1.12
192408 | 825005 | 2717 NORTH ALDGATE WAY MERIDIAN | 70132 | Independent Duty Housing Program | USACE | ALDGATE | United States | Idaho | Ada | Meridian | 83646 | 0.99 | 0.98
192409 | 825015 | 3515 SE 17TH STREET ANKENY | 70132 | Independent Duty Housing Program | USACE | 17TH | United States | Iowa | Polk | Ankeny | 50021 | 0.95 | 0.95
192410 | 825019 | 3903 OAKGROVE DRIVE VALPARAISO | 70132 | Independent Duty Housing Program | USACE | OAKGROVE | United States | Indiana | Porter | Valparaiso | 46383 | 0.955 | 0.96
192411 | 825018 | 3952 JOHN W YOUNG STREET SACRAMENTO | 70132 | Independent Duty Housing Program | USACE | JOHN W YOUNG | United States | California | Sacramento | Sacramento | 95834 | 1.13 | 1.17
192412 | 825027 | 4785 LONGMEADOW DR BESSEMER | 70132 | Independent Duty Housing Program | USACE | LONGMEADOW | United States | Alabama | Jefferson | Bessemer | 35022 | 0.855 | 0.83
192413 | 825040 | 6434 KRISTINA AVENUE PORTAGE | 70132 | Independent Duty Housing Program | USACE | KRISTINA | United States | Indiana | Porter | Portage | 46368 | 0.955 | 0.96
192414 | 825026 | 72 EVERGREEN DRIVE KINCHELOE | 70132 | Independent Duty Housing Program | USACE | EVERGREEN | United States | Michigan | Chippewa | Kincheloe | 49788 | 1.035 | 1.055
192415 | 824999 | 7462 SW 84TH DR GAINESVILLE | 70132 | Independent Duty Housing Program | USACE | 84TH | United States | Florida | Alachua | Gainesville | 32608 | 0.825 | 0.805
192416 | 825004 | 851 BOUGH STREET WHITELAND | 70132 | Independent Duty Housing Program | USACE | BOUGH | United States | Indiana | Johnson | Whiteland | 46184 | 0.955 | 0.96
192418 | FKNN0006 | BANGOR INGRANTS | FKNN | BANGOR IAP | AFGUARD | AHSLEY | United States | Maine | Kennebec | Augusta | 04333 | 1.02 | 1
192419 | M00264-SO | SOUTH ORME ST | M00264 | MARINE CORPS BASE QUANTICO VA | MCACT | ORME | United States | Virginia | Arlington | Arlington | 22204 | 1.08 | 1.08
192420 | MXRD0002 | HANSCOM 91 HARTWELL AVE SITE # 2 | MXRD | HANSCOM AFB | AFACT | HARTWELL | United States | Massachusetts | Middlesex | Bedford | 01730-1198 | 1.165 | 1.215
192421 | MXRD0003 | HANSCOM MASSACHUSETTS PORT AUTHORITY | MXRD | HANSCOM AFB | AFACT | HANSCOM | United States | Massachusetts | Middlesex | Bedford | 01730-1198 | 1.165 | 1.215
192422 | MXRD0004 | HANSCOM KING 4 HARTWELL PLACE LP | MXRD | HANSCOM AFB | AFACT | HARTWELL | United States | Massachusetts | Middlesex | Bedford | 01730-1198 | 1.165 | 1.215
192423 | MXRD0005 | HANSCOM KILN BROOK SPUR, INC | MXRD | HANSCOM AFB | AFACT | MASSACHUSETTS | United States | Massachusetts | Middlesex | Bedford | 01730-1198 | 1.165 | 1.215
192424 | MXRD0006 | HANSCOM HARTWELL TOWN OF BEDFORD | MXRD | HANSCOM AFB | AFACT | MUDGE | United States | Massachusetts | Middlesex | Bedford | 01731-1198 | 1.165 | 1.215
192425 | M00264-SI | INTERSTATE DRIVE | M00264 | MARINE CORPS BASE QUANTICO VA | MCACT | INTERSTATE | United States | Virginia | Prince William | Dumfries | 22026 | 1.08 | 1.08
192426 | M67001-0009 | SNEADS FERRY CROSSING | M67001 | MCB Camp Lejeune NC | MCACT | NC HWY 172 | United States | North Carolina | Onslow | Sneads Ferry | 28584 | 1.01 | 0.98
192427 | M67001-0010 | PADGETT EASEMENT | M67001 | MCB Camp Lejeune NC | MCACT | HAWS RUN | United States | North Carolina | Onslow | Unknown | 28584 | 1.01 | 0.98
192428 | M67001-0011 | OLD FOLKSTONE | M67001 | MCB Camp Lejeune NC | MCACT |  | United States | North Carolina | Onslow | Holly Ridge | 28460 | 1.01 | 0.98
192429 | M67001-0012 | BECK/FOLKSTONE PROP | M67001 | MCB Camp Lejeune NC | MCACT |  | United States | North Carolina | Onslow | Holly Ridge | 28445 | 1.01 | 0.98
192430 | M67001-0013 | LANIER EASEMENT | M67001 | MCB Camp Lejeune NC | MCACT | GRISMILL | United States | North Carolina | Onslow | Unknown | 28540 | 1.01 | 0.98
192431 | 10609 | Dover Commons | 100NG | Delaware National Guard | ARGUARD | Dupont | United States | Delaware | Kent | Dover | 19901 | 1.09 | 1.11
192432 | M67001-0014 | CORBETT EASEMENT | M67001 | MCB Camp Lejeune NC | MCACT |  | United States | North Carolina | Pender | Unknown | 28445 | 0.885 | 0.855
192433 | M67001-0015 | BATTS EASEMENT | M67001 | MCB Camp Lejeune NC | MCACT |  | United States | North Carolina | Pender | Unknown | 28445 | 0.885 | 0.855
192434 | 09B21 | Putnam | 090NG | Connecticut National Guard | ARGUARD | Pomfret | United States | Connecticut | Windham | Putnam | 06260-1450 | 1.165 | 1.205
192435 | 825072 | 11934 NW 10TH ROAD GAINESVILLE | 70132 | Independent Duty Housing Program | USACE | 10TH | United States | Florida | Alachua | Gainesville | 32606 | 0.825 | 0.805
192436 | 825053 | 127 PETITE STREET CHARLES | 70132 | Independent Duty Housing Program | USACE | PETITE | United States | Louisiana | Calcasieu | Lake Charles | 70605 | 0.855 | 0.825
192438 | 825055 | 16450 HARWELL AVENUE LAKEVILLE | 70132 | Independent Duty Housing Program | USACE | HARWELL | United States | Minnesota | Dakota | Lakeville | 55044 | 1.085 | 1.12
192439 | 824899 | 1700 NORTHSIDE DRIVE ATLANTA | 82387 | Joint Recruiting Program | USACE | NORTHSIDE | United States | Georgia | DeKalb | Atlanta | 30318 | 0.83 | 0.8
192440 | 825054 | 2025 HAMIL RIDGE DR WAXHAW | 70132 | Independent Duty Housing Program | USACE | HAMIL RIDGE | United States | North Carolina | Union | Waxhaw | 28173 | 0.885 | 0.855
192441 | 824877 | 1515 INDUSTRIAL PARK AVE REDLANDS | 82387 | Joint Recruiting Program | USACE | INDUSTRIAL PARK | United States | California | San Bernardino | Redlands | 92374 | 1.2 | 1.25
192442 | 825048 | 2401 N RESERVE STREET MISSOULA | 82387 | Joint Recruiting Program | USACE | RESERVE | United States | Montana | Missoula | Missoula | 59808 | 1.1 | 1.08
192443 | 824867 | 2917 BATTLEGROUND AVENUE GREENSBORO | 82387 | Joint Recruiting Program | USACE | BATTLEGROUND | United States | North Carolina | Guilford | Greensboro | 27408 | 0.885 | 0.855
192444 | 825052 | 2988 BELLOMY LANE BOISE | 70132 | Independent Duty Housing Program | USACE | BELLOMY | United States | Idaho | Ada | Boise | 83703 | 0.99 | 0.98
192445 | 825056 | 3300 KOSSUTH STREET BUTTE | 70132 | Independent Duty Housing Program | USACE | KOSSUTH | United States | Montana | Silver Bow | Butte | 59701 | 1.1 | 1.08
192446 | 825064 | 4381 EAST MILLBROOK ROAD MOUNT PLEASANT | 70132 | Independent Duty Housing Program | USACE | MILLBROOK | United States | Michigan | Isabella | Mount Pleasant | 48858 | 1.035 | 1.055
192447 | 825031 | 631 DALE PLACE DULUTH | 70132 | Independent Duty Housing Program | USACE | DALE | United States | Minnesota | ST LOUIS | Duluth | 55803 | 1.11 | 1.13
192448 | 824827 | 993 W COUNTY LINE ROAD HORSHAM | 82387 | Joint Recruiting Program | USACE | COUNTY LINE | United States | Pennsylvania | Montgomery | Horsham | 19044 | 1.065 | 1.105
192449 | M62974-0010 | STOVAL ACCESS ROAD | M62974 | MCAS Yuma AZ | MCACT |  | United States | Arizona | Yuma | Roll | 85333 | 1.07 | 1.04
192450 | 824210 | 1205 TEXAS AVE LUBBOCK | 82387 | Joint Recruiting Program | USACE | TEXAS | United States | Texas | Lubbock | Lubbock | 79401 | 0.865 | 0.84
192451 | 824962 | 3785 WILSHIRE BLVD LOS ANGELES | 82387 | Joint Recruiting Program | USACE | WILSHIRE | United States | California | Los Angeles | Los Angeles | 90010 | 1.02 | 1.06
192452 | N60042-CC | CAHUILLA COMM SITE | N60042 | NAF EL CENTRO CA | NAVACT | 3RD | United States | California | Imperial | El Centro | 92243 | 1.11 | 1.15
192453 | N60042-CR | CAHUILLA RANGER STATIO | N60042 | NAF El Centro CA | NAVACT |  | United States | California | Imperial | El Centro | 92243 | 1.11 | 1.15
192454 | MSBL0003 | REPI - INGRANTS | PTFL | MCGUIRE AFB | AFACT | HIGHWAY 547 | United States | New Jersey | Ocean | Joint Base Dix/Mcguire/Lakehurst | 08733-5000 | 1.19 | 1.26
192455 | PTFL0002 | REPI - INGRANTS | PTFL | MCGUIRE AFB | AFACT | TUSKEGEE AIRMEN | United States | New Jersey | Burlington | Joint Base Dix/Mcguire/Lakehurst | 08641 | 1.19 | 1.26
192456 | 28530 | Ocean Springs Storefront | 280NG | Mississippi National Guard | ARGUARD | Bienville | United States | Mississippi | Jackson | Ocean Spgs | 39564 | 0.91 | 0.87
192457 | XLWU0003 | SANTA ROSA BEACH RADIO RELAY | XLWU | TYNDALL AFB | AFACT | JD MILLER | United States | Florida | Walton | Santa Rosa Beach | 32454 | 0.88 | 0.85
192458 | XLWU0004 | CRAWFORDVILLE RADIO RELAY | XLWU | TYNDALL AFB | AFACT | KORNEGAY | United States | Florida | Wakulla | Crawfordville | 32327 | 0.825 | 0.805
192459 | LKTC0002 | LAS VEGAS PAIUTE TRIBE EASEMENT | RKMF | NELLIS | AFACT | BEALE | United States | Nevada | Clark | Indian Springs | 89018 | 1.19 | 1.21
192460 | LKTC0003 | CREECH SFRE 1336 | RKMF | NELLIS | AFACT | BEALE | United States | Nevada | Clark | Indian Springs | 89018 | 1.19 | 1.21
192461 | LKTC0004 | CREECH US-95 ACCESS EAST GATE | RKMF | NELLIS | AFACT | BEALE | United States | Nevada | Clark | Indian Springs | 89018 | 1.19 | 1.21
192462 | LKTC0005 | INDIAN SPRINGS US-95 COMMUNICATION LINES | RKMF | NELLIS | AFACT | BEALE | United States | Nevada | Clark | Indian Springs | 89018 | 1.19 | 1.21
192463 | 825124 | 25615 US Hwy 281 San Antonio | 18081 | Army Mission Support | USACE | US 281 | United States | Texas | Bexar | San Antonio | 78258 | 0.87 | 0.85
192464 | 824972 | 3228 SOUTH WESTERN AVENUE MARION | 82387 | Joint Recruiting Program | USACE | WESTERN | United States | Indiana | Grant | Marion | 46953 | 0.955 | 0.96
192465 | 824906 | 5384 POPLAR AVE MEMPHIS | 82387 | Joint Recruiting Program | USACE | POPLAR | United States | Tennessee | Shelby | Memphis | 38119 | 0.82 | 0.8
192466 | 824994 | 1009 TOWNE CENTER BOULEVARD POOLER | 82387 | Joint Recruiting Program | USACE | TOWNE CENTER | United States | Georgia | Chatham | Pooler | 31322 | 0.84 | 0.81
192467 | 825091 | 2025 SOUTH DUMAS AVENUE | 82387 | Joint Recruiting Program | USACE | DUMAS | United States | Texas | Moore | Dumas | 79029 | 0.865 | 0.84
192468 | 825084 | 1050 ADA PLACE DRIVE SE GRAND RAPIDS | 70132 | Independent Duty Housing Program | USACE | ADA | United States | Michigan | Kent | Grand Rapids | 49546 | 1.035 | 1.055
192469 | 825068 | 1109 SOUTHLAWN AVENUE EAST LANSING | 70132 | Independent Duty Housing Program | USACE | SOUTHLAWN | United States | Michigan | Ingham | East Lansing | 48823 | 1.035 | 1.055
192470 | 825106 | 2326 MORTON AVENUE FLINT | 70132 | Independent Duty Housing Program | USACE | MORTON | United States | Michigan | Genesee | Flint | 48507 | 1.035 | 1.055
192471 | 825078 | 2416 CARLOW PL WINTERVILLE | 70132 | Independent Duty Housing Program | USACE | Carlow | United States | North Carolina | Pitt | Winterville | 28590 | 0.885 | 0.855
192472 | 825089 | 33040 LEDGE HILL DRIVE SOLON | 70132 | Independent Duty Housing Program | USACE | LEDGE | United States | Ohio | Cuyahoga | Solon | 44139 | 0.925 | 0.9195
192473 | 825085 | 524 SHERMANTOWN ROAD SAUNDERSTOWN | 70132 | Independent Duty Housing Program | USACE | Shermantown | United States | Rhode Island | Washington | Saunderstown | 02874 | 1.155 | 1.195
192474 | 825065 | 6209 ALBANY CREST AVENUE NEW ALBANY | 70132 | Independent Duty Housing Program | USACE | ALBANY | United States | Ohio | Franklin | New Albany | 43054 | 0.925 | 0.9195
192475 | 704427 | N NAVY BLVD PENSACOLA | 82387 | Joint Recruiting Program | USACE | NAVY | United States | Florida | Escambia | Pensacola | 32507 | 0.81 | 0.78
192476 | 40L25 | Duncan Recruiting Storefront | 400NG | Oklahoma National Guard | ARGUARD | Elk | United States | Oklahoma | Stephens | Duncan | 73533 | 0.875 | 0.85
192477 | 04499 | Cactus Road SFRO | 040NG | Arizona National Guard | ARGUARD | Cactus | United States | Arizona | Maricopa | Phoenix | 85032 | 0.91 | 0.89
192478 | 04952 | Ellsworth Road SFRO | 040NG | Arizona National Guard | ARGUARD | Ellsworth | United States | Arizona | Maricopa | Queen Creek | 85142 | 0.91 | 0.89
192479 | 04038 | Wetmore Road SFRO | 040NG | Arizona National Guard | ARGUARD | Wetmore | United States | Arizona | Pima | Tucson | 85705 | 0.94 | 0.92
192480 | 824161 | 10010 ROGERS CROSSING SAN ANTONIO | 18081 | Army Mission Support | USACE | Rogers | United States | Texas | Bexar | San Antonio | 78251 | 0.87 | 0.85
192481 | 825094 | 1010 PEBBLE CREEK TRAIL SUWANEE | 70132 | Independent Duty Housing Program | USACE | Pebble Creek | United States | Georgia | Gwinnett | Suwanee | 30024 | 0.865 | 0.83
192482 | 825117 | 117 CEDAR LANE BRANSON | 70132 | Independent Duty Housing Program | USACE | Cedar | United States | Missouri | Taney | Branson | 65616 | 0.985 | 1.005
192483 | 825080 | 13118 NAYLOR RIDGE LANE KNOXVILLE | 70132 | Independent Duty Housing Program | USACE | Naylor Ridge | United States | Tennessee | Knox | Knoxville | 37922 | 0.835 | 0.82
192484 | 825073 | 1905 35TH STREET MISSOULA | 70132 | Independent Duty Housing Program | USACE | 35TH | United States | Montana | Missoula | Missoula | 59801 | 1.1 | 1.08
192485 | 825099 | 1981 CHATHAM PLACE DR ORLANDO | 70132 | Independent Duty Housing Program | USACE | Chatham Place | United States | Florida | Orange | Orlando | 32824 | 0.825 | 0.805
192486 | 825061 | 337 ROAD 4EU MEETEETSE | 70132 | Independent Duty Housing Program | USACE | 4EU | United States | Wyoming | Park | Meeteetse | 82433 | 1.045 | 1.035
192487 | 825071 | 437 OAK LAWN DRIVE PEARL | 70132 | Independent Duty Housing Program | USACE | Oak Lawn | United States | Mississippi | Rankin | Pearl | 39208 | 0.9 | 0.86
192489 | 825095 | 642 SCENIC DRIVE KALISPELL | 70132 | Independent Duty Housing Program | USACE | SCENIC | United States | Montana | Flathead | Kalispell | 59901 | 1.1 | 1.08
192490 | 825074 | 6522 DORAL CIRCLE MADISON | 70132 | Independent Duty Housing Program | USACE | DORAL | United States | Wisconsin | Dane | Unknown | 53719 | 1.085 | 1.12
192491 | 825083 | 6749 BROOK FALLS CIRCLE STOCKTON | 70132 | Independent Duty Housing Program | USACE | BROOK FALLS | United States | California | San Joaquin | Stockton | 95219 | 1.12 | 1.17
192492 | 825103 | 6769 ALICANTE COURT RENO | 70132 | Independent Duty Housing Program | USACE | ALICANTE | United States | Nevada | Washoe | Reno | 89523 | 1.18 | 1.2
192493 | 825090 | 860 BRUCE STREET SUN PRAIRIE | 70132 | Independent Duty Housing Program | USACE | BRUCE | United States | Wisconsin | Dane | Sun Prairie | 53590 | 1.08 | 1.11
192494 | 08B63 | Nevins Drop Zone | 080NG | Colorado National Guard | ARGUARD | Front Range | United States | Colorado | Adams | Watkins | 80137 | 0.99 | 0.98
192495 | 01R03 | Dothan SFRO | 010NG | Alabama National Guard | ARGUARD | Montgomery | United States | Alabama | Houston | Dothan | 36303 | 0.89 | 0.86
192496 | 01R02 | Hoover SFRO | 010NG | Alabama National Guard | ARGUARD | John Hawkins | United States | Alabama | Jefferson | Hoover | 35244 | 0.855 | 0.83
192497 | 01R01 | Montgomery East Chase SFRO | 010NG | Alabama National Guard | ARGUARD | East Chase | United States | Alabama | Montgomery | Montgomery | 36117 | 0.87 | 0.85
192498 | BAEY0002 | Deep Violet Farm | BAEY | BEALE AF BASE | AFACT | Erle | United States | California | Yuba | Linda | 95901 | 1.21 | 1.26
192499 | 824959 | 11425 W LAKE PARK DRIVE MILWAUKEE | 82387 | Joint Recruiting Program | USACE | LAKE PARK | United States | Wisconsin | Milwaukee | Milwaukee | 53224 | 1.09 | 1.13
1925 | GHUV0001 | FRANCIS E WARREN AF MISSILE SITE I4 SITE # 1 | GHLN | F E WARREN AFB | AFACT | 13344 Nebraska State Road 8 | United States | Nebraska | Cheyenne | Lodgepole | 69149 | 0.93 | 0.915
192500 | 825050 | 116 MAIN STREET HENDERSON | 82387 | Joint Recruiting Program | USACE | MAIN | United States | Kentucky | Henderson | Henderson | 42420 | 0.87 | 0.87
192501 | 824661 | 13 DEHART STREET MORRISTOWN | 82387 | Joint Recruiting Program | USACE | DEHART | United States | New Jersey | Morris | Morristown | 07960 | 1.19 | 1.26
192502 | 824852 | 228 N 12TH STREET LINCOLN | 82387 | Joint Recruiting Program | USACE | 12TH | United States | Nebraska | Lancaster | Lincoln | 68508 | 0.93 | 0.915
192503 | 824297 | 550 LIPOA PARKWAY KIHEI | 18081 | Army Mission Support | USACE | Lipoa | United States | Hawaii | Maui | Kihei | 96753 | 2.51 | 2.42
192504 | DBHQ0002 | BUTLER BUILDING | MXRD | HANSCOM AFB | AFACT | FLAT HILL | United States | Massachusetts | Barnstable | Bourne | 02561-9314 | 1.165 | 1.215
192505 | MXRD0008 | NEARFIELD | MXRD | HANSCOM AFB | AFACT | VIRGINIA | United States | Massachusetts | Middlesex | Concord | 01742 | 1.22 | 1.28
192506 | MXRD0007 | FAM CAMP | MXRD | HANSCOM AFB | AFACT | SOUTH | United States | Massachusetts | Middlesex | Hanscom Afb | 01731 | 1.165 | 1.215
192507 | 37A56 | Butner Armory | 370NG | North Carolina National Guard | ARGUARD | Central | United States | North Carolina | Granville | Butner | 27509 | 0.885 | 0.855
192509 | 41B13 | Harold G. Maison RC/FMS | 410NG | Oregon National Guard | ARGUARD | Chautauqua | United States | Oregon | Multnomah | Portland | 97217-7399 | 1.08 | 1.1
192510 | 823567 | 10800 BRIGHTON BAY BLVD SAINT PETERSBURG | 18081 | Army Mission Support | USACE | BRIGHTON BAY | United States | Florida | Pinellas | St. Petersburg | 33716 | 0.82 | 0.8
192511 | 825159 | 1150 Depot Drive Ogden | 18081 | Army Mission Support | USACE | Depot | United States | Utah | Weber | Ogden | 84404 | 1.03 | 1
192512 | 825142 | 10900 GERALD ALLEN LOOP AUSTIN | 70132 | Independent Duty Housing Program | USACE | GERALD ALLEN | United States | Texas | Travis | Austin | 78748 | 0.865 | 0.84
192513 | 824996 | 11 TOWNSHIP NORTH YORK | 18081 | Army Mission Support | USACE |  | United States | Nebraska | York | York | 68467 | 0.93 | 0.915
192514 | 825096 | 1210 W EXP 83 WELACO | 82387 | Joint Recruiting Program | USACE | 83 | United States | Texas | Hidalgo | Weslaco | 78596 | 0.865 | 0.84
192515 | 825039 | 137 TWIN CITY MALL CRYSTAL CITY | 82387 | Joint Recruiting Program | USACE | TWIN CITY | United States | Missouri | Jefferson | Crystal City | 63019 | 0.985 | 1.005
192516 | 825109 | 1403 EAST FILLMORE STREET MARSHFIELD | 70132 | Independent Duty Housing Program | USACE | FILLMORE | United States | Wisconsin | Wood | Marshfield | 54449 | 1.085 | 1.12
192517 | 825152 | 2001 NW MONROE AVENUE CORVALLIS | 82387 | Joint Recruiting Program | USACE | Monroe | United States | Oregon | Benton | Corvallis | 97331 | 1.12 | 1.145
192518 | 825088 | 2208 HERITAGE AVENUE OKEMOS | 70132 | Independent Duty Housing Program | USACE | Heritage | United States | Michigan | Ingham | Okemos | 48864 | 1.035 | 1.055
192519 | 825122 | 2510 SOUTH 78TH STREET YAKIMA | 70132 | Independent Duty Housing Program | USACE | 78TH | United States | Washington | Yakima | Yakima | 98903 | 1.09 | 1.1
192520 | 825092 | 2540 IOWA STREET SUITE O LAWRENCE | 82387 | Joint Recruiting Program | USACE | IOWA | United States | Kansas | Douglas | Lawrence | 66047 | 1.005 | 1.025
192521 | 823457 | 2901 CITY PLACE WEST BOULEVARD DALLAS | 18081 | Army Mission Support | USACE | City Place | United States | Texas | Dallas | Dallas | 75204 | 0.83 | 0.82
192522 | 825041 | 2943 W ADDISON STREET CHICAGO | 82387 | Joint Recruiting Program | USACE | ADDISON | United States | Illinois | Cook | Chicago | 60618 | 1.18 | 1.25
192523 | 825118 | 34 CAMBRIDGE DRIVE | 70132 | Independent Duty Housing Program | USACE | CAMBRIDGE | United States | New York | Saratoga | Clifton Park | 12065 | 1.06 | 1.075
192524 | 825116 | 3559 EAST TALLOW LANE BOISE | 70132 | Independent Duty Housing Program | USACE | TALLOW | United States | Idaho | Ada | Boise | 83716 | 0.99 | 0.98
192525 | 825139 | 3579 STROLLING WAY TALLAHASSEE | 70132 | Independent Duty Housing Program | USACE | STROLLING | United States | Florida | Leon | Tallahassee | 32311 | 0.825 | 0.805
192526 | 824997 | 36 SECTION YORK | 18081 | Army Mission Support | USACE |  | United States | Nebraska | York | York | 68467 | 0.93 | 0.915
192527 | 825120 | 3909 TRAPPERS COURT FLORENCE | 70132 | Independent Duty Housing Program | USACE | TRAPPERS | United States | Kentucky | Kenton | Unknown | 41042 | 0.87 | 0.87
192528 | 825060 | 5209 SOUTH ARDEN AVENUE SIOUX FALLS | 70132 | Independent Duty Housing Program | USACE | ARDEN | United States | South Dakota | Minnehaha | Sioux Falls | 57108 | 0.96 | 0.94
192529 | 825130 | 5645 N POLK AVENUE FRESNO | 70132 | Independent Duty Housing Program | USACE | POLK | United States | California | Fresno | Fresno | 93722 | 1.125 | 1.165
192530 | 825135 | 6144 RALEIGH STREET | 70132 | Independent Duty Housing Program | USACE | RALEIGH | United States | Florida | Orange | Orlando | 32835 | 0.825 | 0.805
192531 | 825127 | 6500 WILLIAMS ROAD TALLAHASSEE | 70132 | Independent Duty Housing Program | USACE | WILLIAMS | United States | Florida | Leon | Tallahassee | 32311 | 0.825 | 0.805
192532 | 825042 | 80 EAST TUCKER ROAD LIBERAL | 82387 | Joint Recruiting Program | USACE | TUCKER | United States | Kansas | Seward | Liberal | 67901 | 1.005 | 1.025
192533 | 825110 | 856 ADENA LANE WESTFIELD | 70132 | Independent Duty Housing Program | USACE | ADENA | United States | Indiana | Hamilton | Westfield | 46074 | 0.94 | 0.94
192534 | 824327 | 9057 E MISSISSIPPI AVENUE DENVER | 18081 | Army Mission Support | USACE | MISSISSIPPI | United States | Colorado | Denver | Denver | 80247 | 0.99 | 0.98
192535 | 825049 | CHATHAM CENTER SOUTH | 82387 | Joint Recruiting Program | USACE | CHATHAM | United States | Georgia | Chatham | Savannah | 31405 | 0.84 | 0.81
192536 | 825147 | 1104 PRINCESS ROAD CHERRY HILL | 70132 | Independent Duty Housing Program | USACE | PRINCESS | United States | New Jersey | Camden | Cherry Hill | 08034 | 1.165 | 1.235
192537 | 825108 | 222 COUNTRY HOLLOW COURT WELDON SPRING | 70132 | Independent Duty Housing Program | USACE | COUNTRY HOLLOW | United States | Missouri | St Charles | Weldon Spring | 63304 | 0.985 | 1.005
192538 | 825123 | 3640 RED DROVE LAKE HAVASU CITY | 70132 | Independent Duty Housing Program | USACE | RED | United States | Arizona | Mohave | Lake Havasu City | 86404 | 0.925 | 0.905
192539 | 824514 | 11405 MALLORY SQUARE DRIVE TAMPA | 18081 | Army Mission Support | USACE | Mallory Square | United States | Florida | Hillsborough | Tampa | 33635 | 0.82 | 0.8
192540 | 825097 | 13120 CENTRAL AVE SE ALBUQUERQUE | 82387 | Joint Recruiting Program | USACE | CENTRAL | United States | New Mexico | Bernalillo | Albuquerque | 87123 | 0.9 | 0.87
192541 | 825138 | 3149 SILVERLAKE VILLAGE DR PEARLAND | 82387 | Joint Recruiting Program | USACE | SILVERLAKE VILLAGE | United States | Texas | Brazoria | Pearland | 77584 | 0.865 | 0.84
192542 | 824534 | 11318 MALLORY SQUARE DRIVE TAMPA | 18081 | Army Mission Support | USACE | Mallory Square | United States | Florida | Hillsborough | Tampa | 33635 | 0.82 | 0.8
192543 | 824502 | 11588 MALLORY SQUARE DRIVE TAMPA | 18081 | Army Mission Support | USACE | Mallory Square | United States | Florida | Hillsborough | Tampa | 33635 | 0.82 | 0.8
192544 | 825133 | 2000 SE LOOP 410 SAN ANTONIO | 82387 | Joint Recruiting Program | USACE | 410 | United States | Texas | Bexar | San Antonio | 78220 | 0.87 | 0.85
192545 | 825081 | 174 MERRIMON AVENUE ASHEVILLE | 82387 | Joint Recruiting Program | USACE | MERRIMON | United States | North Carolina | Buncombe | Asheville | 28801 | 0.885 | 0.855
192546 | 821016 | 1 SOUTH NEVADA AVE COLORADO SPRINGS | 18081 | Army Mission Support | USACE | Nevada | United States | Colorado | El Paso | Colorado Springs | 80903 | 1.04 | 1.02
192547 | 821009 | 3075 JANITELL ROAD COLORADO SPRINGS | 18081 | Army Mission Support | USACE | Janitell | United States | Colorado | El Paso | Colorado Springs | 80906 | 1.04 | 1.02
192548 | 820953 | 110 AIRPORT ROAD WESTFIELD MA | 18081 | Army Mission Support | USACE | Airport | United States | Massachusetts | Hampden | Westfield | 01085 | 1.13 | 1.17
192549 | 53B55 | Geiger Field - Spokane | 530NG | Washington National Guard | ARGUARD | Electric | United States | Washington | Spokane | Spokane Intl Airport | 99224 | 1.05 | 1.05
192550 | 54B84 | Rock Creek | 540NG | West Virginia National Guard | ARGUARD | Shaffer | United States | West Virginia | Boone | Danville | 25053 | 1.02 | 1.03
192551 | N68436-EB | EAST BLYN | N68436 | Naval Base Kitsap Bremerton WA | NAVACT | CASSELARY | United States | Washington | Jefferson | Gardiner | 98382 | 1.21 | 1.24
192553 | 825259 | 100 HOLLYWOOD DRIVE SCOTT DEPOT | 70132 | Independent Duty Housing Program | USACE | HOLLYWOOD | United States | West Virginia | Putnam | Scott Depot | 25560 | 1.02 | 1.03
192554 | 48B45 | Bryan - Mumford Rd | 480NG | Texas National Guard | ARGUARD |  | United States | Texas | Brazos | Bryan | 77807 | 0.865 | 0.84
192555 | 825232 | 9047 N SPRING VALLEY ROAD MENASHA | 70132 | Independent Duty Housing Program | USACE | SPRING VALLEY | United States | Wisconsin | Winnebago | Menasha | 54952 | 1.085 | 1.12
192556 | 825167 | 9008 E 87TH STREET TULSA | 70132 | Independent Duty Housing Program | USACE | 87TH | United States | Oklahoma | Tulsa | Tulsa | 74133 | 0.875 | 0.85
192557 | 825229 | 8992 PANAMINT BLVD ELK GROVE | 70132 | Independent Duty Housing Program | USACE | PANAMINT | United States | California | Sacramento | Elk Grove | 95624 | 1.13 | 1.17
192558 | 825151 | 8882 JORDAN COURT NORTH RIDGEVILLE | 70132 | Independent Duty Housing Program | USACE | JORDAN | United States | Ohio | Lorain | North Ridgeville | 44039 | 0.925 | 0.9195
192559 | 825145 | 8702 RED OAK BLVD CHARLOTTE | 82387 | Joint Recruiting Program | USACE | RED OAK | United States | North Carolina | Mecklenburg | Charlotte | 28217 | 0.885 | 0.855
192560 | 825238 | 8605 WEDTHEIMER HOUSTON | 82387 | Joint Recruiting Program | USACE | WESTHEIMER | United States | Texas | Harris | Houston | 77063 | 0.865 | 0.84
192561 | 825258 | 86 MULBERRY LANE WATERVILLE | 70132 | Independent Duty Housing Program | USACE | MULBERRY | United States | Maine | Kennebec | Waterville | 04901 | 1.02 | 1
192562 | 825249 | 8412 KATY FREEWAY HOUSTON | 82387 | Joint Recruiting Program | USACE | KATY | United States | Texas | Montgomery | Houston | 77024 | 0.865 | 0.84
192563 | 825265 | 8402 WESTBROOK AVENUE YAKIMA | 70132 | Independent Duty Housing Program | USACE | WESTBROOK | United States | Washington | Yakima | Yakima | 98908 | 1.09 | 1.1
192564 | 825254 | 8211 QUEENBORO COURT FORT WAYNE | 70132 | Independent Duty Housing Program | USACE | QUEENBORO | United States | Indiana | Allen | Fort Wayne | 46835 | 0.955 | 0.96
192565 | 825317 | 8 STONECREST DRIVE RINGGOLD | 70132 | Independent Duty Housing Program | USACE | STONECREST | United States | Georgia | Catoosa | Ringgold | 30736 | 0.865 | 0.83
192566 | 825153 | 735 DEBBY LANE EAST ONTARIO | 70132 | Independent Duty Housing Program | USACE | DEBBY | United States | Ohio | Richland | Mansfield | 44906 | 0.925 | 0.9195
192567 | 825211 | 6968 FLINTWOOD STREET NAVARRE | 70132 | Independent Duty Housing Program | USACE | Flintwood | United States | Florida | Santa Rosa | Navarre | 32566 | 0.81 | 0.78
192568 | 825166 | 6150 BARRINGTON AVENUE BEAUMONT | 70132 | Independent Duty Housing Program | USACE | BARRINGTON | United States | Texas | Jefferson | Beaumont | 77706 | 0.865 | 0.84
192569 | 825196 | 6080 E UNIVERSITY AVE STE 3 CHAMPAIGN | 82387 | Joint Recruiting Program | USACE | UNIVERSITY | United States | Illinois | Champaign | Champaign | 61820 | 1.03 | 1.045
192570 | 825176 | 5916 WEST DEERVIEW BEND MCCORDSVILLE | 70132 | Independent Duty Housing Program | USACE | DEERVIEW | United States | Indiana | Hancock | Mccordsville | 46055 | 0.955 | 0.96
192571 | 825168 | 1015 ROCKFORD STREET MOUNT AIRY | 82387 | Joint Recruiting Program | USACE | ROCKFORD | United States | North Carolina | Surry | Mount Airy | 27030 | 0.885 | 0.855
192572 | 825187 | 1041 EDGEWATER LANE CHELSEA | 70132 | Independent Duty Housing Program | USACE | EDGEWATER | United States | Alabama | Shelby | Chelsea | 35043 | 0.855 | 0.83
192573 | 825224 | 109 VICTORIA DRIVE DOUGLASSVILLE | 70132 | Independent Duty Housing Program | USACE | VICTORIA | United States | Pennsylvania | Berks | Douglassville | 19518 | 1.065 | 1.105
192574 | 825193 | 1094 SOUTH 300 WEST SALT LAKE CITY | 82387 | Joint Recruiting Program | USACE | SOUTH 300 | United States | Utah | Salt Lake | Salt Lake City | 84101 | 1.03 | 0.99
192575 | 825173 | 11010 HWY 49 GULFPORT | 82387 | Joint Recruiting Program | USACE | 49 | United States | Mississippi | Harrison | Gulfport | 39503 | 0.91 | 0.87
192576 | 824921 | 111 SOUTH STATE ROAD 19 PALATKA | 82387 | Joint Recruiting Program | USACE | STATE ROAD 19 | United States | Florida | Putnam | Palatka | 32177 | 0.825 | 0.805
192577 | 825237 | 11223 POTRANCO ROAD SAN ANTONIO | 82387 | Joint Recruiting Program | USACE | POTRANCO | United States | Texas | Bexar | San Antonio | 78253 | 0.87 | 0.85
192578 | 825144 | 11237 MEADOW WOOD CIRCLE GREENVILLE | 70132 | Independent Duty Housing Program | USACE | MEADOW WOOD | United States | Michigan | Montcalm | Greenville | 48838 | 1.035 | 1.055
192579 | 825160 | 123 WOODSTOCK DRIVE YOUNGSVILLE | 70132 | Independent Duty Housing Program | USACE | WOODSTOCK | United States | Louisiana | Lafayette | Youngsville | 70592 | 0.855 | 0.825
192580 | 825087 | 1300 EAST BAYOU PKWY LAFAYETTE | 70132 | Independent Duty Housing Program | USACE | BAYOU | United States | Louisiana | Lafayette | Lafayette | 70508 | 0.855 | 0.825
192581 | 825226 | 136 HAMMOCK DRIVE LEXINGTON | 70132 | Independent Duty Housing Program | USACE | Hammock | United States | South Carolina | Lexington | Lexington | 29072 | 0.87 | 0.83
192582 | 825105 | 1360 WEST CAMPBELL RAOD RICHARDSON | 82387 | Joint Recruiting Program | USACE | CAMPBELL | United States | Texas | Collin | Richardson | 75080 | 0.865 | 0.84
192583 | 825266 | 13781 54TH AVENUE PLYMOUTH | 70132 | Independent Duty Housing Program | USACE | 54th | United States | Minnesota | Hennepin | Plymouth | 55446 | 1.06 | 1.11
192584 | 825311 | 1401 GLENMAR AVENUE MONROE | 70132 | Independent Duty Housing Program | USACE | GLENMAR | United States | Louisiana | Ouachita | Monroe | 71201 | 0.855 | 0.825
192585 | 825251 | 1409 SUNNY LANE SW ARDMORE | 70132 | Independent Duty Housing Program | USACE | Sunny | United States | Oklahoma | Carter | Ardmore | 73401 | 0.875 | 0.85
192586 | 825129 | 1500 E VILLAGE WAY ORANGE | 82387 | Joint Recruiting Program | USACE | VILLAGE | United States | California | Orange | Orange | 92865 | 1.02 | 1.06
192587 | 825186 | 15275 RADIANCE DRIVE NOBLESVILLE | 70132 | Independent Duty Housing Program | USACE | RADIANCE | United States | Indiana | Hamilton | Noblesville | 46060 | 0.94 | 0.94
192588 | 825206 | 1654 LONE OAK TRAIL RENO NEVADA | 70132 | Independent Duty Housing Program | USACE | LONE OAK | United States | Nevada | Washoe | Reno | 89523 | 1.18 | 1.2
192589 | 825155 | 16540 ROSA LANE SOUTHGATE | 70132 | Independent Duty Housing Program | USACE | ROSA | United States | Michigan | Wayne | Southgate | 48195 | 1.03 | 1.06
192590 | 825227 | 17115 IH 35 South | 18081 | Army Mission Support | USACE | Interstate 35 | United States | Texas | Guadalupe | Schertz | 78154 | 0.865 | 0.84
192591 | 825264 | 1758 E LAFAYETTE COURT SPRINGFIELD | 70132 | Independent Duty Housing Program | USACE | LAFAYETTE | United States | Missouri | Greene | Springfield | 65804 | 0.985 | 1.005
192592 | 825179 | 1825 WEST 4700 SOUTH TAYLORSVILLE | 82387 | Joint Recruiting Program | USACE | 4700 SOUTH | United States | Utah | Salt Lake | Taylorsville | 84118 | 1.03 | 0.99
192593 | 825216 | 1947 WINDY WILLOW LANE | 70132 | Independent Duty Housing Program | USACE | Windy Willow | United States | North Carolina | Gaston | Dallas | 28034 | 0.885 | 0.855
192594 | 825180 | 2031 E IRVINGTON ROAD TUCSON | 82387 | Joint Recruiting Program | USACE | IRVINGTON | United States | Arizona | Pima | Tucson | 85714 | 0.94 | 0.92
192595 | 825343 | 2050 DRISKILL STREET BEAUMONT | 70132 | Independent Duty Housing Program | USACE | DRISKILL | United States | Texas | Jefferson | Beaumont | 77706 | 0.865 | 0.84
192596 | 825290 | 2102 WEST RIDGE CIRCLE KERRVILLE | 70132 | Independent Duty Housing Program | USACE | RIDGE | United States | Texas | Kerr | Kerrville | 78028 | 0.865 | 0.84
192597 | 825177 | 2105 IRONWOOD LANE CHARLESTON | 70132 | Independent Duty Housing Program | USACE | IRONWOOD | United States | Illinois | Coles | Charleston | 61920 | 1.03 | 1.045
192598 | 825132 | 22 WEST NEWELL RD DANVILLE | 82387 | Joint Recruiting Program | USACE | NEWELL | United States | Illinois | Vermilion | Danville | 61832 | 1.03 | 1.045
192599 | 824920 | 2274 S WRANGLEBORO ROAD MAYS LANDING | 82387 | Joint Recruiting Program | USACE | WRANGLEBORO | United States | New Jersey | Atlantic | Mays Landing | 08330 | 1.165 | 1.235
1926 | GHUW0001 | FRANCIS E WARREN AF MISSILE SITE I5 SITE # 1 | GHLN | F E WARREN AFB | AFACT | 14348 Nebraska State Road 8 | United States | Nebraska | Cheyenne | Lodgepole | 69149 | 0.93 | 0.915
192600 | 825161 | 230 EAST WT HARRIS BLVD CHARLOTTE | 82387 | Joint Recruiting Program | USACE | WT HARRIS | United States | North Carolina | Mecklenburg | Charlotte | 28262 | 0.885 | 0.855
192601 | 825194 | 2536 WOODDALE CIRCLE WACO | 70132 | Independent Duty Housing Program | USACE | WOODDALE | United States | Texas | McLennan | Waco | 76705 | 0.865 | 0.84
192602 | 825126 | 2645 WHISKEY ROAD AIKEN | 82387 | Joint Recruiting Program | USACE | WHISKEY | United States | South Carolina | Aiken | Aiken | 29803 | 0.92 | 0.885
192603 | 825200 | 301 WEST CALTON ROAD LAREDO | 82387 | Joint Recruiting Program | USACE | CALTON | United States | Texas | Webb | Laredo | 78041 | 0.865 | 0.84
192604 | 825013 | 331 BALTIMORE PIKE BEL AIR | 82387 | Joint Recruiting Program | USACE | BALTIMORE | United States | Maryland | Harford | Bel Air | 21014 | 0.94 | 0.94
192605 | 825201 | 3480 KELLAHER PLACE OXFORD | 70132 | Independent Duty Housing Program | USACE | KELLAHER | United States | Florida | Sumter | Oxford | 34484 | 0.825 | 0.805
192606 | 825236 | 3506 SIERRA MADRE COLUMBIA | 70132 | Independent Duty Housing Program | USACE | Sierra Madre | United States | Missouri | Boone | Columbia | 65203 | 0.985 | 1.005
192607 | 825006 | 3528 S MARYLAND PKWY LAS VEGAS | 82387 | Joint Recruiting Program | USACE | MARYLAND | United States | Nevada | Clark | Las Vegas | 89169 | 1.14 | 1.17
192608 | 825058 | 3554 E 1ST STREET LOS ANGELES | 82387 | Joint Recruiting Program | USACE | 1ST | United States | California | Los Angeles | Los Angeles | 90063 | 1.02 | 1.06
192609 | 825207 | 359 GIOVANNA AVENUE COLUMBUS | 70132 | Independent Duty Housing Program | USACE | Giovanna | United States | Ohio | Franklin | Columbus | 43213 | 0.925 | 0.9195
192610 | 825342 | 37232 CORVETTE DRIVE PRAIRIEVILLE | 70132 | Independent Duty Housing Program | USACE | CORVETTE | United States | Louisiana | Ascension | Prairieville | 70769 | 0.855 | 0.825
192611 | 825190 | 3908 ZAKESSIAN CT MODESTO | 70132 | Independent Duty Housing Program | USACE | ZAKESSIAN | United States | California | Stanislaus | Modesto | 95356 | 1.125 | 1.165
192612 | 825208 | 4064 PHESANT RUN HOLT | 70132 | Independent Duty Housing Program | USACE | PHEASANT | United States | Michigan | Ingham | Holt | 48842 | 1.035 | 1.055
192614 | 825178 | 4141 ROCKSIDE RD SEVEN HILLS | 82387 | Joint Recruiting Program | USACE | ROCKSIDE | United States | Ohio | Cuyahoga | Seven Hills | 44131 | 0.925 | 0.9195
192615 | 825235 | 43 BOWDOIN STREET BANGOR | 70132 | Independent Duty Housing Program | USACE | Bowdoin | United States | Maine | Penobscot | Bangor | 04401 | 1.21 | 1.24
192616 | 825252 | 4320 KNAPP STREET NE GRAND RAPIDS | 70132 | Independent Duty Housing Program | USACE | KNAPP | United States | Michigan | Kent | Grand Rapids | 49525 | 1.035 | 1.055
192617 | 825134 | 475 PLEASANT BREEZE DRIVE WENTZVILLE | 70132 | Independent Duty Housing Program | USACE | PLEASANT BREEZE | United States | Missouri | ST CHARLES | Wentzville | 63385 | 0.985 | 1.005
192618 | 825025 | 4820 14TH ST W BRADENTON | 82387 | Joint Recruiting Program | USACE | 14TH | United States | Florida | Manatee | Bradenton | 34207 | 0.825 | 0.805
192619 | 825220 | 486 2ND AVENUE EAST NORTH KALISPELL | 70132 | Independent Duty Housing Program | USACE | 2ND EAST | United States | Montana | Flathead | Kalispell | 59901 | 1.1 | 1.08
192620 | 825270 | 5009 BETHEL STREET COLUMBIA | 70132 | Independent Duty Housing Program | USACE | BETHEL | United States | Missouri | Boone | Columbia | 65203 | 0.985 | 1.005
192621 | 825217 | 503 WATERWOOD BEND PEACHTREE CITY | 70132 | Independent Duty Housing Program | USACE | Waterwood | United States | Georgia | Fayette | Peachtree City | 30269 | 0.865 | 0.83
192622 | 825047 | 510 CONTRA COSTA BOULEVARD PLEASANT HILL | 82387 | Joint Recruiting Program | USACE | CONTRA COSTA | United States | California | Contra Costa | Pleasant Hill | 94523 | 1.22 | 1.27
192623 | 825059 | 5426 CAMPBELLS RUN ROAD PITTSBURGH | 82387 | Joint Recruiting Program | USACE | CAMPBELLS RUN | United States | Pennsylvania | Allegheny | Pittsburgh | 15205 | 1.065 | 1.105
192624 | 824651 | 4806 LAKELAND DRIVE FLOWOOD | 82387 | Joint Recruiting Program | USACE | LAKELAND | United States | Mississippi | Rankin | Flowood | 39232 | 0.9 | 0.86
192625 | 825314 | 4347 LEGACY CT STOCKTON | 70132 | Independent Duty Housing Program | USACE | LEGACY | United States | California | San Joaquin | Stockton | 95219 | 1.12 | 1.17
192626 | 825401 | 110 INDEPENDENCE DRIVE FOREST | 70132 | Independent Duty Housing Program | USACE | INDEPENDENCE | United States | Virginia | Bedford | Forest | 24551 | 0.92 | 0.89
192627 | 825381 | 12720 KOAWOOD LANE BEAUMONT | 70132 | Independent Duty Housing Program | USACE | KOAWOOD | United States | Texas | Jefferson | Beaumont | 77713 | 0.865 | 0.84
192628 | 825256 | 1554 PONDHAVEN DRIVE HIGH POINT | 70132 | Independent Duty Housing Program | USACE | PONDHAVEN | United States | North Carolina | Guilford | Highpoint | 27265 | 0.885 | 0.855
192629 | 825398 | 1906 SHARON ROAD TALLAHASEE | 70132 | Independent Duty Housing Program | USACE | SHARON | United States | Florida | Leon | Tallahassee | 32303 | 0.825 | 0.805
192630 | 825382 | 2012 WHIPPORWILL AVENUE MCALESTER | 70132 | Independent Duty Housing Program | USACE | WHIPPORWILL | United States | Oklahoma | Pittsburg | Mcalester | 74501 | 0.875 | 0.85
192631 | 825269 | 2060 LEQUIRE LANE SPRING HILL | 70132 | Independent Duty Housing Program | USACE | LEQUIRE | United States | Tennessee | Maury | Spring Hill | 37174 | 0.835 | 0.82
192632 | 825393 | 270 DEER RUN RD BRANSON | 70132 | Independent Duty Housing Program | USACE | DEER | United States | Missouri | Taney | Branson | 65616 | 0.985 | 1.005
192633 | 825404 | 29 TIMBER LANE ROCHESTER | 70132 | Independent Duty Housing Program | USACE | TIMBER | United States | New York | Monroe | Fairport | 14450 | 1.06 | 1.075
192634 | 825357 | 60 WASHINGTON LN ALABASTER | 70132 | Independent Duty Housing Program | USACE | WASHINGTON | United States | Alabama | Shelby | Unknown | 35007 | 0.855 | 0.83
192635 | 825362 | 629 KINDRED DRIVE MYRTLE BEACH | 70132 | Independent Duty Housing Program | USACE | KINDRED | United States | South Carolina | Horry | Myrtle Beach | 29588 | 0.92 | 0.885
192636 | 825388 | 8356 KAYLA ROSE CIRCLE OOLTEWAH | 70132 | Independent Duty Housing Program | USACE | KAYLA ROSE | United States | Tennessee | Hamilton | Ooltewah | 37363 | 0.82 | 0.8
192638 | 32A71 | AASF N C-12 Temp Hangar 8 | 320NG | Nevada National Guard | ARGUARD | Gentry | United States | Nevada | Washoe | Reno | 89502 | 1.18 | 1.2
192639 | 29C81 | BELLEFONTAINE | 290NG | Missouri National Guard | ARGUARD | Lewis and Clark | United States | Missouri | ST LOUIS | Bellefontaine Neighbor | 63136 | 0.985 | 1.005
192640 | 30A18 | BILLINGS STOREFRONT RECRUITING | 300NG | Montana National Guard | ARGUARD | SHILOH CROSSING | United States | Montana | Yellowstone | Billings | 59102 | 1.1 | 1.08
192641 | 12A36 | Bonifay - School Facility | 120NG | Florida National Guard | ARGUARD | North | United States | Florida | ST JOHNS | St. Augustine | 32425 | 0.825 | 0.805
192642 | 41A82 | Camp Umatilla Oregon | 410NG | Oregon National Guard | ARGUARD | Ordinance | United States | Oregon | Umatilla | Hermiston | 97838 | 1.16 | 1.19
192643 | 42B21 | CURRY HOLLOW STORE FRONT RECRUITING OFFICE | 420NG | Pennsylvania National Guard | ARGUARD | CURRY HOLLOW | United States | Pennsylvania | Allegheny | Pleasant Hill | 15236 | 1.065 | 1.105
192644 | 17A26 | Chicago Recruiting Storefront -Cicero Ave | 170NG | Illinois National Guard | ARGUARD | Cicero | United States | Illinois | Cook | Chicago | 60652 | 1.18 | 1.25
192645 | 20A62 | COFFEYVILLE CC STR FNT RECRUITER | 200NG | Kansas National Guard | ARGUARD | 11TH | United States | Kansas | Montgomery | Coffeyville | 67337 | 1.005 | 1.025
192646 | 42B31 | EAST STROUDSBURG STORE FRONT RECRUITING OFFICE | 420NG | Pennsylvania National Guard | ARGUARD | BROWN | United States | Pennsylvania | Monroe | East Stroudsburg | 18301 | 1.17 | 1.21
192647 | 53R04 | Kennewick Recruiting storefront | 530NG | Washington National Guard | ARGUARD | Gage Blvd | United States | Washington | Benton | Kennewick | 99336 | 1.085 | 1.095
192648 | 28019 | Laurel Storefront | 280NG | Mississippi National Guard | ARGUARD | 10th | United States | Mississippi | Jones | Laurel | 39440 | 0.9 | 0.86
192649 | 22B56 | Lafayette RC | 220NG | Louisiana National Guard | ARGUARD | Dugas | United States | Louisiana | Lafayette | Lafayette | 70501 | 0.855 | 0.825
192650 | 12C95 | West Palm Beach - 4th District Court Facility | 120NG | Florida National Guard | ARGUARD | Palm Beach Lakes | United States | Florida | Palm Beach | West Palm Beach | 33401 | 0.82 | 0.8
192651 | 45D78 | Spartanburg Recruiting Office | 450NG | South Carolina National Guard | ARGUARD | John B White Sr | United States | South Carolina | Spartanburg | Spartanburg | 29301 | 0.92 | 0.885
192652 | 37A74 | Charlotte Storefront Recruiting | 370NG | North Carolina National Guard | ARGUARD | Northlake Mall | United States | North Carolina | Mecklenburg | Charlotte | 28216 | 0.885 | 0.855
192653 | 48E71 | Laredo - Hangar | 480NG | Texas National Guard | ARGUARD | N. Jarvis | United States | Texas | Webb | Laredo | 78041 | 0.865 | 0.84
192654 | 55B39 | Madison SFRO Charter St. | 550NG | Wisconsin National Guard | ARGUARD | Charter | United States | Wisconsin | Dane | Madison | 53715 | 1.08 | 1.11
192655 | 28D20 | McComb Readiness Center | 280NG | Mississippi National Guard | ARGUARD | Gateway | United States | Mississippi | Pike | Mccomb | 39652 | 0.9 | 0.86
192656 | 28018 | Meridian Storefront | 280NG | Mississippi National Guard | ARGUARD | 67th Avenue | United States | Mississippi | Lauderdale | Meridian | 39307 | 0.97 | 0.93
192657 | 04847 | Mesa Grand SFRO | 040NG | Arizona National Guard | ARGUARD | Stapley | United States | Arizona | Maricopa | Mesa | 85204 | 0.91 | 0.89
192658 | 33A82 | Plymouth West | 330NG | New Hampshire National Guard | ARGUARD | Mayhew Turnpike | United States | New Hampshire | Grafton | Plymouth | 03264 | 1.075 | 1.075
192659 | 23B91 | Portland SFRO | 230NG | Maine National Guard | ARGUARD | Forest | United States | Maine | Cumberland | Portland | 04101 | 0.99 | 0.97
192660 | 51A11 | ROANOKE SFRO | 510NG | Virginia National Guard | ARGUARD | ELECTRIC | United States | Virginia | Roanoke | Roanoke | 24018 | 0.92 | 0.89
192661 | 51A09 | SPRINGFIELD SFRO | 510NG | Virginia National Guard | ARGUARD | BACKLICK | United States | Virginia | Fairfax | Springfield | 22151 | 1.08 | 1.08
192662 | 49B70 | Store Front Recruiting - Layton | 490NG | Utah National Guard | ARGUARD | Hill Field | United States | Utah | Davis | Layton | 84041 | 1.03 | 0.99
192663 | 48B60 | STR FNT RECRUITERS-CEDAR PARK | 480NG | Texas National Guard | ARGUARD | WALTON WAY | United States | Texas | Williamson | Cedar Park | 78613 | 0.865 | 0.84
192664 | 53R65 | Seattle-Tukwila Recruiting storefront | 530NG | Washington National Guard | ARGUARD | 666 Strander Blvd | United States | Washington | King | Tukwila | 98188 | 1.12 | 1.14
192665 | 28020 | Vicksburg Storefront | 280NG | Mississippi National Guard | ARGUARD | Iowa | United States | Mississippi | Warren | Vicksburg | 39180 | 0.9 | 0.86
192666 | 53R95 | Vancouver recruiting storefront | 530NG | Washington National Guard | ARGUARD | Fourth Plain Road | United States | Washington | Clark | Vancouver | 98662 | 1.085 | 1.095
192667 | M67861-KC | KC-130 | M67861 | MARCORRESFOR New Orleans LA | MCRES | EASTMAN | United States | Mississippi | Leflore | Greenwood | 38930 | 0.9 | 0.86
192668 | 20E01 | Cowley County Community College | 200NG | Kansas National Guard | ARGUARD | 2nd | United States | Kansas | Cowley | Arkansas City | 67005 | 1.005 | 1.025
192669 | 04B90 | Rita Road | 040NG | Arizona National Guard | ARGUARD | Rita | United States | Arizona | Pima | Tucson | 85747 | 0.94 | 0.92
192670 | 42Z07 | ACUB - NEALY | 42307 | Fort Indiantown Gap Training Site | ARGUARD | MOUNTAIN | United States | Pennsylvania | Lebanon | Annville | 17003-5002 | 1.01 | 1.02
192671 | 08B08 | Rocky Mountain | 080NG | Colorado National Guard | ARGUARD | TBA | United States | Colorado | Eagle | Unknown | 81631 | 1.015 | 1
192672 | 54B85 | Rock Branch | 540NG | West Virginia National Guard | ARGUARD | Jacobson | United States | West Virginia | Putnam | Poca | 25159 | 1.02 | 1.03
192673 | 40D91 | Shawnee Readiness Center Complex | 400NG | Oklahoma National Guard | ARGUARD | East 45th Street | United States | Oklahoma | Pottawatomie | Shawnee | 74804 | 0.86 | 0.83
192674 | 30A28 | SILVER BOW READINESS CENTER | 300NG | Montana National Guard | ARGUARD | RICK JONES | United States | Montana | Silver Bow | Rocker | 59701 | 1.1 | 1.08
192675 | 53R25 | STR FNT RECRUITING - SPOKANE VALLEY | 530NG | Washington National Guard | ARGUARD | Trent | United States | Washington | Spokane | Spokane | 99212 | 1.05 | 1.05
192676 | 53R15 | STR FNT RECURITING - SPOKANE | 530NG | Washington National Guard | ARGUARD | Division | United States | Washington | Spokane | Spokane | 99218 | 1.05 | 1.05
192677 | 48R02 | STR FRT North Richland Hills | 480NG | Texas National Guard | ARGUARD | Parker | United States | Texas | Tarrant | North Richland Hills | 76180 | 0.83 | 0.82
192678 | 48R01 | STR FRT RECRUITERS - Mansfield | 480NG | Texas National Guard | ARGUARD | Matlock | United States | Texas | Tarrant | Mansfield | 76063 | 0.83 | 0.82
192679 | 48R03 | STR FRT RECRUITERS - McKinney | 480NG | Texas National Guard | ARGUARD | Central | United States | Texas | Collin | Mckinney | 75070 | 0.865 | 0.84
192680 | 29D22 | Waynesville SFRO | 290NG | Missouri National Guard | ARGUARD | Ichord | United States | Missouri | Pulaski | Waynesville | 65583 | 1.09 | 1.12
192681 | 26A91 | Flint Armory | 260NG | Michigan National Guard | ARGUARD | Calkins | United States | Michigan | Genesee | Flint Township | 48532 | 1.035 | 1.055
192683 | N32446-AV | ADMIRALTY VILLAGE | N32446 | NSY Portsmouth | NAVACT | PHILBRICK | United States | Maine | York | Kittery | 03904 | 1.13 | 1.13
192686 | N68469-FG | FOXVILLE GARDENS | N68469 | Naval Support Activity Wash. | NAVACT | FOXVILLE | United States | Maryland | Frederick | Sabillasville | 21780 | 0.94 | 0.94
192687 | N00245-CV | CHULA VISTA CLINIC | N00245 | NAVBASE San Diego CA | NAVACT | NAPLES | United States | California | San Diego | Chula Vista | 91911 | 1.05 | 1.08
192688 | N00245-EL | EASTLAKE CLINIC | N00245 | NAVBASE San Diego CA | NAVACT | BOSWELL | United States | California | San Diego | Chula Vista | 91914 | 1.05 | 1.08
192689 | N00245-KM | KEARNY MESA CLINIC | N00245 | NAVBASE San Diego CA | NAVACT | BALBOA | United States | California | San Diego | San Diego | 92123 | 1.05 | 1.08
192690 | N00245-RB | RANCHO BERNARDO CLINIC | N00245 | NAVBASE San Diego CA | NAVACT | BERNARDO PLAZA COURT | United States | California | San Diego | San Diego | 921282425 | 1.05 | 1.08
192693 | N63406-MV | MISSION VALLEY | N63406 | NAVBASE Point Loma | NAVACT | FRAZEE | United States | California | San Diego | San Diego | 92108 | 1.05 | 1.08
192697 | N63042-JR | JUNIPER RIDGE | N63042 | NAS Lemoore CA | NAVACT | TBD | United States | California | Fresno | Coalinga | 93210 | 1.125 | 1.165
192698 | 53C12 | Kennewick | 530NG | Washington National Guard | ARGUARD | TBA | United States | Washington | Benton | Kennewick | 99336 | 1.085 | 1.095
192699 | 36650 | Poughkeepsie Recruiting Storefront | 360NG | New York National Guard | ARGUARD | South | United States | New York | Dutchess | Poughkeepsie | 12601 | 1.06 | 1.075
1927 | GHUX0001 | FRANCIS E WARREN AF MISSILE SITE I6 SITE # 1 | GHLN | F E WARREN AFB | AFACT | 39252 County Road 76 | United States | Colorado | Logan | Peetz | 80751 | 1.015 | 1
192700 | 48F26 | McAllen Hangar | 480NG | Texas National Guard | ARGUARD | S. 10th Street | United States | Texas | Hidalgo | Mcallen | 78503 | 0.865 | 0.84
192701 | 825171 | 15570 W VAN BUREN STREET GOODYEAR | 82387 | Joint Recruiting Program | USACE | VAN BUREN | United States | Arizona | Maricopa | Goodyear | 85338 | 0.91 | 0.89
192703 | M62974-OM | OATMAN MOUNTAIN | M62974 | MCAS Yuma AZ | MCACT |  | United States | Arizona | Maricopa | Gila Bend | 85337 | 0.91 | 0.89
192704 | M67399-0015 | WINDY GAP 1 RUE | M67399 | MCAGCC Twentynine Palms CA | MCACT |  | United States | California | San Bernardino | Joshua Tree | 92252 | 1.2 | 1.25
192706 | M62974-GL | GLAMIS COMM SITE | M62974 | MCAS Yuma AZ | MCACT |  | United States | California | Imperial | Glamis | 92283 | 1.11 | 1.15
192707 | M67399-0016 | JUNIPER CYN 99LLC RUE | M67399 | MCAGCC Twentynine Palms CA | MCACT |  | United States | California | San Bernardino | Joshua Tree | 92252 | 1.2 | 1.25
192708 | M00681-OT | RIDGE PRK CLINIC BUMED | M00681 | MCB CAMP PENDLETON CA | MCACT | RIDGE PARK | United States | California | Riverside | Temecula | 92590 | 1.08 | 1.12
192709 | M67399-0017 | FLAT TOP MESA RUE | M67399 | MCAGCC Twentynine Palms CA | MCACT |  | United States | California | San Bernardino | Yucca Valley | 92284 | 1.2 | 1.25
192710 | M67399-0018 | DANMARK RUE | M67399 | MCAGCC Twentynine Palms CA | MCACT |  | United States | California | San Bernardino | Yucca Valley | 92284 | 1.2 | 1.25
192711 | M60169-0020 | TBR NORTH | M60169 | MCAS Beaufort SC | MCACT | TRAM | United States | Georgia | Long | Ludowici | 31316 | 0.865 | 0.83
192712 | M67399-0014 | KERFOOT RUE | M67399 | MCAGCC Twentynine Palms CA | MCACT |  | United States | California | San Bernardino | Joshua Tree | 92252 | 1.2 | 1.25
192717 | N69174 | TREASURE ISLAND NAVAL STATION | N69174 | CSO PWC San Francisco CA | NAVACT |  | United States | California | San Francisco | San Francisco | 946231000 | 1.2 | 1.25
192718 | 17C39 | Belleville Recruiting Storefront | 170NG | Illinois National Guard | ARGUARD | Green Mount | United States | Illinois | ST CLAIR | Belleville | 62221 | 1.08 | 1.1
192719 | 16R12 | Pocatello SFRO | 160NG | Idaho National Guard | ARGUARD | Flandro | United States | Idaho | Bannock | Pocatello | 83202 | 1.055 | 1.045
192720 | 32A87 | Lyon County Readiness Center | 320NG | Nevada National Guard | ARGUARD |  | United States | Nevada | Lyon | Fernley | 89408 | 1.18 | 1.2
192721 | M00146-0040 | SURFSIDE PARCEL | M00146 | MCAS Cherry Point NC | MCACT |  | United States | North Carolina | Carteret | Emerald Isle | 28594 | 1.03 | 1
192722 | M00264-BM | BMO BUILDING | M00264 | MARINE CORPS BASE QUANTICO VA | MCACT | PENNSYLVANIA | United States | Indiana | Marion | Indianapolis | 46204 | 0.94 | 0.94
192723 | 08228 | Pikes Peak Summit | 08005 | Fort Carson | ARACT | Pikes Peak | United States | Colorado | El Paso | COLORADO SPRINGS | 80809 | 1.04 | 1.02
192726 | N42237-SM | ST MARYS AIRPORT | N42237 | SUBASE Kings Bay GA | NAVACT | POINT PETER | United States | Georgia | Camden | St. Marys | 31558 | 0.99 | 0.95
192729 | 20E02 | Salina Area Tech College Recruiter | 200NG | Kansas National Guard | ARGUARD | Centennial | United States | Kansas | Saline | Salina | 67401 | 1.005 | 1.025
192730 | 42F62 | YORK STORE FRONT RECRUITING OFFICE | 420NG | Pennsylvania National Guard | ARGUARD | EASTERN | United States | Pennsylvania | York | York | 17402 | 1.065 | 1.105
192731 | N61151-FW | FORT WASHINGTON | N61151 | NSA SOUTH POTOMAC | NAVACT | RIVERVIEW | United States | Maryland | Prince George's | Fort Washington | 20744 | 0.97 | 0.97
192732 | 51A12 | CHESAPEAKE SFRO | 510NG | Virginia National Guard | ARGUARD | BATTLEFIELD | United States | Virginia | Chesapeake | Chesapeake | 23320 | 1 | 0.96
192734 | 12F08 | Gainesville Lease Facility | 120NG | Florida National Guard | ARGUARD | 53rd | United States | Florida | Alachua | Gainesville | 32609 | 0.825 | 0.805
192735 | 12B41 | Lakeland Readiness Center | 120NG | Florida National Guard | ARGUARD | Memorial | United States | Florida | Polk | Lakeland | 33801 | 0.825 | 0.805
192736 | 26L05 | Leased Recuiting Storefront FARMINGTON HILLS | 260NG | Michigan National Guard | ARGUARD | Haggerty | United States | Michigan | Oakland | Farmington Hills | 48331 | 1.035 | 1.055
192737 | 26L06 | Leased Recruiting Storefront LIVONIA | 260NG | Michigan National Guard | ARGUARD | Plymouth | United States | Michigan | Wayne | Livonia | 48150 | 1.03 | 1.06
192738 | 08B36 | Montrose CITA | 080NG | Colorado National Guard | ARGUARD |  | United States | Colorado | Montrose | Montrose | 81401 | 1.015 | 1
192739 | 51542 | MTC - ACUB | 51541 | Fort Pickett Training Center | ARGUARD | Military | United States | Virginia | Nottoway | Blackstone | 23824 | 0.88 | 0.85
192740 | 39358 | Rickenbacker/AAFES | 390NG | Ohio National Guard | ARGUARD | 2nd | United States | Ohio | Franklin | Columbus | 43217 | 0.925 | 0.9195
192741 | 51A13 | VIRGINIA BEACH SFRO | 510NG | Virginia National Guard | ARGUARD | VIRGINIA BEACH | United States | Virginia | Virginia Beach (City) | Virginia Beach | 23452 | 0.98 | 0.94
192742 | 08A91 | Western Slope CITA | 080NG | Colorado National Guard | ARGUARD | Western Slope | United States | Colorado | Mesa | Grand Junction | 81501 | 1.015 | 1
192743 | 53R35 | STR FNT RECRUITING - LYNNWOOD | 530NG | Washington National Guard | ARGUARD | Alderwood Mall | United States | Washington | Snohomish | Lynnwood | 98036 | 1.085 | 1.095
192744 | 56A67 | Laramie Recruiting | 560NG | Wyoming National Guard | ARGUARD | Grand | United States | Wyoming | Albany | Laramie | 82070-5208 | 1.045 | 1.035
192745 | N61014-BE | BEALE AIR FORCE BASE | N61014 | NAVSUPPDET Monterey CA | NAVACT |  | United States | California | Yuba | Beale Afb | 95903 | 1.21 | 1.26
192746 | 825172 | 103 PLAMONDON DR SIMPSONVILLE | 70132 | Independent Duty Housing Program | USACE | PLAMONDON | United States | South Carolina | Greenville | Simpsonville | 29680 | 0.92 | 0.885
192747 | 825439 | 1078 WOODS END LANE FOREST | 70132 | Independent Duty Housing Program | USACE | WOODS END | United States | Virginia | Bedford | Forest | 24551 | 0.92 | 0.89
192748 | 825426 | 1177 WEATHERFORD CT AUBURN | 70132 | Independent Duty Housing Program | USACE | WEATHERFORD | United States | Alabama | Lee | Auburn | 36830 | 0.855 | 0.83
192749 | 825420 | 12620 SPOLETO AVE BAKERSFIELD | 70132 | Independent Duty Housing Program | USACE | SPOLETO | United States | California | Kern | Bakersfield | 93312 | 1.16 | 1.21
192750 | 825422 | 1350 CORY LN MANTECA | 70132 | Independent Duty Housing Program | USACE | CORY | United States | California | San Joaquin | Manteca | 95336 | 1.12 | 1.17
192751 | 825483 | 15502 WILDWOOD DRIVE CLIVE | 70132 | Independent Duty Housing Program | USACE | WILDWOOD | United States | Iowa | Polk | Clive | 50325 | 0.95 | 0.95
192752 | 825438 | 1600 PARKWOOD CIRCLE | 82387 | Joint Recruiting Program | USACE | PARKWOOD | United States | Georgia | DeKalb | Atlanta | 30339 | 0.83 | 0.8
192753 | 825446 | 2015 DORMAN DRIVE PORTSMOUTH | 70132 | Independent Duty Housing Program | USACE | DORMAN | United States | Ohio | Scioto | Portsmouth | 45662 | 0.925 | 0.9195
192754 | 825412 | 211 WALNUT STREET LAWRENCEBURG | 82387 | Joint Recruiting Program | USACE | WALNUT | United States | Indiana | Dearborn | Lawrenceburg | 47025 | 0.955 | 0.96
192755 | 825440 | 3006 HYDRUS DRIVE ORLANDO | 70132 | Independent Duty Housing Program | USACE | HYDRUS | United States | Florida | Orange | Orlando | 32828 | 0.825 | 0.805
192756 | 825390 | 3175 COMMERCIAL AVE NORTHBROOK | 82387 | Joint Recruiting Program | USACE | COMMERCIAL | United States | Illinois | Cook | Northbrook | 60062 | 1.18 | 1.25
192758 | 825164 | 3404 W SOUTHERN AVE PHOENIX | 82387 | Joint Recruiting Program | USACE | SOUTHERN | United States | Arizona | Maricopa | Phoenix | 85041 | 0.91 | 0.89
192759 | 825188 | 3923 COCONUT PALM DRIVE TAMPA | 82387 | Joint Recruiting Program | USACE | COCONUT PALM | United States | Florida | Hillsborough | Tampa | 33619 | 0.82 | 0.8
192760 | 825448 | 4307 CRICKET KNOLL BLOOMINGTON | 70132 | Independent Duty Housing Program | USACE | CRICKET | United States | Indiana | Monroe | Bloomington | 47401 | 0.955 | 0.96
192761 | 825447 | 4610 WOODFORD CIR BESSEMER | 70132 | Independent Duty Housing Program | USACE | WOODFORD | United States | Alabama | Jefferson | Bessemer | 35022 | 0.855 | 0.83
192762 | 825462 | 4633 CONNOLLY LANE PORTAGE | 70132 | Independent Duty Housing Program | USACE | CONNOLLY | United States | Michigan | Kalamazoo | Portage | 49024 | 1.035 | 1.055
192763 | 825432 | 4915 DIXIE HIGHWAY LOUISVILLE | 82387 | Joint Recruiting Program | USACE | DIXIE | United States | Kentucky | Jefferson | Louisville | 40216 | 0.87 | 0.87
192764 | 825165 | 5350 SOUTH ROSLYN STREET GREENWOOD VILLAGE | 82387 | Joint Recruiting Program | USACE | ROSLYN | United States | Colorado | Arapahoe | Greenwood Village | 80111 | 0.99 | 0.98
192765 | 825461 | 5435 HARTFORD DRIVE FORT WAYNE | 70132 | Independent Duty Housing Program | USACE | HARTFORD | United States | Indiana | Allen | Fort Wayne | 46835 | 0.955 | 0.96
192766 | 825457 | 58 ROSEWOOD AVE ASHEVILLE | 70132 | Independent Duty Housing Program | USACE | ROSEWOOD | United States | North Carolina | Buncombe | Asheville | 28801 | 0.885 | 0.855
192767 | 825482 | 7332 LUCKY CLOVER LANE KNOXVILLE | 70132 | Independent Duty Housing Program | USACE | LUCKY CLOVER | United States | Tennessee | Knox | Knoxville | 37931 | 0.835 | 0.82
192768 | 825391 | 780 NW GARDEN VALLEY BLVD ROSEBURG | 82387 | Joint Recruiting Program | USACE | GARDEN VALLEY | United States | Oregon | Douglas | Roseburg | 97471 | 1.12 | 1.145
192769 | M00681-GD | GLENDALE LICENSE | M00681 | MCB CAMP PENDLETON CA | MCACT | BETHANY HOME | United States | Arizona | Maricopa | Glendale | 85301 | 0.91 | 0.89
192770 | M00681-WW | WEST WIND DRIVE-IN | M00681 | MCB CAMP PENDLETON CA | MCACT | 55TH | United States | Arizona | Maricopa | Glendale | 85301 | 0.91 | 0.89
192771 | N32446-BH | BUCKS HARBOR | N32446 | NSY Portsmouth | NAVACT |  | United States | Maine | Washington | Bucks Harbor | 04655 | 1.02 | 1
192778 | 47G05 | Clarksville SFRO | 470NG | Tennessee National Guard | ARGUARD | Wilma Rudolph | United States | Tennessee | Montgomery | Clarksville | 37040 | 0.835 | 0.82
192779 | 26C85 | Lansing Hangar | 260NG | Michigan National Guard | ARGUARD | West Hangar Drive | United States | Michigan | Clinton | Lansing | 48906 | 1.035 | 1.055
192780 | 42F36 | WILKES-BARRE HWY 315 RC | 420NG | Pennsylvania National Guard | ARGUARD | HIGHWAY 315 S | United States | Pennsylvania | Luzerne | Wilkes Barre | 18702 | 1.065 | 1.105
192782 | 44317 | Burlingame Management Area | 440NG | Rhode Island National Guard | ARGUARD | Great Neck Road | United States | Rhode Island | Washington | Charlestown | 02813 | 1.155 | 1.195
192783 | 44C15 | George Washington Park | 440NG | Rhode Island National Guard | ARGUARD | Putnam Pike | United States | Rhode Island | Providence | Glocester | 02814 | 1.11 | 1.15
192784 | 44C25 | Great Swamp Management Area | 440NG | Rhode Island National Guard | ARGUARD | Great Neck Road | United States | Rhode Island | Washington | West Kingston | 02892 | 1.155 | 1.195
192785 | 53R99 | STR FNT RECRUITING - VANCOUVER | 530NG | Washington National Guard | ARGUARD | Fourth Plain | United States | Washington | Clark | Vancouver | 98662 | 1.085 | 1.095
192786 | M00681-0003 | MOUNTAIN GATE | M00681 | MCB CAMP PENDLETON CA | MCACT |  | United States | California | San Diego | Escondido | 92026 | 1.05 | 1.08
192788 | 54C07 | Bluefield State College | 540NG | West Virginia National Guard | ARGUARD | Rock | United States | West Virginia | Mercer | Bluefield | 24701 | 1.04 | 1.05
192789 | 54C08 | Potomac State College | 540NG | West Virginia National Guard | ARGUARD | Mineral | United States | West Virginia | Mineral | Keyser | 26726 | 1.02 | 1.03
192790 | 54C09 | Highlands Town Center Recruiting Station | 540NG | West Virginia National Guard | ARGUARD | Wharton's | United States | West Virginia | Ohio | Triadelphia | 26059 | 1.02 | 1.03
192792 | 47G48 | ANTIOCH STOREFRONT | 470NG | Tennessee National Guard | ARGUARD |  | United States | Tennessee | Davidson | Antioch | 37013 | 0.835 | 0.82
192793 | 27B51 | LUVERNE | 270NG | Minnesota National Guard | ARGUARD | Mayes | United States | Minnesota | Rock | Luverne | 56156 | 1.085 | 1.12
192794 | 38A47 | Devils Lake Storefront Recruiting Office | 380NG | North Dakota National Guard | ARGUARD | Highway 2 | United States | North Dakota | Ramsey | Devils Lake | 58301 | 1.09 | 1.09
192795 | 825459 | 1006 MASACHUSETTS STREET LAWRENCE | 82387 | Joint Recruiting Program | USACE | MASSACHUSETTS | United States | Kansas | Douglas | Lawrence | 66044 | 1.005 | 1.025
192796 | 825516 | 1062 BARNES ROAD WALLINGFORD | 82387 | Joint Recruiting Program | USACE | BARNES | United States | Connecticut | New Haven | Wallingford | 06492 | 1.165 | 1.205
192797 | 825581 | 1063 CAROWAY BLVD GAHANNA | 70132 | Independent Duty Housing Program | USACE | CAROWAY | United States | Ohio | Franklin | Gahanna | 43230 | 0.925 | 0.9195
192798 | 825599 | 10791 S PINE GROVE WAY SOUTH JORDAN | 70132 | Independent Duty Housing Program | USACE | PINE GROVE | United States | Utah | Salt Lake | South Jordan | 84095 | 1.03 | 0.99
192799 | 825680 | 1116 FORREST GLEN CV TUPELO | 70132 | Independent Duty Housing Program | USACE | FOREST GLEN | United States | Mississippi | Lee | Tupelo | 38801 | 0.9 | 0.86
1928 | GHUY0001 | FRANCIS E WARREN AF MISSILE SITE I7 SITE # 1 | GHLN | F E WARREN AFB | AFACT | 37375 County Road 71 | United States | Colorado | Logan | Padroni | 80747 | 1.015 | 1
192800 | 825570 | 113 BEAUCHAMP LANE LAFAYETTE | 70132 | Independent Duty Housing Program | USACE | Beauchamp | United States | Louisiana | Lafayette | Lafayette | 70506 | 0.855 | 0.825
192801 | 825664 | 1308 SALEM CROSSING KERNERSVILLE | 70132 | Independent Duty Housing Program | USACE | SALEM | United States | North Carolina | Forsyth | Kernersville | 27284 | 0.885 | 0.855
192802 | 825630 | 1407 KIDD DRIVE TYLER | 70132 | Independent Duty Housing Program | USACE | KIDD | United States | Texas | Smith | Tyler | 75703 | 0.865 | 0.84
192803 | 825591 | 1495 RINCON DRIVE SPARKS | 70132 | Independent Duty Housing Program | USACE | RINCON | United States | Nevada | Washoe | Sparks | 89436 | 1.18 | 1.2
192804 | 825493 | 1919 LUNENBURG DRIVE OFALLON | 70132 | Independent Duty Housing Program | USACE | LUNENBURG | United States | Missouri | ST CHARLES | O Fallon | 63367 | 0.985 | 1.005
192805 | 825600 | 1920 GLENKIRK DRIVE BURLINGTON | 70132 | Independent Duty Housing Program | USACE | GLENKIRK | United States | North Carolina | Alamance | Burlington | 27215 | 0.885 | 0.855
192806 | 825609 | 195 S CRANBERRY STREET BOLINGBROOK | 70132 | Independent Duty Housing Program | USACE | CRANBERRY | United States | Illinois | Will | Bolingbrook | 60490 | 1.03 | 1.045
192807 | 825702 | 207 BLASTED ROCK RD AUBURN | 70132 | Independent Duty Housing Program | USACE | Blasted Rock | United States | Alabama | Lee | Auburn | 36830 | 0.855 | 0.83
192808 | 825510 | 235 FINLEY HILL CT SIMPSONVILLE | 70132 | Independent Duty Housing Program | USACE | FINLEY HILL | United States | South Carolina | Greenville | Simpsonville | 29681 | 0.92 | 0.885
192809 | 825708 | 2402 GLENDALE BOULEVARD VALPARAISO | 70132 | Independent Duty Housing Program | USACE | Glendale | United States | Indiana | Porter | Valparaiso | 46383 | 0.955 | 0.96
192810 | 825527 | 252 PINE HOLLOW DR CIRCLE PINES | 70132 | Independent Duty Housing Program | USACE | PINE HOLLOW | United States | Minnesota | Anoka | Circle Pines | 55014 | 1.085 | 1.12
192811 | 825490 | 2525 WAUKEGAN RD BANNOCKBURN | 82387 | Joint Recruiting Program | USACE | WAUKEGAN | United States | Illinois | Lake | Bannockburn | 60015 | 1.18 | 1.25
192812 | 825602 | 2603 BURGDORF WAY MERIDIAN | 70132 | Independent Duty Housing Program | USACE | BURGDORF | United States | Idaho | Ada | Meridian | 83642 | 0.99 | 0.98
192813 | 825405 | 2959 N ROCK ROAD WICHITA | 82387 | Joint Recruiting Program | USACE | ROCK | United States | Kansas | Sedgwick | Wichita | 67206 | 0.96 | 0.98
192814 | 825500 | 310 W RIVERVIEW AVENUE YAKIMA | 70132 | Independent Duty Housing Program | USACE | RIVERVIEW | United States | Washington | Yakima | Yakima | 98908 | 1.09 | 1.1
192815 | 825539 | 4042 CINNABAR MERCED | 70132 | Independent Duty Housing Program | USACE | CINNABAR | United States | California | Merced | Merced | 95348 | 1.24 | 1.28
192816 | 825577 | 425 LAGOON DRIVE OVIEDO | 70132 | Independent Duty Housing Program | USACE | LAGOON | United States | Florida | Seminole | Oviedo | 32765 | 0.825 | 0.805
192818 | 825711 | 500 PARIS LANE HOFFMAN ESTATES | 70132 | Independent Duty Housing Program | USACE | PARIS | United States | Illinois | Cook | Hoffman Estates | 60194 | 1.18 | 1.25
192819 | 825545 | 6554 FALLON LANE CANAL WINCHESTER | 70132 | Independent Duty Housing Program | USACE | Fallon | United States | Ohio | Franklin | Canal Winchester | 43110 | 0.925 | 0.9195
192820 | 825552 | 701 CLINTON PARKWAY CLINTON | 82387 | Joint Recruiting Program | USACE | CLINTON | United States | Mississippi | Hinds | Clinton | 39056 | 0.9 | 0.86
192821 | 825434 | 75669 SYLVIA DRIVE COVINGTON | 70132 | Independent Duty Housing Program | USACE | SYLVIA | United States | Louisiana | ST TAMMANY | Covington | 70435 | 0.855 | 0.825
192822 | 825547 | 400 EASTERN BLVD MONTGOMERY | 82387 | Joint Recruiting Program | USACE | EASTERN | United States | Alabama | Montgomery | Montgomery | 36117 | 0.87 | 0.85
192823 | 825619 | 3915 S WALNUT HILL SPRINGFIELD | 70132 | Independent Duty Housing Program | USACE | WALNUT | United States | Missouri | Greene | Springfield | 65807 | 0.985 | 1.005
192824 | 825660 | 8307 THYME CIRCLE LIVERPOOL | 70132 | Independent Duty Housing Program | USACE | THYME | United States | New York | Onondaga | Liverpool | 13090 | 1.06 | 1.075
192825 | 825607 | 3193 SCOTTISH TRACE LEXINGTON | 70132 | Independent Duty Housing Program | USACE | SCOTTISH | United States | Kentucky | Fayette | Lexington | 40509 | 0.87 | 0.87
192826 | 825622 | 3222 TICONDEROGA DRIVE BROWNSVILLE | 70132 | Independent Duty Housing Program | USACE | TICONDEROGA | United States | Texas | Cameron | Brownsville | 78526 | 0.865 | 0.84
192827 | 825596 | 3480 RIVERS EDGE DRIVE SAINT JOSEPH | 70132 | Independent Duty Housing Program | USACE | River's Edge | United States | Michigan | Berrien | St. Joseph | 49085 | 1.035 | 1.055
192828 | 825628 | 3509 PIKE CIR N FORT COLLINS | 70132 | Independent Duty Housing Program | USACE | PIKE | United States | Colorado | Larimer | Fort Collins | 80525 | 1.015 | 1
192829 | 27135 | St Cloud Store Front | 270NG | Minnesota National Guard | ARGUARD | 5th | United States | Minnesota | Stearns | St. Cloud | 56301 | 1.085 | 1.12
192830 | 08ZZ1 | Craig National Guard Training Site | 080NG | Colorado National Guard | ARGUARD |  | United States | Colorado | Moffat | Craig | 81625 | 1.015 | 1
192831 | 08ZZ2 | Delta Range | 080NG | Colorado National Guard | ARGUARD |  | United States | Colorado | Delta | Delta | 81416 | 1.015 | 1
192832 | N60508-SX | SITE X | N60508 | NAS Whiting Field, Milton FL | NAVACT | ARD FIELD | United States | Florida | Escambia | Unknown | 32565 | 0.81 | 0.78
192834 | 825720 | 1021 MARTIN BENCH CT WAKE FOREST | 70132 | Independent Duty Housing Program | USACE | Martin Bench | United States | North Carolina | Franklin | Unknown | 27587 | 0.885 | 0.855
192835 | 825528 | 10306 NW PRAIRIE ROAD KANSAS CITY | 82387 | Joint Recruiting Program | USACE | PRAIRIE | United States | Missouri | Platte | Kansas City | 64153 | 0.95 | 0.97
192836 | 825544 | 1111 N QUINCY AVE SUITE 120 OTTUMWA | 82387 | Joint Recruiting Program | USACE | QUINCY | United States | Iowa | Wapello | Ottumwa | 52501 | 1.01 | 1.01
192837 | 825502 | 1203 N 40TH YAKIMA | 82387 | Joint Recruiting Program | USACE | 40TH | United States | Washington | Yakima | Yakima | 98908 | 1.09 | 1.1
192838 | 825727 | 12215 N 131ST E AVE COLLINSVILLE | 70132 | Independent Duty Housing Program | USACE | 131st E | United States | Oklahoma | Washington | Unknown | 74021 | 0.875 | 0.85
192839 | 825511 | 1227 E AUSTIN NEVADA | 82387 | Joint Recruiting Program | USACE | AUSTIN | United States | Missouri | Vernon | Nevada | 64772 | 0.985 | 1.005
192840 | 825719 | 2055 VICTORIA FALLS DR ORLANDO | 70132 | Independent Duty Housing Program | USACE | Victoria Falls | United States | Florida | Orange | Orlando | 32832 | 0.825 | 0.805
192841 | 825086 | 2845 EAST OVERLAND RD MERIDIAN | 82387 | Joint Recruiting Program | USACE | OVERLAND | United States | Idaho | Ada | Meridian | 83642 | 0.99 | 0.98
192842 | 825662 | 3 HORTON PLACE TOPSHAM | 82387 | Joint Recruiting Program | USACE | HORTON | United States | Maine | Sagadahoc | Topsham | 04086 | 1.02 | 1
192843 | 825629 | 3920 E MARKET STREET LOGANSPORT | 82387 | Joint Recruiting Program | USACE | MARKET | United States | Indiana | Cass | Logansport | 46947 | 0.97 | 0.98
192844 | 16R10 | Hayden SFRO | 160NG | Idaho National Guard | ARGUARD | West Prairie Shopping Center | United States | Idaho | Kootenai | Hayden | 83835 | 1.055 | 1.045
192845 | 825567 | 4646 N ILLINOIS STREET FAIRVIEW HEIGHTS | 82387 | Joint Recruiting Program | USACE | ILLINOIS | United States | Illinois | ST CLAIR | Fairview Heights | 62208 | 1.08 | 1.1
192846 | 825635 | 940 BOSTON PROVIDENCE TURNPIKE NORWOOD | 82387 | Joint Recruiting Program | USACE | BOSTON PROVIDENCE | United States | Massachusetts | Norfolk | Norwood | 02062 | 1.165 | 1.215
192847 | 825574 | 906 FIREBRANCH TRAIL AUSTIN | 70132 | Independent Duty Housing Program | USACE | Firebranch | United States | Texas | Travis | Austin | 78748 | 0.865 | 0.84
192848 | 825486 | 835 23RD AVENUE EAST WEST FARGO | 82387 | Joint Recruiting Program | USACE | 23RD | United States | North Dakota | Cass | West Fargo | 58078 | 1.09 | 1.09
192849 | 825718 | 50 S MAIN ST AKRON | 82387 | Joint Recruiting Program | USACE | MAIN | United States | Ohio | Summit | Akron | 44308 | 0.925 | 0.9195
192850 | 825673 | 700 QUAKER LANE WEST HARTFORD | 82387 | Joint Recruiting Program | USACE | QUAKER | United States | Connecticut | Hartford | West Hartford | 06110 | 1.165 | 1.205
192851 | 49B71 | STORE FRONT RECRUITING - OGDEN | 490NG | Utah National Guard | ARGUARD | Kiesel | United States | Utah | Weber | Ogden | 84401 | 1.03 | 1
192852 | 21C31 | Somerset Readiness Center | 210NG | Kentucky National Guard | ARGUARD | KY Highway 1317 | United States | Kentucky | Pulaski | Somerset | 42501 | 0.87 | 0.87
192853 | 53010 | TRI-CITIES | 530NG | Washington National Guard | ARGUARD | TBA1 | United States | Washington | Franklin | Pasco | 99301 | 1.085 | 1.095
192854 | 53700 | SW REGIONAL | 530NG | Washington National Guard | ARGUARD | TBA1 | United States | Washington | Cowlitz | Longview | 98632 | 1.085 | 1.095
192855 | 53800 | WHATCOM COUNTY | 530NG | Washington National Guard | ARGUARD | TBA1 | United States | Washington | Whatcom | Bellingham | 98225 | 1.085 | 1.095
192856 | 53500 | BUCKLEY/ENUMCLAW | 530NG | Washington National Guard | ARGUARD | TBA1 | United States | Washington | King | Unknown | 98321 | 1.12 | 1.14
192857 | 53131 | Ellensburg | 530NG | Washington National Guard | ARGUARD | TBA1 | United States | Washington | Kittitas | Ellensburg | 98926 | 1.085 | 1.095
192858 | 12B06 | Gainesville 39th Ave | 120NG | Florida National Guard | ARGUARD | 39th | United States | Florida | Alachua | Gainesville | 32609 | 0.825 | 0.805
192859 | 12D55 | SFRO Lincoln Gardens | 120NG | Florida National Guard | ARGUARD | Busch | United States | Florida | Hillsborough | Tampa | 33618 | 0.82 | 0.8
192860 | 12D60 | GATES OF PARK R&R/ORANGE PARK | 120NG | Florida National Guard | ARGUARD | Park | United States | Florida | Duval | Jacksonville | 32073 | 0.8 | 0.78
192861 | 28021 | Carthage | 280NG | Mississippi National Guard | ARGUARD | Red Water | United States | Mississippi | Leake | Carthage | 39051 | 0.9 | 0.86
192862 | 02940 | Anchorage SFRO | 020NG | Alaska National Guard | ARGUARD | Mountain View | United States | Alaska | Anchorage | Anchorage | 99501 | 1.96 | 1.95
192863 | 36448 | Mattydale | 42560 | 99th Readiness Division | ARRES | Townline | United States | New York | Onondaga | Syracuse | 13211 | 1.06 | 1.075
192864 | 53A00 | SEDRO WOOLLEY (NEW) | 530NG | Washington National Guard | ARGUARD |  | United States | Washington | Skagit | Sedro Woolley | 98284 | 1.085 | 1.095
192865 | 02129 | Anchorage Store Front | 020NG | Alaska National Guard | ARGUARD | Mountain View Dr | United States | Alaska | Anchorage | Anchorage | 99501 | 1.96 | 1.95
192866 | 55B71 | Mauston TBA Site | 550NG | Wisconsin National Guard | ARGUARD | Unknown | United States | Wisconsin | Juneau | Mauston | 53948 | 1.085 | 1.12
192867 | 55A16 | Appleton SFRO | 550NG | Wisconsin National Guard | ARGUARD | Prospect | United States | Wisconsin | Outagamie | Appleton | 54911 | 1.085 | 1.12
192868 | 537Z1 | Test Site 20190426a | 530NG | Washington National Guard | ARGUARD | TBA1 | United States | Washington | Cowlitz | Longview | 98632 | 1.085 | 1.095
192870 | VALC1 | THE HALLMARK BUILDING | WHS01 | WASHINGTON HEADQUARTERS | WHS | PARK CENTER | United States | Virginia | Fairfax | Herndon | 20171 | 1.08 | 1.08
192872 | 26A87 | DUNDEE | 260NG | Michigan National Guard | ARGUARD | Circle Seven | United States | Michigan | Monroe | Dundee | 48131 | 1.035 | 1.055
192873 | 40L37 | South Tulsa Storefront | 400NG | Oklahoma National Guard | ARGUARD | Regal Court | United States | Oklahoma | Tulsa | Tulsa | 74133 | 0.875 | 0.85
192874 | 42B66 | GREENSBURG STORE FRONT RECRUITING OFFICE | 420NG | Pennsylvania National Guard | ARGUARD | US 30 | United States | Pennsylvania | Westmoreland | Greensburg | 15601 | 1.065 | 1.105
192875 | 42D63 | PHILADELPHIA ARAMINGO STORE FRONT RECRUITING OFFICE | 420NG | Pennsylvania National Guard | ARGUARD | ARAMINGO | United States | Pennsylvania | Philadelphia | Philadelphia | 19134 | 1.14 | 1.21
192876 | 20E03 | Overland Park Str Frnt Recruiter | 200NG | Kansas National Guard | ARGUARD | Quivira | United States | Kansas | Johnson | Overland Park | 66210 | 1.005 | 1.025
192877 | 29B42 | Kansas City North | 290NG | Missouri National Guard | ARGUARD | TBD | United States | Missouri | Clay | Kansas City | 64119 | 0.95 | 0.97
192878 | 29C64 | St Charles | 290NG | Missouri National Guard | ARGUARD |  | United States | Missouri | St Charles | St. Charles | 63303 | 0.985 | 1.005
192882 | 20E04 | Fort Hays State Str Fnt Recruiter | 200NG | Kansas National Guard | ARGUARD | College | United States | Kansas | Ellis | Hays | 67601 | 1.005 | 1.025
192883 | 04B43 | West Valley Readiness Center | 040NG | Arizona National Guard | ARGUARD | To Be Determined | United States | Arizona | Maricopa | Surprise | 85387 | 0.91 | 0.89
192884 | N62604-LR | STENNIS LASER RANGE | N62604 | CBC GULFPORT MS | NAVACT | T12 XXXX | United States | Mississippi | Hancock | Bay St Louis | 39529 | 0.91 | 0.87
192885 | 825730 | 10607 WELLINGTON LANE NORTH HOWARD LAKE | 70132 | Independent Duty Housing Program | USACE | WELLINGTON | United States | Minnesota | Wright | Howard Lake | 55349 | 1.085 | 1.12
192886 | 825725 | 1422 PORTO BELLO AVENUE SEDRO WOOLLEY | 70132 | Independent Duty Housing Program | USACE | PORTO BELLO | United States | Washington | Skagit | Sedro Woolley | 98284 | 1.085 | 1.095
192887 | 37735 | 1806 HILLSBOROUGH STREET RALEIGH | 82387 | Joint Recruiting Program | USACE | HILLSBOROUGH | United States | North Carolina | Wake | Raleigh | 27605 | 0.885 | 0.855
192888 | 37337 | CROSSROADS BOULEVARD CARY | 82387 | Joint Recruiting Program | USACE | CROSSROADS | United States | North Carolina | Wake | Cary | 27518 | 0.885 | 0.855
192889 | 825740 | 25287 HITCH RAIL LANE MENIFEE | 70132 | Independent Duty Housing Program | USACE | HITCH RAIL | United States | California | Riverside | Menifee | 92584 | 1.08 | 1.12
192890 | 825746 | 2602 TIMBERWOOD DRIVE FORT COLLINS | 70132 | Independent Duty Housing Program | USACE | TIMBERWOOD | United States | Colorado | Larimer | Fort Collins | 80528 | 1.015 | 1
192891 | 06069 | 320 E H ST CHULA VISTA | 82387 | Joint Recruiting Program | USACE | E H | United States | California | San Diego | Chula Vista | 91910 | 1.05 | 1.08
192892 | 825728 | 5221 WEST CHURCHILL LANE BROWN DEER | 70132 | Independent Duty Housing Program | USACE | CHURCHILL | United States | Wisconsin | Milwaukee | Brown Deer | 53223 | 1.09 | 1.13
192893 | 825738 | 5737 SPANISH BAY COURT SPARKS | 70132 | Independent Duty Housing Program | USACE | SPANISH BAY | United States | Nevada | Washoe | Sparks | 89436 | 1.18 | 1.2
192894 | 825724 | 6833 KELSEY CT MISSOULA | 70132 | Independent Duty Housing Program | USACE | KELSEY | United States | Missouri | Unknown | Unknown | 59803 | 0.985 | 1.005
192895 | 825747 | 733 ELK MOUNTAIN DRIVE WINDSOR | 70132 | Independent Duty Housing Program | USACE | ELK MOUNTAIN | United States | Colorado | Weld | Windsor | 80550 | 1.015 | 1
192896 | 825729 | 905 SUMMER MEADOWS COURT SEDRO WOOLLEY | 70132 | Independent Duty Housing Program | USACE | SUMMER MEADOWS | United States | Washington | Skagit | Sedro Woolley | 98284 | 1.085 | 1.095
192897 | 4596B | Savannah River Site Training Site | 450NG | South Carolina National Guard | ARGUARD | Laurens | United States | South Carolina | Aiken | Aiken | 29802 | 0.92 | 0.885
192898 | 12D65 | SFRO Gainesville 97th Blvd | 120NG | Florida National Guard | ARGUARD | 97th | United States | Florida | Alachua | Gainesville | 32606 | 0.825 | 0.805
192899 | 42B41 | PROPOSED ERIE READINESS CENTER | 420NG | Pennsylvania National Guard | ARGUARD | TBD | United States | Pennsylvania | Erie | Erie | 16501 | 1.065 | 1.105
1929 | GHUZ0001 | FRANCIS E WARREN AF MISSILE SITE I8 SITE # 1 | GHLN | F E WARREN AFB | AFACT | 36375 County Road 61 | United States | Colorado | Logan | Peetz | 80747 | 1.015 | 1
192900 | M60169-0021 | ALTAMA | M60169 | MCAS BEAUFORT SC | MCACT |  | United States | Georgia | Glynn | Brunswick |  | 0.99 | 0.95
192901 | M60169-0022 | BBT BRADLEY COX | M60169 | MCAS BEAUFORT SC | MCACT |  | United States | Georgia | Mcintosh | Townsend | 31331 | 0.99 | 0.95
192902 | M60169-0023 | COOSAW FARM NORTH | M60169 | MCAS BEAUFORT SC | MCACT |  | United States | South Carolina | Beaufort | Beaufort | 29940 | 1.03 | 1
192903 | M60169-0024 | COOSAW FARM NORTH | M60169 | MCAS BEAUFORT SC | MCACT |  | United States | South Carolina | Beaufort | Beaufort | 29940 | 1.03 | 1
192904 | M60169-0025 | HARVEY WEST | M60169 | MCAS BEAUFORT SC | MCACT |  | United States | South Carolina | Beaufort | Beaufort | 29906 | 1.03 | 1
192905 | M62974-GM | GLAMIS MESQUITE RAIL YARD | M62974 | MCAS YUMA AZ | MCACT | HIGHWAY 78 | United States | California | Imperial | Glamis | 92227 | 1.11 | 1.15
192906 | N68436-KT | KETCHIKAN CRG ONE | N68436 | NAVAL BASE KITSAP BREMERTON WA | NAVACT | MUD BAY | United States | Alaska | Ketchikan Gateway | Ketchikan | 99901 | 2.025 | 2.015
192907 | N61152-SM | STEVENSVILLE MARYLAND | N61152 | NAVSUPPACT ANNAPOLIS | NAVACT | AIRPORT | United States | Maryland | Queen Anne'S | Stevensville | 21666 | 1.005 | 1
192908 | N61007-TT | NSWCDET TITUSVILLE | N61007 | NAVAL SUPPORT ACTIVITY ORLANDO | NAVACT | SOUTH WASHINGTON AVENUE | United States | Florida | Brevard | Titusville | 32780 | 0.78 | 0.75
192909 | N50092-CL | CORPORATE LANE | N50092 | JNTEXPBASE LITTLE CREEK FS VA | NAVACT | CORPORATE | United States | Virginia | Chesapeake(City) | Chesapeake | 23320 | 1 | 0.96
192910 | N50092-MH | MOREHEAD CITY | N50092 | JNTEXPBASE LITTLE CREEK FS VA | NAVACT | ARENDELL ST | United States | North Carolina | Carteret | Morehead City | 28557 | 1.03 | 1
192911 | N32446-DW | DANIEL WEBSTER APT | N32446 | NSY PORTSMOUTH | NAVACT | DANIEL WEBSTER HIGHWAY | United States | New Hampshire | Hillsborough | Merrimack | 03054 | 1.075 | 1.075
192914 | N47608-RT | REEDVILLE TOWER | N47608 | NAVAL AIR STATION PATUXENT RIVER | NAVACT |  | United States | Virginia | Northumberland | Reedville | 22432 | 0.92 | 0.89
192915 | N69213-JC | JERSEY CITY ROOFTOP | N69213 | NAVAL WEAPONS STATION EARLE NJ | NAVACT | NEWARK | United States | New Jersey | Hudson | Jersey City | 07306 | 1.165 | 1.235
192916 | N32446-MV | MIT VAULT CAMBRIDGE | N32446 | NSY PORTSMOUTH | NAVACT | MASSACHUSETTS | United States | Massachusetts | Middlesex | Cambridge | 01239 | 1.165 | 1.215
192917 | N00245-FF | FLEET AND FAMILY MC | N00245 | NAVBASE SAN DIEGO CA | NAVACT | CALLE FORTUNADA | United States | California | San Diego | San Diego | 92123 | 1.05 | 1.08
192918 | M67001-0016 | BEAR GARDEN CONSERVATION EASEMENT | M67001 | MCB CAMP LEJEUNE NC | MCACT |  | United States | North Carolina | Pender | Maple Hill | 28443 | 0.885 | 0.855
192919 | M60169-0027 | PULASKI SOUTH | M60169 | MCAS BEAUFORT SC | MCACT |  | United States | South Carolina | Beaufort | Beaufort | 29906 | 1.03 | 1
192920 | M60169-0030 | MORGAN LAKE SOUTH | M60169 | MCAS BEAUFORT SC | MCACT |  | United States | Georgia | Long | Ludowici | 31316 | 0.865 | 0.83
192921 | M60169-0029 | MORGAN LAKE NORTH | M60169 | MCAS BEAUFORT SC | MCACT |  | United States | Georgia | Long | Ludowici | 31316 | 0.865 | 0.83
192922 | M60169-0028 | MARSHVIEW | M60169 | MCAS BEAUFORT SC | MCACT | BAY | United States | South Carolina | Beaufort | Beaufort | 29902 | 1.03 | 1
192923 | M60169-0026 | HARVEY EAST | M60169 | MCAS BEAUFORT SC | MCACT |  | United States | South Carolina | Beaufort | Beaufort | 29906 | 1.03 | 1
192924 | 05340 | North Little Rock SFRO | 050NG | Arkansas National Guard | ARGUARD | Lakewood Village | United States | Arkansas | Pulaski | North Little Rock | 72116 | 0.83 | 0.8
192925 | 38B88 | Williston LTA | 380NG | North Dakota National Guard | ARGUARD | 119th | United States | North Dakota | Williams | Epping | 58843 | 1.09 | 1.09
192926 | 825756 | 11306 GUY STREET FISHERS | 70132 | Independent Duty Housing Program | USACE | GUY | United States | Indiana | Hamilton | Fishers | 46038 | 0.94 | 0.94
192927 | 825764 | 1200 N MOSSY OAK AVENUE SIOUX FALLS | 70132 | Independent Duty Housing Program | USACE | MOSSY OAK | United States | South Dakota | Minnehaha | Sioux Falls | 57110 | 0.96 | 0.94
192928 | 825578 | 1274 28TH STREET SW WYOMING | 82387 | Joint Recruiting Program | USACE | 28th | United States | Michigan | Kent | Wyoming | 49509 | 1.035 | 1.055
192929 | 825463 | 1307 MONMOUTH STREET NEWPORT | 82387 | Joint Recruiting Program | USACE | MONMOUTH | United States | Kentucky | Campbell | Newport | 41071 | 0.87 | 0.87
192930 | 825797 | 138 JEWEL BASIN CT BIGFORK | 70132 | Independent Duty Housing Program | USACE | JEWEL BASIN | United States | Montana | Flathead | Bigfork | 59911 | 1.1 | 1.08
192931 | 825499 | 1529 BYPASS ROAD WINCHESTER | 82387 | Joint Recruiting Program | USACE | BYPASS | United States | Kentucky | Clark | Winchester | 40931 | 0.87 | 0.87
192932 | 825532 | 1606 MILLER ST DIXON | 82387 | Joint Recruiting Program | USACE | MILLER | United States | Illinois | Lee | Dixon | 61021 | 1.03 | 1.045
192933 | 825779 | 251 GEORGE STREET WEST ST PAUL | 70132 | Independent Duty Housing Program | USACE | GEORGE | United States | Minnesota | Ramsey | St. Paul | 55107 | 1.06 | 1.11
192934 | 825554 | 44623 MOUND ROAD STERLING HEIGHTS | 82387 | Joint Recruiting Program | USACE | MOUND | United States | Michigan | Macomb | Sterling Heights | 48314 | 1.035 | 1.055
192935 | 825768 | 4834 LEATHER WAY BOISE | 70132 | Independent Duty Housing Program | USACE | LEATHER | United States | Idaho | Ada | Boise | 83713 | 0.99 | 0.98
192936 | 825774 | 4976 N 132ND ST BUTLER | 70132 | Independent Duty Housing Program | USACE | 132ND | United States | Wisconsin | Waukesha | Butler | 53007 | 1.085 | 1.12
192937 | 825506 | 5107 MONROE ST TOLEDO | 82387 | Joint Recruiting Program | USACE | MONROE | United States | Ohio | Lucas | Toledo | 43623 | 0.925 | 0.9195
192938 | 825392 | 600 CORPORATE POINTE SUITE 1020 CULVER CITY | 82387 | Joint Recruiting Program | USACE | CORPORATE POINTE | United States | California | Los Angeles | Culver City | 90230 | 1.02 | 1.06
192939 | 04140 | Scottsdale AZ AZ036 | 06510 | 63rd Readiness Division | ARRES | E McDowell | United States | Arizona | Maricopa | Scottsdale | 85287 | 0.91 | 0.89
192940 | 48124 | Boyle Memorial TX058 | 06510 | 63rd Readiness Division | ARRES | Clarksville | United States | Texas | Lamar | Paris | 75460 | 0.865 | 0.84
192941 | 48307 | Edinburg ARC | 06510 | 63rd Readiness Division | ARRES | Farm to Market Road (FM) 490 and HWY 281 | United States | Texas | Hidalgo | Edinburg | 78540 | 0.865 | 0.84
192942 | 05796 | Ft Chaffee AR068 Lease | 06510 | 63rd Readiness Division | ARRES | Building | United States | Arkansas | Sebastian | Fort Chaffee | 72916 | 0.845 | 0.82
192943 | 04752 | Phoenix | 06510 | 63rd Readiness Division | ARRES | 55th | United States | Arizona | Maricopa | Mesa | 85080 | 0.91 | 0.89
192944 | 55337 | Proposed MILCON for West Bend WI | 27864 | 88th Readiness Division | ARRES | Something | United States | Wisconsin | Washington | West Bend | 53095 | 1.085 | 1.12
192945 | 56A71 | Lovell Complex | 560NG | Wyoming National Guard | ARGUARD | US Highway 310. | United States | Wyoming | Big Horn | Lovell | 82431 | 1.045 | 1.035
192946 | 29339 | Independence MO Swing Space MO090 | 27864 | 88th Readiness Division | ARRES | E. US Hwy 24 | United States | Missouri | Jackson | Independence | 64056 | 0.99 | 1.02
192947 | 31C40 | West Omaha SFRO | 310NG | Nebraska National Guard | ARGUARD | 168th | United States | Nebraska | Douglas | Omaha | 68130-2210 | 0.92 | 0.91
192948 | VDYD0002 | St Elizabeths OBGYN Clinic | VDYD | SCOTT AFB | AFACT |  | United States | Illinois | St Clair | O Fallon |  | 1.08 | 1.1
192949 | FXBM0004 | Baker Communication Site | FXBM | ELLSWORTH AFB | AFACT |  | United States | Montana | Sheridan | Plentywood |  | 1.1 | 1.08
192950 | 18C41 | Atlanta Readiness Center | 180NG | Indiana National Guard | ARGUARD | East 276th Street | United States | Indiana | Hamilton | Atlanta | 46031 | 0.94 | 0.94
192951 | 30L01 | BILLINGS HANGAR | 300NG | Montana National Guard | ARGUARD | A J | United States | Montana | Yellowstone | Billings | 59106 | 1.1 | 1.08
192952 | 49A44 | FILLMORE READINESS CENTER | 490NG | Utah National Guard | ARGUARD | 200 SOUTH | United States | Utah | Millard | Fillmore | 84631 | 1.03 | 0.995
192953 | 16A23 | Cantonment ACP | 16A25 | Orchard Range | ARGUARD | E Orchard Ranch Rd | United States | Idaho | Ada | Boise | 83716 | 0.99 | 0.98
192956 | 825523 | 1020 SOUTH WASHINGTON STREET GRAND FORKS | 82387 | Joint Recruiting Program | USACE | WASHINGTON | United States | North Dakota | Grand Forks | Grand Forks | 58201 | 1.03 | 1.03
192957 | 825798 | 1107 S EAST ST APPLETON | 70132 | Independent Duty Housing Program | USACE | EAST | United States | Wisconsin | Outagamie | Appleton | 54915 | 1.085 | 1.12
192958 | 825556 | 1115 INDEPENDENCE BLVD VIRGINIA BEACH | 82387 | Joint Recruiting Program | USACE | INDEPENDENCE | United States | Virginia | Virginia Beach (City) | Virginia Beach | 23455 | 0.98 | 0.94
192959 | 825450 | 121 WEST DEBBIE LANE MANSFIELD | 82387 | Joint Recruiting Program | USACE | DEBBIE | United States | Texas | Tarrant | Mansfield | 76063 | 0.83 | 0.82
192960 | 825472 | 13801 RIVERPORT DRIVE LAKE WEST MARYLAND HEIGHTS | 82387 | Joint Recruiting Program | USACE | RIVERPORT LAKE | United States | Missouri | St Louis | Maryland Heights | 63043 | 0.985 | 1.005
192961 | 825773 | 1906 ROUTE 6 CARMEL | 82387 | Joint Recruiting Program | USACE | 6 | United States | New York | Putnam | Carmel | 10512 | 1.06 | 1.075
192962 | 825541 | 220 PAVILIONS PLACE BRIGHTON | 82387 | Joint Recruiting Program | USACE | PAVILIONS | United States | Colorado | Adams | Brighton | 80601 | 0.99 | 0.98
192963 | 825518 | 1522 DOGWOOD DR CONYERS | 82387 | Joint Recruiting Program | USACE | DOGWOOD | United States | Georgia | Rockdale | Conyers | 30013 | 0.865 | 0.83
192964 | 825800 | 2219 PAUL BUNYAN DRIVE BEMIDJI | 82387 | Joint Recruiting Program | USACE | PAUL BUNYAN | United States | Minnesota | Beltrami | Bemidji | 56601 | 1.085 | 1.12
192965 | 825717 | 2702 BIG HORN AVENUE CODY | 82387 | Joint Recruiting Program | USACE | BIG HORN | United States | Wyoming | Washakie | Unknown | 82414 | 1.045 | 1.035
192966 | 825436 | 2909 JAMES L REDMAN PKWY PLANT CITY | 82387 | Joint Recruiting Program | USACE | JAMES L REDMAN | United States | Florida | Hillsborough | Plant City | 33566 | 0.82 | 0.8
192967 | 825549 | 2941 WEST US HWY 90 LAKE CITY | 82387 | Joint Recruiting Program | USACE | US 90 | United States | Florida | Columbia | Lake City | 32055 | 0.825 | 0.805
192968 | 825734 | 3526 SHELDON DRIVE PEARLAND | 70132 | Independent Duty Housing Program | USACE | SHELDON | United States | Texas | Brazoria | Pearland | 77584 | 0.865 | 0.84
192969 | 825576 | 600 MEIJER DRIVE FLORENCE | 82387 | Joint Recruiting Program | USACE | MEIJER | United States | Kentucky | Boone | Florence | 41042 | 0.87 | 0.87
192970 | 825643 | 39 EASTERN BLVD CANANDAIGUA | 82387 | Joint Recruiting Program | USACE | EASTERN | United States | New York | Ontario | Canandaigua | 14424 | 1.06 | 1.075
192971 | 825656 | 7965 NORTH HIGH STREET WORTHINGTON | 82387 | Joint Recruiting Program | USACE | HIGH | United States | Ohio | Franklin | Columbus | 43085 | 0.925 | 0.9195
192972 | 825503 | 972 14TH LANE VERO BEACH | 82387 | Joint Recruiting Program | USACE | 14TH | United States | Florida | Indian River | Vero Beach | 32960 | 0.825 | 0.805
192973 | 825562 | 5620 NORTH EDGEWOOD DRIVE BAXTER | 82387 | Joint Recruiting Program | USACE | EDGEWOOD | United States | Minnesota | Crow Wing | Baxter | 56425 | 1.085 | 1.12
192974 | 825826 | 4107 ELMWOOD AVE WINDY HILLS | 70132 | Independent Duty Housing Program | USACE | ELMWOOD | United States | Kentucky | Jefferson | Windy Hills | 40207 | 0.87 | 0.87
192975 | 825585 | 5500 TRUMAN MARKET DRIVE GRANDVIEW | 82387 | Joint Recruiting Program | USACE | TRUMAN MARKET | United States | Missouri | Jackson | Grandview | 64030 | 0.99 | 1.02
192976 | 825501 | 5235 HIGH CROSSING BLVD MADISON | 82387 | Joint Recruiting Program | USACE | HIGH CROSSING | United States | Wisconsin | Dane | Madison | 53718 | 1.08 | 1.11
192977 | 825520 | 4795 JIMMY LEE SMITH PARKWAY HIRAM | 82387 | Joint Recruiting Program | USACE | JIMMY LEE SMITH | United States | Georgia | Paulding | Hiram | 30141 | 0.865 | 0.83
192978 | 825560 | 41750 WEST 10 MILE ROAD NOVI | 82387 | Joint Recruiting Program | USACE | 10 MILE | United States | Michigan | Oakland | Novi | 48375 | 1.035 | 1.055
192979 | 825533 | 475 WEST JAKE ALEXANDER BOULEVARD SALISBURY | 82387 | Joint Recruiting Program | USACE | JAKE ALEXANDER | United States | North Carolina | Rowan | Salisbury | 28147 | 0.885 | 0.855
192980 | 13D21 | Stockbridge Storefront Recruiting LN 6431 | 130NG | Georgia National Guard | ARGUARD | Henry | United States | Georgia | Henry | Stockbridge | 30281 | 0.865 | 0.83
192981 | 27535 | MANKATO SFRO | 270NG | Minnesota National Guard | ARGUARD | WARREN | United States | Minnesota | Blue Earth | Mankato | 56001 | 1.085 | 1.12
192982 | M00146-0041 | SNUG HARBOR | M00146 | MCAS CHERRY POINT NC | MCACT | 70 | United States | North Carolina | Carteret | Atlantic | 28577 | 1.03 | 1
192983 | M00146-DF | WESTBROOKE | M00146 | MCAS CHERRY POINT NC | MCACT | 70 | United States | North Carolina | Craven | Havelock | 28532 | 1.03 | 1
192984 | FBNV0003 | DMAFB Pima County REPI | FBNV | DAVIS MONTHAN AFB | AFACT |  | United States | Arizona | Pima | Tucson |  | 0.94 | 0.92
192985 | 35470 | El Paso Project 8 | 48125 | Fort Bliss | ARACT | El Paso Project | United States | New Mexico | Hidalgo | Antelope Wells | 88040 | 0.93 | 0.905
192986 | 35157 | El Paso Project 2 Antelope Wells | 48125 | Fort Bliss | ARACT | El Paso Project | United States | New Mexico | Hidalgo | Antelope Wells | 88040 | 0.93 | 0.905
192987 | 35390 | El Paso Project 2 Luna County | 48125 | Fort Bliss | ARACT | El Paso Project | United States | New Mexico | Luna | Columbus | 88029 | 0.93 | 0.905
192988 | 35698 | El Paso Project 2 Monuments 68 and 69 | 48125 | Fort Bliss | ARACT | El Paso Project | United States | New Mexico | Hidalgo | Antelope Wells | 88040 | 0.93 | 0.905
192989 | 06548 | San Diego Project 4 | 48125 | Fort Bliss | ARACT | San Diego Project | United States | California | San Diego | San-Ysidro | 92154 | 1.05 | 1.08
192990 | 04481 | Yuma Project 3 | 48125 | Fort Bliss | ARACT | Yuma Project | United States | Arizona | Yuma | Yuma | 85364 | 1.07 | 1.04
192991 | 04127 | Yuma Project 6 AZ | 48125 | Fort Bliss | ARACT | West Levee | United States | Arizona | Yuma | Yuma | 85364 | 1.07 | 1.04
192992 | 06532 | Yuma Project 6 CA | 48125 | Fort Bliss | ARACT | Rt 186 | United States | California | Imperial | Andrade | 92283 | 1.11 | 1.15
192993 | 16B52 | Idaho Youth ChalleNGe | 160NG | Idaho National Guard | ARGUARD | Timberline | United States | Idaho | Clearwater | Pierce | 83546 | 1.055 | 1.045
192994 | 33A61 | Manchester Recruiting Storefront | 330NG | New Hampshire National Guard | ARGUARD | South Willow | United States | New Hampshire | Hillsborough | Manchester | 03103 | 1.075 | 1.075
192995 | 33A71 | Nashua Recruiting Storefront | 330NG | New Hampshire National Guard | ARGUARD | Main | United States | New Hampshire | Hillsborough | Nashua | 03060 | 1.075 | 1.075
193 | N00620 | NAS WHIDBEY ISLAND WA | N00620 | NAS WHIDBEY ISLAND WA | NAVACT | 3675 Lexington Street | United States | Washington | Island | Whidbey Island NAS | 98278 | 1.26 | 1.29
1930 | GHVA0001 | FRANCIS E WARREN AF MISSILE SITE I9 SITE # 1 | GHLN | F E WARREN AFB | AFACT | 485 Nebraska State Road 105 | United States | Nebraska | Cheyenne | Sidney | 69162 | 0.93 | 0.915
193003 | N00213-HS | PALM GATE | N00213 | NAS KEY WEST FL | NAVACT | ROWELL | United States | Florida | Miami-Dade | Homestead | 33035 | 0.82 | 0.8
193004 | N61014-WT | MAGNA WATER TOWER SITE | N61014 | NAVSUPPDET MONTEREY CA | NAVACT |  | United States | California | Lassen | Standish | 84044 | 1.3 | 1.33
193005 | M00681-0004 | DURLING EASEMENT | M00681 | MCB CAMP PENDLETON CA | MCACT |  | United States | California | San Diego | Fallbrook | 92028 | 1.05 | 1.08
193006 | N00213-WP | ATLANTIC AVIATION HAGR | N00213 | NAS KEY WEST FL | NAVACT | ROWELL | United States | Florida | Palm Beach | West Palm Beach | 33406 | 0.82 | 0.8
193008 | 26L07 | Leased Recruiting Storefront | 260NG | Michigan National Guard | ARGUARD | Hayes | United States | Michigan | Macomb | Warren | 48088-2031 | 1.035 | 1.055
193009 | 04A15 | Tolleson SFRO | 040NG | Arizona National Guard | ARGUARD | Van Buren | United States | Arizona | Maricopa | Tolleson | 85353 | 0.91 | 0.89
193010 | M00681-0005 | BLUM EASEMENT | M00681 | MCB CAMP PENDLETON CA | MCACT |  | United States | California | San Diego | Poway | 92064 | 1.05 | 1.08
193011 | 04660 | CAMP NAVAJO ACUB 001 | 76897 | Camp Navajo | ARGUARD |  | United States | Arizona | Coconino | Bellemont | 86001 | 0.925 | 0.905
193012 | 25E72 | Bourne Storefront | 250NG | Massachusetts National Guard | ARGUARD | Main | United States | Massachusetts | Barnstable | Bourne | 02532 | 1.165 | 1.215
193013 | 24B05 | Hyattsville SFRO | 240NG | Maryland National Guard | ARGUARD | Belcrest Center | United States | Maryland | Prince George'S | Hyattsville | 20782 | 0.97 | 0.97
193014 | 08B17 | Leadville | 080NG | Colorado National Guard | ARGUARD | Highway 24 | United States | Colorado | Lake | Leadville | 80461 | 1.015 | 1
193015 | 25E74 | Mansfield Store Front | 250NG | Massachusetts National Guard | ARGUARD | School | United States | Massachusetts | Bristol | Mansfield | 02048 | 1.165 | 1.215
193016 | NUEX0003 | KEYSTONE PEAK | NUEX | LUKE AIR FORCE BASE | AFACT |  | United States | Arizona | Pima | Sahuarita | 85614 | 0.94 | 0.92
193017 | 825854 | 10205 TOLEDO CIRCLE EDEN PRAIRIE | 70132 | Independent Duty Housing Program | USACE | TOLEDO | United States | Minnesota | Hennepin | Eden Prairie | 55347 | 1.06 | 1.11
193018 | 825924 | 121 BENNETT DRIVE LYNCHBURG | 70132 | Independent Duty Housing Program | USACE | BENNETT | United States | Virginia | Lynchburg (City) | Lynchburg | 24501 | 0.92 | 0.89
193019 | 825183 | 12251 IMPERIAL HWY NORWALK | 82387 | Joint Recruiting Program | USACE | IMPERIAL | United States | California | Los Angeles | Norwalk | 90650 | 1.02 | 1.06
193020 | 825575 | 1299 GALLERIA AT TYLER STREET RIVERSIDE | 82387 | Joint Recruiting Program | USACE | GALLERIA AT TYLER | United States | California | Riverside | Riverside | 92503 | 1.08 | 1.12
193021 | 825666 | 130 WATER STREET FITCHBURG | 82387 | Joint Recruiting Program | USACE | WATER | United States | Massachusetts | Worcester | Fitchburg | 01420 | 1.2 | 1.26
193022 | 825589 | 13892 METROTECH DRIVE CHANTILLY | 82387 | Joint Recruiting Program | USACE | METROTECH | United States | Virginia | Fairfax | Chantilly | 20151 | 1.08 | 1.08
193023 | 825689 | 14 EAST 2ND STREET SAND SPRINGS | 82387 | Joint Recruiting Program | USACE | 2ND | United States | Oklahoma | Tulsa | Sand Springs | 74063 | 0.875 | 0.85
193024 | 825824 | 1910 THOMPSON STREET BISMARCK | 70132 | Independent Duty Housing Program | USACE | THOMPSON | United States | North Dakota | Burleigh | Bismarck | 58501 | 1.09 | 1.09
193025 | 825431 | 195 HOSPITALITY DRIVE | 82387 | Joint Recruiting Program | USACE | HOSPITALITY | United States | Ohio | Greene | Xenia | 45385 | 0.92 | 0.91
193026 | 825608 | 195 SOUTH HIGHWAY 92 SIERRA VISTA | 82387 | Joint Recruiting Program | USACE | 92 | United States | Arizona | Cochise | Sierra Vista | 85635 | 1.08 | 1.05
193027 | 825550 | 2001 COTTMAN AVE PHILADELPHIA | 82387 | Joint Recruiting Program | USACE | COTTMAN | United States | Pennsylvania | Philadelphia | Philadelphia | 19149 | 1.14 | 1.21
193028 | 825403 | 22350 S STERLING BOULEVARD STERLING | 82387 | Joint Recruiting Program | USACE | STERLING | United States | Virginia | Fairfax | Unknown | 20164 | 1.08 | 1.08
193029 | 825413 | 2242 S ATLANTIC BLVD MONTEREY PARK | 82387 | Joint Recruiting Program | USACE | ATLANTIC | United States | California | Los Angeles | Monterey Park | 91754 | 1.02 | 1.06
193030 | 825633 | 241 18TH STREET SOUTH ARLINGTON | 82387 | Joint Recruiting Program | USACE | 18TH | United States | Virginia | Arlington | Arlington | 22202 | 1.08 | 1.08
193031 | 825584 | 245 SOUTH WILMOT ROAD TUCSON | 82387 | Joint Recruiting Program | USACE | WILMOT | United States | Arizona | Pima | Tucson | 85711 | 0.94 | 0.92
193032 | 825612 | 2982 NORTH PARK AVENUE PRESCOTT VALLEY | 82387 | Joint Recruiting Program | USACE | PARK | United States | Arizona | Yavapai | Prescott Valley | 86314 | 0.925 | 0.905
193033 | 825933 | 310 LARSON DRIVE HUXLEY | 70132 | Independent Duty Housing Program | USACE | LARSON | United States | Iowa | Story | Huxley | 50124 | 1.01 | 1.01
193034 | 825923 | 3865 E SANTA FE LANE GILBERT | 70132 | Independent Duty Housing Program | USACE | SANTA FE | United States | Arizona | Maricopa | Gilbert | 85297 | 0.91 | 0.89
193035 | 825458 | 4000 WOODHAVEN ROAD PHILADELPHIA | 82387 | Joint Recruiting Program | USACE | WOODHAVEN | United States | Pennsylvania | Philadelphia | Philadelphia | 19154 | 1.14 | 1.21
193036 | 825873 | 425 BROWN ROAD SEQUIM | 70132 | Independent Duty Housing Program | USACE | BROWN | United States | Washington | Clallam | Sequim | 98382 | 1.085 | 1.095
193037 | 825966 | 427 RIDGE POINT DRIVE FORT SMITH | 70132 | Independent Duty Housing Program | USACE | RIDGE POINT | United States | Arkansas | Sebastian | Fort Smith | 72908 | 0.845 | 0.82
193038 | 825882 | 455 PRINCETON DRIVE SOUTH LYON | 70132 | Independent Duty Housing Program | USACE | PRINCETON | United States | Michigan | Oakland | South Lyon | 48178 | 1.035 | 1.055
193039 | 825525 | 5224 DETROIT RD SHEFFIELD | 82387 | Joint Recruiting Program | USACE | DETROIT | United States | Ohio | Lorain | Sheffield | 44035 | 0.925 | 0.9195
193040 | 825855 | 5247 10TH STREET WEST WEST FARGO | 70132 | Independent Duty Housing Program | USACE | 10TH | United States | North Dakota | Cass | West Fargo | 58078 | 1.09 | 1.09
193041 | 825834 | 5401 VOGEL ROAD EVANSVILLE | 82387 | Joint Recruiting Program | USACE | VOGEL | United States | Indiana | Vanderburgh | Evansville | 47715 | 0.955 | 0.96
193042 | 825634 | 60 POINTE PLACE DOVER | 82387 | Joint Recruiting Program | USACE | POINTE | United States | New Hampshire | Strafford | Dover | 03820 | 1.075 | 1.075
193043 | 825647 | 804 MEADOW STREET LITTLETON NH | 82387 | Joint Recruiting Program | USACE | MEADOW | United States | New Hampshire | Grafton | Littleton | 03561 | 1.075 | 1.075
193044 | 825498 | 600 CHESTNUT COMMONS DR ELYRIA | 82387 | Joint Recruiting Program | USACE | CHESTNUT COMMONS | United States | Ohio | Lorain | Elyria | 44035 | 0.925 | 0.9195
193045 | 825947 | 6016 SANMAR DRIVE SPRING HILL | 70132 | Independent Duty Housing Program | USACE | SANMAR | United States | Tennessee | Maury | Spring Hill | 37174 | 0.835 | 0.82
193046 | 825603 | 7273 COMMERCE ST SPRINGFIELD | 82387 | Joint Recruiting Program | USACE | COMMERCE | United States | Virginia | Fairfax | Springfield | 22150 | 1.08 | 1.08
193047 | 25E82 | Norwood Store Front | 250NG | Massachusetts National Guard | ARGUARD | Washington | United States | Massachusetts | Norfolk | Norwood | 02062 | 1.165 | 1.215
193048 | 12B96 | Panama City Armory Bay Co | 120NG | Florida National Guard | ARGUARD | Johnny Reaver | United States | Florida | Bay | Panama City | 32409 | 0.85 | 0.83
193049 | 25E83 | Springfield Store Front | 250NG | Massachusetts National Guard | ARGUARD | State | United States | Massachusetts | Hampden | Springfield | 01109 | 1.13 | 1.17
193050 | 48R04 | STR FRT RECRUITERS The Woodlands | 480NG | Texas National Guard | ARGUARD | College Park | United States | Texas | Montgomery | The Woodlands | 77384 | 0.865 | 0.84
193051 | 48Y01 | Youth Challenge Office | 480NG | Texas National Guard | ARGUARD | Sovereign | United States | Texas | Bexar | San Antonio | 78229 | 0.87 | 0.85
193052 | 25E78 | Worcester Storefront | 250NG | Massachusetts National Guard | ARGUARD | Park | United States | Massachusetts | Worcester | Worcester | 01609 | 1.2 | 1.26
193053 | 25E80 | Woburn Store Front | 250NG | Massachusetts National Guard | ARGUARD | Montvale | United States | Massachusetts | Middlesex | Woburn | 01801 | 1.165 | 1.215
193054 | 48H68 | Van Horn Airport | 480NG | Texas National Guard | ARGUARD | Airport | United States | Texas | Culberson | Van Horn | 79855 | 0.865 | 0.84
193055 | 45B94 | Greenville Storefront Lease | 450NG | South Carolina National Guard | ARGUARD | Woodruff - Suite C | United States | South Carolina | Greenville | Greenville | 29607 | 0.92 | 0.885
193056 | 48R07 | STR FRT RECRUITERS New Braunfels | 480NG | Texas National Guard | ARGUARD | State Hwy 46 | United States | Texas | Comal | New Braunfels | 78132 | 0.865 | 0.84
193057 | 48R09 | STR FRT RECRUITERS Kingwood | 480NG | Texas National Guard | ARGUARD | Northpark | United States | Texas | Montgomery | Kingwood | 77339 | 0.865 | 0.84
193058 | 48R06 | STR FRT RECRUITERS Harlingen | 480NG | Texas National Guard | ARGUARD | Tyler | United States | Texas | Cameron | Harlingen | 78550 | 0.865 | 0.84
193059 | 48R05 | STR FRT RECRUITERS Grand Prairie | 480NG | Texas National Guard | ARGUARD | I-20 | United States | Texas | Dallas | Grand Prairie | 75052 | 0.83 | 0.82
193060 | 48R08 | STR FRT RECRUITERS Cypress | 480NG | Texas National Guard | ARGUARD | Fry | United States | Texas | Harris | Cypress | 77433 | 0.865 | 0.84
193061 | 28023 | Gulfport SF | 280NG | Mississippi National Guard | ARGUARD | U.S. Hwy 49 | United States | Mississippi | Harrison | Gulfport | 39503 | 0.91 | 0.87
193063 | 42D46 | NEW CASTLE STATE STREET READINESS CENTER AND FMS 9 PROPOSED | 420NG | Pennsylvania National Guard | ARGUARD | STATE | United States | Pennsylvania | Lawrence | New Castle | 16101 | 1.065 | 1.105
193065 | 28022 | Tupelo SF | 280NG | Mississippi National Guard | ARGUARD | Mall | United States | Mississippi | Lee | Tupelo | 38804 | 0.9 | 0.86
193066 | 25E76 | Malden Storefront | 250NG | Massachusetts National Guard | ARGUARD | Main | United States | Massachusetts | Middlesex | Malden | 02148 | 1.165 | 1.215
193067 | 50111 | Rutland Store Front | 500NG | Vermont National Guard | ARGUARD | Woodstock | United States | Vermont | Rutland | Rutland | 05701 | 1.04 | 1.04
193068 | 40L36 | Woodward Storefront | 400NG | Oklahoma National Guard | ARGUARD | Williams | United States | Oklahoma | Woodward | Woodward | 73801 | 0.875 | 0.85
193069 | ACBF0002 | National Geospatial Intelligence Agency | VDYD | SCOTT AFB | AFACT |  | United States | Missouri | St. Louis (City) | St. Louis |  | 0.985 | 1.005
193071 | 48787 | 210 W 7th St Austin TX 78701 | 48255 | Fort Hood | ARACT | 7th | United States | Texas | Travis | Austin | 78701 | 0.865 | 0.84
193072 | 48004 | 300 E 8th St Austin TX 78701 | 48255 | Fort Hood | ARACT | 8th | United States | Texas | Travis | Austin | 78701 | 0.865 | 0.84
193074 | 48885 | 3404 Kaydence Court Killeen TX | 48255 | Fort Hood | ARACT | Kaydence | United States | Texas | Bell | Killeen | 76542 | 0.9 | 0.89
193075 | 48401 | 458 W Hwy 190 Copperas Cove TX | 48255 | Fort Hood | ARACT | Hwy 190 | United States | Texas | Coryell | Copperas Cove | 76522 | 0.9 | 0.89
193076 | 48664 | 5200 Bunny Trail Killeen TX 76549 | 48255 | Fort Hood | ARACT | Bunny | United States | Texas | Bell | Killeen | 76549-3312 | 0.9 | 0.89
193077 | 39B78 | Defiance Storefront | 390NG | Ohio National Guard | ARGUARD | Stadium | United States | Ohio | Defiance | Defiance | 43512 | 0.925 | 0.9195
193078 | 825654 | 61 COMMERCE WAY PLYMOUTH | 82387 | Joint Recruiting Program | USACE | COMMERCE | United States | Massachusetts | Plymouth | Plymouth | 02360 | 1.165 | 1.215
193079 | 825871 | 4530 OSAGE BEACH PARKWAY OSAGE BEACH | 82387 | Joint Recruiting Program | USACE | OSAGE BEACH | United States | Missouri | Cass | Unknown | 65065 | 0.95 | 0.97
193080 | 825424 | 106 STANFORD ROAD LINCOLNTON | 82387 | Joint Recruiting Program | USACE | STANFORD | United States | North Carolina | Lincoln | Lincolnton | 28092 | 0.885 | 0.855
193081 | 825594 | 174 SHORTER AVENUE ROME | 82387 | Joint Recruiting Program | USACE | SHORTER | United States | Georgia | Floyd | Rome | 30161 | 0.865 | 0.83
193082 | 825784 | 1507 W WALNUT AVENUE DALTON | 82387 | Joint Recruiting Program | USACE | WALNUT | United States | Georgia | Whitfield | Dalton | 30720 | 0.865 | 0.83
193083 | 825712 | 4130 W VERNON AVENUE KINSTON | 82387 | Joint Recruiting Program | USACE | KINSTON | United States | North Carolina | Lenoir | Kinston | 28504 | 0.885 | 0.855
193084 | 825679 | 4009 WINDER HWY FLOWERY BRANCH | 82387 | Joint Recruiting Program | USACE | WINDER | United States | Georgia | Hall | Flowery Branch | 30542 | 0.865 | 0.83
193085 | 825614 | 2789 N COLUMBIA STREET MILLEDGEVILLE | 82387 | Joint Recruiting Program | USACE | COLUMBIA | United States | Georgia | Baldwin | Milledgeville | 31061 | 0.865 | 0.83
193086 | 825478 | 15425 HODGES CIRCLE HUNTERSVILLE | 82387 | Joint Recruiting Program | USACE | HODGES | United States | North Carolina | Mecklenburg | Huntersville | 28078 | 0.885 | 0.855
193087 | 825582 | 951 E 130 ROCKWALL | 82387 | Joint Recruiting Program | USACE | INTERSTATE 30 | United States | Texas | Montgomery | Unknown | 75087 | 0.865 | 0.84
193088 | 10A95 | Cheswold | 100NG | Delaware National Guard | ARGUARD | Fast Landing Road | United States | Delaware | Kent | Cheswold | 19004 | 1.09 | 1.11
193090 | 825723 | 8644 SWARTZ RIVER DRIVE FOWLERVILLE | 70132 | Independent Duty Housing Program | USACE | SWARTZ RIVER | United States | Michigan | Livingston | Fowlerville | 48836 | 1.035 | 1.055
193091 | 825864 | 11309 NORTH OAK TRAIL DRIVE PEORIA | 70132 | Independent Duty Housing Program | USACE | NORTH OAK TRAIL | United States | Illinois | Peoria | Peoria | 61615 | 1.03 | 1.045
193092 | 825988 | 919 NINA AVENUE WAUSAU | 70132 | Independent Duty Housing Program | USACE | NINA | United States | Wisconsin | Marathon | Wausau | 54403 | 1.085 | 1.12
193093 | 10A84 | Penns Way | 100NG | Delaware National Guard | ARGUARD | Penns | United States | Delaware | New Castle | New Castle | 19720-2414 | 1.03 | 1.06
193094 | 825963 | 160 MOOSE CREEK ROAD BUTTE | 70132 | Independent Duty Housing Program | USACE | MOOSE CREEK | United States | Montana | Silver Bow | Butte | 59701 | 1.1 | 1.08
193095 | 825970 | 185 COUNTY ROAD 1317 CULLMAN | 70132 | Independent Duty Housing Program | USACE | COUNTY 1317 | United States | Alabama | Cullman | Cullman | 35057 | 0.855 | 0.83
193096 | 825955 | 2121 EASY STREET WAUKESHA | 70132 | Independent Duty Housing Program | USACE | EASY | United States | Wisconsin | Waukesha | Waukesha | 53188 | 1.085 | 1.12
193097 | 825752 | 25 TALON COURT SANTA ROSA BEACH | 70132 | Independent Duty Housing Program | USACE | TALON | United States | Florida | Walton | Santa Rosa Beach | 32459 | 0.88 | 0.85
193098 | 825954 | 3124 FERNWOOD AVENUE SIOUX FALLS | 70132 | Independent Duty Housing Program | USACE | FERNWOOD | United States | South Dakota | Minnehaha | Sioux Falls | 57110 | 0.96 | 0.94
193099 | 825953 | 445 17TH AVENUE SEASIDE | 70132 | Independent Duty Housing Program | USACE | 17TH | United States | Oregon | Clatsop | Seaside | 97138 | 1.12 | 1.145
1931 | GHVB0001 | FRANCIS E WARREN AF MISSILE SITE I10 SITE # 1 | GHLN | F E WARREN AFB | AFACT | 652 Nebraska State Road 115 | United States | Nebraska | Cheyenne | Sidney | 69162 | 0.93 | 0.915
193100 | 825975 | 5109 CAROLS LANE STEVENS POINT | 70132 | Independent Duty Housing Program | USACE | CAROLS | United States | Wisconsin | Portage | Stevens Point | 54481 | 1.085 | 1.12
193101 | 826019 | 8584 SUN RIDGE DR OOLTEWAH | 70132 | Independent Duty Housing Program | USACE | SUN RIDGE | United States | Tennessee | Hamilton | Ooltewah | 37363 | 0.82 | 0.8
193102 | 825758 | 9408 KETTLEWELL COURT MONTGOMERY | 70132 | Independent Duty Housing Program | USACE | KETTLEWELL | United States | Alabama | Montgomery | Montgomery | 36117 | 0.87 | 0.85
193103 | N68469-OL | OLNEY | N68469 | NAVAL SUPPORT ACTIVITY WASH | NAVACT | RIGGS | United States | Maryland | Montgomery | Gaithersburg | 20882 | 1.02 | 1.02
193104 | 27L50 | Monticello SFRO | 270NG | Minnesota National Guard | ARGUARD | Cedar St | United States | Minnesota | Wright | Monticello | 55362 | 1.085 | 1.12
193105 | 826043 | 56 GARDNER STREET MANCHESTER | 70132 | Independent Duty Housing Program | USACE | GARDNER | United States | Connecticut | Hartford | Manchester | 06040 | 1.165 | 1.205
193106 | 825985 | 1397 GREENBOROUGH DR ROSEVILLE | 70132 | Independent Duty Housing Program | USACE | GREENBOROUGH | United States | California | Placer | Roseville | 95661 | 1.125 | 1.165
193107 | 825986 | 23 MARILYN CIR SACRAMENTO | 70132 | Independent Duty Housing Program | USACE | MARILYN | United States | California | Sacramento | Sacramento | 95838 | 1.13 | 1.17
193108 | 826020 | 2003 MCCRORY PLACE SPRING HILL | 70132 | Independent Duty Housing Program | USACE | MCCRORY | United States | Tennessee | Williamson | Spring Hill | 37174 | 0.835 | 0.82
193109 | 825531 | 1220 EAST DIXIE DRIVE ASHEBORO | 82387 | Joint Recruiting Program | USACE | DIXIE | United States | North Carolina | Randolph | Asheboro | 27203 | 0.885 | 0.855
193110 | 825587 | 24407 MICHIGAN AVENUE DEARBORN | 82387 | Joint Recruiting Program | USACE | MICHIGAN | United States | Michigan | Wayne | Dearborn | 48124 | 1.03 | 1.06
193111 | 825489 | 500 GALLERIA DRIVE JOHNSTOWN | 82387 | Joint Recruiting Program | USACE | GALLERIA | United States | Pennsylvania | Cambria | Johnstown | 15904 | 1.065 | 1.105
193112 | 825551 | 6350 PLANTATION CENTER DRIVE RALEIGH | 82387 | Joint Recruiting Program | USACE | PLANTATION CENTER | United States | North Carolina | Wake | Raleigh | 27616 | 0.885 | 0.855
193113 | VDYD0003 | HQ AMC SG PMI Warehouse | VDYD | SCOTT AFB | AFACT |  | United States | Illinois | St Clair | Dupo |  | 1.1 | 1.12
193114 | 825452 | 306 POMONA DRIVE GREENSBORO | 82387 | Joint Recruiting Program | USACE | POMONA | United States | North Carolina | Guilford | Greensboro | 27407 | 0.885 | 0.855
193115 | 825616 | 2710 S 4TH ST LEAVENWORTH | 82387 | Joint Recruiting Program | USACE | 4TH | United States | Kansas | Leavenworth | Leavenworth | 66048 | 1.07 | 1.08
193116 | 826017 | 1011 TOWNE CENTER BLVD POOLER | 82387 | Joint Recruiting Program | USACE | TOWNE CENTER | United States | Georgia | Chatham | Pooler | 31322 | 0.84 | 0.81
193117 | 825383 | 10780 WESTVIEW DR HOUSTON | 82387 | Joint Recruiting Program | USACE | WESTVIEW | United States | Texas | Montgomery | Houston | 77043 | 0.865 | 0.84
193118 | 825713 | 1435 SUNSET AVENUE CLINTON | 82387 | Joint Recruiting Program | USACE | SUNSET | United States | North Carolina | Sampson | Clinton | 28328 | 0.885 | 0.855
193119 | 826037 | 30 EAST 2ND STREET SAND SPRINGS | 82387 | Joint Recruiting Program | USACE | 2ND | United States | Oklahoma | Tulsa | Sand Springs | 74063 | 0.875 | 0.85
193120 | 825497 | 5015 MILLER ROAD FLINT | 82387 | Joint Recruiting Program | USACE | MILLER | United States | Michigan | Genesee | Flint | 48507 | 1.035 | 1.055
193121 | 825788 | 382 E 5TH N STREET SUMMERVILLE | 82387 | Joint Recruiting Program | USACE | 5TH N | United States | South Carolina | Dorchester | Summerville | 29483 | 0.92 | 0.885
193122 | 825480 | 11082 COLOMA ROAD RANCHO CORDOVA | 82387 | Joint Recruiting Program | USACE | COLOMA | United States | California | Sacramento | Rancho Cordova | 95670 | 1.13 | 1.17
193123 | 825526 | 1255 SOUTH MAIN STREET LAKEPORT | 82387 | Joint Recruiting Program | USACE | MAIN | United States | California | Lake | Lakeport | 95453 | 1.125 | 1.165
193124 | 825494 | 120 GENERAL STILWELL GENERAL MARINA | 82387 | Joint Recruiting Program | USACE | STILWELL GENERAL | United States | California | Monterey | Marina | 93933 | 1.12 | 1.16
193125 | 825777 | 2736 MONROE STREET RIVERSIDE | 70132 | Independent Duty Housing Program | USACE | MONROE | United States | California | Riverside | Riverside | 92504 | 1.08 | 1.12
193126 | 826076 | 2624 LONGVIEW AVENUE ROCHESTER HILLS | 70132 | Independent Duty Housing Program | USACE | LONGVIEW | United States | Michigan | Oakland | Rochester Hills | 48307 | 1.035 | 1.055
193127 | 825796 | 55880 EL DORADO DRIVE YUCCA VALLEY | 70132 | Independent Duty Housing Program | USACE | EL DORADO | United States | California | San Bernardino | Yucca Valley | 92284 | 1.2 | 1.25
193128 | 825817 | 61773 CALLE LAS SIERRAS JOSHUA TREE | 70132 | Independent Duty Housing Program | USACE | CALLE LAS SIERRAS | United States | California | San Bernardino | Joshua Tree | 92252 | 1.2 | 1.25
193129 | 825553 | 816 SAXON BLVD ORANGE CITY | 82387 | Joint Recruiting Program | USACE | SAXON | United States | Florida | Volusia | Orange City | 32763 | 0.825 | 0.805
193130 | 825555 | 9163 E STOCKTON BLVD ELK GROVE | 82387 | Joint Recruiting Program | USACE | STOCKTON | United States | California | Sacramento | Elk Grove | 95624 | 1.13 | 1.17
193131 | DKFX0002 | JOINT BASE CHARLESTON ASHLEY PHOSPHATE | DKFX | CHARLESTON AFB | AFACT |  | United States | South Carolina | Charleston | North Charleston |  | 0.99 | 0.96
193132 | FXSB0003 | ELMENDORF AFB SITE 3 | FXSB | JOINT BASE ELMENDORF-RICHARDSON | AFACT |  | United States | Alaska | Anchorage | Anchorage |  | 2 | 1.99
193133 | 825885 | 756 FOREST AVE TEMPLETON | 70132 | Independent Duty Housing Program | USACE | FOREST | United States | California | San Luis Obispo | Templeton | 93465 | 1.22 | 1.26
193134 | 826005 | 694 CHANDON DRIVE MERCED | 70132 | Independent Duty Housing Program | USACE | CHANDON | United States | California | Merced | Merced | 95348 | 1.24 | 1.28
193135 | 825905 | 30028 MAGIC DRIVE RUNNING SPRINGS | 70132 | Independent Duty Housing Program | USACE | MAGIC | United States | California | San Bernardino | Running Springs | 92382 | 1.2 | 1.25
193136 | 826052 | 1529 S COURT STREET CIRCLEVILLE | 82387 | Joint Recruiting Program | USACE | COURT | United States | Ohio | Pickaway | Circleville | 43113 | 0.925 | 0.9195
193137 | 825739 | 1219 MILL WAY STOCKTON | 70132 | Independent Duty Housing Program | USACE | MILL | United States | California | San Joaquin | Stockton | 95209 | 1.12 | 1.17
193138 | 825860 | 7993 S SUNNYOAK CIR SALT LAKE CITY | 70132 | Independent Duty Housing Program | USACE | SUNNYOAK | United States | Utah | Salt Lake | Salt Lake City | 84121 | 1.03 | 0.99
193139 | 825884 | 5280 HIDDEN CREEK CIRCLE MASON | 70132 | Independent Duty Housing Program | USACE | HIDDEN CREEK | United States | Ohio | Warren | Mason | 45040 | 0.925 | 0.9195
193140 | 825477 | 1030 BALTIMORE BOULEVARD WESTMINSTER | 82387 | Joint Recruiting Program | USACE | BALTIMORE | United States | Maryland | Carroll | Westminster | 21157 | 1.005 | 1
193141 | 826030 | 121 N LEXINGTON DRIVE BLOOMINGTON | 70132 | Independent Duty Housing Program | USACE | LEXINGTON | United States | Indiana | Monroe | Bloomington | 47401 | 0.955 | 0.96
193142 | 825809 | 1303 EAST 42ND STREET ODESSA | 70132 | Independent Duty Housing Program | USACE | 42ND | United States | Texas | Ector | Odessa | 79762 | 0.865 | 0.84
193143 | 825414 | 13220 STARKEY RD LARGO | 82387 | Joint Recruiting Program | USACE | STARKEY | United States | Florida | Pinellas | Largo | 33773 | 0.82 | 0.8
193144 | 27L01 | Rochester SFRO | 270NG | Minnesota National Guard | ARGUARD | 3rd | United States | Minnesota | Olmsted | Rochester | 55902 | 1.085 | 1.12
193145 | 825517 | 1800 CLEMENTS BRIDGE DEPTFORD | 82387 | Joint Recruiting Program | USACE | CLEMENTS | United States | New Jersey | Gloucester | Deptford | 08096 | 1.165 | 1.235
193146 | 825573 | 2429 NORTH ATLANTIC AVENUE DAYTONA BEACH | 82387 | Joint Recruiting Program | USACE | ATLANTIC | United States | Florida | Volusia | Daytona Beach | 32118 | 0.825 | 0.805
193147 | 825606 | 2705 E GULF TO LAKE HIGHWAY INVERNESS | 82387 | Joint Recruiting Program | USACE | GULF TO LAKE | United States | Florida | Citrus | Inverness | 34453 | 0.825 | 0.805
193148 | 825409 | 2814 LEE BLVD LEHIGH ACRES | 82387 | Joint Recruiting Program | USACE | LEE | United States | Florida | Lee | Lehigh Acres | 33971 | 0.825 | 0.805
193149 | 825568 | 311 CYPRESS GARDEN BLVD WINTER HAVEN | 82387 | Joint Recruiting Program | USACE | CYPRESS GARDEN | United States | Florida | Polk | Winter Haven | 33880 | 0.825 | 0.805
193150 | 825495 | 335 MORGANZA ROAD CANONSBURG | 82387 | Joint Recruiting Program | USACE | MORGANZA | United States | Pennsylvania | Washington | Canonsburg | 15317 | 1.065 | 1.105
193152 | 825561 | 615 ERIE BOULEVARD SYRACUSE | 82387 | Joint Recruiting Program | USACE | ERIE | United States | New York | Onondaga | Syracuse | 13202 | 1.06 | 1.075
193153 | 826035 | 1786 RUSSET DRIVE EUGENE | 70132 | Independent Duty Housing Program | USACE | RUSSET | United States | Oregon | Lane | Eugene | 97401 | 1.12 | 1.145
193154 | 825766 | 1936 MEXIA DRIVE ROUND ROCK | 70132 | Independent Duty Housing Program | USACE | MEXIA | United States | Texas | Williamson | Round Rock | 78664 | 0.865 | 0.84
193155 | 825980 | 2891 E 1350 S SPANISH FORK | 70132 | Independent Duty Housing Program | USACE | 1350 S | United States | Utah | Utah | Spanish Fork | 84660 | 1.03 | 0.995
193156 | 825611 | 291 PENNSYLVANIA AVE BROOKLYN | 82387 | Joint Recruiting Program | USACE | PENNSYLVANIA | United States | New York | Kings | Unknown | 11207 | 1.36 | 1.46
193157 | 825257 | 3205 BLACK GOLD TRAIL TALLAHASSEE | 70132 | Independent Duty Housing Program | USACE | BLACK GOLD | United States | Florida | Leon | Tallahassee | 32309 | 0.825 | 0.805
193158 | 825931 | 3326 W LEISURE LANE PHOENIX | 70132 | Independent Duty Housing Program | USACE | LEISURE | United States | Arizona | Maricopa | Phoenix | 85086 | 0.91 | 0.89
193159 | 826056 | 788 SYLVAN ROAD LANCASTER | 70132 | Independent Duty Housing Program | USACE | SYLVAN | United States | Pennsylvania | Lancaster | Lancaster | 17601 | 1.065 | 1.105
193160 | 26A74 | Detroit Area | 260NG | Michigan National Guard | ARGUARD |  | United States | Michigan | Wayne | Detroit | 48206 | 1.03 | 1.06
193161 | 26B67 | Kent County | 260NG | Michigan National Guard | ARGUARD |  | United States | Michigan | Kent | Grand Rapids | 49503 | 1.035 | 1.055
193162 | M67001-B1 | BLADEN LAKES AREA 1 | M67001 | MCB CAMP LEJEUNE NC | MCACT | HWY 242 | United States | North Carolina | Bladen | Elizabethtown | 28337 | 0.885 | 0.855
193163 | M67001-B2 | BLADEN LAKES AREA 2 | M67001 | MCB CAMP LEJEUNE NC | MCACT | HWY 242 | United States | North Carolina | Bladen | Elizabethtown | 28337 | 0.885 | 0.855
193164 | 825494A | 120 GENERAL STILWELL MARINA | 82387 | Joint Recruiting Program | USACE | STILWELL GENERAL | United States | California | Monterey | Marina | 93933 | 1.12 | 1.16
193165 | 826030A | 121 N LEXINGTON DRIVE BLOOMINGTON | 70132 | Independent Duty Housing Program | USACE | LEXINGTON | United States | Indiana | Monroe | Bloomington | 47401 | 0.955 | 0.96
193166 | 825809A | 1303 EAST 42ND STREET ODESSA | 70132 | Independent Duty Housing Program | USACE | 42ND | United States | Texas | Ector | Odessa | 79762 | 0.865 | 0.84
193167 | 825171A | 15570 W VAN BUREN ST GOODYEAR | 82387 | Joint Recruiting Program | USACE | VAN BUREN | United States | Arizona | Maricopa | Goodyear | 85338 | 0.91 | 0.89
193168 | M60169-0031 | POSSUM POINT | M60169 | MCAS BEAUFORT SC | MCACT |  | United States | Georgia | Mcintosh | Townsend | 31331 | 0.99 | 0.95
193170 | SGBP0002 | Offutt Ingrants | SGBP | OFFUTTAIRFORCEBSE | AFACT |  | United States | Nebraska | Sarpy | Bellevue |  | 0.94 | 0.93
193171 | FTFA0007 | EGLIN AFB SITE 7 ANCLOTE D 4 | FTFA | EGLIN AFB (MAIN BASE, RES, SRI) | AFACT |  | United States | Florida | Pasco | Holiday |  | 0.825 | 0.805
193172 | 44A07 | BRISTOL EAST | 440NG | Rhode Island National Guard | ARGUARD | ANNAWAMSCUTT | United States | Rhode Island | Bristol | Bristol | 02809 | 1.11 | 1.15
193173 | 50B17 | Williston CST | 500NG | Vermont National Guard | ARGUARD | St. George | United States | Vermont | Chittenden | Williston | 05495 | 1.01 | 1.01
193174 | 825883 | 11509 124TH AVE NE KIRKLAND | 82387 | Joint Recruiting Program | USACE | 12TH | United States | Washington | King | Kirkland | 98034 | 1.12 | 1.14
193175 | 825811 | 13920 City Center Drive Chino Hills | 82387 | Joint Recruiting Program | USACE | City Center | United States | California | San Bernardino | Chino Hills | 91709 | 1.2 | 1.25
193176 | 825900 | 1615 NE 42ND AVE PORTLAND | 82387 | Joint Recruiting Program | USACE | 42ND | United States | Oregon | Multnomah | Portland | 97213 | 1.08 | 1.1
193177 | 825125 | 1730 DICKERSON BLVD MONROE | 82387 | Joint Recruiting Program | USACE | Dickerson | United States | North Carolina | Guilford | Unknown | 28110 | 0.885 | 0.855
193178 | 825128 | 1919 HIGHWAY 421 WILKESBORO | 82387 | Joint Recruiting Program | USACE | 421 | United States | North Carolina | Wilkes | Wilkesboro | 28697 | 0.885 | 0.855
193179 | 825845 | 2650 UNIVERSITY AVENUE W SAINT PAUL | 82387 | Joint Recruiting Program | USACE | UNIVERSITY | United States | Minnesota | Ramsey | St. Paul | 55144 | 1.06 | 1.11
193180 | 825832 | 3115 W BAY TO BAY BLVD TAMPA | 82387 | Joint Recruiting Program | USACE | BAY TO BAY | United States | Florida | Hillsborough | Tampa | 33629 | 0.82 | 0.8
193181 | 825844 | 3911 E PIMA STREET TUCSON | 82387 | Joint Recruiting Program | USACE | PIMA | United States | Arizona | Pima | Tucson | 85712 | 0.94 | 0.92
193182 | 825102 | 400 HENREDON ROAD MORGANTON | 82387 | Joint Recruiting Program | USACE | HENREDON | United States | North Carolina | Burke | Morganton | 28655 | 0.885 | 0.855
193183 | 825825 | 44100 TOWN CENTER WAY PALM DESERT | 82387 | Joint Recruiting Program | USACE | TOWN CENTER | United States | California | Riverside | Palm Desert | 92260 | 1.08 | 1.12
193184 | 825967 | 451 INDIANHEAD DRIVE MASON CITY | 82387 | Joint Recruiting Program | USACE | INDIANHEAD | United States | Iowa | Cerro Gordo | Mason City | 50401 | 1.01 | 1.01
193185 | 825906 | 488 E SANTA CLARA STREET ARCADIA | 82387 | Joint Recruiting Program | USACE | SANTA CLARA | United States | California | Los Angeles | Arcadia | 91006 | 1.02 | 1.06
193186 | 825952 | 5395 RUFFIN ROAD SAN DIEGO | 82387 | Joint Recruiting Program | USACE | RUFFIN | United States | California | Kern | Unknown | 92123 | 1.16 | 1.21
193187 | 825843 | 8009 34TH AVE S BLOOMINGTON | 82387 | Joint Recruiting Program | USACE | 34TH | United States | Minnesota | Hennepin | Bloomington | 55425 | 1.06 | 1.11
193188 | 825852 | 310 HWY 72 BYPASS NW GREENWOOD | 82387 | Joint Recruiting Program | USACE | HWY 72 | United States | South Carolina | Greenwood | Greenwood | 29649 | 0.92 | 0.885
193189 | 825872 | 810 BELTLINE ROAD SPRINGFIELD | 82387 | Joint Recruiting Program | USACE | BELTLINE | United States | Oregon | Lane | Springfield | 97477 | 1.12 | 1.145
193190 | 825893 | 965 15TH AVENUE LONGVIEW | 82387 | Joint Recruiting Program | USACE | 15TH | United States | Washington | Cowlitz | Longview | 98632 | 1.085 | 1.095
193191 | 825922 | 125 ROLLING HILLS CIRCLE EASLEY | 82387 | Joint Recruiting Program | USACE | ROLLING HILLS | United States | South Carolina | Greenville | Unknown | 29640 | 0.92 | 0.885
193192 | 825595 | 1565 W MAIN STREET LEWISVILLE | 82387 | Joint Recruiting Program | USACE | MAIN | United States | Texas | Denton | Lewisville | 75067 | 0.865 | 0.84
193193 | 825669 | 1668 MARKET PLACE BLVD CUMMING | 82387 | Joint Recruiting Program | USACE | MARKET PLACE | United States | Georgia | Forsyth | Cumming | 30041 | 0.865 | 0.83
193194 | 825491 | 2200 WEST UNIVERSITY DRIVE DENTON | 82387 | Joint Recruiting Program | USACE | UNIVERSITY | United States | Texas | Denton | Denton | 76201 | 0.865 | 0.84
193195 | 29338 | 490 BRANSON LANDING BLVD BRANSON | 82387 | Joint Recruiting Program | USACE | BRANSON LANDING | United States | Missouri | Taney | Branson | 65616 | 0.985 | 1.005
193196 | 825899 | 541 SOUTH 500 EAST AMERICAN FORK | 82387 | Joint Recruiting Program | USACE | SOUTH 500 | United States | Utah | Utah | American Fork | 84003 | 1.03 | 0.995
193197 | 825950 | 305 W MAIN ST NORMAN | 82387 | Joint Recruiting Program | USACE | MAIN | United States | Oklahoma | Cleveland | Norman | 73069 | 0.86 | 0.83
193198 | 825877 | 1053 OSPREY LANE NORMAL | 70132 | Independent Duty Housing Program | USACE | OSPREY | United States | Illinois | Mclean | Normal | 61761 | 1.03 | 1.045
193199 | 825783 | 2024 TAYLOR GRACE COURT WINCHESTER | 70132 | Independent Duty Housing Program | USACE | TAYLOR GRACE | United States | Virginia | Winchester (City) | Winchester | 22601 | 0.92 | 0.89
1932 | GHVC0001 | FRANCIS E WARREN AF MISSILE SITE I11 SITE # 1 | GHLN | F E WARREN AFB | AFACT | 1466 Nebraska State Road 119 | United States | Nebraska | Cheyenne | Sidney | 69162 | 0.93 | 0.915
193200 | 826073 | 214 PIONEER TRAIL DRIVE JEFFERSON CITY | 70132 | Independent Duty Housing Program | USACE | PIONEER TRAIL | United States | Missouri | Cole | Jefferson City | 65109 | 0.985 | 1.005
193201 | 826065 | 370 CHARITY LANE GREEN BAY | 70132 | Independent Duty Housing Program | USACE | CHARITY | United States | Wisconsin | Brown | Green Bay | 54311 | 1.085 | 1.12
193202 | 825726 | 7001 WYNDHAM POINTE LANE KNOXVILLE | 70132 | Independent Duty Housing Program | USACE | WYNDHAM POINTE | United States | Tennessee | Knox | Knoxville | 37931 | 0.835 | 0.82
193203 | 825930 | 2409 W KENOSHA AVE BROKEN ARROW | 82387 | Joint Recruiting Program | USACE | KENOSHA | United States | Oklahoma | Tulsa | Broken Arrow | 74012 | 0.875 | 0.85
193204 | 825651 | 401 EAST SONTERRA BLVD SAN ANTONIO | 82387 | Joint Recruiting Program | USACE | SONTERRA | United States | Texas | Bexar | San Antonio | 78258 | 0.87 | 0.85
193205 | 51C91 | WHITE POST RC | 510NG | Virginia National Guard | ARGUARD | RAY OF HOPE | United States | Virginia | Clarke | White Post | 22663 | 0.92 | 0.89
193206 | 37B52 | FOUNTAIN | 370NG | North Carolina National Guard | ARGUARD | Fountain School | United States | North Carolina | Edgecombe | Rocky Mount | 27801-8916 | 0.885 | 0.855
193207 | 37C86 | MORGANTON WESTERN AVENUE | 370NG | North Carolina National Guard | ARGUARD | WESTERN | United States | North Carolina | Burke | Morganton | 28655-9696 | 0.885 | 0.855
193209 | 38340 | Fargo Storefront | 380NG | North Dakota National Guard | ARGUARD | 24th | United States | North Dakota | Cass | West Fargo | 58078 | 1.09 | 1.09
193210 | EEPZ0002 | Columbus AFB Ingrant Perpetual Restrictive Easements | EEPZ | COLUMBUS | AFACT |  | United States | Mississippi | Lowndes | Columbus Af Base |  | 0.91 | 0.87
193211 | CFJQ0002 | PRINCE GEORGES COUNTY PARCEL 42 | AJXF | ANDREWS AIR FORCE BASE | AFACT |  | United States | Maryland | Prince George'S | Brandywine |  | 1 | 1
193212 | AJXF 0004 | BRANDYWINE DRMO MILLER | AJXF | ANDREWS AIR FORCE BASE | AFACT |  | United States | Maryland | Prince George'S | Brandywine |  | 1 | 1
193213 | HJZH0003 | FORT RICHARDSON SITE 3 | FXSB | JOINT BASE ELMENDORF-RICHARDSON | AFACT |  | United States | Alaska | Anchorage | Anchorage |  | 2 | 1.99
193214 | HJZH0002 | FORT RICHARDSON SITE 2 | FXSB | JOINT BASE ELMENDORF-RICHARDSON | AFACT |  | United States | Alaska | Anchorage | Anchorage |  | 2 | 1.99
193215 | NUEX0004 | Sentinel Tracker | NUEX | LUKE AIR FORCE BASE | AFACT |  | United States | Arizona | Maricopa | Buckeye | 85333 | 0.91 | 0.89
193216 | FXBM0005 | BROADUS COMMUNICATION SITE | FXBM | ELLSWORTH AFB | AFACT |  | United States | Montana | Powder River | Broadus |  | 1.1 | 1.08
193217 | FXBM0006 | SHADEHILL COMMUNICATION SITE | FXBM | ELLSWORTH AFB | AFACT |  | United States | South Dakota | Perkins | Shadehill |  | 0.97 | 0.94
193218 | 825772 | 10025 GOVERNOR WARFIELD PARKWAY COLUMBIA | 82387 | Joint Recruiting Program | USACE | GOVERNOR WARFIELD | United States | Maryland | Howard | Columbia | 21044 | 1.005 | 1
193219 | 825530 | 105 W CULVERT STREET ZELIENOPLE | 82387 | Joint Recruiting Program | USACE | CULVERT | United States | Pennsylvania | Butler | Zelienople | 16063 | 1.065 | 1.105
193220 | 825937 | 4111 N DIXIE HIGHWAY ELIZABETHTOWN | 82387 | Joint Recruiting Program | USACE | DIXIE | United States | Kentucky | Hardin | Elizabethtown | 42701 | 1.01 | 1
193221 | 825982 | 4917 MILAN AVE SANDUSKY | 82387 | Joint Recruiting Program | USACE | MILAN | United States | Ohio | Erie | Sandusky | 44870 | 0.925 | 0.9195
193222 | 825559 | 912 MAIN STREET STROUDSBURG | 82387 | Joint Recruiting Program | USACE | MAIN | United States | Pennsylvania | Monroe | Stroudsburg | 18360 | 1.17 | 1.21
193223 | 825534 | 9770 GROFFS MILL DRIVE OWINGS MILLS | 82387 | Joint Recruiting Program | USACE | GROFFS MILL | United States | Maryland | Baltimore | Owings Mills | 21117 | 0.97 | 0.97
193224 | 37A76 | RECRUITING STATION STOREFRONT CLAYTON | 370NG | North Carolina National Guard | ARGUARD | Town Center | United States | North Carolina | Johnston | Clayton | 27520 | 0.885 | 0.855
193225 | 37A86 | RECRUITING STATION STOREFRONT CONCORD | 370NG | North Carolina National Guard | ARGUARD | Branchview | United States | North Carolina | Cabarrus | Concord | 28025-2233 | 0.885 | 0.855
193226 | 37A97 | RECRUITING STATION STOREFRONT DURHAM | 370NG | North Carolina National Guard | ARGUARD | Guess | United States | North Carolina | Durham | Durham | 27705-1506 | 0.885 | 0.855
193227 | 37D52 | RECRUITING STATION STOREFRONT RALEIGH | 370NG | North Carolina National Guard | ARGUARD | Capital | United States | North Carolina | Wake | Raleigh | 27604-3487 | 0.885 | 0.855
193228 | 47C74 | TN Volunteer Challenge Academy | 470NG | Tennessee National Guard | ARGUARD | Stewarts Lane | United States | Tennessee | Davidson | Nashville | 37218 | 0.835 | 0.82
193229 | 36652 | Jamaica Recruiting Storefront | 360NG | New York National Guard | ARGUARD | Jamaica | United States | New York | Queens | New York City | 11432 | 1.36 | 1.46
193230 | 55C63 | Plymouth | 550NG | Wisconsin National Guard | ARGUARD | 999 | United States | Wisconsin | Sheboygan | Plymouth | 53073 | 1.085 | 1.12
193231 | 37D74 | ROCKY MOUNT FOUNTAIN SCHOOL ROAD | 370NG | North Carolina National Guard | ARGUARD | FOUNTAIN SCHOOL | United States | North Carolina | Edgecombe | Rocky Mount | 27801-8916 | 0.885 | 0.855
193232 | 54B86 | Albright Training Area | 540NG | West Virginia National Guard | ARGUARD | Power Plant | United States | West Virginia | Preston | Albright | 26519 | 1.02 | 1.03
193233 | 825962 | 559 RIVERSTONE PARKWAY CANTON | 82387 | Joint Recruiting Program | USACE | Riverstone | United States | Georgia | Cherokee | Canton | 30114 | 0.865 | 0.83
193234 | 826088 | 38933 COUNTY ROAD 54 | 82387 | Joint Recruiting Program | USACE | COUNTY 54 | United States | Florida | Pasco | Zephyrhills | 33542 | 0.825 | 0.805
193235 | 835763 | 132 MAPLE ROW BLVD HENDERSONVILLE | 82387 | Joint Recruiting Program | USACE | MAPLE ROW | United States | Tennessee | Sumner | Hendersonville | 37075 | 0.835 | 0.82
193236 | 826003 | 120 HOOSICK STREET TROY | 82387 | Joint Recruiting Program | USACE | HOOSICK | United States | New York | Rensselaer | Troy | 12180 | 1.05 | 1.07
193237 | 825912 | 290 TURNER STREET ABERDEEN | 82387 | Joint Recruiting Program | USACE | TURNER | United States | North Carolina | Moore | Aberdeen | 28315 | 0.93 | 0.9
193238 | 825867 | 5411 SOUTH BLVD CHARLOTTE | 82387 | Joint Recruiting Program | USACE | SOUTH | United States | North Carolina | Mecklenburg | Charlotte | 28217 | 0.885 | 0.855
193240 | 825791 | 2140 PEACHTREE ROAD ATLANTA | 82387 | Joint Recruiting Program | USACE | PEACHTREE | United States | Georgia | Dekalb | Atlanta | 30309 | 0.83 | 0.8
193241 | 825522 | 1060 PACHECO BLVD LOS BANOS | 82387 | Joint Recruiting Program | USACE | PACHECO | United States | California | Merced | Los Banos | 93635 | 1.24 | 1.28
193242 | 825653 | 140 JOHN HARDEN DRIVE JACKSONVILLE | 82387 | Joint Recruiting Program | USACE | JOHN HARDEN | United States | Arkansas | Pulaski | Jacksonville | 72076 | 0.83 | 0.8
193243 | 825652 | 15008 MANCHESTER ROAD BALLWIN | 82387 | Joint Recruiting Program | USACE | MANCHESTER | United States | Missouri | St Louis | Ballwin | 63011 | 0.985 | 1.005
193244 | 825839 | 1694 S SOUTHDALE DRIVE LEBANON | 82387 | Joint Recruiting Program | USACE | SOUTHDALE | United States | Missouri | Laclede | Lebanon | 65536 | 0.985 | 1.005
193245 | 825904 | 36 EAST STUMER ROAD RAPID CITY | 82387 | Joint Recruiting Program | USACE | STUMER | United States | South Dakota | Pennington | Rapid City | 57701 | 0.95 | 0.92
193246 | 825399 | 609 NORTH VEL R PHILLIPS MILWAUKEE | 82387 | Joint Recruiting Program | USACE | VEL R PHILLIPS | United States | Wisconsin | Milwaukee | Milwaukee | 53203 | 1.09 | 1.13
193247 | 825961 | 75 1028 HENRY STREET KAILUA KONA | 82387 | Joint Recruiting Program | USACE | HENRY | United States | Hawaii | Hawaii | Kailua Kona | 96740 | 2.51 | 2.42
193248 | 825908 | 7751 AMANA TRAIL INVER GROVE HEIGHTS | 82387 | Joint Recruiting Program | USACE | AMANA | United States | Minnesota | Dakota | Inver Grove Heights | 55076 | 1.085 | 1.12
193249 | 825671 | 1717 SWEETWATER ROAD NATIONAL CITY | 82387 | Joint Recruiting Program | USACE | SWEETWATER | United States | California | San Diego | National City | 91950 | 1.05 | 1.08
193250 | 825592 | 2625 OSWELL STREET BAKERSFIELD | 82387 | Joint Recruiting Program | USACE | OSWELL | United States | California | Kern | Bakersfield | 93306 | 1.16 | 1.21
193251 | 825790 | 2940 MCCALL AVENUE SELMA | 82387 | Joint Recruiting Program | USACE | MCCALL | United States | California | Fresno | Selma | 93662 | 1.125 | 1.165
193252 | 825690 | 302 EAST MAINT STREET BARSTOW | 82387 | Joint Recruiting Program | USACE | MAIN | United States | California | San Bernardino | Barstow | 92311 | 1.2 | 1.25
193253 | 825620 | 3048 MOUNTAIN VIEW DRIVE | 82387 | Joint Recruiting Program | USACE | MOUNTAIN VIEW | United States | Alaska | Anchorage | Anchorage | 99501 | 1.96 | 1.95
193254 | 825895 | 34 NORTH STREET PRESQUE ISLE | 82387 | Joint Recruiting Program | USACE | NORTH | United States | Maine | Aroostook | Presque Isle | 04769 | 1.02 | 1
193255 | 825535 | 3401 SW 160TH AVE MIRAMAR | 82387 | Joint Recruiting Program | USACE | 160TH | United States | Florida | Broward | Miramar | 33027 | 0.82 | 0.8
193256 | 825831 | 4510 SALT LAKE BLVD HONOLULU | 82387 | Joint Recruiting Program | USACE | SALT LAKE | United States | Hawaii | Hawaii | Unknown | 96818 | 2.51 | 2.42
193257 | 826078 | 6800 N DALE MABRY HWY TAMPA | 82387 | Joint Recruiting Program | USACE | DALE MABRY | United States | Florida | Hillsborough | Tampa | 33614 | 0.82 | 0.8
193258 | 826036 | 706 N BROADWAY AVE OKLAHOMA CITY | 82387 | Joint Recruiting Program | USACE | BROADWAY | United States | Oklahoma | Canadian | Oklahoma City | 73102 | 0.86 | 0.83
193259 | 823966 | 720 B SCHLILLINGER ROAD MOBILE | 82387 | Joint Recruiting Program | USACE | SCHILLINGER | United States | Alabama | Mobile | Mobile | 36695 | 0.84 | 0.81
193262 | 825793 | 223 LENAPE TRAIL ALLENTOWN | 70132 | Independent Duty Housing Program | USACE | LENAPE | United States | Pennsylvania | Lehigh | Allentown | 18104 | 1.065 | 1.105
193264 | 825968 | 3381 EAST MAIN ROAD PORTSMOUTH | 82387 | Joint Recruiting Program | USACE | MAIN | United States | Rhode Island | Newport | Portsmouth | 02871 | 1.2 | 1.24
193265 | 825869 | 3840 FINANCIAL CENTER WAY BUFORD | 82387 | Joint Recruiting Program | USACE | FINANCIAL CENTER | United States | Georgia | Gwinnett | Buford | 30519 | 0.865 | 0.83
193266 | 825776 | 3909 BUCKSKIN COURT COLUMBUS | 70132 | Independent Duty Housing Program | USACE | BUCKSKIN | United States | Ohio | Franklin | Columbus | 43221 | 0.925 | 0.9195
193267 | 825865 | 4118 CONCORD STREET MIDLAND | 70132 | Independent Duty Housing Program | USACE | CONCORD | United States | Michigan | Midland | Midland | 48642 | 1.035 | 1.055
193268 | 825960 | 4367 LAWRENCEVILLE HIGHWAY TUCKER | 82387 | Joint Recruiting Program | USACE | LAWRENCEVILLE | United States | Georgia | Dekalb | Tucker | 30084 | 0.83 | 0.8
193269 | 825146 | 46 056 KAMEHAMEHA HIGHWAY KANEOHE | 82387 | Joint Recruiting Program | USACE | KAMEHAMEHA | United States | Hawaii | Honolulu | Kaneohe | 96744 | 2.65 | 2.56
193271 | 825987 | 61 NEWTON ROAD DANBURY | 82387 | Joint Recruiting Program | USACE | NEWTON | United States | Connecticut | Fairfield | Danbury | 06810 | 1.16 | 1.2
193272 | 825627 | 8240 MILLS DRIVE MIAMI | 82387 | Joint Recruiting Program | USACE | MILLS | United States | Florida | Miami-Dade | Miami | 33183 | 0.82 | 0.8
193275 | 12F09 | Counter Drug HQ Lease | 120NG | Florida National Guard | ARGUARD | San Sebastian | United States | Florida | St Johns | St. Augustine | 32085 | 0.825 | 0.805
193278 | 823342 | DENVER FEDERAL CENTER LAKEWOOD | 70173 | Army North | USACE | DENVER FEDERAL | United States | Colorado | Jefferson | Lakewood | 80225 | 0.99 | 0.98
193279 | 55419 | BADGER AAP DERP FUDS MONITORING WELLS | 58669 | Badger Army Ammunition Plant DERP FUDS Monitoring Wells | USACE |  | United States | Wisconsin | Sauk | Prairie Du Sac | 53578 | 1.085 | 1.12
193280 | FBNV0004 | DMAFB RESCUE TRNG SITE I | FBNV | DAVIS MONTHAN AFB | AFACT |  | United States | New Mexico | Hidalgo | Playas |  | 0.93 | 0.905
193281 | 02292 | NG BETHEL ARMORY | 020NG | Alaska National Guard | ARGUARD | Tower Rd. | United States | Alaska | Bethel | Bethel | 99559 | 2.52 | 2.47
193282 | 825863 | 40W857 MULHERN DRIVE ELBURN | 70132 | Independent Duty Housing Program | USACE | Mulhern | United States | Illinois | Kane | Elburn | 60119 | 1.03 | 1.045
193283 | 825866 | 0134 CLUB DRIVE GOSHEN | 70132 | Independent Duty Housing Program | USACE | CLUB | United States | Kentucky | Oldham | Goshen | 40026 | 0.87 | 0.87
193284 | 826067 | 1205 SOUTH UNION STREET TRAVERSE CITY | 70132 | Independent Duty Housing Program | USACE | UNION | United States | Michigan | Grand Traverse | Traverse City | 49684 | 1.035 | 1.055
193285 | 825870 | 7 JOSEPH LANE WILTON | 70132 | Independent Duty Housing Program | USACE | JOSEPH | United States | New York | Saratoga | Wilton | 12831 | 1.06 | 1.075
193286 | 825879 | 7311 W AIRPORT ROAD BLOOMINGTON | 70132 | Independent Duty Housing Program | USACE | AIRPORT | United States | Indiana | Monroe | Bloomington | 47403 | 0.955 | 0.96
193287 | 825971 | 1148 KREBS LAKE ROAD MCALESTER | 70132 | Independent Duty Housing Program | USACE | KREBS LAKE | United States | Oklahoma | Pittsburg | Mcalester | 74501 | 0.875 | 0.85
193288 | 825959 | 1795 EAST SHERMAN BLVD MUSKEGON | 82387 | Joint Recruiting Program | USACE | SHERMAN | United States | Michigan | Muskegon | Muskegon | 49444 | 1.035 | 1.055
193289 | 826079 | 18 PARK ROAD PITTSFORD | 70132 | Independent Duty Housing Program | USACE | PARK | United States | New York | Monroe | Pittsford | 14534 | 1.06 | 1.075
193290 | 826002 | 230 SOUTH DEARBORN STREET CHICAGO | 18641 | Office of the Chief Army Enterprise Marketing | USACE | DEARBORN | United States | Illinois | Dupage | Chicago | 60604 | 1.18 | 1.25
193291 | 826081 | 24 GARDNER TERRACE DELMAR | 70132 | Independent Duty Housing Program | USACE | GARDNER | United States | New York | Albany | Delmar | 12054 | 1.03 | 1.05
193292 | 826091 | 2832 E INDIAN CREEK DRIVE MERIDIAN | 70132 | Independent Duty Housing Program | USACE | INDIAN CREEK | United States | Idaho | Ada | Meridian | 83642 | 0.99 | 0.98
193293 | 826070 | 522 CANFIELD ROAD PITTSFORD | 70132 | Independent Duty Housing Program | USACE | CANFIELD | United States | New York | Monroe | Pittsford | 14534 | 1.06 | 1.075
193294 | 825479 | 7683 W BRIGHT STAR STREET BOISE | 70132 | Independent Duty Housing Program | USACE | BRIGHT STAR | United States | Idaho | Ada | Boise | 83709 | 0.99 | 0.98
193295 | 825932 | 7131 S JEFFREY BLVD CHICAGO | 82387 | Joint Recruiting Program | USACE | JEFFREY | United States | Illinois | Cook | Chicago | 60649 | 1.18 | 1.25
193296 | M00681-0006 | BLUM EASEMENT | M00681 | MCB CAMP PENDLETON CA | MCACT |  | United States | California | San Diego | Poway |  | 1.05 | 1.08
193297 | M00681-0007 | LORETTA ST EASE AREA 1 | M00681 | MCB CAMP PENDLETON CA | MCACT |  | United States | California | San Diego | Oceanside | 92058 | 1.05 | 1.08
193298 | M00681-0008 | LORETTA ST EASE AREA 2 | M00681 | MCB CAMP PENDLETON CA | MCACT |  | United States | California | San Diego | Oceanside | 92058 | 1.05 | 1.08
193299 | M00681-0009 | LORETTA ST EASE AREA 3 | M00681 | MCB CAMP PENDLETON CA | MCACT |  | United States | California | San Diego | Oceanside | 92058 | 1.05 | 1.08
1933 | GHVD0001 | FRANCIS E WARREN AF MISSILE SITE J1 SITE # 1 | GHLN | F E WARREN AFB | AFACT | 19558 County Road74 | United States | Colorado | Logan | Peetz | 80747 | 1.015 | 1
193304 | 826074 | 10710 GATEWAY NORTH EL PASO | 82387 | Joint Recruiting Program | USACE | GATEWAY | United States | Texas | Henderson | Unknown | 79924 | 0.865 | 0.84
193305 | 825978 | 1210 SOUTHGATE PARKWAY CAMBRIDGE | 82387 | Joint Recruiting Program | USACE | SOUTHGATE | United States | Ohio | Guernsey | Cambridge | 43725 | 0.925 | 0.9195
193306 | 825586 | 1305 GRINDSTONE PARKWAY COLUMBIA | 82387 | Joint Recruiting Program | USACE | GRINDSTONE | United States | Missouri | Boone | Columbia | 65201 | 0.985 | 1.005
193307 | 826015 | 1544 MARKET PLACE BLVD CUMMING | 82387 | Joint Recruiting Program | USACE | MARKET PLACE | United States | Georgia | Forsyth | Cumming | 30041 | 0.865 | 0.83
193308 | 825940 | 2382 CHERRY ROAD ROCK HILL | 82387 | Joint Recruiting Program | USACE | CHERRY | United States | South Carolina | York | Rock Hill | 29732 | 0.92 | 0.885
193309 | 826008 | 25 CALHOUN STREET CHARLESTON | 82387 | Joint Recruiting Program | USACE | CALHOUN | United States | South Carolina | Charleston | Charleston | 29401 | 0.97 | 0.94
193310 | 826069 | 1 FEDERAL DRIVE FORT SNELLING | 66155 | DoD USMEPCOM | USACE | FEDERAL | United States | Minnesota | Hennepin | Fort Snelling | 55111 | 1.06 | 1.11
193311 | 826032 | 411 WEST 4TH STREET SANTA ANA | 82387 | Joint Recruiting Program | USACE | 4TH | United States | California | Orange | Santa Ana | 92701 | 1.02 | 1.06
193312 | 825898 | 4505 42ND AVE SW SEATTLE | 82387 | Joint Recruiting Program | USACE | 42ND | United States | Washington | King | Seattle | 98116 | 1.12 | 1.14
193313 | 825894 | 4750 ROOSEVELT WAY NE SEATTLE | 82387 | Joint Recruiting Program | USACE | ROOSEVELT | United States | Washington | King | Seattle | 98105 | 1.12 | 1.14
193314 | 825649 | 495 SUMMER STREET BOSTON | 82387 | Joint Recruiting Program | USACE | SUMMER | United States | Massachusetts | Suffolk | Boston | 02210 | 1.2 | 1.26
193315 | 825949 | 7 OHIO RIVER PLAZA GALLIPOLIS | 82387 | Joint Recruiting Program | USACE | OHIO RIVER | United States | Ohio | Gallia | Gallipolis | 45631 | 0.925 | 0.9195
193316 | 824272 | 721 19TH STREET DENVER | 66155 | DoD USMEPCOM | USACE | 19TH | United States | Colorado | Denver | Denver | 80202 | 0.99 | 0.98
193317 | 825460 | 7272 GUILFORD DRIVE FREDERICK | 82387 | Joint Recruiting Program | USACE | GUILFORD | United States | Maryland | Frederick | Frederick | 21704 | 0.94 | 0.94
193318 | 825850 | 8700 NE VANCOUVER MALL DRIVE VANCOUVER | 82387 | Joint Recruiting Program | USACE | VANCOUVER MALL | United States | Washington | Clark | Vancouver | 98662 | 1.085 | 1.095
193319 | 825588 | 9420 COLLEGE PARK DRIVE CONROE | 82387 | Joint Recruiting Program | USACE | COLLEGE PARK | United States | Texas | Montgomery | Conroe | 77384 | 0.865 | 0.84
193320 | 37A83 | TARHEEL CHALLENGE ACADEMY 2 NEW LONDON | 370NG | North Carolina National Guard | ARGUARD | MAIN | United States | North Carolina | Stanly | New London | 28127-9186 | 0.885 | 0.855
193321 | 19448 | IOWA AAP DERP FUDS MONITORING WELLS | 80068 | Iowa Army Ammunition Plant DERP FUDS Monitoring Wells | USACE | Cottonwood | United States | Iowa | Harrison | Missouri Valley | 51555 | 1.01 | 1.01
193322 | 51A42 | CHESTER SFRO | 510NG | Virginia National Guard | ARGUARD | Jefferson Davis | United States | Virginia | Chesterfield | Chester | 23831 | 0.92 | 0.89
193323 | 51B50 | MIDLOTHIAN SFRO | 510NG | Virginia National Guard | ARGUARD | Southshore Pointe | United States | Virginia | Chesterfield | Midlothian | 23112 | 0.92 | 0.89
193324 | 51C47 | STAFFORD SFRO | 510NG | Virginia National Guard | ARGUARD | GARRISONVILLE | United States | Virginia | Stafford | Stafford | 22554 | 1.08 | 1.08
193325 | 12D63 | SFRO Lakeland Florida Ave | 120NG | Florida National Guard | ARGUARD | Florida | United States | Florida | Polk | Lakeland | 33813 | 0.825 | 0.805
193326 | 12D66 | SFRO Panama City Beach | 120NG | Florida National Guard | ARGUARD | 12105 PANAMA CITY BEACH | United States | Florida | Bay | Panama City Beach | 32407-2609 | 0.85 | 0.83
193328 | 12D64 | SFRO Daytona Speedway Blvd | 120NG | Florida National Guard | ARGUARD | International Speedway | United States | Florida | Volusia | Daytona Beach | 32114 | 0.825 | 0.805
193329 | 12D61 | SFRO Miami 82nd Ave | 120NG | Florida National Guard | ARGUARD | 82nd | United States | Florida | Miami-Dade | North Miami | 33122 | 0.82 | 0.8
193330 | 39B11 | CINCINNATI BEECHMONT STOREFRONT | 390NG | Ohio National Guard | ARGUARD | BEECHMONT | United States | Ohio | Hamilton | Cincinnati | 45255 | 0.925 | 0.9195
193331 | 25E84 | DARTMOUTH STOREFRONT | 250NG | Massachusetts National Guard | ARGUARD | Faunce Corner | United States | Massachusetts | Bristol | Dartmouth | 02747 | 1.165 | 1.215
193334 | 39B46 | Cleveland Heights Storefront | 390NG | Ohio National Guard | ARGUARD | Taylor | United States | Ohio | Cuyahoga | Cleveland Hts | 44118 | 0.925 | 0.9195
193335 | 17A38 | Gurnee Recruiting Storefront | 170NG | Illinois National Guard | ARGUARD | Grand | United States | Illinois | Lake | Gurnee | 60031 | 1.18 | 1.25
193336 | 27B70 | Marshall Armory | 270NG | Minnesota National Guard | ARGUARD | Michigan | United States | Minnesota | Lyon | Marshall | 56258 | 1.085 | 1.12
193338 | 39E00 | STEUBENVILLE STOREFRONT | 390NG | Ohio National Guard | ARGUARD | MALL | United States | Ohio | Jefferson | Steubenville | 43952 | 0.925 | 0.9195
193339 | 22A33 | Store Front Recruiting Baton Rouge | 220NG | Louisiana National Guard | ARGUARD | Siegan | United States | Louisiana | East Baton Rouge | Baton Rouge | 70809 | 0.855 | 0.825
193340 | M00264-F1 | UFC RESEARCH PKWY | M00264 | MARINE CORPS BASE QUANTICO VA | MCACT | RESEARCH | United States | Florida | Orange | Orlando | 32826 | 0.825 | 0.805
193341 | M00264-F2 | UCF-PIII | M00264 | MARINE CORPS BASE QUANTICO VA | MCACT | TECHNOLOGY | United States | Florida | Orange | Orlando | 32826 | 0.825 | 0.805
193350 | TKFH0002 | GRANGE MINI MUTE SHA10 SITE 1 | VLSB | SHAW AIR FORCE BASE | AFACT |  | United States | Georgia | Jefferson | Louisville |  | 0.865 | 0.83
193351 | TKFH0003 | MAGRUDER MINI MUTE SHA9 SITE 1 | VLSB | SHAW AIR FORCE BASE | AFACT |  | United States | Georgia | Burke | Midville |  | 0.865 | 0.83
193352 | M00146-0042 | STROUD | M00146 | MCAS CHERRY POINT NC | MCACT | NC-24 | United States | North Carolina | Carteret | Newport | 28570 | 1.03 | 1
193353 | 825892 | 1054 SOUTH LAKE DRIVE LEXINGTON | 82387 | Joint Recruiting Program | USACE | LAKE | United States | South Carolina | Lexington | Lexington | 29073 | 0.87 | 0.83
193354 | 825969 | 16927 VANOWEN STREET VAN NUYS | 82387 | Joint Recruiting Program | USACE | VANOWEN | United States | California | Los Angeles | Van Nuys | 91406 | 1.02 | 1.06
193355 | 826137 | 181 WEST SENECA STREET MANLIUS | 70132 | Independent Duty Housing Program | USACE | SENECA | United States | New York | Onondaga | Manlius | 13104 | 1.06 | 1.075
193356 | 825851 | 1940 WEST INDIAN SCHOOL ROAD PHOENIX | 82387 | Joint Recruiting Program | USACE | INDIAN SCHOOL | United States | Arizona | Maricopa | Phoenix | 85015 | 0.91 | 0.89
193357 | 826135 | 20 PINEHILL DRIVE PITTSFORD | 70132 | Independent Duty Housing Program | USACE | PINEHILL | United States | New York | Monroe | Pittsford | 14534 | 1.06 | 1.075
193358 | 825993 | 22641 LAKE FOREST DRIVE | 82387 | Joint Recruiting Program | USACE | LAKE FOREST | United States | California | Orange | Unknown | 92630 | 1.02 | 1.06
193359 | 826066 | 252 WEST 128TH AVENUE CROWN POINT | 70132 | Independent Duty Housing Program | USACE | 128TH | United States | Indiana | Marion | Unknown | 46307 | 0.94 | 0.94
193360 | 825868 | 300 PLEASANT GROVE ROAD MOUNT JULIET | 82387 | Joint Recruiting Program | USACE | PLEASANT GROVE | United States | Tennessee | Wilson | Mount Juliet | 37122 | 0.835 | 0.82
193361 | 825902 | 40473 MURRIETA HOT SPRINGS ROAD MURRIETA | 82387 | Joint Recruiting Program | USACE | MURRIETA HOT SPRINGS | United States | California | Los Angeles | Unknown | 92563 | 1.02 | 1.06
193362 | 825406 | 434 CROSSROADS BOULEVARD | 82387 | Joint Recruiting Program | USACE | CROSSROADS | United States | North Carolina | Wake | Cary | 27518 | 0.885 | 0.855
193363 | 825751 | 57 SMITH ROAD AVON | 70132 | Independent Duty Housing Program | USACE | SMITH | United States | Connecticut | Hartford | Avon | 06001 | 1.165 | 1.205
193364 | 825994 | 7691 COCONUT DRIVE JENISON | 70132 | Independent Duty Housing Program | USACE | COCONUT | United States | Michigan | Ottawa | Jenison | 49428 | 1.035 | 1.055
193365 | 826100 | 85 NORTH LAKE HAVASU AVENUE LAKE HAVASU CITY | 82387 | Joint Recruiting Program | USACE | LAKE HAVASU | United States | Arizona | Mohave | Lake Havasu City | 86403 | 0.925 | 0.905
193366 | 826125 | 90 WOODBRIDGE CENTER DRIVE WOODBRIDGE | 82387 | Joint Recruiting Program | USACE | WOODBRIDGE CENTER | United States | New Jersey | Middlesex | Woodbridge | 07095 | 1.165 | 1.235
193367 | 02822 | DIMOND CENTER SFRO | 020NG | Alaska National Guard | ARGUARD | EAST DIMOND BLVD | United States | Alaska | Anchorage | Anchorage | 99515 | 1.96 | 1.95
193368 | 51B57 | NORFOLK SFRO | 510NG | Virginia National Guard | ARGUARD | Virginia Beach | United States | Virginia | Norfolk (City) | Norfolk | 23502 | 0.98 | 0.94
193369 | 48R11 | STR FRT Recruiters El Paso | 480NG | Texas National Guard | ARGUARD | Zaragosa | United States | Texas | El Paso | El Paso | 79938 | 0.86 | 0.83
193370 | 16970 | Projected Boise ID Site | 27864 | 88th Readiness Division | ARRES | Made-Up | United States | Idaho | Ada | Boise | 83702 | 0.99 | 0.98
193371 | 22A35 | Water Campus Baton Rouge | 220NG | Louisiana National Guard | ARGUARD | Brickyard | United States | Louisiana | East Baton Rouge | Baton Rouge | 70802-8084 | 0.855 | 0.825
193372 | 824179 | 12000 Research PKWY Orlando | 42752 | Program Executive Offices | USACE | Research Parkway | United States | Florida | Orange | Orlando | 32826 | 0.825 | 0.805
193373 | 825972 | 12423 Research PKWY Orlando | 42752 | Program Executive Offices | USACE | Research PKWY | United States | Florida | Orange | Orlando | 32826 | 0.825 | 0.805
193374 | 825936 | 12809 Science Drive Orlando | 42752 | Program Executive Offices | USACE | Science Drive | United States | Florida | Orange | Orlando | 32826 | 0.825 | 0.805
193375 | 825861 | 3039 Technology PKWY Orlando | 42752 | Program Executive Offices | USACE | Technology PKWY | United States | Florida | Orange | Orlando | 32826 | 0.825 | 0.805
193376 | 824159 | 3045 Technology PKWY Orlando | 42752 | Program Executive Offices | USACE | Technology Parkway | United States | Florida | Orange | Orlando | 32826 | 0.825 | 0.805
193377 | 825862 | 3100 Technology PKWY Orlando | 42752 | Program Executive Offices | USACE | Technology Parkway | United States | Florida | Orange | Orlando | 32826 | 0.825 | 0.805
193378 | 24A96 | Columbia SFRO | 240NG | Maryland National Guard | ARGUARD | Centre Park | United States | Maryland | Howard | Columbia | 21045 | 1.005 | 1
193379 | 17A27 | Schaumburg Recruiting Storefront | 170NG | Illinois National Guard | ARGUARD | Schaumburg | United States | Illinois | Cook | Schaumburg | 60194 | 1.18 | 1.25
193380 | 17C33 | Springfield Recruiting Storefront | 170NG | Illinois National Guard | ARGUARD | Wabash | United States | Illinois | Sangamon | Springfield | 62711 | 1.03 | 1.045
193381 | 48R13 | STR FRT Recruiters Waco | 480NG | Texas National Guard | ARGUARD | Waco | United States | Texas | Mclennan | Waco | 76710 | 0.865 | 0.84
193382 | 48R10 | STR FRT RECRUITERS The Colony | 480NG | Texas National Guard | ARGUARD | Main | United States | Texas | Denton | The Colony | 75056 | 0.865 | 0.84
193383 | 48R14 | STR Frt Recruiters Pearland | 480NG | Texas National Guard | ARGUARD | Broadway | United States | Texas | Brazoria | Pearland | 77584 | 0.865 | 0.84
193384 | 825921 | 1074 PINNACLE POINT DRIVE COLUMBIA | 82387 | Joint Recruiting Program | USACE | PINNACLE POINT | United States | South Carolina | Richland | Columbia | 29223 | 0.87 | 0.83
193385 | 826038 | 1173 1175 TIMBER DRIVE EAST GARNER | 82387 | Joint Recruiting Program | USACE | TIMBER | United States | North Carolina | Wake | Garner | 27529 | 0.885 | 0.855
193386 | 825402 | 1220C E JOPPA ROAD TOWSON | 82387 | Joint Recruiting Program | USACE | JOPPA | United States | Maryland | Baltimore | Towson | 21286 | 0.97 | 0.97
193387 | 825974 | 140 SOUTH JORDAN CREEK PARKWAY WEST DES MOINES | 82387 | Joint Recruiting Program | USACE | JORDAN CREEK | United States | Iowa | Polk | West Des Moines | 50266 | 0.95 | 0.95
193388 | 825926 | 1510 LAFAYETTE PARKWAY LAGRANGE | 82387 | Joint Recruiting Program | USACE | LAFAYETTE | United States | Georgia | Troup | La Grange | 30241 | 0.865 | 0.83
193389 | 825782 | 1710 UNDERPASS WAY HAGERSTOWN | 82387 | Joint Recruiting Program | USACE | UNDERPASS | United States | Maryland | Washington | Hagerstown | 21740 | 1.02 | 1.01
193390 | 825121 | 2620 NORTH MAIN STREET HIGH POINT | 82387 | Joint Recruiting Program | USACE | MAIN | United States | North Carolina | Guilford | Highpoint | 27262 | 0.885 | 0.855
193391 | 825881 | 326 PARKVIEW PLACE VERSAILLES | 70132 | Independent Duty Housing Program | USACE | PARKVIEW | United States | Kentucky | Woodford | Versailles | 40383 | 0.87 | 0.87
193392 | 825958 | 4077 NORTH PERRYVILLE ROAD LOVES PARK | 82387 | Joint Recruiting Program | USACE | PERRYVILLE | United States | Illinois | Winnebago | Loves Park | 61111 | 1.03 | 1.045
193395 | 826021 | 535 HAYWOOD ROAD GREENVILLE | 82387 | Joint Recruiting Program | USACE | HAYWOOD | United States | South Carolina | Greenville | Greenville | 29607 | 0.92 | 0.885
193396 | 825875 | 6158 GLENVIEW DRIVE NEWBURGH | 70132 | Independent Duty Housing Program | USACE | GLENVIEW | United States | Indiana | Warrick | Newburgh | 47630 | 0.955 | 0.96
193398 | 826170 | 7948 BAYMEADOWS WAY JACKSONVILLE | 82387 | Joint Recruiting Program | USACE | BAYMEADOWS | United States | Florida | Duval | Jacksonville | 32256 | 0.8 | 0.78
1934 | GHVE0001 | FRANCIS E WARREN AF MISSILE SITE J2 SITE # 1 | GHLN | F E WARREN AFB | AFACT | 9391 Nebraska State Road 8 | United States | Nebraska | Cheyenne | Sidney | 69162 | 0.93 | 0.915
193400 | 29B17 | Counterdrug Jefferson City | 290NG | Missouri National Guard | ARGUARD | Liberty | United States | Missouri | Cole | Jefferson City | 65101 | 0.985 | 1.005
193401 | 06960 | El Centro 5 East | 48125 | Fort Bliss | ARACT | East First | United States | California | Imperial | Calexico | 92231 | 1.11 | 1.15
193402 | 06075 | El Centro 5 West | 48125 | Fort Bliss | ARACT | East First | United States | California | Imperial | Calexico | 92231 | 1.11 | 1.15
193403 | 06825 | El Centro 9 East | 48125 | Fort Bliss | ARACT | East First | United States | California | Imperial | Calexico | 92231 | 1.11 | 1.15
193404 | 06564 | El Centro 9 West | 48125 | Fort Bliss | ARACT | East First | United States | California | Imperial | Calexico | 92231 | 1.11 | 1.15
193405 | 48968 | Laredo 7 | 48125 | Fort Bliss | ARACT | Lincoln Juarez | United States | Texas | Webb | Laredo | 78040 | 0.865 | 0.84
193406 | 06155 | San Diego 11 East | 48125 | Fort Bliss | ARACT | Tecate | United States | California | San Diego | Tecate | 91980 | 1.05 | 1.08
193407 | 06763 | San Diego 11 West | 48125 | Fort Bliss | ARACT | Tecate | United States | California | San Diego | Tecate | 91980 | 1.05 | 1.08
193408 | 01R05 | Florence SFRO | 010NG | Alabama National Guard | ARGUARD | Cox Creek | United States | Alabama | Lauderdale | Florence | 35630 | 0.855 | 0.83
193409 | 01R04 | Madison SFRO | 010NG | Alabama National Guard | ARGUARD | Brookridge | United States | Alabama | Madison | Madison | 35758 | 0.83 | 0.8
193410 | 01R06 | Tuscaloosa SFRO | 010NG | Alabama National Guard | ARGUARD | McFarland | United States | Alabama | Tuscaloosa | Tuscaloosa | 35401 | 0.855 | 0.83
193411 | 48R12 | STR FRT Recruiters Fort Worth | 480NG | Texas National Guard | ARGUARD | Bryant Irvin | United States | Texas | Tarrant | Fort Worth | 76132 | 0.83 | 0.82
193412 | 41005 | BEND STOREFRONT | 410NG | Oregon National Guard | ARGUARD | Powers | United States | Oregon | Deschutes | Bend | 97702 | 1.12 | 1.145
193413 | 41006 | HILLSBORO STOREFRONT | 410NG | Oregon National Guard | ARGUARD | TUALATIN VALLEY | United States | Oregon | Washington | Hillsboro | 97123 | 1.08 | 1.1
193414 | 39F00 | Zanesville Storefront | 390NG | Ohio National Guard | ARGUARD | Maple | United States | Ohio | Muskingum | Zanesville | 43701 | 0.925 | 0.9195
193415 | 48574 | 14909 Spillman Ranch Loop Austin TX 78738 | 48255 | Fort Hood | ARACT | Spillman Ranch | United States | Texas | Travis | Austin | 78738 | 0.865 | 0.84
193416 | 48385 | 7800 Meloncon Cove Austin TX 78735 | 48255 | Fort Hood | ARACT | Meloncon | United States | Texas | Travis | Austin | 78735 | 0.865 | 0.84
193417 | 48044 | 1206 Silver Hill Dr Austin TX 78746 | 48255 | Fort Hood | ARACT | Silver Hill | United States | Texas | Travis | Austin | 78746 | 0.865 | 0.84
193418 | 48634 | 15904 Spillman Ranch Loop Austin TX 78738 | 48255 | Fort Hood | ARACT | Spillman Ranch | United States | Texas | Travis | Austin | 78738 | 0.865 | 0.84
193419 | N61007-PF | PARTNERSHIP IV | N61007 | NAVAL SUPPORT ACTIVITY ORLANDO | NAVACT | SCIENCE DR | United States | Florida | Orange | Orlando | 32826 | 0.825 | 0.805
193421 | N61007-PV | PARTNERSHIP V | N61007 | NAVAL SUPPORT ACTIVITY ORLANDO | NAVACT | RESEARCH PKWY | United States | Florida | Orange | Orlando | 32826 | 0.825 | 0.805
193423 | HERT0002 | FE BRICK ENTRY SIGN | MUHJ | LANGLEY AFB | AFACT |  | United States | Virginia | Newport News (City) | Fort Eustis |  | 1 | 0.96
193424 | FLL01 | 136 WOODBRIDGE RD PALM BEACH FL 334806 | WHS01 | WASHINGTON HEADQUARTERS | WHS | WOODBRIDGE | United States | Florida | Palm Beach | Palm Beach | 334806 | 0.82 | 0.8
193425 | FLL02 | 136 Woodbridge Road, Pal, Beach FL 33480 | WHS01 | WASHINGTON HEADQUARTERS | WHS | Woodbridge | United States | Florida | Palm Beach | Palm Beach | 33480 | 0.82 | 0.8
193426 | 826154 | 1030 SOUTH STREET NACOGDOCHES | 82387 | Joint Recruiting Program | USACE | SOUTH | United States | Texas | Nacogdoches | Nacogdoches | 75964 | 0.865 | 0.84
193427 | 826010 | 1276 VIERLING DR SHAKOPEE | 82387 | Joint Recruiting Program | USACE | VIERLING | United States | Minnesota | Scott | Shakopee | 55379 | 1.085 | 1.12
193428 | 825813 | 150 ROUTE 73 NORTH MARLTON | 82387 | Joint Recruiting Program | USACE | ROUTE 73 | United States | New Jersey | Burlington | Marlton | 08053 | 1.17 | 1.24
193429 | 824967 | 21035 STEEL RAIN RD EL PASO | 82387 | Joint Recruiting Program | USACE | STEEL RAIN | United States | Texas | El Paso | Fort Bliss | 79916 | 0.86 | 0.83
193430 | 825919 | 2117 SYCAMORE ROAD DEKALB | 82387 | Joint Recruiting Program | USACE | SYCAMORE | United States | Illinois | De Kalb | De Kalb | 60115 | 1.03 | 1.045
193431 | 824069 | 2640 CAUSEWAY CENTER DRIVE TAMPA | 55446 | Defense Intelligence Agency | USACE | CAUSEWAY CENTER | United States | Florida | Hillsborough | Tampa | 33619 | 0.82 | 0.8
193432 | 825626 | 3200 LACLEDE STATION ROAD SAINT LOUIS | 82387 | Joint Recruiting Program | USACE | LACLEDE STATION | United States | Missouri | St. Louis (City) | St. Louis | 63143 | 0.985 | 1.005
193433 | 825546 | 390 WOODBURY TURNERSVILLE ROAD BLACKWOOD | 82387 | Joint Recruiting Program | USACE | WOODBURY TURNERSVILLE | United States | New Jersey | Gloucester | Unknown | 08012 | 1.165 | 1.235
193434 | 826140 | 800 EAST WASHINGTON STREET GREENVILLE | 82387 | Joint Recruiting Program | USACE | WASHINGTON | United States | South Carolina | Greenville | Greenville | 29601 | 0.92 | 0.885
193435 | 822926 | BUILDING 1446 SPARTA | 82387 | Joint Recruiting Program | USACE | BUILDING FORT MCCOY | United States | Wisconsin | Monroe | Sparta | 54656 | 1.15 | 1.17
193437 | NJL01 | 2101 Centrepark West Drive West Palm Beach FL | WHS01 | WASHINGTON HEADQUARTERS | WHS | Centrepark West | United States | Florida | Palm Beach | West Palm Beach |  | 0.82 | 0.8
193438 | NYL01 | Trump Tower 721-725 5th Ave New York, NY 10022 | WHS01 | WASHINGTON HEADQUARTERS | WHS | 5TH | United States | New York | New York | New York City |  | 1.36 | 1.46
193439 | FLL03 | 2101 Centrepark West Drive West Palm Beach FL | WHS01 | WASHINGTON HEADQUARTERS | WHS | Centrepark West | United States | Florida | Palm Beach | West Palm Beach |  | 0.82 | 0.8
193440 | 31529 | Cornhusker AAP DERP FUDS Monitoring Wells | 16360 | Cornhusker Army Ammunition Plant DERP FUDS Monitoring Wells | USACE | 60th | United States | Nebraska | Hall | Grand Island | 68803-9022 | 0.94 | 0.92
193441 | 29B13 | Independence SFRO | 290NG | Missouri National Guard | ARGUARD | 50th | United States | Missouri | Jackson | Independence | 64055 | 0.99 | 1.02
193442 | 16A24 | SIMCO East | 16A25 | Orchard Range | ARGUARD | Simco | United States | Idaho | Elmore | Mountain Home | 83716 | 1.12 | 1.11
193443 | 06133 | 1669 AIRPORT ROAD INYOKERN | 59983 | Army Special Operations Command | USACE | AIRPORT | United States | California | Kern | Inyokern | 93527 | 1.16 | 1.21
193444 | 824046 | 2312 E BANNISTER ROAD KANSAS CITY | 70173 | Army North | USACE | E BANNISTER | United States | Missouri | Platte | Kansas City | 64131 | 0.95 | 0.97
193445 | 48868 | 7400 HELEN OF TROY DRIVE EL PASO | 99033 | Army Medical Command | USACE | HELEN OF TROY | United States | Texas | El Paso | El Paso | 79911 | 0.86 | 0.83
193446 | 29412 | 4300 GOODFELLOW BLVD ST LOUIS | 89863 | Army Audit Agency | USACE | GOODFELLOW | United States | Missouri | St. Louis (City) | St. Louis | 63120 | 0.985 | 1.005
193447 | DCL12 | 717 Madison Place NW Washington DC 20005 | WHS01 | WASHINGTON HEADQUARTERS | WHS | MADISON PLACE NW | United States | District Of Columbia | District Of Columbia | Washington | 20005 | 1.04 | 1.04
193448 | DCL13 | 200 Independence Ave SW Washington DC 12345 | WHS01 | WASHINGTON HEADQUARTERS | WHS | iNDEPENDENCE SW | United States | District Of Columbia | District Of Columbia | Washington |  | 1.04 | 1.04
193449 | DCL14 | FORT LINCOLN SENIOR VILLAGE | WHS01 | WASHINGTON HEADQUARTERS | WHS | FORT LINCOLN | United States | District Of Columbia | District Of Columbia | Washington | 20018 | 1.04 | 1.04
193450 | MDL33 | 11555 ROCKVILLE PIKE BETHESDA MARYLND 20005 | WHS01 | WASHINGTON HEADQUARTERS | WHS | ROCKVILLE PIKE | United States | Maryland | Montgomery | Bethesda |  | 1.02 | 1.02
193451 | DCL35 | 15916 New Hampshire Avenue Silver Spring Maryland 20904 | WHS01 | WASHINGTON HEADQUARTERS | WHS | NEW HAMPSHIRE | United States | Maryland | Montgomery | Silver Spring | 20904 | 1.02 | 1.02
193452 | MDL36 | 1211 Port Echo Lane Bowie Maryland 20176 | WHS01 | WASHINGTON HEADQUARTERS | WHS | PORT ECHO | United States | Maryland | Prince George'S | Bowie |  | 0.97 | 0.97
193453 | MDL37 | 8831 SPRINGFIELD ROAD MARYLAND 20708 | WHS01 | WASHINGTON HEADQUARTERS | WHS | SPRINGFIELD | United States | Maryland | Prince George'S | Laurel |  | 0.97 | 0.97
193454 | MDL38 | 2313 KNOTWEED COURT BRANDYWINE MARYLAND 20603 | WHS01 | WASHINGTON HEADQUARTERS | WHS | KNOTWEED | United States | Maryland | Prince George'S | Brandywine |  | 0.97 | 0.97
193455 | VALC3 | 600 ARMY NAVY DRIVE ARLINGTON VIRGINIA 22202 | WHS01 | WASHINGTON HEADQUARTERS | WHS | ARMY NAVY | United States | Virginia | Arlington | Pentagon, Arlington |  | 1.08 | 1.08
193456 | VALC4 | 21000 ATLANTIC BLVD DULLES AIRPORT VIRGINIA 20166 | WHS01 | WASHINGTON HEADQUARTERS | WHS | ATLANTIC | United States | Virginia | Loudoun | Dulles Airport |  | 0.92 | 0.89
193457 | VALC5 | 4114 LEGATO ROAD FAIRFAX VA 22033 | WHS01 | WASHINGTON HEADQUARTERS | WHS | LEGATO | United States | Virginia | Fairfax | Fairfax Station |  | 1.08 | 1.08
193458 | 27E00 | OTSEGO STR FRT RECRUITING OFC | 270NG | Minnesota National Guard | ARGUARD | Quaday | United States | Minnesota | Wright | Otsego | 55330 | 1.085 | 1.12
193459 | 38B44 | Minot Storefront | 380NG | North Dakota National Guard | ARGUARD | Broadway | United States | North Dakota | Ward | Minot | 58701 | 1.15 | 1.15
193461 | 19D80 | WEST DES MOINES ARMORY | 190NG | Iowa National Guard | ARGUARD | Veterans | United States | Iowa | Polk | West Des Moines | 50265 | 0.95 | 0.95
193464 | 39E50 | Vandalia Storefront | 390NG | Ohio National Guard | ARGUARD | National | United States | Ohio | Montgomery | Vandalia | 45377 | 0.9 | 0.889
193465 | 39C86 | Marietta Storefront | 390NG | Ohio National Guard | ARGUARD | Pike | United States | Ohio | Washington | Marietta | 45750 | 0.925 | 0.9195
193466 | 19A11 | Ames Storefront | 190NG | Iowa National Guard | ARGUARD | Duff | United States | Iowa | Story | Ames | 50010 | 1.01 | 1.01
193467 | 19B15 | Decorah Storefront | 190NG | Iowa National Guard | ARGUARD | Mill | United States | Iowa | Winneshiek | Decorah | 52010 | 1.01 | 1.01
193468 | 19B27 | Des Moines Storefront | 190NG | Iowa National Guard | ARGUARD | 31st | United States | Iowa | Polk | Des Moines | 50311 | 0.95 | 0.95
193469 | 19C01 | Iowa City Storefront | 190NG | Iowa National Guard | ARGUARD | Linn | United States | Iowa | Johnson | Iowa City | 52240 | 1.01 | 1.01
193471 | 06518 | 1651 Alhambra BLVD Sacramento | 66155 | DoD USMEPCOM | USACE | Alhambra BLVD | United States | California | Sacramento | Sacramento | 95816 | 1.13 | 1.17
193473 | 825918 | 125 HILLVUE LANE PITTSBURGH | 82387 | Joint Recruiting Program | USACE | HILLVUE | United States | Pennsylvania | Allegheny | Pittsburgh | 15237 | 1.065 | 1.105
193474 | 826203 | 130 HALEY AVE SAVANNAH | 82387 | Joint Recruiting Program | USACE | HALEY | United States | Georgia | Chatham | Savannah | 31409 | 0.84 | 0.81
193475 | 825979 | 1515 NORTH TOWN EAST BOULEVARD MESQUITE | 82387 | Joint Recruiting Program | USACE | NORTH TOWN EAST | United States | Texas | Dallas | Mesquite | 75150 | 0.83 | 0.82
193476 | 825891 | 1580 STATE STREET CLEARFIELD | 82387 | Joint Recruiting Program | USACE | STATE | United States | Utah | Davis | Clearfield | 84015 | 1.03 | 0.99
193478 | 826206 | 401 WATER STREET PEORIA | 82387 | Joint Recruiting Program | USACE | WATER | United States | Illinois | Peoria | Peoria | 61602 | 1.03 | 1.045
193479 | 826026 | 4100 LEGACY DRIVE PLANO | 82387 | Joint Recruiting Program | USACE | LEGACY | United States | Texas | Collin | Plano | 75024 | 0.865 | 0.84
193480 | 825929 | 607 HEBRON ROAD HEATH | 82387 | Joint Recruiting Program | USACE | HEBRON | United States | Ohio | Licking | Heath | 43056 | 0.925 | 0.9195
193481 | 825859 | 718 POPLAR STREET LEBANON | 82387 | Joint Recruiting Program | USACE | POPLAR | United States | Pennsylvania | Lebanon | Lebanon | 17042 | 0.99 | 1
193482 | 825928 | 8101 NORTH 35TH AVENUE PHOENIX | 82387 | Joint Recruiting Program | USACE | 35TH | United States | Arizona | Maricopa | Phoenix | 85051 | 0.91 | 0.89
193483 | 08904 | CO Springs Lease | 27864 | 88th Readiness Division | ARRES | Geiger | United States | Colorado | El Paso | Colorado Springs | 80905 | 1.04 | 1.02
193484 | 42569 | 3201 South 26 St Philadelphia | 18081 | Army Mission Support | USACE | South 26 Street | United States | Pennsylvania | Philadelphia | Philadelphia | 19145 | 1.14 | 1.21
193485 | 42Z08 | ECHO 1 TRAINING AREA | 42307 | Fort Indiantown Gap Training Site | ARGUARD | MANADA BOTTOM | United States | Pennsylvania | Dauphin | Grantville | 17028 | 0.99 | 1
193486 | ACBF0003 | NGA Innovation Lease With GSA | VDYD | SCOTT AFB | AFACT |  | United States | Missouri | St. Louis (City) | St. Louis |  | 0.985 | 1.005
193487 | MDL39 | Suitland Federal Center | WHS01 | WASHINGTON HEADQUARTERS | WHS | Suitland Federal Center | United States | Maryland | Prince George'S | Suitland | 20746 | 0.97 | 0.97
193488 | MDL41 | 4600 Silver Hill Road South | WHS01 | WASHINGTON HEADQUARTERS | WHS | Silver Hill | United States | Maryland | Prince George'S | Suitland | 20746 | 0.97 | 0.97
193489 | NUEX0006 | SMITH PEAK | NUEX | LUKE AIR FORCE BASE | AFACT |  | United States | Arizona | Maricopa | Aguila | 85230 | 0.91 | 0.89
193490 | NUEX0010 | WHITE TANKS COMMUNICATION SITE | NUEX | LUKE AIR FORCE BASE | AFACT |  | United States | Arizona | Maricopa | Buckeye | 85326 | 0.91 | 0.89
193491 | NUEX0009 | SIERRA PINTA TRACKER STATION | NUEX | LUKE AIR FORCE BASE | AFACT |  | United States | Arizona | Yuma | Dateland | 85333 | 1.07 | 1.04
193492 | NUEX0008 | GROWLER MOUNTAINS TRACKER STATION | NUEX | LUKE AIR FORCE BASE | AFACT |  | United States | Arizona | Pima | Ajo | 85321 | 0.94 | 0.92
193493 | NUEX0007 | GRANITE MOUNTAINS TRACKING STATION | NUEX | LUKE AIR FORCE BASE | AFACT |  | United States | Arizona | Pima | Ajo | 85321 | 0.94 | 0.92
193494 | JBAB0001 | JBAB SITE 1 | JBAB | JB ANACOSTIA BOLLING | AFACT | MACDILL | United States | District Of Columbia | District Of Columbia | Bolling Afb | 20032 | 1.04 | 1.04
193495 | JBAB0002 | JBAB FUEL PIER | JBAB | JB ANACOSTIA BOLLING | AFACT | MACDILL | United States | District Of Columbia | District Of Columbia | Bolling Afb | 20032 | 1.04 | 1.04
193496 | JBAB0003 | JBAB NAVY INGRANT | JBAB | JB ANACOSTIA BOLLING | AFACT | MACDILL | United States | District Of Columbia | District Of Columbia | Bolling Afb | 20032 | 1.04 | 1.04
193498 | FMKM0010 | DULUTH INTERNATIONAL AIRFIELD SITE 10 | FMKM | DULUTH INTERNATIONAL AIRPORT | AFGUARD | GRINDEN | United States | Minnesota | St Louis | Duluth | 55811 | 1.11 | 1.13
193499 | MWQZ0003 | ANGEL PEAK B18 MICROWAVE SITE | RKMF | NELLIS | AFACT | COLD CREEK- RIES ROAD | United States | Nevada | Clark | Indian Springs | 89018 | 1.19 | 1.21
1935 | GHVF0001 | FRANCIS E WARREN AF MISSILE SITE J3 SITE # 1 | GHLN | F E WARREN AFB | AFACT | 34626 State Highway 113 | United States | Colorado | Logan | Peetz | 80747 | 1.015 | 1
193500 | MWQZ0004 | ANGEL PEAK FIBER OPTICS | RKMF | NELLIS | AFACT | AVENUE E | United States | Nevada | White Pine | Ely | 89301 | 1.18 | 1.2
193501 | TACY0001 | TINKER COMPLEX ADDITION | WWYK | TINKER AFB | AFACT | AIR DEPOT | United States | Oklahoma | Oklahoma | Oklahoma City | 73135 | 0.88 | 0.85
193502 | RATR0002 | MT SUNRISE BEACON LIGHTS AND POWER LINE | RKMF | NELLIS | AFACT | E | United States | Nevada | White Pine | Ely | 89301 | 1.18 | 1.2
193503 | XQPZ0003 | SAYLOR PARK | XQPZ | U S A F ACADEMY | AFACT | EDGERTON | United States | Colorado | El Paso | Colorado Springs | 80840 | 1.06 | 1.04
193504 | XHZG0002 | TULSA IAP SITE 2 | XHZG | AIR NATIONAL GUARD BASE, IAP | AFGUARD | 46TH | United States | Oklahoma | Tulsa | Tulsa | 74115-1699 | 0.875 | 0.85
193505 | DGRN0001 | DAHLGREN | TDKA | PETERSON AFB | AFACT | 4TH | United States | Virginia | King George | Dahlgren | 22448 | 1.1 | 1.1
193506 | XLWU0005 | TYNDALL EOD ROBOTICS RDTE | XLWU | TYNDALL AFB | AFACT | BAY LINE | United States | Florida | Bay | Tyndall Af Base | 32404 | 0.87 | 0.85
193507 | QMSN0008 | ASE STORAGE YARD | QMSN | MOFFETT FIELD | AFGUARD | MACON | United States | California | Santa Clara | Moffett Field | 94035 | 1.2 | 1.25
193508 | TDKA0002 | DAHLGREN | TDKA | PETERSON AFB | AFACT | GOODFELLOW | United States | Colorado | El Paso | Colorado Springs | 80914 | 1.06 | 1.04
193509 | MWQZ0002 | ANGEL PEAK B60 TRANSMITTER SITE | RKMF | NELLIS | AFACT | SOUTH GRAND CENTRAL | United States | Nevada | Clark | Las Vegas | 89155 | 1.19 | 1.21
193510 | PAMD0001 | MIDDLETON ISLAND | VNMH | EARECKSON AS | AFACT |  | United States | Alaska | Unknown | Unknown | 999999 | 2.025 | 2.015
193511 | VSSB0004 | SIOUX GATEWAY APT ANG WU H SITE 4 | VSSB | SIOUX GATEWAY APT / COL BUD DAY FIELD (ANG) | AFGUARD | HEADQUARTERS | United States | Iowa | Woodbury | Sioux City | 51111-1300 | 1.01 | 1.01
193512 | RKXF0032 | REPI LEASE N84133 BLM ROW SPECTRUM BLUE FORCE AIR DEFENSE PATRIOT | RKMF | NELLIS | AFACT | UNKNOWN - RKXF | United States | Nevada | Nye | Warm Springs | 89018 | 1.18 | 1.2
193513 | RKXF0033 | REPI ROEY N82806 BLM WATER WELL STORAGE TANK SITE AND ACCESS ROAD | RKMF | NELLIS | AFACT | UNKNOWN - RKXF | United States | Nevada | Clark | Indian Springs | 89018 | 1.19 | 1.21
193514 | RKXF0034 | REPI ROEY N54351 BLM INGRANT W BLM FOR FIBER OPTIC CABLE TO CREECH AFB | RKMF | NELLIS | AFACT | UNKNOWN - RKXF | United States | Nevada | Nye | Tonopah | 89018 | 1.18 | 1.2
193515 | RKXF0035 | REPI ROEY SFRE 434 CJ CARR NTTR | RKMF | NELLIS | AFACT | UNKNOWN - RKXF | United States | Nevada | Nye | Tonopah | 89018 | 1.18 | 1.2
193516 | RKXF0036 | REPI LEASE ENG 10188 COUNTY OF NYE NAF RANGE ANNEX TRACT P2 | RKMF | NELLIS | AFACT | UNKNOWN - RKXF | United States | Nevada | Clark | Indian Springs | 89018 | 1.19 | 1.21
193517 | RKXF0037 | REPI LEASE SFRE 851 ELDON G AND BERNICE E MASON NTTR | RKMF | NELLIS | AFACT | UNKNOWN - RKXF | United States | Nevada | Esmeralda | Unknown | 89018 | 1.18 | 1.2
193518 | RKXF0038 | REPI LEASE SFRE 364 ETHEL M CORBIN NTTR | RKMF | NELLIS | AFACT | UNKNOWN - RKXF | United States | Nevada | Nye | Tonopah | 89018 | 1.18 | 1.2
193519 | RKXF0039 | REPI LEASE SFRE 367 ETHEL M CORBIN NTTR | RKMF | NELLIS | AFACT | UNKNOWN - RKXF | United States | Nevada | Nye | Tonopah | 89018 | 1.18 | 1.2
193520 | RKXF0040 | REPI LEASE SFRE 588 FERN M SCHULTZ NTTR | RKMF | NELLIS | AFACT | UNKNOWN - RKXF | United States | Nevada | Nye | Tonopah | 89018 | 1.18 | 1.2
193521 | RKXF0041 | REPI LEASE DACA09 2 08 0275 FEUTSCH MINES INC | RKMF | NELLIS | AFACT | UNKNOWN - RKXF | United States | Nevada | Nye | Unknown | 89018 | 1.18 | 1.2
193522 | RKXF0042 | REPI LEASE SFRE 402 GERALDINE VICKERS NTTR | RKMF | NELLIS | AFACT | UNKNOWN - RKXF | United States | Nevada | Nye | Tonopah | 89018 | 1.18 | 1.2
193523 | RKXF0043 | REPI LEASE SFRE 403 GERALDINE VICKERS NTTR | RKMF | NELLIS | AFACT | UNKNOWN - RKXF | United States | Nevada | Nye | Tonopah | 89018 | 1.18 | 1.2
193524 | RKXF0044 | REPI LEASE SFRE 365 GRACE BOLINGER ETAL | RKMF | NELLIS | AFACT | UNKNOWN - RKXF | United States | Nevada | Nye | Tonopah | 89018 | 1.18 | 1.2
193525 | RKXF0045 | REPI LEASE SFRE 433 GRACE EASTON ESTER QUEDNES NTTR | RKMF | NELLIS | AFACT | UNKNOWN - RKXF | United States | Nevada | Nye | Tonopah | 89018 | 1.18 | 1.2
193526 | RKXF0046 | REPI LEASE SFRE 571 GRIMES DIVIDE MINING CO NTTR | RKMF | NELLIS | AFACT | UNKNOWN - RKXF | United States | Nevada | Nye | Tonopah | 89018 | 1.18 | 1.2
193527 | RKXF0047 | REPI LEASE SFRE 550 H B KLEINSTICK ET AL NTTR | RKMF | NELLIS | AFACT | UNKNOWN - RKXF | United States | Nevada | Clark | Indian Springs | 89018 | 1.19 | 1.21
193528 | RKXF0048 | REPI LEASE SFRE 366 HELEN MAE JEROME NTTR | RKMF | NELLIS | AFACT | UNKNOWN - RKXF | United States | Nevada | Nye | Tonopah | 89018 | 1.18 | 1.2
193529 | RKXF0049 | REPI LEASE SFRE 362 JOHN KAELIN NTTR | RKMF | NELLIS | AFACT | UNKNOWN - RKXF | United States | Nevada | Nye | Tonopah | 89018 | 1.18 | 1.2
193530 | RKXF0050 | REPI LEASE SFRE 432 L B HITCHCOCK AND ESTER QUEDNES NTTR | RKMF | NELLIS | AFACT | UNKNOWN - RKXF | United States | Nevada | Nye | Tonopah | 89018 | 1.18 | 1.2
193531 | RKXF0051 | REPI LEASE SFRE 790 L B SAMMONS NTTR | RKMF | NELLIS | AFACT | UNKNOWN - RKXF | United States | Nevada | Nye | Tonopah | 89018 | 1.18 | 1.2
193532 | RKXF0052 | REPI LEASE SFRE 385 LILY M LYON NTTR | RKMF | NELLIS | AFACT | UNKNOWN - RKXF | United States | Nevada | Nye | Tonopah | 89018 | 1.18 | 1.2
193533 | RKXF0053 | REPI LEASE SFRE 370 PETER FABBI FRANK HAMMEL NTTR | RKMF | NELLIS | AFACT | UNKNOWN - RKXF | United States | Nevada | Nye | Tonopah | 89018 | 1.18 | 1.2
193534 | RKXF0054 | REPI LEASE SFRE 369 ROBERT B COLEMAN NTTR | RKMF | NELLIS | AFACT | UNKNOWN - RKXF | United States | Nevada | Nye | Tonopah | 89018 | 1.18 | 1.2
193535 | RKXF0055 | REPI LEASE SFRE 605 SAM WRAY NTTR | RKMF | NELLIS | AFACT | UNKNOWN - RKXF | United States | Nevada | Nye | Tonopah | 89018 | 1.18 | 1.2
193536 | RKXF0056 | REPI LEASE SFRE 388 W H BROWN NTTR | RKMF | NELLIS | AFACT | UNKNOWN - RKXF | United States | Nevada | Nye | Tonopah | 89018 | 1.18 | 1.2
193537 | RKXF0057 | REPI LEASE SFRE 459 WILLIAM YANKEE NTTR | RKMF | NELLIS | AFACT | UNKNOWN - RKXF | United States | Nevada | Nye | Tonopah | 89018 | 1.18 | 1.2
193538 | RKXF0058 | REPI LEASE SFRE 460 WN DON W AND OLIVE YANKEE NTTR | RKMF | NELLIS | AFACT | UNKNOWN - RKXF | United States | Nevada | Nye | Tonopah | 89018 | 1.18 | 1.2
193539 | RKXF0059 | REPI LEASE SFRE 387 YELLOW GOLD CONS MINE CO NTTR | RKMF | NELLIS | AFACT | UNKNOWN - RKXF | United States | Nevada | Nye | Tonopah | 89018 | 1.18 | 1.2
193540 | RKXF0060 | REPI LEASE SFRE 413 ANNA CLARK NTTR | RKMF | NELLIS | AFACT | UNKNOWN - RKXF | United States | Nevada | Nye | Tonopah | 89018 | 1.18 | 1.2
193541 | RKXM0002 | REPI EASMENT B110 BLM HIGHWAY CROSSING EASEMENT LASLRRCO | RKMF | NELLIS | AFACT | WASHINGTON | United States | Nevada | Clark | Nellis Afb | 89191 | 1.19 | 1.21
193542 | RKXM0003 | REPI EASEMENT SFRE 1351 N045137 TRT C BLM | RKMF | NELLIS | AFACT | WASHINGTON | United States | Nevada | Clark | Nellis Afb | 89191 | 1.19 | 1.21
193543 | RKXM0004 | REPI LICENSE DA 893 ENG 8 1 44 CITY OF LAS VEGAS | RKMF | NELLIS | AFACT | WASHINGTON | United States | Nevada | Clark | Nellis Afb | 89191 | 1.19 | 1.21
193544 | RKXM0005 | REPI EASEMENT 92108 NDOT ROAD OWNERSHIP NAFB SAR ROAD | RKMF | NELLIS | AFACT | WASHINGTON | United States | Nevada | Clark | Nellis Afb | 89191 | 1.19 | 1.21
193545 | ADLK0001 | ALAID ISLAND ANNEX | VNMH | EARECKSON AS | AFACT | MAIN | United States | Alaska | Aleutians West | Unknown | 99999 | 4.45 | 4.11
193546 | BRAJ0001 | BRYANT STREET RADIO RELAY | WWYK | TINKER AFB | AFACT | BRYANT | United States | Oklahoma | Oklahoma | Oklahoma City | 73160 | 0.88 | 0.85
193547 | VXQA0001 | SOONER RADIO RELAY ANNEX | WWYK | TINKER AFB | AFACT | SOONER | United States | Oklahoma | Oklahoma | Oklahoma City | 73145 | 0.88 | 0.85
193548 | XQPZ0004 | US AIR FORCE ACADEMY RAILROAD | XQPZ | U S A F ACADEMY | AFACT | EDGERTON | United States | Colorado | El Paso | Air Force Academy | 80840 | 1.06 | 1.04
193552 | RKMF0002 | REPI PERMIT DACA09 4 01 0005 FOR NELLIS AGOS USE OF FACILITIES AT FORT IRWIN | RKMF | NELLIS | AFACT | INNER LOOP | United States | California | San Bernardino | San Bernardino | 92310 | 1.2 | 1.25
193553 | RKMF0003 | REPI ROE BLM PLO 7613 FOR NELLIS AFB AIRFIELD 40 ACRES | RKMF | NELLIS | AFACT | BEALE | United States | Nevada | Clark | Nellis Afb | 89191 | 1.19 | 1.21
193554 | RKMF0004 | REPI PERMIT LA2294 BLM RADIO TOWER WARNING LIGHT OBS LIGHTS CORN CREEK FLD STN | RKMF | NELLIS | AFACT | BEALE | United States | Nevada | Clark | Las Vegas | 89124 | 1.19 | 1.21
193555 | RKMF0005 | REPI ROEY PLO 7419 BLM WITHDRAW APPR 2252 ACRES TO PROVIDE SAFETY BUFFERS | RKMF | NELLIS | AFACT | BEALE | United States | Nevada | Clark | Nellis Afb | 89191 | 1.19 | 1.21
193556 | RKMF0006 | REPI PERMIT TR 225 P CITY OF N LAS VEGAS WATER MAIN ROW NELLIS BLVD | RKMF | NELLIS | AFACT | BEALE | United States | Nevada | Clark | Nellis Afb | 89191 | 1.19 | 1.21
193557 | RKMF0007 | REPI PERMIT TR 226 P CITY OF N LAS VEGAS WATER MAIN US HWY ROW | RKMF | NELLIS | AFACT | BEALE | United States | Nevada | Clark | Nellis Afb | 89191 | 1.19 | 1.21
193558 | RKMF0008 | REPI LICENSE LA2353 LA AND SALT LAKE RR CO | RKMF | NELLIS | AFACT | BEALE | United States | Nevada | Clark | Nellis Afb | 89191 | 1.19 | 1.21
193559 | RKMF0009 | REPI LICENSE DA04353ENG141 LA AND SALT LAKE RR CO POWER TRAMISSION LINE | RKMF | NELLIS | AFACT | BEALE | United States | Nevada | Clark | Nellis Afb | 89191 | 1.19 | 1.21
193560 | RKMF0010 | REPI EASEMENT NLD2821 LA AND SALT LAKE RR CO 100FT RR ROW DEED FOR TR B 116 E | RKMF | NELLIS | AFACT | BEALE | United States | Nevada | Clark | Nellis Afb | 89191 | 1.19 | 1.21
193561 | RKMF0011 | REPI LICENSE W04193ENG 4520 LA SALT LAKE RR CO ROAD XING RR TRACKS B115 AREA III | RKMF | NELLIS | AFACT | BEALE | United States | Nevada | Clark | Nellis Afb | 89191 | 1.19 | 1.21
193562 | RKMF0012 | REPI ROEY DACA 9 9 83 249 NDOT 18 INCH WATER PIPERLINE UNDER HWY 93 UPRR | RKMF | NELLIS | AFACT | BEALE | United States | Nevada | Clark | Nellis Afb | 89191 | 1.19 | 1.21
193563 | RKMF0013 | REPI LICENSE LA549 NDOT 8 INCH WATER AND 8 INCH FUEL TRANSMISSION LINE | RKMF | NELLIS | AFACT | BEALE | United States | Nevada | Clark | Nellis Afb | 89191 | 1.19 | 1.21
193564 | RKMF0014 | REPI LICENSE LA1413 NDOT 10 INCH WATERLINE 2 INCH GAS LINE 10 INCH SEWER LINE | RKMF | NELLIS | AFACT | BEALE | United States | Nevada | Clark | Nellis Afb | 89191 | 1.19 | 1.21
193565 | RKMF0015 | REPI ROW PERMIT ROW 533 2001 NV DEPT OF TRANSPORTATION 4 STREET SIGNS | RKMF | NELLIS | AFACT | BEALE | United States | Nevada | Clark | Nellis Afb | 89191 | 1.19 | 1.21
193566 | RKMF0016 | REPI ROW 238 2001 NDOT COMM LINE UNDER LV BLVD SOUTH OF HOSPITAL ENTRANCE | RKMF | NELLIS | AFACT | BEALE | United States | Nevada | Clark | Nellis Afb | 89191 | 1.19 | 1.21
193567 | RKMF0017 | REPI EASEMENT DACA09 2 94 402 NV ENGERGY FIBEROPTICS LINE N 54351 LINK TO CREECH AFB | RKMF | NELLIS | AFACT | BEALE | United States | Nevada | Clark | Nellis Afb | 89191 | 1.19 | 1.21
193568 | RKMF0018 | REPI EASEMENT DACA9 5 85 37 UNION PACIFIC RAILROAD | RKMF | NELLIS | AFACT | BEALE | United States | Nevada | Clark | Nellis Afb | 89191 | 1.19 | 1.21
193569 | RKMF0019 | REPI EASEMENT DACA 9 9 85 58 UNION PACIFIC RR ROAD CROSSING EASMENT PLSS CROSSING | RKMF | NELLIS | AFACT | BEALE | United States | Nevada | Clark | Nellis Afb | 89191 | 1.19 | 1.21
193570 | RKMF0020 | REPI EASEMENT DACA9 9 83 246 UNION PACIFIC RAILROAD 1247 VOLT POWER LINE UPRR CROSSING | RKMF | NELLIS | AFACT | BEALE | United States | Nevada | Clark | Nellis Afb | 89191 | 1.19 | 1.21
193571 | RKMF0021 | REPI LICENSE DACA9 9 83 247 UNION PACIFIC RAILROAD 12 INCH WATER PIPELINES UPRR CROSSING | RKMF | NELLIS | AFACT | BEALE | United States | Nevada | Clark | Nellis Afb | 89191 | 1.19 | 1.21
193572 | RKMF0022 | REPI EASEMENT DACA9 9 83 248 UNION PACIFIC RR 14 INCH WATER PIPELINE UPRR CROSSING | RKMF | NELLIS | AFACT | BEALE | United States | Nevada | Clark | Nellis Afb | 89191 | 1.19 | 1.21
193573 | RKXF0002 | REPI LEASE SFRE 363 ART AND NORMAN REVERT NTTR | RKMF | NELLIS | AFACT | UNKNOWN - RKXF | United States | Nevada | Nye | Pahrump | 89018 | 1.18 | 1.2
193574 | RKXF0003 | REPI ROEY N41559 BLM RFMDS REMOTE 3 DACA9 9 85 76 | RKMF | NELLIS | AFACT | UNKNOWN - RKXF | United States | Nevada | Lincoln | Alamo | 89018 | 1.18 | 1.2
193575 | RKXF0004 | REPI ROEY N41560 BLM RFMDS EAST REMOTE 4 DACA 9 9 85 77 | RKMF | NELLIS | AFACT | UNKNOWN - RKXF | United States | Nevada | Lincoln | Unknown | 89018 | 1.18 | 1.2
193576 | RKXF0005 | REPI ROEY N41558 BLM RFMDS EAST REMOTE 2 DACA9 9 85 75 | RKMF | NELLIS | AFACT | UNKNOWN - RKXF | United States | Nevada | Lincoln | Hiko | 89018 | 1.18 | 1.2
193577 | RKXF0006 | REPI ROEY N41557 BLM RFMDS SITE EAST REMOTE 1 DACA9 5 85 86 | RKMF | NELLIS | AFACT | UNKNOWN - RKXF | United States | Nevada | Lincoln | Hiko | 89018 | 1.18 | 1.2
193578 | RKXF0007 | REPI ROEY N41555 BLM PFMDS EAST MASTER DACA 9 5 85 85 | RKMF | NELLIS | AFACT | UNKNOWN - RKXF | United States | Nevada | Lincoln | Hiko | 89018 | 1.18 | 1.2
193579 | RKXF0008 | REPI ROEY N41561 BLM RFMDS EAST REMOTE 6 DACA9 5 85 87 | RKMF | NELLIS | AFACT | UNKNOWN - RKXF | United States | Nevada | Nye | Warm Springs | 89018 | 1.18 | 1.2
193580 | RKXF0009 | REPI ROEY N53375 BLM RF MEASUREMENT AND DEBRIEFING SYSTEM | RKMF | NELLIS | AFACT | UNKNOWN - RKXF | United States | Nevada | Lincoln | Caliente | 89018 | 1.18 | 1.2
193581 | RKXF0010 | REPI ROEY N41561 BLM RFMDS BATTLE MTN SOLAR POWERED REMOTE TRACKING STATION | RKMF | NELLIS | AFACT | UNKNOWN - RKXF | United States | Nevada | Nye | Warm Springs | 89018 | 1.18 | 1.2
193582 | RKXF0011 | REPI EASEMENT N19846 BLM COMMUNICATIONS SITE HIGHLAND PEAK | RKMF | NELLIS | AFACT | UNKNOWN - RKXF | United States | Nevada | Lincoln | Pioche | 89018 | 1.18 | 1.2
193583 | RKXF0012 | REPI ROEY N41561 BLM TWO ACCESS ROADS | RKMF | NELLIS | AFACT | UNKNOWN - RKXF | United States | Nevada | Nye | Beatty | 89018 | 1.18 | 1.2
193584 | RKXF0013 | REPI ROEY N49861 BLM RANGE DZ EXERCISES | RKMF | NELLIS | AFACT | UNKNOWN - RKXF | United States | Nevada | Lincoln | Alamo | 89018 | 1.18 | 1.2
193585 | RKXF0014 | REPI ROEY N50838 BLM 4 AUXILLARY FIRING UNIT SITES | RKMF | NELLIS | AFACT | UNKNOWN - RKXF | United States | Nevada | Nye | Warm Springs | 89018 | 1.18 | 1.2
193586 | RKXF0015 | REPI ROEY N51808 BLM AVIGATION EASEMENT | RKMF | NELLIS | AFACT | UNKNOWN - RKXF | United States | Nevada | Clark | Indian Springs | 89018 | 1.19 | 1.21
193587 | RKXF0016 | REPI EASEMENT N42745 BLM COMM SITE HIGHLAND PEAK | RKMF | NELLIS | AFACT | UNKNOWN - RKXF | United States | Nevada | Lincoln | Carp | 89018 | 1.18 | 1.2
193588 | RKXF0017 | REPI ROEY N42746 BLM RFMDS SITE PEAK 900 DACA9 5 86 41 | RKMF | NELLIS | AFACT | UNKNOWN - RKXF | United States | Nevada | Lincoln | Elgin | 89018 | 1.18 | 1.2
193589 | RKXF0018 | REPI ROEY N42721 BLM ACMI REMOTE MT ELLA DACA09 5 86 35 | RKMF | NELLIS | AFACT | UNKNOWN - RKXF | United States | Nevada | Lincoln | Elgin | 89018 | 1.18 | 1.2
193590 | RKXF0019 | REPI ROEY N43407 BLM ACMI SITE ARROW CNYN PK DACA9 5 86 56 | RKMF | NELLIS | AFACT | UNKNOWN - RKXF | United States | Nevada | Clark | Indian Springs | 89018 | 1.19 | 1.21
193591 | RKXF0020 | REPI ROEY N43405 BLM ACMI SITE CHERRY STEM DACA9 5 86 54 MORMONS MTNS | RKMF | NELLIS | AFACT | UNKNOWN - RKXF | United States | Nevada | Lincoln | Unknown | 89018 | 1.18 | 1.2
193592 | RKXF0021 | ROEY N43406 BLM ACMI SITE KANE SPRING DACA9 5 86 55 | RKMF | NELLIS | AFACT | UNKNOWN - RKXF | United States | Nevada | Lincoln | Unknown | 89018 | 1.18 | 1.2
193593 | RKXF0022 | ROEY N42722 BLM ACMI SITE BLK MTN DACA9 5 86 43 | RKMF | NELLIS | AFACT | UNKNOWN - RKXF | United States | Nevada | Lincoln | Elgin | 89018 | 1.18 | 1.2
193594 | RKXF0023 | ROEY N42724 ACMI SITE DELMAR MTN FOR NTTR | RKMF | NELLIS | AFACT | UNKNOWN - RKXF | United States | Nevada | Lincoln | Unknown | 89018 | 1.18 | 1.2
193595 | RKXF0024 | ROEY N42723 BLM ACMI SITE GAP PEAK FOR NTTR | RKMF | NELLIS | AFACT | UNKNOWN - RKXF | United States | Nevada | Lincoln | Unknown | 89018 | 1.18 | 1.2
193596 | RKXF0025 | ROEY N42725 BLM ACMI SITE LEITH MTN FOR NTTR | RKMF | NELLIS | AFACT | UNKNOWN - RKXF | United States | Nevada | Lincoln | Elgin | 89018 | 1.18 | 1.2
193597 | RKXF0026 | ROEY DACA09 04 93 0612 BLM RIGHT OF WAY FOR ROAD USE | RKMF | NELLIS | AFACT | UNKNOWN - RKXF | United States | Nevada | Nye | Unknown | 89018 | 1.18 | 1.2
193598 | RKXF0027 | REPI ROEY N61494 BLM LOCATE GROUND STATION BADGER MTN AT CEDAR RANGE | RKMF | NELLIS | AFACT | UNKNOWN - RKXF | United States | Nevada | Lincoln | Alamo | 89018 | 1.18 | 1.2
193599 | RKXF0028 | REPI ROEY N63129 BLM TO ATTACH FIBER OPTIC CABLE TO NVPWR | RKMF | NELLIS | AFACT | UNKNOWN - RKXF | United States | Nevada | Clark | Indian Springs | 89018 | 1.19 | 1.21
1936 | GHVG0001 | FRANCIS E WARREN AF MISSILE SITE J4 SITE # 1 | GHLN | F E WARREN AFB | AFACT | 28625 State Highway 113 | United States | Colorado | Logan | Peetz | 80747 | 1.015 | 1
193600 | RKXF0029 | REPI ROWY N34100 BLM ACCESS ROAD TO SILVER FLAG ALPHA | RKMF | NELLIS | AFACT | UNKNOWN - RKXF | United States | Nevada | Clark | Indian Springs | 89018 | 1.19 | 1.21
193601 | RKXF0030 | REPI ROEY PUBLIC LAW 106 65 BLM MILITARY LAND WITHDRAWL ACT OF1999 NTTR | RKMF | NELLIS | AFACT | UNKNOWN - RKXF | United States | Nevada | Clark | Indian Springs | 89018 | 1.19 | 1.21
193602 | RKXF0031 | REPI LEASE N84133 BLM ROW SPECTRUM BLUE FORCE AIR DEFENSE PATRIOT | RKMF | NELLIS | AFACT | UNKNOWN - RKXF | United States | Nevada | Lincoln | Unknown | 89018 | 1.18 | 1.2
193603 | BAEY0003 | ADAK SENSOR SITE | BAEY | BEALE AF BASE | AFACT |  | United States | California | Yuba | Beale Afb | 95903 | 1.21 | 1.26
193604 | 48466 | 2401 Greenlawn Blvd Round Rock TX 78664 | 48255 | Fort Hood | ARACT | Greenlawn | United States | Texas | Williamson | Round Rock | 78664 | 0.865 | 0.84
193605 | 29289 | Air Monitoring 1 | 29995 | Fort Leonard Wood | ARACT | Wabash Lane | United States | Missouri | Texas | Plato | 65552 | 0.985 | 1.005
193606 | 29462 | Air Monitoring 2 | 29995 | Fort Leonard Wood | ARACT | Stocky Lane | United States | Missouri | Pulaski | Waynesville | 65583 | 1.09 | 1.12
193607 | 04419 | Yuma Irrigation District | 04985 | Yuma Proving Ground | ARACT | C | United States | Arizona | Yuma | Yuma Proving Ground | 85365-9498 | 1.07 | 1.04
193609 | 825063 | 4735 E MARGINAL WAY S SEATTLE | 82387 | Joint Recruiting Program | USACE | Marginal Way S | United States | Washington | King | Seattle | 98134 | 1.12 | 1.14
193612 | BAEY0006 | AMCHITKA SENSOR SITE | BAEY | BEALE AF BASE | AFACT |  | United States | Alaska | Anchorage | Anchorage | 99501 | 1.96 | 1.95
193613 | BAEY0005 | ATKA SENSOR SITE | BAEY | BEALE AF BASE | AFACT |  | United States | Alaska | Anchorage | Anchorage | 99501 | 1.96 | 1.95
193614 | BAEY0004 | AMCHITKA SENSOR SITE | BAEY | BEALE AF BASE | AFACT |  | United States | Alaska | Anchorage | Anchorage | 95991 | 1.96 | 1.95
193615 | DC36 | 301 7th Street SW | WHS01 | WASHINGTON HEADQUARTERS | WHS | 301 7th Street SW | United States | District Of Columbia | District Of Columbia | Washington | 20024 | 1.04 | 1.04
193618 | 825915 | 1 CRESCERNT DRIVE PHILADELPHIA | 82387 | Joint Recruiting Program | USACE | CRESCERNT | United States | Pennsylvania | Delaware | Unknown | 19112 | 1.065 | 1.105
193619 | 825938 | 10460 VISTA DEL SOL DRIVE EL PASO | 82387 | Joint Recruiting Program | USACE | VISTA DEL SOL | United States | Texas | El Paso | El Paso | 79925 | 0.86 | 0.83
193620 | 826112 | 11025 CAROLINA PLACE PARKWAY PINEVILLE | 82387 | Joint Recruiting Program | USACE | CAROLINA PLACE | United States | North Carolina | Mecklenburg | Pineville | 28134 | 0.885 | 0.855
193621 | 826024 | 11224 HOLMES ROAD KANSAS CITY | 70173 | Army North | USACE | Holmes | United States | Missouri | Platte | Kansas City | 64131 | 0.95 | 0.97
193622 | 820958 | 1138 JUPITER STREET PATRICK AFB | 82387 | Joint Recruiting Program | USACE | JUPITER | United States | Florida | Brevard | Patrick Afb | 32925 | 0.78 | 0.75
193623 | 825957 | 1150 EL CAMINO REAL SAN BRUNO | 82387 | Joint Recruiting Program | USACE | EL CAMINO REAL | United States | California | San Mateo | San Bruno | 94066 | 1.125 | 1.165
193624 | 826001 | 15351 AMBERLY DR TAMPA | 82387 | Joint Recruiting Program | USACE | AMBERLY | United States | Florida | Hillsborough | Tampa | 33647 | 0.82 | 0.8
193625 | 826309 | 1555 N NEWPORT ROAD COLORADO SPRINGS | 11692 | Army Space and Missile Defense Command | USACE | NEWPORT | United States | Colorado | El Paso | Colorado Springs | 80916 | 1.04 | 1.02
193626 | 824099 | 1612 FOOTE AVENUE SCHOFIELD BARRACKS | 82387 | Joint Recruiting Program | USACE | FOOTE | United States | Hawaii | Honolulu | Schofield Barracks | 96857 | 2.37 | 2.28
193627 | 826150 | 1705 HIGHWAY 78 EAST JASPER | 82387 | Joint Recruiting Program | USACE | 78 | United States | Alabama | Walker | Jasper | 35501 | 0.855 | 0.83
193628 | 826104 | 1900 GRASS VALLEY HWY AUBURN | 82387 | Joint Recruiting Program | USACE | GRASS VALLEY | United States | California | Placer | Auburn | 95603 | 1.125 | 1.165
193629 | 825945 | 210 N 4TH ST SAN JOSE | 82387 | Joint Recruiting Program | USACE | 4th | United States | California | Santa Clara | San Jose | 95112 | 1.2 | 1.25
193630 | 825840 | 2213 W WILLOW ROAD ENID | 82387 | Joint Recruiting Program | USACE | WILLOW | United States | Oklahoma | Garfield | Enid | 73703 | 0.96 | 0.93
193631 | 826096 | 2235 THOUSAND OAKS SAN ANTONIO | 82387 | Joint Recruiting Program | USACE | THOUSAND OAKS | United States | Texas | Bexar | San Antonio | 78232 | 0.87 | 0.85
193632 | 825897 | 3611 HIGHWAY 528 ALBUQUERQUE | 82387 | Joint Recruiting Program | USACE | 528 | United States | New Mexico | Bernalillo | Albuquerque | 87114 | 0.9 | 0.87
193633 | 826111 | 364 US HIGHWAY 70 MARION | 82387 | Joint Recruiting Program | USACE | US 70 | United States | North Carolina | Mcdowell | Marion | 28752 | 0.885 | 0.855
193634 | 825529 | 4760 NATOMAS BOULEVARD SACRAMENTO | 82387 | Joint Recruiting Program | USACE | NATOMAS | United States | California | Sacramento | Sacramento | 95838 | 1.13 | 1.17
193636 | 825565 | 6001 HILLCROFT AVE HOUSTON | 82387 | Joint Recruiting Program | USACE | HILLCROFT | United States | Texas | Montgomery | Houston | 77081 | 0.865 | 0.84
193638 | 825944 | 7475 N PALM AVE FRESNO | 82387 | Joint Recruiting Program | USACE | PALM | United States | California | Fresno | Fresno | 93711 | 1.125 | 1.165
193639 | 825941 | 9400 ATLANTIC BLVD JACKSONVILLE | 82387 | Joint Recruiting Program | USACE | ATLANTIC | United States | Florida | Duval | Jacksonville | 32225 | 0.8 | 0.78
193640 | NUEX0005 | LEGAL TENDER MINE | NUEX | LUKE AIR FORCE BASE | AFACT |  | United States | Arizona | Pima | Ajo | 85321 | 0.94 | 0.92
193642 | 826129 | 7813 NORTH OAK TRAFFICWAY KANSAS CITY | 82387 | Joint Recruiting Program | USACE | OAK | United States | Missouri | Platte | Kansas City | 64118 | 0.95 | 0.97
193643 | 826185 | 985 MICHIGAN AVENUE DETROIT | 82387 | Joint Recruiting Program | USACE | MICHIGAN | United States | Michigan | Wayne | Detroit | 48226 | 1.03 | 1.06
193644 | 06004 | CHULA VISTA SF | 060NG | California National Guard | ARGUARD | Broadway | United States | California | San Diego | Chula Vista | 91910 | 1.05 | 1.08
193645 | 10A16 | Reedy Point Training Site | 100NG | Delaware National Guard | ARGUARD | Reedy Point | United States | Delaware | New Castle | Delaware City | 19709 | 1.03 | 1.06
193646 | 26L08 | Leased Recruiting Storefront KALAMAZOO | 260NG | Michigan National Guard | ARGUARD | Stadium | United States | Michigan | Kalamazoo | Kalamazoo | 49008-1572 | 1.035 | 1.055
193648 | 825990 | 100 MAIN ST WINTERSVILLE | 82387 | Joint Recruiting Program | USACE | MAIN | United States | Ohio | Jefferson | Wintersville | 43953 | 0.925 | 0.9195
193649 | 826189 | 10333 FOLSOM BLVD | 82387 | Joint Recruiting Program | USACE | Folsom | United States | California | Sacramento | Rancho Cordova | 95670 | 1.13 | 1.17
193650 | 825925 | 10517 BRADDOCK RD FAIRFAX | 82387 | Joint Recruiting Program | USACE | Braddock | United States | Virginia | Fairfax (City) | Fairfax | 22032 | 1.08 | 1.08
193651 | 826246 | 1081 HEMPSTEAD TURNPIKE FRANKLIN SQUARE | 82387 | Joint Recruiting Program | USACE | Hempstead | United States | New York | Nassau | Franklin Square | 11010 | 1.06 | 1.075
193653 | 826195 | 11044 RESEARCH BLVD | 82387 | Joint Recruiting Program | USACE | Research | United States | Texas | Travis | Austin | 78759 | 0.865 | 0.84
193654 | 826256 | 1120 VERMONT AVE WASHINGTON | 82387 | Joint Recruiting Program | USACE | Vermont | United States | District Of Columbia | District Of Columbia | Washington | 20005 | 1.04 | 1.04
193655 | 826064 | 12440 E IMPERIAL HIGHWAY | 82387 | Joint Recruiting Program | USACE | Imperial | United States | California | Los Angeles | Norwalk | 90650 | 1.02 | 1.06
193656 | 825663 | 14 SPRING VALLEY MARKET PLACE MINI MALL SPRING VALLEY | 82387 | Joint Recruiting Program | USACE | Spring Valley Market | United States | New York | Rockland | Spring Valley | 10977 | 1.06 | 1.075
193657 | 826262 | 14272 SAN PABLO AVE | 82387 | Joint Recruiting Program | USACE | San Pablo | United States | California | Contra Costa | San Pablo | 94806 | 1.22 | 1.27
193658 | 826228 | 1453 MEADOWCREEK CRT PEWAUKEE | 70132 | Independent Duty Housing Program | USACE | MEADOW CREEK | United States | Wisconsin | Waukesha | Pewaukee | 53072 | 1.085 | 1.12
193659 | 825914 | 1470 PROVIDENCE AVENUE CHESTER | 82387 | Joint Recruiting Program | USACE | Providence | United States | Pennsylvania | Delaware | Chester | 19013 | 1.065 | 1.105
193660 | 826198 | 1590 S MILWAUKEE AVE LIBERTYVILLE | 82387 | Joint Recruiting Program | USACE | MILWAUKEE | United States | Illinois | Lake | Libertyville | 60048 | 1.18 | 1.25
193661 | 826107 | 1611 HILLTOP DR | 82387 | Joint Recruiting Program | USACE | Hilltop | United States | California | Lassen | Unknown | 96002 | 1.3 | 1.33
193662 | 826196 | 1620 NORTH HARDIN BOULEVARD | 82387 | Joint Recruiting Program | USACE | Hardin | United States | Texas | Collin | Mckinney | 75071 | 0.865 | 0.84
193663 | 826174 | 1668 TROLLEY ROAD SUMMERVILLE | 82387 | Joint Recruiting Program | USACE | TROLLEY | United States | South Carolina | Dorchester | Summerville | 29483 | 0.92 | 0.885
193664 | 825943 | 1750 HOWE AVE | 82387 | Joint Recruiting Program | USACE | Howe | United States | California | Sacramento | Sacramento | 95825 | 1.13 | 1.17
193665 | 826221 | 1940 ALLBROOK DRIVE WRIGHT PATTERSON AFB | 82387 | Joint Recruiting Program | USACE | Allbrook | United States | Ohio | Greene | Wright-Patterson Afb | 45433 | 0.92 | 0.91
193666 | 826187 | 2001 40TH STREET | 82387 | Joint Recruiting Program | USACE | 40th | United States | California | Monterey | Unknown | 95010 | 1.12 | 1.16
193667 | 826191 | 20215 ROUTE 19 CRANBERRY TOWNSHIP | 82387 | Joint Recruiting Program | USACE | 19 | United States | Pennsylvania | Butler | Cranberry Township | 16066 | 1.065 | 1.105
193668 | 825920 | 20329 STATE HIGHWAY 249 | 82387 | Joint Recruiting Program | USACE | State 249 | United States | Texas | Harris | Houston | 77070 | 0.865 | 0.84
193669 | 826238 | 2101 DELCHESTER ROAD NEWTOWN SQUARE | 82387 | Joint Recruiting Program | USACE | Delchester | United States | Pennsylvania | Delaware | Newtown Square | 19073 | 1.065 | 1.105
193670 | 826128 | 2320 PARKVIEW LANE WOODBURY | 70132 | Independent Duty Housing Program | USACE | PARKVIEW | United States | Minnesota | Washington | Woodbury | 55125 | 1.085 | 1.12
193671 | 826119 | 2323 GUS THOMASSON ROAD | 82387 | Joint Recruiting Program | USACE | Gus Thomasson | United States | Texas | Dallas | Dallas | 75228 | 0.83 | 0.82
193672 | 825992 | 24 MERRIMACK ST LOWELL | 82387 | Joint Recruiting Program | USACE | Merrimack | United States | Massachusetts | Middlesex | Lowell | 01852 | 1.165 | 1.215
193673 | 826305 | 241 WILKES BARRE TOWNSHIP BLVD WILKES BARRE | 82387 | Joint Recruiting Program | USACE | WILKES BARRE TOWNSHIP | United States | Pennsylvania | Luzerne | Wilkes Barre | 18702 | 1.065 | 1.105
193675 | 825678 | 25 EAST MAIN STREET BAY SHORE | 82387 | Joint Recruiting Program | USACE | Main | United States | New York | Suffolk | Bay Shore | 11706 | 1.06 | 1.075
193676 | 826201 | 2513 EAST NORTH STREET KENDALLVILLE | 82387 | Joint Recruiting Program | USACE | North | United States | Indiana | Noble | Kendallville | 46755 | 0.955 | 0.96
193677 | 31098 | 2524 North Road Grand Island | 18081 | Army Mission Support | USACE | North Road | United States | Nebraska | Douglas | Unknown | 68803 | 0.92 | 0.91
193678 | 825537 | 272 276 FLATBUSH AVE BROOKLYN | 82387 | Joint Recruiting Program | USACE | 276 Flatbush | United States | New York | Kings | Unknown | 11217 | 1.36 | 1.46
193679 | 825858 | 2879 TAYLOR ROAD REYNOLDSBURG | 82387 | Joint Recruiting Program | USACE | TAYLOR | United States | Ohio | Fairfield | Unknown | 43068 | 0.925 | 0.9195
193680 | 826200 | 2880 GEER ROAD | 82387 | Joint Recruiting Program | USACE | Geer | United States | California | Stanislaus | Turlock | 95382 | 1.125 | 1.165
193681 | 826216 | 337 W TOWNLINE ROAD MUNDELEIN | 82387 | Joint Recruiting Program | USACE | Townline | United States | Illinois | Lake | Mundelein | 60060 | 1.18 | 1.25
193682 | 826306 | 340 E STATE STREET WEST LAFAYETTE | 82387 | Joint Recruiting Program | USACE | STATE | United States | Indiana | Tippecanoe | West Lafayette | 47906 | 0.955 | 0.96
193683 | 825481 | 364 BAY STREET STATEN ISLAND | 82387 | Joint Recruiting Program | USACE | Bay | United States | New York | Richmond | Unknown | 10301 | 1.36 | 1.46
193684 | 824941 | 400 RUSSELL AVE | 82387 | Joint Recruiting Program | USACE | Russell | United States | Louisiana | Orleans | New Orleans | 70143 | 0.89 | 0.86
193685 | 42383 | 1000 LIBERTY AVE PITTSBURGH | 82387 | Joint Recruiting Program | USACE | LIBERTY | United States | Pennsylvania | Allegheny | Pittsburgh | 15222 | 1.065 | 1.105
193686 | 826110 | 4120 OCEANSIDE BOULEVARD | 82387 | Joint Recruiting Program | USACE | Oceanside | United States | California | San Diego | Oceanside | 92056 | 1.05 | 1.08
193687 | 825676 | 429 BERGEN AVE JERSEY CITY | 82387 | Joint Recruiting Program | USACE | Bergen | United States | New Jersey | Hudson | Jersey City | 07304 | 1.165 | 1.235
193688 | 826116 | 4450 BLACK HORSE PIKE MAYS LANDING | 82387 | Joint Recruiting Program | USACE | Black Horse | United States | New Jersey | Cumberland | Unknown | 08330 | 1.165 | 1.235
193689 | 826183 | 451 17TH AVENUE SEASIDE | 70132 | Independent Duty Housing Program | USACE | 17TH | United States | Oregon | Clatsop | Seaside | 97138 | 1.12 | 1.145
193690 | 826250 | 4640 WASHINGTON STREET ROSLINDALE | 82387 | Joint Recruiting Program | USACE | WASHINGTON | United States | Massachusetts | Suffolk | Unknown | 02131 | 1.2 | 1.26
193691 | 826188 | 4713 SE POWELL BUTTE PKWY PORTLAND | 70132 | Independent Duty Housing Program | USACE | POWELL BUTTE | United States | Oregon | Washington | Portland | 97236 | 1.08 | 1.1
193693 | 825731 | 5023 4TH STREET | 82387 | Joint Recruiting Program | USACE | 4th | United States | California | Santa Barbara | Unknown | 92518 | 1.12 | 1.17
193694 | 06114 | 5253 Business Center Dr | 18081 | Army Mission Support | USACE | Business Center Dr | United States | California | Sacramento | Unknown | 94534 | 1.13 | 1.17
193695 | 825857 | 5316 5320 WESTPOINTE PLAZA DRIVE HILLIARD | 82387 | Joint Recruiting Program | USACE | WESTPOINTE PLAZA | United States | Ohio | Franklin | Hilliard | 43026 | 0.925 | 0.9195
193696 | 826257 | 54 SOUTH 4TH AVENUE MOUNT VERNON | 82387 | Joint Recruiting Program | USACE | 4th | United States | New York | Westchester | Mount Vernon | 10550 | 1.06 | 1.075
193697 | 825837 | 555 WAVERLY AVE BROOKLYN | 82387 | Joint Recruiting Program | USACE | WAVERLY | United States | New York | Kings | Unknown | 11238 | 1.36 | 1.46
193698 | 826172 | 5692 MAYFIELD RD LYNDHURST | 82387 | Joint Recruiting Program | USACE | MAYFIELD | United States | Ohio | Cuyahoga | Lyndhurst | 44124 | 0.925 | 0.9195
193699 | 826210 | 6170 W GRAND AVE GURNEE | 82387 | Joint Recruiting Program | USACE | GRAND | United States | Illinois | Lake | Gurnee | 60031 | 1.18 | 1.25
1937 | GHVH0001 | FRANCIS E WARREN AF MISSILE SITE J5 SITE # 1 | GHLN | F E WARREN AFB | AFACT | 30120 County Road 37 | United States | Colorado | Logan | Peetz | 80747 | 1.015 | 1
193700 | 825675 | 63 GRENIER STREET BEDFORD | 82387 | Joint Recruiting Program | USACE | Grenier | United States | Massachusetts | Middlesex | Bedford | 01731 | 1.165 | 1.215
193701 | 825847 | 6911 TAYLOR RANCH ROAD NW ALBUQUERQUE | 82387 | Joint Recruiting Program | USACE | TAYLOR RANCH | United States | New Mexico | Bernalillo | Albuquerque | 87120 | 0.9 | 0.87
193702 | 826136 | 799 W GIBSON STREET | 82387 | Joint Recruiting Program | USACE | Gibson | United States | Texas | Jasper | Jasper | 75951 | 0.865 | 0.84
193703 | 825543 | 850 VAN HOUTEN AVENUE CLIFTON | 82387 | Joint Recruiting Program | USACE | Van Houten | United States | New Jersey | Passaic | Clifton | 07013 | 1.165 | 1.235
193704 | 825514 | 858 BROAD STREET Newark | 82387 | Joint Recruiting Program | USACE | BROAD | United States | New Jersey | Essex | Newark | 07105 | 1.16 | 1.23
193705 | 826118 | 900 KATY FORT BEND ROAD | 82387 | Joint Recruiting Program | USACE | Katy Fort Bend | United States | Texas | Harris | Katy | 77494 | 0.865 | 0.84
193706 | 826199 | 9800 CENTRE PARKWAY HOUSTON | 18081 | Army Mission Support | USACE | CENTRE | United States | Texas | Harris | Houston | 77036 | 0.865 | 0.84
193707 | 825815 | 9890 S MARYLAND PKWY | 82387 | Joint Recruiting Program | USACE | Maryland | United States | Nevada | Clark | Las Vegas | 89183 | 1.14 | 1.17
193708 | 74339 | NW Quarter Section 36 York | 18081 | Army Mission Support | USACE | Road H | United States | Nebraska | Douglas | Unknown | 68467 | 0.92 | 0.91
193709 | 823521 | PIKES PEAK RESEARCH LAB | 18081 | Army Mission Support | USACE | PIKES PEAK SUMMIT | United States | Colorado | El Paso | Manitou Springs | 80829 | 1.39 | 1.37
193710 | 31261 | SE Quarter Section 28 T11N Range 3W York | 18081 | Army Mission Support | USACE | Liberty | United States | Nebraska | York | Henderson | 68371 | 0.93 | 0.915
193711 | 826114 | 1000 TOWN CENTER DRIVE OXNARD | 82387 | Joint Recruiting Program | USACE | TOWN CENTER | United States | California | Ventura | Oxnard | 93036 | 1.08 | 1.12
193712 | 826328 | 1024 NORTHPARK BLVD HUXLEY | 70132 | Independent Duty Housing Program | USACE | NORTHPARK | United States | Iowa | Story | Huxley | 50124 | 1.01 | 1.01
193713 | 826004 | 1075 HAMILTON PLACE | 82387 | Joint Recruiting Program | USACE | Hamilton | United States | Tennessee | Washington | Johnson City | 37604 | 0.835 | 0.82
193714 | 825903 | 111 E PUAINAKO ST | 82387 | Joint Recruiting Program | USACE | Puainako | United States | Hawaii | Hawaii | Hilo | 96720 | 2.51 | 2.42
193716 | 826063 | 121 BROADWAY BLVD MONTICELLO | 82387 | Joint Recruiting Program | USACE | BROADWAY | United States | New York | Sullivan | Monticello | 12701 | 1.06 | 1.075
193717 | 826022 | 13624 HWY 99 | 82387 | Joint Recruiting Program | USACE | 99 | United States | Washington | Snohomish | Lynnwood | 98087 | 1.085 | 1.095
193718 | 825998 | 1505 E BROAD AVENUE | 82387 | Joint Recruiting Program | USACE | Broad | United States | North Carolina | Richmond | Rockingham | 28379 | 0.885 | 0.855
193719 | 826237 | 1520 AIRPORT BLVD | 82387 | Joint Recruiting Program | USACE | AIRPORT | United States | Florida | Escambia | Pensacola | 32504 | 0.81 | 0.78
193720 | 826149 | 1555 NE F ST | 82387 | Joint Recruiting Program | USACE | F | United States | Oregon | Josephine | Grants Pass | 97526 | 1.12 | 1.145
193721 | 826120 | 1600 MARYS AVENUE PITTSBURGH | 82387 | Joint Recruiting Program | USACE | MARYS | United States | Pennsylvania | Allegheny | Pittsburgh | 15215 | 1.065 | 1.105
193722 | 825687 | 1610 CENTURY CENTRAL PARKWAY | 82387 | Joint Recruiting Program | USACE | Century Central | United States | Tennessee | Shelby | Memphis | 38134 | 0.82 | 0.8
193723 | 825685 | 1928 ARLINGTON BLVD CHARLOTTESVILLE | 82387 | Joint Recruiting Program | USACE | ARLINGTON | United States | Virginia | Charlottesville(City) | Charlottesville | 22903 | 0.92 | 0.89
193724 | 826121 | 2148 GLENDALE GALLERIA WAY GLENDALE | 82387 | Joint Recruiting Program | USACE | GLENDALE GALLERIA | United States | California | Los Angeles | Glendale | 91210 | 1.02 | 1.06
193725 | 825670 | 2222 CLEARVIEW PKWY | 82387 | Joint Recruiting Program | USACE | Clearview | United States | Louisiana | Jefferson | Metairie | 70001 | 0.89 | 0.86
193726 | 825995 | 2315 BOB WALLACE AVENUE | 82387 | Joint Recruiting Program | USACE | Bob Wallace | United States | Alabama | Madison | Huntsville | 35805 | 0.83 | 0.8
193728 | 826139 | 2640 S GLENSTONE AVE SPRINGFIELD | 82387 | Joint Recruiting Program | USACE | GLENSTONE | United States | Missouri | Greene | Springfield | 65804 | 0.985 | 1.005
193729 | 825849 | 2727 E HWY 101 | 82387 | Joint Recruiting Program | USACE | 101 | United States | Washington | Clallam | Port Angeles | 98362 | 1.085 | 1.095
193730 | 825983 | 300 EAST 12TH STREET KANSAS CITY | 82387 | Joint Recruiting Program | USACE | 12TH | United States | Missouri | Jackson | Kansas City | 64106 | 0.95 | 0.97
193732 | 826157 | 3323 SOTO CANO STREET | 82387 | Joint Recruiting Program | USACE | Soto Cano | United States | North Carolina | Cumberland | Fort Bragg | 28307 | 0.87 | 0.84
193733 | 825984 | 3331 SOUTH ALABAMA AVE | 82387 | Joint Recruiting Program | USACE | South Alabama | United States | Alabama | Monroe | Monroeville | 36460 | 0.855 | 0.83
193734 | 826207 | 3351 SOUTH PEAK DR | 82387 | Joint Recruiting Program | USACE | South Peak | United States | North Carolina | Cumberland | Hope Mills | 28348 | 0.87 | 0.84
193735 | 53914 | 6411 W NOB HILL BLVD | 82387 | Joint Recruiting Program | USACE | Nob Hill | United States | Washington | Yakima | Yakima | 98908 | 1.09 | 1.1
193736 | 825665 | 700 BOULEVARD SOUTH SUITE 108 | 82387 | Joint Recruiting Program | USACE | Boulevard | United States | Alabama | Madison | Huntsville | 35802 | 0.83 | 0.8
193737 | 826146 | 7119 RITA AVE HUNTINGTON PARK | 82387 | Joint Recruiting Program | USACE | RITA | United States | California | Los Angeles | Huntington Park | 90255 | 1.02 | 1.06
193738 | 826331 | 7125 COLUMBIA GATEWAY DRIVE COLUMBIA | 82387 | Joint Recruiting Program | USACE | COLUMBIA GATEWAY | United States | Maryland | Howard | Columbia | 21046 | 1.005 | 1
193739 | 826152 | 725 GATEWAY CENTER BLVD | 82387 | Joint Recruiting Program | USACE | Gateway Center | United States | Georgia | Columbia | Grovetown | 30813 | 0.865 | 0.83
193740 | 825896 | 80 NORTH STREET PITTSFIELD | 82387 | Joint Recruiting Program | USACE | NORTH | United States | Massachusetts | Berkshire | Pittsfield | 01201 | 1.165 | 1.215
193741 | 826162 | 8412 US HWY 51 | 82387 | Joint Recruiting Program | USACE | US 51 | United States | Tennessee | Shelby | Millington | 38053 | 0.82 | 0.8
193742 | 826192 | 855 EAST 23RD ST | 82387 | Joint Recruiting Program | USACE | 23rd | United States | Florida | Bay | Panama City | 32405 | 0.85 | 0.83
193748 | 826236 | 101 PRESIDENT AVENUE FALL RIVER | 82387 | Joint Recruiting Program | USACE | PRESIDENT | United States | Massachusetts | Bristol | Fall River | 02720 | 1.165 | 1.215
193751 | 825684 | 241 Travis Ave TRAVIS AFB | 82387 | Joint Recruiting Program | USACE | Travis Ave | United States | California | Solano | Travis Afb | 94535 | 1.22 | 1.28
193752 | 826245 | 2506 Lakeland Drive Flowood | 82387 | Joint Recruiting Program | USACE | Lakeland Drive | United States | Mississippi | Hinds | Unknown | 39232 | 0.9 | 0.86
193756 | 01747 | 551 East Maxwell BLVD MAXWELL AFB | 82387 | Joint Recruiting Program | USACE | East Maxwell BLVD | United States | Alabama | Montgomery | Maxwell Af Base | 36112 | 0.87 | 0.85
193757 | 820882 | 59 Otis Street Hanscom AFB | 82387 | Joint Recruiting Program | USACE | Otis Street | United States | Massachusetts | Middlesex | Hanscom Afb | 01731 | 1.165 | 1.215
193763 | 825767 | 910 Raz Ave at 99th RSC | 82387 | Joint Recruiting Program | USACE | Raz Avenue | United States | New York | Orange | New Windsor | 12553 | 1.19 | 1.23
193764 | 825693 | BLDG 1455 Military Ave FORT POLK | 82387 | Joint Recruiting Program | USACE | Military Ave | United States | Louisiana | Vernon | Fort Polk | 71459 | 0.95 | 0.91
193765 | 34481 | NAVAL WEAPONS STATION EARLE COLTS NECK | 82387 | Joint Recruiting Program | USACE | NAVAL WEAPONS STATION EARL | United States | New Jersey | Monmouth | Colts Neck | 07722 | 1.24 | 1.31
193766 | 29A83 | FENTON STORE FRONT | 290NG | Missouri National Guard | ARGUARD | Fenton | United States | Missouri | St Louis | Fenton | 63026 | 0.985 | 1.005
193772 | 823817 | 704 TRUMAN BOULEVARD CARUTHERSVILLE | 59983 | Army Special Operations Command | USACE | TRUMAN | United States | Missouri | Pemiscot | Caruthersville | 63830 | 0.985 | 1.005
1938 | GHVJ0001 | FRANCIS E WARREN AF MISSILE SITE J6 SITE # 1 | GHLN | F E WARREN AFB | AFACT | 31124 County Road 25 | United States | Colorado | Logan | Padroni | 80745 | 1.015 | 1
1939 | GHVK0001 | FRANCIS E WARREN AF MISSILE SITE J7 SITE # 1 | GHLN | F E WARREN AFB | AFACT | 35124 County Road 31 | United States | Colorado | Logan | Padroni | 80745 | 1.015 | 1
194 | N00128 | NAVAL STATION GREAT LAKES IL | N00128 | NAVAL STATION GREAT LAKES IL | NAVACT | 2601 Paul Jones Street | United States | Illinois | Lake | Great Lakes | 60088 | 1.18 | 1.25
1940 | GHVL0001 | FRANCIS E WARREN AF MISSILE SITE J8 SITE # 1 | GHLN | F E WARREN AFB | AFACT | 10124 County Road 74 | United States | Colorado | Logan | Peetz | 80747 | 1.015 | 1
1941 | GHVM0001 | FRANCIS E WARREN AF MISSILE SITE J9 SITE # 1 | GHLN | F E WARREN AFB | AFACT | 8144 Road 4 South | United States | Colorado | Cheyenne | Unknown | 80747 | 1.015 | 1
1942 | GHVN0001 | FRANCIS E WARREN AF MISSILE SITE J10 SITE # 1 | GHLN | F E WARREN AFB | AFACT | 1413 Nebraska State Road 77 | United States | Nebraska | Cheyenne | Potter | 69149 | 0.93 | 0.915
1943 | GHVP0001 | FRANCIS E WARREN AF MISSILE SITE J11 SITE # 1 | GHLN | F E WARREN AFB | AFACT | 8567 Nebraska State Road 14 | United States | Nebraska | Cheyenne | Potter | 69156 | 0.93 | 0.915
1944 | GHVQ0001 | FRANCIS E WARREN AF MISSILE SITE K1 SITE # 1 | GHLN | F E WARREN AFB | AFACT | 2019 Nebraska State Road 59 | United States | Nebraska | Kimball | Dix | 960440 | 0.93 | 0.915
1945 | GHVR0001 | FRANCIS E WARREN AF MISSILE SITE K2 SITE # 1 | GHLN | F E WARREN AFB | AFACT | 6711 Nebraska State Road 26 | United States | Nebraska | Kimball | Dix | 660450 | 0.93 | 0.915
1946 | GHVS0001 | FRANCIS E WARREN AF MISSILE SITE K3 SITE # 1 | GHLN | F E WARREN AFB | AFACT | 1626 Nebraska State Road 69 | United States | Nebraska | Kimball | Kimball | 960460 | 0.93 | 0.915
1947 | GHVT0001 | FRANCIS E WARREN AF MISSILE SITE K4 SITE # 1 | GHLN | F E WARREN AFB | AFACT | 648 Kimball County Road 69 | United States | Nebraska | Kimball | Kimball | 960470 | 0.93 | 0.915
1948 | GHVU0001 | FRANCIS E WARREN AF MISSILE SITE K5 SITE # 1 | GHLN | F E WARREN AFB | AFACT | 895 Nebraska State Road 59 | United States | Nebraska | Kimball | Kimball | 960480 | 0.93 | 0.915
1949 | GHVV0001 | FRANCIS E WARREN AF MISSILE SITE K6 SITE # 1 | GHLN | F E WARREN AFB | AFACT | 4748 Kimball County Road 12 | United States | Nebraska | Kimball | Kimball | 260490 | 0.93 | 0.915
195 | N63042 | NAS LEMOORE CA | N63042 | NAS LEMOORE CA | NAVACT | 700 Avenger Avenue | United States | California | Kings | Lemoore NAS | 93246 | 1.07 | 1.12
1950 | GHVW0001 | FRANCIS E WARREN AF MISSILE SITE K7 SITE # 1 | GHLN | F E WARREN AFB | AFACT | 3591 Kimball County Road 10 | United States | Nebraska | Kimball | Kimball | 760500 | 0.93 | 0.915
1951 | GHVX0001 | FRANCIS E WARREN AF MISSILE SITE K8 SITE # 1 | GHLN | F E WARREN AFB | AFACT | 1806 Nebraska Highway 71 | United States | Nebraska | Kimball | Kimball | 660510 | 0.93 | 0.915
1952 | GHVY0001 | FRANCIS E WARREN AF MISSILE SITE K9 SITE # 1 | GHLN | F E WARREN AFB | AFACT | 2990 Kimball County Road 20 | United States | Nebraska | Kimball | Kimball | 560520 | 0.93 | 0.915
1953 | GHVZ0001 | FRANCIS E WARREN AF MISSILE SITE K10 SITE # 1 | GHLN | F E WARREN AFB | AFACT | 4909 Kimball County Road 28 | United States | Nebraska | Kimball | Kimball | 760530 | 0.93 | 0.915
1954 | GHWA0001 | FRANCIS E WARREN AF MISSILE SITE K11 SITE # 1 | GHLN | F E WARREN AFB | AFACT | 3088 Kimball County Road 59 | United States | Nebraska | Kimball | Dix | 960540 | 0.93 | 0.915
1955 | GHWB0001 | FRANCIS E WARREN AF MISSILE SITE L1 SITE # 1 | GHLN | F E WARREN AFB | AFACT | 63159 State Highway 71 | United States | Colorado | Weld | Stoneham | 80754 | 1.015 | 1
1956 | GHWC0001 | FRANCIS E WARREN AF MISSILE SITE L2 SITE # 1 | GHLN | F E WARREN AFB | AFACT | 68066 State Highway 71 | United States | Colorado | Weld | Hereford | 80732 | 1.015 | 1
1957 | GHWD0001 | FRANCIS E WARREN AF MISSILE SITE L3 SITE # 1 | GHLN | F E WARREN AFB | AFACT | 76998 County Road 128.5 | United States | Colorado | Weld | Hereford | 80732 | 1.015 | 1
1958 | GHWE0001 | FRANCIS E WARREN AF MISSILE SITE L4 SITE # 1 | GHLN | F E WARREN AFB | AFACT | 5375 County Road 78 | United States | Colorado | Logan | Peetz | 80745 | 1.015 | 1
1959 | GHWF0001 | FRANCIS E WARREN AF MISSILE SITE L5 SITE # 1 | GHLN | F E WARREN AFB | AFACT | 33625 County Road 9 | United States | Colorado | Logan | Padroni | 80724 | 1.015 | 1
196 | N94166 | APPLIED PHYSICS LAB SEATTLE WA | N94166 | APPLIED PHYSICS LAB SEATTLE WA | NAVACT | 1107 45th Street Northeast, Room 422 | United States | Washington | King | Seattle | 981950000 | 1.12 | 1.14
1960 | GHWG0001 | FRANCIS E WARREN AF MISSILE SITE L6 SITE # 1 | GHLN | F E WARREN AFB | AFACT | 77945 County Road 124 | United States | Colorado | Weld | Stoneham | 80745 | 1.015 | 1
1961 | GHWH0001 | FRANCIS E WARREN AF MISSILE SITE L7 SITE # 1 | GHLN | F E WARREN AFB | AFACT | 28126 County Road 9 | United States | Colorado | Logan | Padroni | 80745 | 1.015 | 1
1962 | GHWJ0001 | FRANCIS E WARREN AF MISSILE SITE L8 SITE # 1 | GHLN | F E WARREN AFB | AFACT | 59606 County Road 71 | United States | Colorado | Weld | Stoneham | 80754 | 1.015 | 1
1963 | GHWK0001 | FRANCIS E WARREN AF MISSILE SITE L9 SITE # 1 | GHLN | F E WARREN AFB | AFACT | 54145 County Road 71 | United States | Colorado | Weld | Stoneham | 80754 | 1.015 | 1
1964 | GHWL0001 | FRANCIS E WARREN AF MISSILE SITE L10 SITE # 1 | GHLN | F E WARREN AFB | AFACT | 62870 County Road 135 | United States | Colorado | Weld | Stoneham | 80742 | 1.015 | 1
1965 | GHWM0001 | FRANCIS E WARREN AF MISSILE SITE L11 SITE # 1 | GHLN | F E WARREN AFB | AFACT | 68574 County Road 135 | United States | Colorado | Weld | Hereford | 80732 | 1.015 | 1
1966 | GHWN0001 | FRANCIS E WARREN AF MISSILE SITE M1 SITE # 1 | GHLN | F E WARREN AFB | AFACT | 5149 County Road 38 | United States | Colorado | Logan | Sterling | 80745 | 1.015 | 1
1967 | GHWP0001 | FRANCIS E WARREN AF MISSILE SITE M2 SITE # 1 | GHLN | F E WARREN AFB | AFACT | 5149 County Road 58 | United States | Colorado | Logan | Padroni | 80745 | 1.015 | 1
1968 | GHWQ0001 | FRANCIS E WARREN AF MISSILE SITE M3 SITE # 1 | GHLN | F E WARREN AFB | AFACT | 23124 County Road 21 | United States | Colorado | Logan | Padroni | 80745 | 1.015 | 1
1969 | GHWR0001 | FRANCIS E WARREN AF MISSILE SITE M4 SITE # 1 | GHLN | F E WARREN AFB | AFACT | 26375 County Road 31 | United States | Colorado | Logan | Padroni | 80745 | 1.015 | 1
197 | N63406 | NAVBASE POINT LOMA | N63406 | NAVBASE POINT LOMA | NAVACT | 140 Sylvester Road | United States | California | San Diego | San Diego | 92106 | 1.05 | 1.08
1970 | GHWS0001 | FRANCIS E WARREN AF MISSILE SITE M5 SITE # 1 | GHLN | F E WARREN AFB | AFACT | 4275 County Road 38 | United States | Colorado | Logan | Sterling | 80745 | 1.015 | 1
1971 | GHWT0001 | FRANCIS E WARREN AF MISSILE SITE M6 SITE # 1 | GHLN | F E WARREN AFB | AFACT | 4252 State Highway 14 | United States | Colorado | Logan | Merino | 80741 | 1.015 | 1
1972 | GHWU0001 | FRANCIS E WARREN AF MISSILE SITE M7 SITE # 1 | GHLN | F E WARREN AFB | AFACT | 77330 State Highway 14 | United States | Colorado | Weld | Stoneham | 80754 | 1.015 | 1
1973 | GHWV0001 | FRANCIS E WARREN AF MISSILE SITE M8 SITE # 1 | GHLN | F E WARREN AFB | AFACT | 1378 County Road 34 | United States | Colorado | Logan | Merino | 80754 | 1.015 | 1
1974 | GHWW0001 | FRANCIS E WARREN AF MISSILE SITE M9 SITE # 1 | GHLN | F E WARREN AFB | AFACT | 51065 County Road 153 | United States | Colorado | Weld | Stoneham | 80754 | 1.015 | 1
1975 | GHWX0001 | FRANCIS E WARREN AF MISSILE SITE M10 SITE # 1 | GHLN | F E WARREN AFB | AFACT | 55425 County Road 153 | United States | Colorado | Weld | Stoneham | 80754 | 1.015 | 1
1976 | GHWY0001 | FRANCIS E WARREN AF MISSILE SITE M11 SITE # 1 | GHLN | F E WARREN AFB | AFACT | 23250 County Road 7 | United States | Colorado | Weld | Stoneham | 80741 | 1.015 | 1
1977 | GHWZ0001 | FRANCIS E WARREN AF MISSILE SITE N1 SITE # 1 | GHLN | F E WARREN AFB | AFACT | 42424 County Road 129 | United States | Colorado | Weld | New Raymer | 80742 | 1.015 | 1
1978 | GHXA0001 | FRANCIS E WARREN AF MISSILE SITE N2 SITE # 1 | GHLN | F E WARREN AFB | AFACT | 67675 County Road 100 | United States | Colorado | Weld | New Raymer | 80742 | 1.015 | 1
1979 | GHXB0001 | FRANCIS E WARREN AF MISSILE SITE N3 SITE # 1 | GHLN | F E WARREN AFB | AFACT | 49060 State Highway 71 | United States | Colorado | Weld | Stoneham | 80754 | 1.015 | 1
198 | N68967 | NAVSTA EVERETT WA | N68967 | NAVSTA EVERETT WA | NAVACT | 2000 West Marine View Drive | United States | Washington | Snohomish | Everett | 98207 | 1.085 | 1.095
1980 | GHXC0001 | FRANCIS E WARREN AF MISSILE SITE N4 SITE # 1 | GHLN | F E WARREN AFB | AFACT | 44200 State Highway 71 | United States | Colorado | Weld | Stoneham | 80754 | 1.015 | 1
1981 | GHXD0001 | FRANCIS E WARREN AF MISSILE SITE N5 SITE # 1 | GHLN | F E WARREN AFB | AFACT | 68545 State Highway 14 | United States | Colorado | Weld | New Raymer | 80742 | 1.015 | 1
1982 | GHXE0001 | FRANCIS E WARREN AF MISSILE SITE N6 SITE # 1 | GHLN | F E WARREN AFB | AFACT | 41564 County Road 123 | United States | Colorado | Weld | New Raymer | 80742 | 1.015 | 1
1983 | GHXF0001 | FRANCIS E WARREN AF MISSILE SITE N7 SITE # 1 | GHLN | F E WARREN AFB | AFACT | 38620 County Road 115 | United States | Colorado | Weld | New Raymer | 80729 | 1.015 | 1
1984 | GHXG0001 | FRANCIS E WARREN AF MISSILE SITE N8 SITE # 1 | GHLN | F E WARREN AFB | AFACT | 42879 County Road 113 | United States | Colorado | Weld | New Raymer | 80729 | 1.015 | 1
1985 | GHXH0001 | FRANCIS E WARREN AF MISSILE SITE N9 SITE # 1 | GHLN | F E WARREN AFB | AFACT | 46805 County Road 390 | United States | Colorado | Weld | Keota | 80742 | 1.015 | 1
1986 | GHXJ0001 | FRANCIS E WARREN AF MISSILE SITE N10 SITE # 1 | GHLN | F E WARREN AFB | AFACT | 47791 County Road 115 | United States | Colorado | Weld | New Raymer | 80742 | 1.015 | 1
1987 | GHXK0001 | FRANCIS E WARREN AF MISSILE SITE N11 SITE # 1 | GHLN | F E WARREN AFB | AFACT | 47935 County Road 127.5 | United States | Colorado | Weld | New Raymer | 80742 | 1.015 | 1
1988 | GHXL0001 | FRANCIS E WARREN AF MISSILE SITE O1 SITE # 1 | GHLN | F E WARREN AFB | AFACT | 55486 County Road 124 | United States | Colorado | Weld | Grover | 80742 | 1.015 | 1
1989 | GHXM0001 | FRANCIS E WARREN AF MISSILE SITE O2 SITE # 1 | GHLN | F E WARREN AFB | AFACT | 56885 County Road 134 | United States | Colorado | Weld | Grover | 80729 | 1.015 | 1
199 | N32414 | NAVSUPPACT MECHANICSBURG PA | N32414 | NAVSUPPACT MECHANICSBURG PA | NAVACT | 5450 Carlisle Pike | United States | Pennsylvania | Cumberland | Mechanicsburg | 17055 | 1.01 | 1.02
1990 | GHXN0001 | FRANCIS E WARREN AF MISSILE SITE O3 SITE # 1 | GHLN | F E WARREN AFB | AFACT | 66266 County Road 125 | United States | Colorado | Weld | Grover | 80729 | 1.015 | 1
1991 | GHXP0001 | FRANCIS E WARREN AF MISSILE SITE O4 SITE # 1 | GHLN | F E WARREN AFB | AFACT | 61340 County Road 125 | United States | Colorado | Weld | Grover | 80742 | 1.015 | 1
1992 | GHXQ0001 | FRANCIS E WARREN AF MISSILE SITE O5 SITE # 1 | GHLN | F E WARREN AFB | AFACT | 57701 County Road 133 | United States | Colorado | Weld | Keota | 80742 | 1.015 | 1
1993 | GHXR0001 | FRANCIS E WARREN AF MISSILE SITE O6 SITE # 1 | GHLN | F E WARREN AFB | AFACT | 53760 County Road 127 | United States | Colorado | Weld | New Raymer | 80729 | 1.015 | 1
1994 | GHXS0001 | FRANCIS E WARREN AF MISSILE SITE O7 SITE # 1 | GHLN | F E WARREN AFB | AFACT | 57095 County Road 110 | United States | Colorado | Weld | Grover | 80742 | 1.015 | 1
1995 | GHXT0001 | FRANCIS E WARREN AF MISSILE SITE O8 SITE # 1 | GHLN | F E WARREN AFB | AFACT | 54185 County Road 104 | United States | Colorado | Weld | Grover | 80742 | 1.015 | 1
1996 | GHXU0001 | FRANCIS E WARREN AF MISSILE SITE O9 SITE # 1 | GHLN | F E WARREN AFB | AFACT | 56558 County Road 107 | United States | Colorado | Weld | Grover | 80742 | 1.015 | 1
1997 | GHXV0001 | FRANCIS E WARREN AF MISSILE SITE O10 SITE # 1 | GHLN | F E WARREN AFB | AFACT | 50925 County Road 122 | United States | Colorado | Weld | Grover | 80729 | 1.015 | 1
1998 | GHXW0001 | FRANCIS E WARREN AF MISSILE SITE O11 SITE # 1 | GHLN | F E WARREN AFB | AFACT | 63944 County Road 105 | United States | Colorado | Weld | Grover | 80732 | 1.015 | 1
1999 | GHXX0001 | FRANCIS E WARREN AF MISSILE SITE P1 SITE # 1 | GHLN | F E WARREN AFB | AFACT | 3276 Laramie County Road 143 | United States | Wyoming | Laramie | Meriden | 82081 | 1.07 | 1.06
2 | M00146-0003 | AREA 5A | M00146 | MCAS CHERRY POINT NC | MCACT | Local Directions 28533 5A | United States | North Carolina | Craven | Cherry Point | 28533 | 1.03 | 1
20 | M00146-0027 | PAMLICO POINT TARGET | M00146 | MCAS CHERRY POINT NC | MCACT | No Physical Address | United States | North Carolina | Pamlico | Hobucken | 28537 | 1.03 | 1
200 | N32411 | NAVAL STATION NEWPORT RI | N32411 | NAVAL STATION NEWPORT RI | NAVACT | 690 Peary Street | United States | Rhode Island | Newport | Newport | 02841 | 1.2 | 1.24
2000 | GHXY0001 | FRANCIS E WARREN AF MISSILE SITE P2 SITE # 1 | GHLN | F E WARREN AFB | AFACT | 3715 Laramie County Road 143 | United States | Wyoming | Laramie | Meriden | 82081 | 1.07 | 1.06
2001 | GHXZ0001 | FRANCIS E WARREN AF MISSILE SITE P3 SITE # 1 | GHLN | F E WARREN AFB | AFACT | 3235 Wyoming State Highway 85 | United States | Wyoming | Laramie | Meriden | 82081 | 1.07 | 1.06
2002 | GHYA0001 | FRANCIS E WARREN AF MISSILE SITE P4 SITE # 1 | GHLN | F E WARREN AFB | AFACT | 2860 Wyoming State Highway 85 | United States | Wyoming | Laramie | Cheyenne | 82081 | 1.07 | 1.06
2003 | GHYB0001 | FRANCIS E WARREN AF MISSILE SITE P5 SITE # 1 | GHLN | F E WARREN AFB | AFACT | 2294 Laramie County Road 143 | United States | Wyoming | Laramie | Cheyenne | 82060 | 1.07 | 1.06
2004 | GHYC0001 | FRANCIS E WARREN AF MISSILE SITE P6 SITE # 1 | GHLN | F E WARREN AFB | AFACT | 2736 Laramie County Road 139 | United States | Wyoming | Laramie | Cheyenne | 82081 | 1.07 | 1.06
2005 | GHYD0001 | FRANCIS E WARREN AF MISSILE SITE P7 SITE # 1 | GHLN | F E WARREN AFB | AFACT | 314 Laramie County Road 132 | United States | Wyoming | Laramie | Cheyenne | 82060 | 1.07 | 1.06
2006 | GHYE0001 | FRANCIS E WARREN AF MISSILE SITE P8 SITE # 1 | GHLN | F E WARREN AFB | AFACT | 3199 Laramie County Road 128 | United States | Wyoming | Laramie | Cheyenne | 82002 | 1.07 | 1.06
2007 | GHYF0001 | FRANCIS E WARREN AF MISSILE SITE P9 SITE # 1 | GHLN | F E WARREN AFB | AFACT | 3485 Laramie County Road 131 | United States | Wyoming | Laramie | Cheyenne | 82210 | 1.07 | 1.06
2008 | GHYG0001 | FRANCIS E WARREN AF MISSILE SITE P10 SITE # 1 | GHLN | F E WARREN AFB | AFACT | 3505 Laramie County Road 139 | United States | Wyoming | Laramie | Cheyenne | 82210 | 1.07 | 1.06
2009 | GHYH0001 | FRANCIS E WARREN AF MISSILE SITE P11 SITE # 1 | GHLN | F E WARREN AFB | AFACT | 3316 Laramie County Road 238 | United States | Wyoming | Laramie | Cheyenne | 82210 | 1.07 | 1.06
201 | N47609 | NAWS CHINA LAKE | N47609 | NAWS CHINA LAKE | NAVACT | 1 Administration Circle | United States | California | Kern | China Lake | 93555 | 1.16 | 1.21
2010 | GHYJ0001 | FRANCIS E WARREN AF MISSILE SITE Q1 SITE # 1 | GHLN | F E WARREN AFB | AFACT | 2025 Platte County Road 238 | United States | Wyoming | Platte | Chugwater | 82210 | 1.045 | 1.035
2011 | GHYK0001 | FRANCIS E WARREN AF MISSILE SITE Q2 SITE # 1 | GHLN | F E WARREN AFB | AFACT | 184 Diamond Road | United States | Wyoming | Platte | Chugwater | 82210 | 1.045 | 1.035
2012 | GHYL0001 | FRANCIS E WARREN AF MISSILE SITE Q3 SITE # 1 | GHLN | F E WARREN AFB | AFACT | 2365 Laramie County Road 242 | United States | Wyoming | Laramie | Cheyenne | 82210 | 1.07 | 1.06
2013 | GHYM0001 | FRANCIS E WARREN AF MISSILE SITE Q4 SITE # 1 | GHLN | F E WARREN AFB | AFACT | 2511 Laramie County Road 238 | United States | Wyoming | Laramie | Cheyenne | 82210 | 1.07 | 1.06
2014 | GHYN0001 | FRANCIS E WARREN AF MISSILE SITE Q5 SITE # 1 | GHLN | F E WARREN AFB | AFACT | 2140 Laramie County Road 232 | United States | Wyoming | Laramie | Cheyenne | 82210 | 1.07 | 1.06
2015 | GHYP0001 | FRANCIS E WARREN AF MISSILE SITE Q6 SITE # 1 | GHLN | F E WARREN AFB | AFACT | 1381 Laramie County Road 228 | United States | Wyoming | Laramie | Cheyenne | 82002 | 1.07 | 1.06
2016 | GHYQ0001 | FRANCIS E WARREN AF MISSILE SITE Q7 SITE # 1 | GHLN | F E WARREN AFB | AFACT | 1603 Wyoning State Road 237 | United States | Wyoming | Laramie | Cheyenne | 82054 | 1.07 | 1.06
2017 | GHYR0001 | FRANCIS E WARREN AF MISSILE SITE Q8 SITE # 1 | GHLN | F E WARREN AFB | AFACT | 1381 Laramie County Road 228A | United States | Wyoming | Laramie | Cheyenne | 82210 | 1.07 | 1.06
2018 | GHYS0001 | FRANCIS E WARREN AF MISSILE SITE Q9 SITE # 1 | GHLN | F E WARREN AFB | AFACT | 663 Diamond Road | United States | Wyoming | Platte | Chugwater | 82210 | 1.045 | 1.035
2019 | GHYT0001 | FRANCIS E WARREN AF MISSILE SITE Q10 SITE # 1 | GHLN | F E WARREN AFB | AFACT | 712 Iron Mountain Road | United States | Wyoming | Platte | Chugwater | 82210 | 1.045 | 1.035
202 | N32446 | NSY PORTSMOUTH | N32446 | NSY PORTSMOUTH | NAVACT | 100 John Paul Jones Street | United States | Maine | York | Kittery | 04072 | 1.13 | 1.13
2020 | GHYU0001 | FRANCIS E WARREN AF MISSILE SITE Q11 SITE # 1 | GHLN | F E WARREN AFB | AFACT | 1950 Gillaspie Road | United States | Wyoming | Laramie | Cheyenne | 82210 | 1.07 | 1.06
2021 | GHYV0001 | FRANCIS E WARREN AF MISSILE SITE R1 SITE # 1 | GHLN | F E WARREN AFB | AFACT | 1591 Wyoming State Route 313 | United States | Wyoming | Platte | Chugwater | 82217 | 1.045 | 1.035
2022 | GHYW0001 | FRANCIS E WARREN AF MISSILE SITE R2 SITE # 1 | GHLN | F E WARREN AFB | AFACT | 2536 Wyoming State Route 313 | United States | Wyoming | Platte | Chugwater | 82221 | 1.045 | 1.035
2023 | GHYX0001 | FRANCIS E WARREN AF MISSILE SITE R3 SITE # 1 | GHLN | F E WARREN AFB | AFACT | 1217 Four Corners Road | United States | Wyoming | Goshen | Lagrange | 82221 | 1.045 | 1.035
2024 | GHYY0001 | FRANCIS E WARREN AF MISSILE SITE R4 SITE # 1 | GHLN | F E WARREN AFB | AFACT | 2355 Wyoning State Road 16 | United States | Wyoming | Goshen | Lagrange | 82221 | 1.045 | 1.035
2025 | GHYZ0001 | FRANCIS E WARREN AF MISSILE SITE R5 SITE # 1 | GHLN | F E WARREN AFB | AFACT | 1406 Wyoning State Road 13 | United States | Wyoming | Goshen | Lagrange | 82210 | 1.045 | 1.035
2026 | GHZA0001 | FRANCIS E WARREN AF MISSILE SITE R6 SITE # 1 | GHLN | F E WARREN AFB | AFACT | 1290 Goshen County Road 1 | United States | Wyoming | Goshen | Lagrange | 82210 | 1.045 | 1.035
2027 | GHZB0001 | FRANCIS E WARREN AF MISSILE SITE R7 SITE # 1 | GHLN | F E WARREN AFB | AFACT | 2254 Platte County Road 5 | United States | Wyoming | Platte | Chugwater | 82210 | 1.045 | 1.035
2028 | GHZC0001 | FRANCIS E WARREN AF MISSILE SITE R8 SITE # 1 | GHLN | F E WARREN AFB | AFACT | 85 South C S Road | United States | Wyoming | Platte | Chugwater | 82210 | 1.045 | 1.035
2029 | GHZD0001 | FRANCIS E WARREN AF MISSILE SITE R9 SITE # 1 | GHLN | F E WARREN AFB | AFACT | 443 Pioneer Road | United States | Wyoming | Platte | Chugwater | 82210 | 1.045 | 1.035
203 | N91571 | ALLEGANY BALLISTICS LAB | N91571 | ALLEGANY BALLISTICS LAB | NAVACT | 210 West Virginia State Route 956 | United States | West Virginia | Mineral | Keyser | 26726 | 1.02 | 1.03
2030 | GHZE0001 | FRANCIS E WARREN AF MISSILE SITE R10 SITE # 1 | GHLN | F E WARREN AFB | AFACT | 433 West Hellbaum Road | United States | Wyoming | Platte | Chugwater | 82210 | 1.045 | 1.035
2031 | GHZF0001 | FRANCIS E WARREN AF MISSILE SITE R11 SITE # 1 | GHLN | F E WARREN AFB | AFACT | 3098 Wyoning State Road 9 | United States | Wyoming | Goshen | Hawk Springs | 82217 | 1.045 | 1.035
2032 | GHZG0001 | FRANCIS E WARREN AF MISSILE SITE S1 SITE # 1 | GHLN | F E WARREN AFB | AFACT | 4528 Wyoning State Road 44 | United States | Wyoming | Goshen | Yoder | 82244 | 1.045 | 1.035
2033 | GHZH0001 | FRANCIS E WARREN AF MISSILE SITE S2 SITE # 1 | GHLN | F E WARREN AFB | AFACT | 6291 Wyoning State Road 47 | United States | Wyoming | Goshen | Torrington | 82240 | 1.045 | 1.035
2034 | GHZJ0001 | FRANCIS E WARREN AF MISSILE SITE S3 SITE # 1 | GHLN | F E WARREN AFB | AFACT | 4752 Wyoming State Highway 161 | United States | Wyoming | Goshen | Yoder | 82244 | 1.045 | 1.035
2035 | GHZK0001 | FRANCIS E WARREN AF MISSILE SITE S4 SITE # 1 | GHLN | F E WARREN AFB | AFACT | 5790 Wyoning State Road 52 | United States | Wyoming | Goshen | Torrington | 82240 | 1.045 | 1.035
2036 | GHZL0001 | FRANCIS E WARREN AF MISSILE SITE S5 SITE # 1 | GHLN | F E WARREN AFB | AFACT | 5794 Wyoming State Road 42 | United States | Wyoming | Goshen | Huntley | 82218 | 1.045 | 1.035
2037 | GHZM0001 | FRANCIS E WARREN AF MISSILE SITE S6 SITE # 1 | GHLN | F E WARREN AFB | AFACT | 3056 Goshen County Road 47 | United States | Wyoming | Goshen | Hawk Springs | 82217 | 1.045 | 1.035
2038 | GHZN0001 | FRANCIS E WARREN AF MISSILE SITE S7 SITE # 1 | GHLN | F E WARREN AFB | AFACT | 3554 Wyoming State Highway 313 | United States | Wyoming | Goshen | Hawk Springs | 82217 | 1.045 | 1.035
2039 | GHZP0001 | FRANCIS E WARREN AF MISSILE SITE S8 SITE # 1 | GHLN | F E WARREN AFB | AFACT | 3400 Goshen County Road 27 | United States | Wyoming | Goshen | Hawk Springs | 82217 | 1.045 | 1.035
204 | N90845 | NWIRP BETHPAGE NY | N90845 | NWIRP BETHPAGE NY | NAVACT | 600 Grumman Road West | United States | New York | Nassau | Bethpage | 11714 | 1.06 | 1.075
2040 | GHZQ0001 | FRANCIS E WARREN AF MISSILE SITE S9 SITE # 1 | GHLN | F E WARREN AFB | AFACT | 4060 Wyoning State Road 31 | United States | Wyoming | Goshen | Yoder | 82244 | 1.045 | 1.035
2041 | GHZR0001 | FRANCIS E WARREN AF MISSILE SITE S10 SITE # 1 | GHLN | F E WARREN AFB | AFACT | 5281 Wyoning State Road 19 | United States | Wyoming | Goshen | Yoder | 82244 | 1.045 | 1.035
2042 | GHZS0001 | FRANCIS E WARREN AF MISSILE SITE S11 SITE # 1 | GHLN | F E WARREN AFB | AFACT | 5056 Wyoming State Highway 155 | United States | Wyoming | Goshen | Veteran | 82243 | 1.045 | 1.035
2043 | GHZT0001 | FRANCIS E WARREN AF MISSILE SITE T1 SITE # 1 | GHLN | F E WARREN AFB | AFACT | 418 South Gap Road | United States | Wyoming | Platte | Wheatland | 82201 | 1.045 | 1.035
2044 | GHZU0001 | FRANCIS E WARREN AF MISSILE SITE T2 SITE # 1 | GHLN | F E WARREN AFB | AFACT | 117 Deer Creek Road | United States | Wyoming | Platte | Wheatland | 82201 | 1.045 | 1.035
2045 | GHZV0001 | FRANCIS E WARREN AF MISSILE SITE T3 SITE # 1 | GHLN | F E WARREN AFB | AFACT | 843 Deer Creek Road | United States | Wyoming | Platte | Wheatland | 82201 | 1.045 | 1.035
2046 | GHZW0001 | FRANCIS E WARREN AF MISSILE SITE T4 SITE # 1 | GHLN | F E WARREN AFB | AFACT | 318 Dickinson Hill Road | United States | Wyoming | Platte | Wheatland | 82201 | 1.045 | 1.035
2047 | GHZX0001 | FRANCIS E WARREN AF MISSILE SITE T5 SITE # 1 | GHLN | F E WARREN AFB | AFACT | 387 Slater Road | United States | Wyoming | Platte | Wheatland | 82201 | 1.045 | 1.035
2048 | GHZY0001 | FRANCIS E WARREN AF MISSILE SITE T6 SITE # 1 | GHLN | F E WARREN AFB | AFACT | 918 Bordeaux Road | United States | Wyoming | Platte | Wheatland | 82201 | 1.045 | 1.035
2049 | GHZZ0001 | FRANCIS E WARREN AF MISSILE SITE T7 SITE # 1 | GHLN | F E WARREN AFB | AFACT | 235 Slater Road | United States | Wyoming | Platte | Slater | 82201 | 1.045 | 1.035
205 | N60241 | NAS KINGSVILLE TX | N60241 | NAS KINGSVILLE TX | NAVACT | 554 McCain Street | United States | Texas | Kleberg | Kingsville | 78363 | 0.9 | 0.88
2050 | GIRV0001 | GIRVIN EMITTER SITE SITE # 1 | FNWZ | DYESS AIR FORCE BASE | AFACT | 6650 | United States | Texas | Pecos | Girvin | 79752 | 0.865 | 0.84
2051 | GJAA0001 | FRANCIS E WARREN AF MISSILE SITE T8 SITE # 1 | GHLN | F E WARREN AFB | AFACT | 270 Richeau Road | United States | Wyoming | Platte | Slater | 82201 | 1.045 | 1.035
2052 | GJAB0001 | FRANCIS E WARREN AF MISSILE SITE T9 SITE # 1 | GHLN | F E WARREN AFB | AFACT | 57 Bordeaux Road | United States | Wyoming | Platte | Wheatland | 82201 | 1.045 | 1.035
2053 | GJAC0001 | FRANCIS E WARREN AF MISSILE SITE T10 SITE # 1 | GHLN | F E WARREN AFB | AFACT | 20 Snook Road | United States | Wyoming | Platte | Wheatland | 82201 | 1.045 | 1.035
2054 | GJAD0001 | FRANCIS E WARREN AF MISSILE SITE T11 SITE # 1 | GHLN | F E WARREN AFB | AFACT | 452 Grayrocks Road | United States | Wyoming | Platte | Wheatland | 82201 | 1.045 | 1.035
2055 | GJKZ0001 | FAIRCHILD AIR FORCE BASE SITE # 1 | GJKZ | FAIRCHILD AIR FORCE BASE | AFACT | 403 Mitchell Alley | United States | Washington | Spokane | Fairchild AFB | 99011 | 1.07 | 1.07
2056 | GJLK0001 | WHITE BLUFF SITE NO. 1 SITE # 1 | GJKZ | FAIRCHILD AIR FORCE BASE | AFACT | 11604 West Newkirk Road | United States | Washington | Spokane | Airway Heights | 99224 | 1.07 | 1.07
2057 | GJLQ0001 | FAIRCHILD FAMILY HOUSING ANNEX SITE # 1 | GJKZ | FAIRCHILD AIR FORCE BASE | AFACT | 8TH | United States | Washington | Spokane | Cheney | 99004-8909 | 1.05 | 1.05
2058 | GJLS0001 | FAIRCHILD ILS MIDDLE MARKER ANNEX SITE # 1 | GJKZ | FAIRCHILD AIR FORCE BASE | AFACT | 1408 McFarland Road | United States | Washington | Spokane | Airway Heights | 99001 | 1.07 | 1.07
2059 | GJNB0001 | FAIRCHILD RECREATION ANNEX SITE # 1 | GJKZ | FAIRCHILD AIR FORCE BASE | AFACT | 14824 South Clear Lake Road | United States | Washington | Spokane | Unknown | 99022 | 1.07 | 1.07
206 | N96095 | NWIRP CALVERTON NY | N96095 | NWIRP CALVERTON NY | NAVACT | 4062 Grumman Boulevard | United States | New York | Suffolk | Calverton | 11933 | 1.06 | 1.075
2060 | GJYC0001 | FAIRCHILD ILS OUTER MARKER ANNEX SITE # 1 | GJKZ | FAIRCHILD AIR FORCE BASE | AFACT | 5808 Brooks Street Northeast | United States | Washington | Spokane | Unknown | 99022 | 1.07 | 1.07
2061 | GKAL0001 | FAIRCHILD HELICOPTER TRAINING ANNEX SITE # 1 | GJKZ | FAIRCHILD AIR FORCE BASE | AFACT | North Aubrey White Park Drive | United States | Washington | Spokane | Unknown | 99026 | 1.07 | 1.07
2062 | GKAP0001 | FAIRCHILD WASTE ANNEX SITE # 1 | GJKZ | FAIRCHILD AIR FORCE BASE | AFACT | 2102 Craig Avenue | United States | Washington | Spokane | Unknown | 99001 | 1.07 | 1.07
2064 | GKAW0001 | FAIRCHILD WATER SYSTEM ANNEX NO 1 SITE # 1 | GJKZ | FAIRCHILD AIR FORCE BASE | AFACT | 4202 Houston Road | United States | Washington | Spokane | Unknown | 99201 | 1.07 | 1.07
2065 | GKAX0001 | FAIRCHILD WATER SYSTEM ANNEX NO 2 SITE # 1 | GJKZ | FAIRCHILD AIR FORCE BASE | AFACT | 10 Hallet Road | United States | Washington | Spokane | Unknown | 99011 | 1.07 | 1.07
2067 | GLEN0001 | SCHRIEVER AFB SITE # 1 | GLEN | SCHRIEVER AFB | AFACT | 500 O'Malley Avenue | United States | Colorado | El Paso | Colorado Spgs | 80912 | 1.06 | 1.04
2068 | GMMS0001 | FORT GORDON MINI MUTE SITE, DEPT OF ARMY SITE 1 | VLSB | SHAW AIR FORCE BASE | AFACT | 17th Street | United States | Georgia | Richmond | Fort Gordon | 30905 | 0.91 | 0.88
2071 | GRA10001 | GRANT TRAINING ANNEX | 53465 | Joint Base Lewis McChord | ARACT | 7810 Andrews Street | United States | Washington | Grant | Moses Lake | 98837 | 1.085 | 1.095
2072 | GRAE0001 | HARDWOOD WEAPONS RANGE (ANG) SITE # 1 | YAQF | VOLK ANG BASE | AFGUARD | 16226 11th Avenue | United States | Wisconsin | Juneau | Necedah | 54646 | 1.085 | 1.12
2073 | GRBF0001 | GRASMERE TRAINING SITE SITE # 1 | QYZH | MT HOME AFB | AFACT | 5 Idaho State Highway 51 (GRBF) | United States | Idaho | Owyhee | Unknown | 83604 | 1.17 | 1.16
2074 | GRCL0001 | NEADS UNIT, ROME, NY SITE # 1 | HAAW | HANCOCK FIELD | AFGUARD | 387 East Hangar Road | United States | New York | Oneida | Rome | 13441 | 1.16 | 1.08
2075 | GRND0001 | FISH SPRINGS RADIO RELAY ANNEX NO 2 SITE # 1 | KRSM | HILL AFB | AFACT | FISH SPRINGS #2 | United States | Utah | Juab | Unknown | 84083 | 1.03 | 0.995
2076 | GRNF0001 | FISH SPRINGS RADIO RELAY ANNEX SITE # 1 | KRSM | HILL AFB | AFACT | FISH SPRINGS #1 | United States | Utah | Juab | Unknown | 84083 | 1.03 | 0.995
2077 | GRNH0001 | FISH SPRINGS FLAT RADIO RELAY ANNEX SITE # 1 | KRSM | HILL AFB | AFACT | FISH SPRINGS FLAT | United States | Utah | Juab | Unknown | 84083 | 1.03 | 0.995
2078 | GSLY0001 | FLAXMAN ISLAND RANGE RADAR SITE SITE # 1 | VNMH | EARECKSON AS | AFACT | 100 Main Road | United States | Alaska | North Slope | Deadhorse | 99734 | 2.52 | 2.47
208 | N93880 | NWIRP BEDFORD MA | N93880 | NWIRP BEDFORD MA | NAVACT | 180 Hartwell Road | United States | Massachusetts | Middlesex | Bedford | 017300000 | 1.22 | 1.28
2080 | GUQE0001 | FORBES FIELD ANG SITE # 1 | GUQE | FORBES FIELD ANG | AFGUARD | 5920 Southeast Coyote Drive | United States | Kansas | Shawnee | Topeka | 66619 | 1.005 | 1.025
2084 | GXVN0001 | FOURTH CLIFF RECREATION ANNEX SITE # 1 | MXRD | HANSCOM AFB | AFACT | 1 Central Avenue | United States | Massachusetts | Plymouth | Unknown | 02047 | 1.165 | 1.215
2085 | GYHQ0001 | FRANCIS E WARREN RADIO RELAY ANNEX SITE # 1 | GHLN | F E WARREN AFB | AFACT | Horse Creek Road | United States | Wyoming | Laramie | Cheyenne | 82002 | 1.07 | 1.06
2087 | GYHT0001 | FRANCIS PEAK ANG STATION SITE # 1 | USEB | SALT LAKE CITY IAP | AFGUARD |  | United States | Utah | Davis | Farmington | 84025 | 1.03 | 0.99
2088 | GZPZ0001 | FREDERICK MUNICIPAL AIRPORT SITE # 1 | VNVP | SHEPPARD AFB | AFACT | 4501 Ameilia Earhart Way | United States | Oklahoma | Tillman | Unknown | 73542 | 0.875 | 0.85
2089 | GZQJ0001 | FREDERICK NEXT GENERATION SITE SITE # 1 | AGGN | ALTUS AIR FORCE BASE | AFACT | 9999 North Tillman County Route 2240 | United States | Oklahoma | Tillman | Frederick | 73542 | 0.875 | 0.85
2090 | HAAW0001 | HANCOCK FIELD SITE # 1 | HAAW | HANCOCK FIELD | AFGUARD | 6001 Molloy Road | United States | New York | Onondaga | Syracuse | 13211 | 1.06 | 1.075
2091 | HAYW0001 | SITE #1- FRESNO YOSEMITE INTERNATIONAL ANG | HAYW | FRESNO YOSEMITE INTERNATIONAL ANG | AFGUARD | 5323 East McKinley Avenue | United States | California | Fresno | Fresno | 93727 | 1.125 | 1.165
2092 | HDFM0001 | FORT CHAFFEE WEAPONS RANGE | HKRZ | FT SMITH MAP | AFGUARD | 100 Marietta Circle | United States | Arkansas | Sebastian | Unknown | 7290 | 0.845 | 0.82
2093 | HEKQ0001 | FT DIX COMMUNICATION ANNEX SITE # 1 | PTFL | MCGUIRE AFB | AFACT | REMOUNT | United States | New Jersey | Burlington |  | 08640 | 1.19 | 1.26
2094 | HEKR0001 | FORT DIX FAMILY HOUSING SITE GARDEN TERRACE | PTFL | MCGUIRE AFB | AFACT | JULIUSTOWN | United States | New Jersey | Burlington | Fort Dix | 08640 | 1.19 | 1.26
2095 | HEMT0001 | FORT DODGE (AGS) SITE # 1 | VSSB | SIOUX GATEWAY APT / COL BUD DAY FIELD (ANG) | AFGUARD | 1649 Nelson Avenue | United States | Iowa | Webster | Fort Dodge | 50501 | 1.01 | 1.01
2096 | HERM0001 | HERMLEIGH SITE # 1 | FNWZ | DYESS AIR FORCE BASE | AFACT | 1927 Farm to Market Road 1606 | United States | Texas | Scurry | Hermleigh | 79526 | 0.865 | 0.84
2097 | HEVT0001 | FORT FISHER RECREATION SITE SITE # 1 | VKAG | SEYMOUR JOHNSON AIR FORCE BS | AFACT | 118 Waterfront Road | United States | North Carolina | New Hanover | Unknown | 969970 | 0.9 | 0.87
2098 | HFHA0001 | FT. HUACHUCA SITE # 1 | XHEA | TUCSON IAP ARZ | AFGUARD | 2837 West Boyd Avenue | United States | Arizona | Cochise | Unknown | 85613 | 1.08 | 1.05
2099 | HFVV0001 | FT HUACHUCA RADAR SITE (TARS #2) SITE # 1 | AAWZ | ACC AMIC | AFACT | USAF AEROSTAT SITE | United States | Arizona | Cochise | Unknown | 85613 | 1.08 | 1.05
21 | M00243-0002 | FORMER NTC | M00243 | MARCORPRCUITDEP SAN DIEGO CA | MCACT | 2051 Cushing Road | United States | California | San Diego | San Diego | 92106 | 1.05 | 1.08
210 | MSBL0001 | LAKEHURST | PTFL | MCGUIRE AFB | AFACT | 150 Highway 547 | United States | New Jersey | Ocean | Lakehurst | 08733 | 1.19 | 1.26
2100 | HGSK0001 | FORT LEONARD WOOD RANGE SITE # 1 | MSQB | LAMBERT-ST LOUIS | AFGUARD | 21900 South Highway 17 | United States | Missouri | Pulaski | Laquey | 65534 | 1.09 | 1.12
2101 | HHEK0001 | FORT MACARTHUR FAMILY HOUSING ANNEX SITE # 1 | ACJP | LOS ANGELES AFB | AFACT | 2400 Pacific Avenue | United States | California | Los Angeles | Long Beach | 90731 | 1.02 | 1.06
2102 | HKRZ0001 | FT SMITH MAP SITE 1 | HKRZ | FT SMITH MAP | AFGUARD | 4850 Leigh Avenue N.W. | United States | Arkansas | Sebastian | Fort Smith | 72903 | 0.845 | 0.82
2103 | HKRZ0002 | FT SMITH MAP SITE 2 | HKRZ | FT SMITH MAP | AFGUARD | 4620 Massard Road | United States | Arkansas | Sebastian | Fort Smith | 72904 | 0.845 | 0.82
2104 | HKWM0001 | YESO MINI-MUTE RBS SITE 7 SITE # 1 | CZQZ | CANNON AIR FORCE BASE | AFACT | 13819 US Highway 60 | United States | New Mexico | De Baca | Yeso | 88136 | 0.93 | 0.905
2105 | HKWN0001 | FT SUMNER MINI-MUTE RBS SITE 8 SITE # 1 | CZQZ | CANNON AIR FORCE BASE | AFACT | 5529 New Mexico State Road 20 | United States | New Mexico | De Baca | Fort Sumner | 88119 | 0.93 | 0.905
2106 | HLBC0001 | FORT TUTHILL RECREATION ANNEX SITE # 1 | NUEX | LUKE AIR FORCE BASE | AFACT | Route 39, Box 5 | United States | Arizona | Coconino | Flagstaff | 86011 | 0.925 | 0.905
2107 | HMDF0001 | FORT YUKON LONG RANGE RADAR SITE SITE # 1 | VNMH | EARECKSON AS | AFACT | 100 Main Road | United States | Alaska | Yukon-Koyukuk | Fort Yukon | 99740 | 2.52 | 2.47
211 | N69138 | JAMESTOWN NY NRC CS | N69138 | JAMESTOWN NY NRC CS | NAVACT |  | United States | New York | Chautauqua | Jamestown | 191125094 | 1.06 | 1.075
2111 | HPZW0001 | GALENA AIRPORT SITE # 1 | VNMH | EARECKSON AS | AFACT | WHITEFISH | United States | Alaska | Yukon-Koyukuk | Galena | 99741 | 2.52 | 2.47
2112 | HSKD0001 | GARLAND ANG SITE # 1 | KLZA | HENSLEY FIELD AIR GUARD STATION | AFGUARD | GLENBROOK | United States | Texas | Dallas | Garland | 75040 | 0.83 | 0.82
2114 | HTUV0001 | GEN MITCHELL IAP SITE # 1 | HTUV | GEN MITCHELL IAP (ANGB) | AFGUARD | 1919 East Grange Avenue | United States | Wisconsin | Milwaukee | Unknown | 53207 | 1.09 | 1.13
2117 | HUUA0001 | GEORGE AFB SITE # 1 | CZQZ | CANNON AIR FORCE BASE | AFACT | 11600 Air Base Road | United States | California | San Bernardino | George AFB | 92301 | 1.2 | 1.25
2118 | HUUC0001 | GEORGE RADIO RELAY ANNEX SITE # 1 | CZQZ | CANNON AIR FORCE BASE | AFACT | UNKNOWN | United States | California | San Bernardino | Unknown | 92368 | 1.2 | 1.25
2119 | HVGA0001 | FAIRCHILD CEMETERY ANNEX SITE # 1 | GJKZ | FAIRCHILD AIR FORCE BASE | AFACT | Houston Road | United States | Washington | Spokane | Unknown | 99224 | 1.07 | 1.07
2121 | HXCZ0001 | GILA BEND AIR FORCE AUXILIARY FIELD SITE # 1 | NUEX | LUKE AIR FORCE BASE | AFACT | 3096 First Street | United States | Arizona | Maricopa | Gila Bend | 85337 | 0.93 | 0.91
2123 | IMPE0001 | IMPERIAL EMITTER SITE SITE # 1 | FNWZ | DYESS AIR FORCE BASE | AFACT | 11 | United States | Texas | Pecos | Imperial | 79743 | 0.865 | 0.84
2124 | JASR0001 | GLYNCO AIR NATIONAL GUARD STATION SITE 1 | XDQU | SAVANNAH/HILTON HEAD IAP | AFGUARD | 1693 Glynco Parkway Northeast | United States | Georgia | Glynn | Brunswick | 31525 | 0.99 | 0.95
2126 | JCCA0001 | JOHNSTOWN CAMBRIA COUNTY AIRPORT SITE # 1 | JLSQ | PITTSBURGH IAP (ANG) | AFGUARD | 258 Airport Drive | United States | Pennsylvania | Cambria | Johnstown | 15904 | 1.065 | 1.105
2127 | JCGU0001 | GOODFELLOW AFB SITE # 1 | JCGU | GOODFELLOW AFB | AFACT | 351 Kearney Boulevard | United States | Texas | Tom Green | Unknown | 76908 | 0.91 | 0.88
2128 | JCGV0001 | GOODFELLOW 801 LEASED HOUSING ANNEX SITE # 1 | JCGU | GOODFELLOW AFB | AFACT | SENTINEL | United States | Texas | Tom Green | San Angelo | 76904 | 0.91 | 0.88
2129 | JCUU0001 | GOODFELLOW RECREATION ANNEX NO 1 SITE # 1 | JCGU | GOODFELLOW AFB | AFACT | 1950 South Concho Drive | United States | Texas | Tom Green | Unknown | 76904 | 0.91 | 0.88
213 | DKGV0001 | JOINT BASE CHARLESTON NAVAL WEAPONS STATION | DKFX | CHARLESTON AFB | AFACT | 2316 Red Bank Road | United States | South Carolina | Berkeley | Goose Creek | 29445 | 0.99 | 0.96
2130 | JCVJ0001 | GOODFELLOW WATER SYSTEM ANNEX NO 2 SITE # 1 | JCGU | GOODFELLOW AFB | AFACT | 460 Kearney Boulevard | United States | Texas | Tom Green | Unknown | 76908 | 0.91 | 0.88
2131 | JDJP0001 | GOOSENECK RADIO RELAY SITE # 1 | KRSM | HILL AFB | AFACT | GOOSNECK RADIO RELAY | United States | Utah | Tooele | Unknown | 84080 | 1.11 | 1.08
2132 | JEAG0001 | GOSHUTE MICROWAVE RELAY ANNEX SITE # 1 | KRSM | HILL AFB | AFACT | 225 Rosamond Street | United States | Nevada | Elko | Ely | 89301 | 1.18 | 1.2
2133 | JEAT0001 | GOSHUTE RADIO RELAY SITE # 1 | KRSM | HILL AFB | AFACT | GOSHUTE RELAY SITE #1 | United States | Nevada | Elko | Unknown | 89883 | 1.18 | 1.2
2134 | JEBX0001 | GOVERNORS BRIDGE GLOBECOM ANNEX SITE # 1 | AJXF | ANDREWS AIR FORCE BASE | AFACT | 3290 Bottner Road | United States | Maryland | Anne Arundel | Davidsonville | 21054 | 1 | 1
2135 | JENK0001 | JENKINS MINI MUTE RADAR BOMB SCORING SITE SITE 1 | VLSB | SHAW AIR FORCE BASE | AFACT | 306 Dairy Road | United States | Georgia | Jenkins | Millen | 30442 | 0.865 | 0.83
2136 | JFHC0001 | GRAND BAY WEAPONS RANGE SITE # 1 | QSEU | MOODY AIR FORCE BASE | AFACT | 3202 Mitchess Street | United States | Georgia | Lanier | Lakeland | 31699 | 0.865 | 0.83
2137 | JFSD0001 | GRAND FORKS AFB SITE # 1 | JFSD | GRAND FORKS AFB | AFACT | 78 Steen Boulevard | United States | North Dakota | Grand Forks | Grand Forks AFB | 58205 | 1.05 | 1.05
2138 | JFSE0001 | GRAND FORKS DEFENSE FUEL SUPPORT POINT SITE # 1 | JFSD | GRAND FORKS AFB | AFACT | 4128 North 27th Avenue JFSE | United States | North Dakota | Grand Forks | Grand Forks | 58203 | 1.05 | 1.05
214 | N69213 | NAVAL WEAPONS STATION EARLE NJ | N69213 | NAVAL WEAPONS STATION EARLE NJ | NAVACT | 201 Highway 34 | United States | New Jersey | Monmouth | Colts Neck | 07722 | 1.24 | 1.31
215 | N69212 | NAVAL WEAPONS STATION YORKTOWN | N69212 | NAVAL WEAPONS STATION YORKTOWN | NAVACT | 1797 Old Williamsburg Road | United States | Virginia | York | Yorktown | 23691 | 1 | 0.96
2153 | JFTD0001 | GRAND FORKS AF MISSILE SITE B13 SITE # 1 | JFSD | GRAND FORKS AFB | AFACT |  | United States | North Dakota | Grand Forks | Grand Forks Afb | 58205 | 1.05 | 1.05
219 | N69176 | CSO BARBERS PT HI | N69176 | CSO BARBERS PT HI | NAVACT | 967070299 | United States | Hawaii | Honolulu | Barbers Point | 96707 | 2.44 | 2.36
22 | M00243-0003 | HARBOR DRIVE | M00243 | MARCORPRCUITDEP SAN DIEGO CA | MCACT | 4077 North Harbor Drive | United States | California | San Diego | San Diego | 92140 | 1.05 | 1.08
2200 | JFVC0001 | GRAND FORKS AF MISSILE SITE F6 SITE # 1 | JFSD | GRAND FORKS AFB | AFACT |  | United States | North Dakota | Grand Forks | Grand Forks Afb | 58205 | 1.05 | 1.05
2227 | JFWF0001 | GRAND FORKS AF MISSILE SITE I0 SITE # 1 | JFSD | GRAND FORKS AFB | AFACT |  | United States | North Dakota | Grand Forks | Grand Forks Afb | 58205 | 1.05 | 1.05
2231 | JFWK0001 | GRAND FORKS AF MISSILE SITE I34 SITE # 1 | JFSD | GRAND FORKS AFB | AFACT |  | United States | North Dakota | Grand Forks | Grand Forks Afb | 58205 | 1.05 | 1.05
2232 | JFWL0001 | GRAND FORKS AF MISSILE SITE I35 SITE # 1 | JFSD | GRAND FORKS AFB | AFACT |  | United States | North Dakota | Grand Forks | Grand Forks Afb | 58205 | 1.05 | 1.05
2233 | JFWM0001 | GRAND FORKS AF MISSILE SITE I36 SITE # 1 | JFSD | GRAND FORKS AFB | AFACT |  | United States | North Dakota | Grand Forks | Grand Forks Afb | 58205 | 1.05 | 1.05
2235 | JFWP0001 | GRAND FORKS AF MISSILE SITE I38 SITE # 1 | JFSD | GRAND FORKS AFB | AFACT |  | United States | North Dakota | Grand Forks | Grand Forks Afb | 58205 | 1.05 | 1.05
224 | N69170 | SOUTH WEYMOUTH MA NAS CSO | N69170 | SOUTH WEYMOUTH MA NAS CSO | NAVACT | 1134 Maine Street | United States | Massachusetts | Norfolk | Weymouth | 02190 | 1.165 | 1.215
2240 | JFWU0001 | GRAND FORKS AF MISSILE SITE J42 SITE # 1 | JFSD | GRAND FORKS AFB | AFACT | TUSKEGEE AIRMEN JFWU | United States | North Dakota | Grand Forks | Grand Forks Afb | 58205 | 1.05 | 1.05
225 | N69169 | CSO NAF ADAK AK | N69169 | CSO NAF ADAK AK | NAVACT | 1 Main Road | United States | Alaska | Aleutians West | Adak Station | 99546 | 4.45 | 4.11
2255 | JFXK0001 | GRAND FORKS AF MISSILE SITE K6 SITE # 1 | JFSD | GRAND FORKS AFB | AFACT | TUSKEGEE AIRMEN JFXK | United States | North Dakota | Grand Forks | Grand Forks Afb | 58205 | 1.05 | 1.05
226 | N69165 | CSO NSY LONG BEACH CA | N69165 | CSO NSY LONG BEACH CA | NAVACT | 1300 Skipjack Road | United States | California | Los Angeles | Long Beach | 90822 | 1.02 | 1.06
2278 | JFYJ0001 | GRAND FORKS AF MISSILE SITE M27 SITE # 1 | JFSD | GRAND FORKS AFB | AFACT | TUSKEGEE AIRMEN JFYJ | United States | North Dakota | Grand Forks | Grand Forks Afb | 58205 | 1.05 | 1.05
228 | N69161 | CSO NAS ALAMEDA CA | N69161 | CSO NAS ALAMEDA CA | NAVACT | 950 West Mall Square | United States | California | Alameda | Alameda | 94501 | 1.2 | 1.25
229 | N69160 | WARMINSTER PA NAWC-AD CSO | N69160 | WARMINSTER PA NAWC-AD CSO | NAVACT | 860 Flamingo Alley | United States | Pennsylvania | Bucks | Warminster | 18974 | 1.065 | 1.105
23 | M00263-0001 | MCRD BEAUFORT MAIN BASE | M00263 | MCRD BEAUFORT PI SC | MCACT | 154 Boulevard De France | United States | South Carolina | Beaufort | Parris Island | 29902 | 1.03 | 1
2303 | JFZK0001 | GRAND FORKS AF MISSILE SITE O50 SITE # 1 | JFSD | GRAND FORKS AFB | AFACT | TUSKEGEE AIRMEN JFZK | United States | North Dakota | Grand Forks | Grand Forks Afb | 58205 | 1.05 | 1.05
2304 | JGAP0001 | GRAND FORKS RADIO RELAY ANNEX NO 4 SITE # 1 | JFSD | GRAND FORKS AFB | AFACT | TUSKEGEE AIRMEN JGAP | United States | North Dakota | Grand Forks | Grand Forks Afb | 58205 | 1.05 | 1.05
2306 | JGAR0001 | GRAND FORKS WASTE ANNEX SITE # 1 | JFSD | GRAND FORKS AFB | AFACT | 525 Tuskegee Airmen Boulevard JGAR | United States | North Dakota | Grand Forks | Grand Forks AFB | 58205 | 1.05 | 1.05
2309 | JHJM0001 | GRANITE MOUNTAIN RADIO RELAY SITE SITE # 1 | VNMH | EARECKSON AS | AFACT | 1 Main Road | United States | Alaska | Nome | Nome | 99506 | 2.52 | 2.47
2310 | JJAE0001 | JONATHAN DICKINSON MISSILE TRACKING ANX SITE # 1 | SXHT | PATRICK | AFACT | 18205 Southeast County Line Road | United States | Florida | Martin | Hobe Sound | 33469 | 0.825 | 0.805
2311 | JJJX0001 | GRASSY MOUNTAIN RADIO RELAY ANNEX SITE # 1 | KRSM | HILL AFB | AFACT | Grassey Mountain Radio Relay #1 | United States | Utah | Tooele | Unknown | 84029 | 1.11 | 1.08
2312 | JJJY0001 | GRASSY MOUNTAIN RADIO RELAY ANNEX NO 2 SITE # 1 | KRSM | HILL AFB | AFACT | GRASSEY MTN RADIO RELAY #2 | United States | Utah | Tooele | Unknown | 84029 | 1.11 | 1.08
2313 | JKSE0001 | GREAT FALLS IAP SITE # 1 | JKSE | GREAT FALLS IAP | AFGUARD | 2800 Airport Road | United States | Montana | Cascade | Great Falls | 59404 | 1.1 | 1.08
2314 | JLQN0001 | GENERAL WAYNE A. DOWNING PEORIA INTERNATIONAL AIRPORT SITE # 1 | JLQN | GENERAL WAYNE A. DOWNING PEORIA INTERNATIONAL AIRPORT | AFGUARD | 2416 South Falcon Boulevard | United States | Illinois | Peoria | Peoria | 61607 | 1.03 | 1.045
2315 | JLSQ0001 | PITTSBURGH IAP (ANG) SITE # 1 | JLSQ | PITTSBURGH IAP (ANG) | AFGUARD | 300 Tanker Road | United States | Pennsylvania | Allegheny | Coraopolis | 15108 | 1.065 | 1.105
2316 | JLSS0001 | PGH IAP ARS SITE # 1 | JLSS | PGH IAP ARS | AFRES | 1285 North Rocky Lane | United States | Pennsylvania | Allegheny | Unknown | 15108 | 1.065 | 1.105
2317 | JLWS0001 | NEW CASTLE AIRPORT | JLWS | NEW CASTLE AIRPORT | AFGUARD | 2600 Spruance Road | United States | Delaware | New Castle | New Castle | 19720 | 1.03 | 1.06
2318 | JMAX0001 | GREELEY AIR NATIONAL GUARD STATION SITE # 1 | CRWU | BUCKLEY AFB | AFGUARD | 2605 North E Street | United States | Colorado | Weld | Greeley | 80831 | 1.015 | 1
2319 | JPWQ0001 | GREENWOOD SPRINGS NEXT GENERATION SITE SITE # 1 | EEPZ | COLUMBUS | AFACT | 555 Simler Boulevard | United States | Mississippi | Monroe | Unknown | 38848 | 0.9 | 0.86
2320 | JREZ0001 | GRIFFISS AFB | MXRD | HANSCOM AFB | AFACT | BROOKS | United States | New York | Oneida | Rome | 13441 | 1.16 | 1.08
2323 | JRQU0001 | GROOME RADIO RELAY ANNEX SITE # 1 | KRSM | HILL AFB | AFACT | GROOME RADIO RELAY | United States | Utah | Box Elder | Unknown | 84313 | 1.03 | 0.995
2325 | JTVE0001 | GPT BIL REG APT ANG SITE | JTVE | GPT BIL REG APT ANG | AFGUARD | 4715 Hewes Avenue | United States | Mississippi | Harrison | Gulfport | 39507 | 0.91 | 0.87
2326 | JTXP0001 | HAARP RESEARCH STATION SITE # 1 | FXSB | JOINT BASE ELMENDORF-RICHARDSON | AFACT | 11 Tok Cut Off | United States | Alaska | Valdez-Cordova | Gakona | 99586 | 2.025 | 2.015
2329 | JXPJ0001 | DOTHAN REGIONAL AIRPORT ANG STATION SITE # 1 | FAKZ | MONTGOMERY REGIONAL AIRPORT ANG BASE | AFGUARD | 209 Wallace Drive N.W. | United States | Alabama | Houston | Dothan | 36303 | 0.89 | 0.86
233 | N83447 | NAS FORT WORTH JRB TX | N83447 | NAS JRB FT WORTH TX | NAVACT | 1803 Doolittle Avenue | United States | Texas | Tarrant | Fort Worth | 76127 | 0.83 | 0.82
2330 | JZSU0001 | MCCHORD TRAINING ANNEX | 53465 | Joint Base Lewis McChord | ARACT | 844 Mount Entrance Road | United States | Washington | Grant | Moses Lake | 98848 | 1.085 | 1.095
2331 | KABD0001 | KAHULUI COMMUNICATION STATION SITE # 1 | MABE | KEAUKAHA MILITARY RESERVATION | AFGUARD | 75 Kuleana Avenue | United States | Hawaii | Maui | Kahului | 96732 | 2.51 | 2.42
2332 | KACG0001 | HAMMOND MINI-MUTES RADAR SITE SITE # 1 | FXBM | ELLSWORTH AFB | AFACT | 123 Alzada Road | United States | Montana | Carter | Alzada | 59311 | 1.1 | 1.08
2333 | KAFF0001 | HAMMOND COMMUNICATIONS STATION SITE # 1 | RQLH | NAS JOINT RESERVE BASE, NOLA | AFGUARD | 901 Judge Road | United States | Louisiana | Tangipahoa | Unknown | 70401 | 0.855 | 0.825
2334 | KELL0001 | KELLY FIELD ANNEX SITE # 1 | MPLS | LACKLAND AIR FORCE BASE | AFACT | 102 Hall Boulevard | United States | Texas | Bexar | Kelly Field | 78236 | 0.89 | 0.87
2335 | KGAC0001 | HASTINGS RADAR BOMB SCORING SITE SITE # 1 | SGBP | OFFUTTAIRFORCEBSE | AFACT |  | United States | Nebraska | Adams | Unknown | 68901 | 0.93 | 0.915
2339 | KHYB0001 | HAYCREEK MINI-MUTE SITE (21MM11) SITE # 1 | FXBM | ELLSWORTH AFB | AFACT | 124 Alzada Road (KHYB) | United States | Montana | Carter | Alzada | 59311 | 1.1 | 1.08
234 | N69127 | CSO HUNTERS POINT ANNEX | N69127 | CSO HUNTERS POINT ANNEX | NAVACT | 3628 Reeves Avenue | United States | California | San Francisco | San Francisco | 94066 | 1.2 | 1.25
2340 | KJAQ0001 | KINGSLEY FIELD CANTONEMENT SITE 1 | KJAQ | KLAMATH FALLS AIRPORT-KINGSLEY FIELD (ANG) | AFGUARD | 136 Arnold Avenue | United States | Oregon | Klamath | Kingsley Field | 97603 | 1.12 | 1.145
2341 | KJGW0001 | HAYWARD MUNICIPAL AIRPORT ANG SITE # 1 | RZJQ | NORTH HIGHLANDS ANG STATION | AFGUARD | 1525 West Winton Avenue | United States | California | Alameda | Hayward | 94545 | 1.2 | 1.25
2342 | KKGA0001 | HECTOR IAP SITE # 1 | KKGA | HECTOR IAP | AFGUARD | 1400 28th Avenue North | United States | North Dakota | Cass | Fargo | 58102 | 1.09 | 1.09
2343 | KLZA0001 | HENSLEY FIELD AIR GUARD STATION SITE # 1 | KLZA | HENSLEY FIELD AIR GUARD STATION | AFGUARD | 8150 Jefferson Boulevard Northeast | United States | Texas | Dallas | Dallas | 75211 | 0.83 | 0.82
2349 | KRSM0001 | HILL AFB SITE # 1 | KRSM | HILL AFB | AFACT | 7285 4th Street | United States | Utah | Davis | Hill AFB | 84056 | 1.05 | 1.02
235 | N69126 | DAVISVILLE RI CBC CSO | N69126 | DAVISVILLE RI CBC CSO | NAVACT | 2841 South County Trail | United States | Rhode Island | Washington | Davisville | 02818 | 1.155 | 1.195
2352 | KWRD0001 | HOLLOMAN SITE # 1 | KWRD | HOLLOMAN | AFACT | 110 1st Street | United States | New Mexico | Otero | Holloman AFB | 88330 | 1.02 | 1
2353 | KYAT0001 | HOLY ROCKS RADIO RELAY SITE # 1 | KRSM | HILL AFB | AFACT | HOLY ROCKS RELAY SITE 1 | United States | Utah | Juab | Unknown | 84043 | 1.03 | 0.995
2354 | KYJL0001 | HOMESTEAD AIR FORCE BASE SITE # 1 | KYJM | HOMESTEAD AIR RESERVE BASE | AFRES | CORAL SEA | United States | Florida | Miami-Dade | Homestead | 33039-1299 | 0.82 | 0.8
2355 | KYJM0001 | HOMESTEAD ARB SITE # 1 | KYJM | HOMESTEAD AIR RESERVE BASE | AFRES | 29050 Coral Sea Boulevard | United States | Florida | Miami-Dade | Homestead | 33039 | 0.82 | 0.8
2358 | KZKP0001 | HONDO MUNICIPAL AIRPORT SITE # 1 | TYMX | RANDOLPH AIR FORCE BASE | AFACT | FLIGHTLINE | United States | Texas | Medina | Unknown | 78861-2003 | 0.865 | 0.84
2359 | LAKT0001 | LAKE THOMAS EMITTER SITE SITE # 1 | FNWZ | DYESS AIR FORCE BASE | AFACT | 4651 FARM TO MARKET 1610 | United States | Texas | Scurry | Hermleigh | 79527 | 0.865 | 0.84
2360 | LANX0001 | LOS ANGELES AIR FORCE ANNEX NO.4 SITE # 1 | ACJP | LOS ANGELES AFB | AFACT | 18901 South Wilmington Avenue | United States | California | Los Angeles | Carson | 90746 | 1.02 | 1.06
2361 | LAUT0001 | HORMAN (21MM4)RADAR BOMB SCORING SITE SITE # 1 | FXBM | ELLSWORTH AFB | AFACT | 126 Belle Fourche Road (LAUT) | United States | South Dakota | Butte | Belle Fourche | 57717 | 0.955 | 0.93
2363 | LDCC0001 | HQ MISSISSIPPI ANG SITE # 1 | LRXQ | JACKSON IAP, THOMPSON FIELD | AFGUARD | 1500 Murrah Drive | United States | Mississippi | Hinds | Jackson | 39202 | 0.9 | 0.86
2364 | LDSB0001 | HULETT MINI MUTES RADAR SITE SITE # 1 | FXBM | ELLSWORTH AFB | AFACT | 126 Hulett Road (LDSB) | United States | Wyoming | Crook | Hulett | 82720 | 1.045 | 1.035
2365 | LDXF0001 | HULMAN FLD SITE # 1 | LDXF | HULMAN FLD | AFGUARD | 8001 Reinoehl Road | United States | Indiana | Vigo | Terre Haute | 47803 | 0.955 | 0.96
2366 | LEFD0001 | HUNLEY PARK MILITARY FAMILY HOUSING SITE # 1 | DKFX | JB Charleston | AFACT | 390 Maryland Avenue | United States | South Carolina | Charleston | Unknown | 29404 | 0.99 | 0.96
2368 | LJAS0001 | LIBERTY RADIO RELAY ANNEX SITE # 1 | WWYK | TINKER AFB | AFACT | 100 North Road | United States | Oklahoma | Oklahoma | Oklahoma City | 73102 | 0.88 | 0.85
2369 | LJAT0001 | LITTLE HORSESHOE RADIO RELAY ANNEX SITE # 1 | KRSM | HILL AFB | AFACT | LITTLE HORSHOE | United States | Utah | Millard | Unknown | 84728 | 1.03 | 0.995
237 | N69122 | BROOKLYN NY NS CSO | N69122 | BROOKLYN NY NS CSO | NAVACT | 63 Flushing Avenue E | United States | New York | Kings | New York City | 112050000 | 1.36 | 1.46
2371 | LKLW0001 | FORT INDIANTOWN GAP AGS AREA # 1 | LKLW | FORT INDIANTOWN GAP AGS | AFGUARD | 142 East Gettysburg Street | United States | Pennsylvania | Lebanon | Annville | 17003 | 1.01 | 1.02
2372 | LKRC0001 | INDIAN MOUNTAIN LONG RANGE RADAR SITE SITE # 1 | VNMH | EARECKSON AS | AFACT | 114 Main Road | United States | Alaska | Yukon-Koyukuk | Hughes | 99745 | 2.52 | 2.47
2373 | LKRE0001 | INDIAN MOUNTAIN RESEARCH SITE SITE # 1 | FTQW | EIELSON AIR FORCE BASE | AFACT | 100 Indian Mountain Fields | United States | Alaska | Yukon-Koyukuk | Unknown | 99702 | 2.52 | 2.47
2374 | LKTC0001 | CREECH AIR FORCE BASE SITE # 1 | RKMF | NELLIS | AFACT | 1300 1st Street Northwest | United States | Nevada | Clark | Indian Springs | 89018 | 1.24 | 1.27
2375 | LNPR0001 | IPSWICH ANTENNA FARM ANNEX SITE # 1 | MXRD | HANSCOM AFB | AFACT | 16 Skytop Road | United States | Massachusetts | Essex | Unknown | 01938 | 1.165 | 1.215
238 | N69152 | CSO NSY MARE ISLAND CA | N69152 | CSO NSY MARE ISLAND CA | NAVACT | 695 Walnue Avenue | United States | California | Solano | Vallejo | 94592 | 1.22 | 1.28
2388 | LRXQ0001 | JACKSON IAP, THOMPSON FIELD SITE # 1 | LRXQ | JACKSON IAP, THOMPSON FIELD | AFGUARD | 141 East Military Drive | United States | Mississippi | Rankin | Flowood | 39232 | 0.9 | 0.86
2390 | LSGA0001 | JACKSONVILLE IAP SITE # 1 | LSGA | JACKSONVILLE IAP | AFGUARD | 14300 North Fang Drive | United States | Florida | Duval | Unknown | 32218 | 0.8 | 0.78
2392 | LTUY0001 | JEFFERSON BARRACKS ANGS SITE # 1 | LTUY | JEFFERSON BARRACKS ANGS | AFGUARD | 65 West Kearney Street | United States | Missouri | St. Louis | Jefferson Barracks | 63125 | 0.985 | 1.005
2393 | LTWC0001 | JEDEDIAH RADIO RELAY ANMEX SITE # 1 | KRSM | HILL AFB | AFACT | JEDEDIAH RADIO RELAY ANNEX 1 | United States | Utah | Tooele | Unknown | 84029 | 1.11 | 1.08
2394 | LTWL0001 | JEFFERSON PROVING GROUND SITE # 1 | LDXF | HULMAN FLD | AFGUARD | 1661 East Jpg Niblo Road | United States | Indiana | Jefferson | Madison | 47250 | 0.955 | 0.96
2395 | LUAJ0001 | JEDBURG RADAR SITE SITE # 1 | DKFX | JB Charleston | AFACT | 100 FAA Road | United States | South Carolina | Dorchester | Unknown | 29437 | 0.92 | 0.885
2396 | LUCK0001 | JEFFERSONVILLE NEXRAD SITE SITE # 1 | UHHZ | ROBINS AIR FORCE BASE | AFACT | 775 Macon Street | United States | Georgia | Twiggs | Jeffersonville | 31044 | 0.865 | 0.83
2398 | LUXC0001 | JOE FOSS FIELD SITE # 1 | LUXC | JOE FOSS FIELD | AFGUARD | 1201 West Algonqune Avenue | United States | South Dakota | Minnehaha | Unknown | 57104 | 0.96 | 0.94
24 | M00263-0002 | SAVANNAH | M00263 | MCRD BEAUFORT PI SC | MCACT | 1001 Davidson Drive | United States | Georgia | Chatham | Savannah | 31408 | 0.84 | 0.81
2401 | LWBN0001 | JORDAN MINI MUTE RADAR BOMB SCORING SITE SITE # 1 | CZQZ | CANNON AIR FORCE BASE | AFACT | 3599 QR BC RD | United States | New Mexico | Quay | Mcalister | 88427 | 0.93 | 0.905
2402 | LWEN0001 | JUAB RADIO RELAY ANNEX SITE # 1 | KRSM | HILL AFB | AFACT | JUAB SITE #1 | United States | Utah | Juab | Unknown | 84083 | 1.03 | 0.995
2407 | LXHY0001 | KAENA POINT SATELLITE TRACKING STATION SITE # 1 | GLEN | SCHRIEVER AFB | AFACT | 96792 Farrington Highway | United States | Hawaii | Honolulu | Waianae | 96712 | 2.51 | 2.42
2412 | LXQN0001 | KALAKAKET CREEK RADIO RELAY SITE SITE # 1 | VNMH | EARECKSON AS | AFACT | 1 Main Road | United States | Alaska | Yukon-Koyukuk | Ruby | 99768 | 2.52 | 2.47
2413 | LXTH0001 | KALISPELL AIR FORCE STATION SITE # 1 | NZAS | MALMSTROM AFB, MT | AFACT | 9 Blacktail Road | United States | Montana | Flathead | Lakeside | 59922 | 1.1 | 1.08
2417 | LYBH0001 | YEAGER APRT SITE # 1 | LYBH | YEAGER APRT | AFGUARD | 1679 Coonskin Drive | United States | West Virginia | Kanawha | Charleston | 25311 | 1 | 1.01
2420 | MABE0001 | KEAUKAHA MILITARY RESERVATION SITE # 1 | MABE | KEAUKAHA MILITARY RESERVATION | AFGUARD | 1300 Kekuanaoa Street | United States | Hawaii | Hawaii | Hilo | 96720 | 2.51 | 2.42
2421 | MAGS0001 | MINOT AIR NATIONAL GUARD STATION SITE # 1 | KKGA | HECTOR IAP | AFGUARD | 3430 2nd Street | United States | North Dakota | Ward | Unknown | 58703 | 1.15 | 1.15
2422 | MAHG0001 | Keesler AFB SITE # 1 | MAHG | Keesler AFB | AFACT | 720 Chappie James Avenue | United States | Mississippi | Harrison | Biloxi | 39534 | 0.87 | 0.83
2425 | MAWU0001 | KEESLER SMALL ARMS RANGE ANNEX SITE # 1 | MAHG | KEESLER AFB | AFACT | OLD HIGHWAY 67 | United States | Mississippi | Harrison | Biloxi | 39532 | 0.87 | 0.83
2426 | MAYA0001 | KEESLER TRAINING ANNEX NO 1 SITE # 1 | MAHG | Keesler AFB | AFACT | 508 L Street | United States | Mississippi | Harrison | Biloxi | 39531 | 0.87 | 0.83
2427 | MBEB0001 | KEGELMAN AIR FORCE AUXILIARY FIELD SITE # 1 | XTLF | VANCE AIR FORCE BASE | AFACT | 25 Route 1 | United States | Oklahoma | Alfalfa | Unknown | 73749 | 0.875 | 0.85
2428 | MBEJ0001 | KEG MOUNTAIN RADIO RELAY ANNEX SITE # 1 | KRSM | HILL AFB | AFACT | KEG MOUNTAIN SITE 1 | United States | Utah | Juab | Unknown | 84628 | 1.03 | 0.995
2429 | MBMV0001 | W K KELLOGG SITE # 1 | MBMV | W K KELLOGG AIRPORT | AFGUARD | 3367 West Dickman Road | United States | Michigan | Calhoun | Battle Creek | 49037 | 1.035 | 1.055
243 | N69141 | CSO NS LONG BEACH CA | N69141 | CSO NS LONG BEACH CA | NAVACT | 1111 Coffman Avenue | United States | California | Los Angeles | Long Beach | 92132 | 1.02 | 1.06
2430 | MBPB0001 | KELLY AIR FORCE BASE SITE # 1 | MPLS | LACKLAND AIR FORCE BASE | AFACT | 1701 Kenly Avenue | United States | Texas | Bexar | Unknown | 78236 | 0.89 | 0.87
2431 | MCLQ0001 | KENAI ANNEX SITE # 1 | FXSB | JOINT BASE ELMENDORF-RICHARDSON | AFACT | 0 Heritage Circle | United States | Alaska | Kenai Peninsula | Unknown | 99506 | 2.32 | 2.3
2432 | MCXE0001 | KENO AIR FORCE STATION SITE # 1 | QYZH | MT HOME AFB | AFACT | GREEN SPRINGS | United States | Oregon | Klamath | Unknown | 97627 | 1.12 | 1.145
2433 | MDLH0001 | KERN MOUNTAIN RADIO RELAY ANNEX SITE # 1 | KRSM | HILL AFB | AFACT | KERN MTN SITE 1 | United States | Nevada | White Pine | Unknown | 89318 | 1.18 | 1.2
2434 | MDVL0001 | KEY FIELD SITE # 1 | MDVL | KEY FIELD | AFGUARD | 6225 M Street | United States | Mississippi | Lauderdale | Meridian | 39307 | 0.97 | 0.93
2438 | MFJF0001 | KING SALMON AIRPORT SITE # 1 | VNMH | EARECKSON AS | AFACT | 603 Jensen Road | United States | Alaska | Bristol Bay | King Salmon | 99613 | 2.52 | 2.47
2439 | MGJT0001 | KINGSTREE MINI MUTE (SHA5) | VLSB | SHAW AIR FORCE BASE | AFACT | Emiel C. Baker Road | United States | South Carolina | Williamsburg | Kingstree | 29556 | 0.92 | 0.885
2445 | MHMV0001 | KIRTLAND SITE # 1 | MHMV | KIRTLAND | AFACT | 2050 Wyoming Boulevard | United States | New Mexico | Bernalillo | Kirtland AFB | 87117 | 0.92 | 0.89
2447 | MKPP0001 | KOKEE AIR FORCE STATION SITE # 1 | VNMH | EARECKSON AS | AFACT | 10 Hickman Court | United States | Hawaii | Kauai | Kekaha | 96752 | 2.8 | 2.72
2449 | MLBN0001 | MELBOURNE INTERNATIONAL AIRPORT ALDF SITE #1 | SXHT | PATRICK | AFACT | 1 Air Terminal Parkway | United States | Florida | Brevard | Melbourne | 32902 | 0.78 | 0.75
245 | N61065 | NAVWPNSTA SEAL BEACH | N61065 | NAVWPNSTA SEAL BEACH | NAVACT | 800 Seal Beach Boulevard | United States | California | Orange | Seal Beach | 90740 | 1.02 | 1.06
2451 | MLGD0001 | KOTZEBUE LONG RANGE RADAR SITE SITE # 1 | VNMH | EARECKSON AS | AFACT | 203 Main Road | United States | Alaska | Northwest Arctic | Kotzebue | 99752 | 2.52 | 2.47
2452 | MLRV0001 | TED STEVENS IAP SITE # 1 | MLRV | TED STEVENS IAP | AFGUARD | RASPBERRY | United States | Alaska | Anchorage | Unknown | 99502-1998 | 1.96 | 1.95
2458 | MNDJ0001 | LA JUNTA STRATEGIC TRAINING RNGE COMPLEX SITE # 1 | CZQZ | CANNON AIR FORCE BASE | AFACT | 1ST | United States | Colorado | Otero | La Junta | 81050-9501 | 1.015 | 1
2459 | MNWA0001 | LA PORTE ANG STATION SITE # 1 | FWJH | ELLINGTON FIELD | ARGUARD | SPENCER | United States | Texas | Harris | Unknown | 77571 | 0.865 | 0.84
246 | N61018 | NAVAL SUPPORT ACTIVITY CRANE | N61018 | NAVAL SUPPORT ACTIVITY CRANE | NAVACT | 300 Highway 361 | United States | Indiana | Martin | Crane | 47522 | 1.06 | 1.07
2461 | MPLS0001 | LACKLAND AIR FORCE BASE SITE #1 | MPLS | LACKLAND AIR FORCE BASE | AFACT | 1701 Kenly Avenue | United States | Texas | Bexar | Lackland AFB | 78236 | 0.89 | 0.87
2462 | MPYJ0001 | LACKLAND TRAINING ANNEX SITE # 1 | MPLS | LACKLAND AIR FORCE BASE | AFACT | 1000 Mercury Drive | United States | Texas | Bexar | Lackland AFB | 78236 | 0.89 | 0.87
2467 | MRHB0001 | LAKE LOUISE RECREATION ANNEX SITE # 1 | VNMH | EARECKSON AS | AFACT | Lake Louise Road | United States | Alaska | Matanuska-Susitna | Unknown | 99506 | 2.32 | 2.3
2468 | MRSN0001 | MESONET #1012 WEATHER ANNEX SITE # 1 | SXHT | PATRICK | AFACT | 800 Lane Avenue | United States | Florida | Brevard | Titusville | 32780 | 0.78 | 0.75
2471 | MSGD0001 | LAKESIDE RADIO RELAY ANNEX SITE # 1 | KRSM | HILL AFB | AFACT | LAKESIDE RADIO RELAY SITE 1 | United States | Utah | Box Elder | Unknown | 84313 | 1.03 | 0.995
2472 | MSQB0001 | LAMBERT-ST LOUIS SITE # 1 - SOUTH | MSQB | LAMBERT-ST LOUIS | AFGUARD | 10800 Lambert International Boulevard | United States | Missouri | St. Louis | Unknown | 170720 | 0.985 | 1.005
2479 | MUHJ0001 | LANGLEY AFB SITE # 1 | MUHJ | LANGLEY AFB | AFACT | 159 Sweeney Boulevard | United States | Virginia | Hampton | Langley | 23665 | 1 | 0.96
2480 | MUJC0001 | LANGLEY FAMILY HOUSING ANNEX SITE # 1 | MUHJ | LANGLEY AFB | AFACT | 2900 Hampton Highway | United States | Virginia | Hampton | Unknown | 23665 | 1 | 0.96
2482 | MWQZ0001 | NELLIS COMMUNICATION ANNEX SITE # 1 | RKMF | NELLIS | AFACT | Cold Creek - Ries Road | United States | Nevada | Clark | Indian Springs | 89018 | 1.19 | 1.21
2483 | MXDP0001 | LAUGHLIN AFB SITE # 1 | MXDP | LAUGHLIN AIR FORCE BASE | AFACT | 561 East Liberty Drive | United States | Texas | Val Verde | Unknown | 78843 | 0.99 | 0.96
2484 | MXDS0001 | LAUGHLIN AFB AUX 1 SITE # 1 | MXDP | LAUGHLIN AIR FORCE BASE | AFACT | HWY | United States | Texas | Kinney | Unknown | 78877 | 0.865 | 0.84
2485 | MXDU0001 | LAUGHLIN ILS LOCALIZER ANNEX SITE # 1 | MXDP | LAUGHLIN AIR FORCE BASE | AFACT | 251 4th Street West | United States | Texas | Val Verde | Unknown | 78843 | 0.99 | 0.96
2486 | MXPX0001 | LAUGHLIN RECREATION ANNEX SITE # 1 | MXDP | LAUGHLIN AIR FORCE BASE | AFACT | HWY 90 | United States | Texas | Val Verde | Del Rio | 78840 | 0.99 | 0.96
2487 | MXRD0001 | HANSCOM AFB SITE # 1 | MXRD | HANSCOM AFB | AFACT | 20 Schilling Circle | United States | Massachusetts | Middlesex | Bedford | 01731 | 1.22 | 1.28
249 | N61151 | NSA SOUTH POTOMAC | N61151 | NSA SOUTH POTOMAC | NAVACT | 6149 Welsh Road | United States | Virginia | King George | Dahlgren | 22448 | 1.1 | 1.1
2491 | NDTC0001 | NO-DROP 9 TACTICAL TRAINING RANGE SITE # 1 | QYZH | MT HOME AFB | AFACT | 6 Idaho State Highwya 51 (NDTC) | United States | Idaho | Owyhee | Unknown | 83604 | 1.17 | 1.16
2492 | NFYL0001 | LINCOLN COMMUNICATION ANNEX SITE # 1 | BAEY | BEALE AF BASE | AFACT | 5750 Moore Street | United States | California | Placer | Lincoln | 95648 | 1.125 | 1.165
2493 | NGCB0001 | LINCOLN MUNICIPAL AIRPORT SITE # 1 | NGCB | LINCOLN MUNICIPAL AIRPORT | AFGUARD | 2420 West Butler Avenue | United States | Nebraska | Lancaster | Unknown | 68524 | 0.93 | 0.915
2495 | NJZF0001 | LITTLE ROCK COMMUNICATION SITE SITE # 1 | NKAK | LITTLEROCK AFB | AFACT | MCKINLEY | United States | Arkansas | Pulaski | Unknown | 72205-3013 | 0.85 | 0.82
2496 | NKAK0001 | LITTLE ROCK AFB SITE # 1 | NKAK | LITTLEROCK AFB | AFACT | 1250 West Thomas Avenue | United States | Arkansas | Pulaski | Unknown | 72136 | 0.85 | 0.82
2497 | NKCZ0001 | LITTLE ROCK TRAINING ANNEX SITE # 1 | NKAK | LITTLEROCK AFB | AFACT | 1250 West Thomas Avenue | United States | Arkansas | White | Unknown | 72136 | 0.845 | 0.82
2498 | NKHX0001 | LITTLE ROCK ILS OUTER MARKER ANNEX SITE # 1 | NKAK | LITTLEROCK AFB | AFACT | 1250 Thomas Avenue W | United States | Arkansas | Lonoke | Unknown | 72136 | 0.845 | 0.82
2499 | NLZG0001 | RICKENBACKER SITE # 1 | NLZG | RICKENBACKER | AFGUARD | 7370 Minuteman Way | United States | Ohio | Franklin | Unknown | 370990 | 0.925 | 0.9195
25 | M00264-0001 | MCB QUANTICO MAIN BASE | M00264 | MARINE CORPS BASE QUANTICO VA | MCACT | 3250 Catlin Avenue | United States | Virginia | Prince William | Quantico | 22134 | 1.08 | 1.08
2501 | NNPL0001 | 850 ELSG/NGM | MHMV | KIRTLAND | AFACT | 3825 Edith Boulevard | United States | New Mexico | Bernalillo | Albuquerque | 87107 | 0.92 | 0.89
2504 | NPRG0001 | LONELY SHORT RANGE RADAR SITE SITE # 1 | VNMH | EARECKSON AS | AFACT | 100 Main Road | United States | Alaska | North Slope | Barrow | 99723 | 2.52 | 2.47
2506 | NQTN0001 | LOOKOUT PASS SURVIVAL TRAINING SITE SITE # 1 | GJKZ | FAIRCHILD AIR FORCE BASE | AFACT | UNKNOWN | United States | Montana | Mineral | Unknown | 59867 | 1.1 | 1.08
2507 | NRCH0001 | LORING AIR FORCE BASE SITE # 1 | YWHG | WHITEMAN | AFACT | DEVELOPMENT | United States | Maine | Aroostook | Limestone | 4750 | 1.02 | 1
2513 | NTEA0001 | LOVELL FIELD AIR NATIONAL GUARD SITE # 1 | BKTZ | NASHVILLE IAP | AFGUARD | AIRPORT ROAD | United States | Tennessee | Hamilton | Chattanooga | 37421-2293 | 0.82 | 0.8
2516 | NUEF0001 | LUKE AIR FORCE AUXILIARY FIELD NO 1 SITE # 1 | NUEX | LUKE AIR FORCE BASE | AFACT | 211th Avenue | United States | Arizona | Maricopa | Wittmann | 85361 | 0.93 | 0.91
2517 | NUEX0001 | LUKE A F BASE SITE # 1 | NUEX | LUKE AIR FORCE BASE | AFACT | 14185 Falcon Street W | United States | Arizona | Maricopa | Luke AFB | 85309 | 0.93 | 0.91
2518 | NURD0001 | THE BARRY M GOLDWATER AIR FORCE RANGE SITE # 1 | NUEX | LUKE AIR FORCE BASE | AFACT | 3096 1st Street | United States | Arizona | Maricopa | Gila Bend | 85337 | 0.93 | 0.91
2519 | NURX0001 | LUKE WASTE ANNEX SITE # 1 | NUEX | LUKE AIR FORCE BASE | AFACT | 1200 El Mirage Street | United States | Arizona | Maricopa | Glendale | 85309 | 0.93 | 0.91
2520 | NVPR0001 | LYNN HAVEN DEFENSE FUEL SUP SITE # 1 | XLWU | TYNDALL AFB | AFACT | 10TH | United States | Florida | Bay | Lynn Haven | 32444-2271 | 0.87 | 0.85
2521 | NVZR0001 | MACDILLAFB SITE # 1 | NVZR | MACDILLAFB | AFACT | 6901 South Dale Mabry Highway | United States | Florida | Hillsborough | Unknown | 33621 | 0.82 | 0.8
2524 | NYNK0001 | MAKUA SUB-CABLE SITE SITE # 1 | VNMH | EARECKSON AS | AFACT | 10 Hickman Court | United States | Hawaii | Honolulu | Makaha | 96792 | 2.51 | 2.42
2525 | NYRL0001 | MALABAR TRANSMITTER ANNEX SITE # 1 | SXHT | PATRICK | AFACT | 5600 Minton Road | United States | Florida | Brevard | Palm Bay | 32907 | 0.78 | 0.75
2526 | NZAQ0001 | MALMSTROM RADIO RELAY ANNEX NO 9 SITE # 1 | NZAS | MALMSTROM AFB, MT | AFACT | HIGHWOOD CREEK | United States | Montana | Judith Basin | Raynesford | 59469 | 1.1 | 1.08
2528 | NZAS0001 | MALMSTROM SITE # 1 | NZAS | MALMSTROM AFB, MT | AFACT | 6220 Goddard Drive | United States | Montana | Cascade | Malmstrom AFB | 59402 | 1.12 | 1.1
2529 | NZBS0001 | MALMSTROM AF MISSILE SITE A1 SITE # 1 | NZAS | MALMSTROM AFB, MT | AFACT | 656 US Highway 87 | United States | Montana | Cascade | Belt | 59412 | 1.12 | 1.1
2530 | NZBT0001 | MALMSTROM AF MISSILE SITE A2 SITE # 1 | NZAS | MALMSTROM AFB, MT | AFACT | 560 Willowcreek Road | United States | Montana | Cascade | Belt | 59412 | 1.12 | 1.1
2531 | NZBU0001 | MALMSTROM AF MISSILE SITE A3 SITE # 1 | NZAS | MALMSTROM AFB, MT | AFACT | 9597 South Peak Road | United States | Montana | Judith Basin | Raynesford | 59469 | 1.1 | 1.08
2532 | NZBV0001 | MALMSTROM AF MISSILE SITE A4 SITE # 1 | NZAS | MALMSTROM AFB, MT | AFACT | 5888 Montana Highway 427 | United States | Montana | Judith Basin | Raynesford | 59469 | 1.1 | 1.08
2533 | NZBW0001 | MALMSTROM AF MISSILE SITE A5 SITE # 1 | NZAS | MALMSTROM AFB, MT | AFACT | 982 Hughesville Road | United States | Montana | Cascade | Monarch | 59463 | 1.12 | 1.1
2534 | NZBX0001 | MALMSTROM AF MISSILE SITE A6 SITE # 1 | NZAS | MALMSTROM AFB, MT | AFACT | 15 Alpha Six Lane | United States | Montana | Cascade | Monarch | 59463 | 1.12 | 1.1
2535 | NZBY0001 | MALMSTROM AF MISSILE SITE A7 SITE # 1 | NZAS | MALMSTROM AFB, MT | AFACT | 5520 US Highway 89 | United States | Montana | Cascade | Monarch | 59463 | 1.12 | 1.1
2536 | NZBZ0001 | MALMSTROM AF MISSILE SITE A8 SITE # 1 | NZAS | MALMSTROM AFB, MT | AFACT | 413 Evans Riceville Road | United States | Montana | Cascade | Belt | 59412 | 1.12 | 1.1
2537 | NZCA0001 | MALMSTROM AF MISSILE SITE A9 SITE # 1 | NZAS | MALMSTROM AFB, MT | AFACT | 1975 Evans Riceville Road | United States | Montana | Cascade | Stockett | 59480 | 1.12 | 1.1
2538 | NZCB0001 | MALMSTROM AF MISSILE SITE A10 SITE # 1 | NZAS | MALMSTROM AFB, MT | AFACT | 250 Holmberg Road | United States | Montana | Cascade | Belt | 59412 | 1.12 | 1.1
2539 | NZCC0001 | MALMSTROM AF MISSILE SITE A11 SITE # 1 | NZAS | MALMSTROM AFB, MT | AFACT | 66 East Highwood Road | United States | Montana | Cascade | Belt | 59412 | 1.12 | 1.1
2540 | NZCD0001 | MALMSTROM AF MISSILE SITE B1 SITE # 1 | NZAS | MALMSTROM AFB, MT | AFACT | 7046 Sourdough Road | United States | Montana | Judith Basin | Geyser | 59447 | 1.1 | 1.08
2541 | NZCE0001 | MALMSTROM AF MISSILE SITE B2 SITE # 1 | NZAS | MALMSTROM AFB, MT | AFACT | 54139 Montana Highway 80 | United States | Montana | Fergus | Coffee Creek | 59424 | 1.1 | 1.08
2542 | NZCF0001 | MALMSTROM AF MISSILE SITE B3 SITE # 1 | NZAS | MALMSTROM AFB, MT | AFACT | 1055 Urs Road | United States | Montana | Fergus | Coffee Creek | 59424 | 1.1 | 1.08
2543 | NZCG0001 | MALMSTROM AF MISSILE SITE B4 SITE # 1 | NZAS | MALMSTROM AFB, MT | AFACT | 450 Ployhard Road | United States | Montana | Fergus | Denton | 59430 | 1.1 | 1.08
2544 | NZCH0001 | MALMSTROM AF MISSILE SITE B5 SITE # 1 | NZAS | MALMSTROM AFB, MT | AFACT | 59808 Montana Highway 80 | United States | Montana | Judith Basin | Stanford | 59479 | 1.1 | 1.08
2545 | NZCK0001 | MALMSTROM AF MISSILE SITE B7 SITE # 1 | NZAS | MALMSTROM AFB, MT | AFACT | 23946 US Highway 87 | United States | Montana | Judith Basin | Raynesford | 59469 | 1.1 | 1.08
2546 | NZCL0001 | MALMSTROM AF MISSILE SITE B8 SITE # 1 | NZAS | MALMSTROM AFB, MT | AFACT | 16686 US Highway 87 | United States | Montana | Judith Basin | Raynesford | 59469 | 1.1 | 1.08
2547 | NZCM0001 | MALMSTROM AF MISSILE SITE B9 SITE # 1 | NZAS | MALMSTROM AFB, MT | AFACT | 4586 Montana Highway 551 | United States | Montana | Judith Basin | Geyser | 59447 | 1.1 | 1.08
2548 | NZCN0001 | MALMSTROM AF MISSILE SITE B10 SITE # 1 | NZAS | MALMSTROM AFB, MT | AFACT | 5035 Upper Highwood Creek Road | United States | Montana | Judith Basin | Geyser | 59447 | 1.1 | 1.08
2549 | NZCP0001 | MALMSTROM AF MISSILE SITE B11 SITE # 1 | NZAS | MALMSTROM AFB, MT | AFACT | 11372 Montana Highway 551 | United States | Montana | Judith Basin | Geyser | 59447 | 1.1 | 1.08
255 | N32443 | NAVSUPPACT NORFOLK NSY | N32443 | NAVSUPPACT NORFOLK NSY | NAVACT | 100 Williams Street | United States | Virginia | Portsmouth | Portsmouth | 23709 | 1 | 0.96
2550 | NZCQ0001 | MALMSTROM AF MISSILE SITE C1 SITE # 1 | NZAS | MALMSTROM AFB, MT | AFACT | 24 North Mountain View Road | United States | Montana | Judith Basin | Stanford | 59479 | 1.1 | 1.08
2551 | NZCR0001 | MALMSTROM AF MISSILE SITE C2 SITE # 1 | NZAS | MALMSTROM AFB, MT | AFACT | 4385 Sage Creek Road | United States | Montana | Judith Basin | Stanford | 59479 | 1.1 | 1.08
2552 | NZCS0001 | MALMSTROM AF MISSILE SITE C3 SITE # 1 | NZAS | MALMSTROM AFB, MT | AFACT | 4893 Lower Sage Creek Road | United States | Montana | Judith Basin | Moccasin | 59462 | 1.1 | 1.08
2553 | NZCT0001 | MALMSTROM AF MISSILE SITE C4 SITE # 1 | NZAS | MALMSTROM AFB, MT | AFACT | 4916 Windham Benchland Road | United States | Montana | Judith Basin | Stanford | 59479 | 1.1 | 1.08
2554 | NZCU0001 | MALMSTROM AF MISSILE SITE C5 SITE # 1 | NZAS | MALMSTROM AFB, MT | AFACT | 1034 Fisherman Road | United States | Montana | Judith Basin | Moccasin | 59452 | 1.1 | 1.08
2555 | NZCV0001 | MALMSTROM AF MISSILE SITE C6 SITE # 1 | NZAS | MALMSTROM AFB, MT | AFACT | 586 South Fork Road | United States | Montana | Judith Basin | Hobson | 59452 | 1.1 | 1.08
2556 | NZCW0001 | MALMSTROM AF MISSILE SITE C7 SITE # 1 | NZAS | MALMSTROM AFB, MT | AFACT | 8026 South Fork Road | United States | Montana | Judith Basin | Hobson | 59452 | 1.1 | 1.08
2557 | NZCX0001 | MALMSTROM AF MISSILE SITE C8 SITE # 1 | NZAS | MALMSTROM AFB, MT | AFACT | 4829 Sage Creek Trailhead Road | United States | Montana | Judith Basin | Stanford | 59479 | 1.1 | 1.08
2558 | NZCY0001 | MALMSTROM AF MISSILE SITE C9 SITE # 1 | NZAS | MALMSTROM AFB, MT | AFACT | 2831 Divide Road | United States | Montana | Judith Basin | Stanford | 59479 | 1.1 | 1.08
2559 | NZCZ0001 | MALMSTROM AF MISSILE SITE C10 SITE # 1 | NZAS | MALMSTROM AFB, MT | AFACT | 2441 Running Wolf Road | United States | Montana | Judith Basin | Stanford | 59479 | 1.1 | 1.08
256 | N61007 | NAVAL SUPPORT ACTIVITY ORLANDO | N61007 | NAVAL SUPPORT ACTIVITY ORLANDO | NAVACT | 12350 Research Parkway | United States | Florida | Orange | Orlando | 32826 | 0.825 | 0.805
2560 | NZDA0001 | MALMSTROM AF MISSILE SITE C11 SITE # 1 | NZAS | MALMSTROM AFB, MT | AFACT | 67396 Montana Highway 80 | United States | Montana | Judith Basin | Stanford | 59479 | 1.1 | 1.08
2561 | NZDB0001 | MALMSTROM AF MISSILE SITE D1 SITE # 1 | NZAS | MALMSTROM AFB, MT | AFACT | 2140 Bear Springs Road | United States | Montana | Fergus | Denton | 59430 | 1.1 | 1.08
2562 | NZDC0001 | MALMSTROM AF MISSILE SITE D2 SITE # 1 | NZAS | MALMSTROM AFB, MT | AFACT | 14634 Everson Road | United States | Montana | Fergus | Denton | 59430 | 1.1 | 1.08
2563 | NZDD0001 | MALMSTROM AF MISSILE SITE D3 SITE # 1 | NZAS | MALMSTROM AFB, MT | AFACT | 22606 Bear Springs Road | United States | Montana | Fergus | Denton | 59430 | 1.1 | 1.08
2564 | NZDE0001 | MALMSTROM AF MISSILE SITE D4 SITE # 1 | NZAS | MALMSTROM AFB, MT | AFACT | 16485 Bear Springs Road | United States | Montana | Fergus | Denton | 59430 | 1.1 | 1.08
2565 | NZDF0001 | MALMSTROM AF MISSILE SITE D5 SITE # 1 | NZAS | MALMSTROM AFB, MT | AFACT | 8600 Bear Springs Road | United States | Montana | Fergus | Denton | 59430 | 1.1 | 1.08
2566 | NZDG0001 | MALMSTROM AF MISSILE SITE D6 SITE # 1 | NZAS | MALMSTROM AFB, MT | AFACT | 29610 Montana Highway 80 | United States | Montana | Fergus | Lewistown | 59457 | 1.1 | 1.08
2567 | NZDH0001 | MALMSTROM AF MISSILE SITE D7 SITE # 1 | NZAS | MALMSTROM AFB, MT | AFACT | 23521 Montana Highway 81 | United States | Montana | Fergus | Denton | 59430 | 1.1 | 1.08
2568 | NZDJ0001 | MALMSTROM AF MISSILE SITE D8 SITE # 1 | NZAS | MALMSTROM AFB, MT | AFACT | 3173 Hoosac Road | United States | Montana | Fergus | Denton | 59430 | 1.1 | 1.08
2569 | NZDK0001 | MALMSTROM AF MISSILE SITE D9 SITE # 1 | NZAS | MALMSTROM AFB, MT | AFACT | 2200 North Denton Road | United States | Montana | Fergus | Denton | 59430 | 1.1 | 1.08
257 | N61008 | NAVAL SUPPORT ACTY PANAMA CITY | N61008 | NAVAL SUPPORT ACTY PANAMA CITY | NAVACT | 101 Vernon Avenue | United States | Florida | Bay | Panama City | 32407 | 0.87 | 0.85
2570 | NZDL0001 | MALMSTROM AF MISSILE SITE D10 SITE # 1 | NZAS | MALMSTROM AFB, MT | AFACT | 9770 North Coffee Creek Road | United States | Montana | Fergus | Denton | 59430 | 1.1 | 1.08
2571 | NZDM0001 | MALMSTROM AF MISSILE SITE D11 SITE # 1 | NZAS | MALMSTROM AFB, MT | AFACT | 7690 Everson Road | United States | Montana | Fergus | Denton | 59430 | 1.1 | 1.08
2572 | NZDN0001 | MALMSTROM AF MISSILE SITE E1 SITE # 1 | NZAS | MALMSTROM AFB, MT | AFACT | 4250 Echo Drive | United States | Montana | Fergus | Hilger | 59451 | 1.1 | 1.08
2573 | NZDP0001 | MALMSTROM AF MISSILE SITE E2 SITE # 1 | NZAS | MALMSTROM AFB, MT | AFACT | 5375 Stafford Ferry Road | United States | Montana | Fergus | Winifred | 59489 | 1.1 | 1.08
2574 | NZDQ0001 | MALMSTROM AF MISSILE SITE E3 SITE # 1 | NZAS | MALMSTROM AFB, MT | AFACT | 20685 Winifred Road | United States | Montana | Fergus | Winifred | 59489 | 1.1 | 1.08
2575 | NZDR0001 | MALMSTROM AF MISSILE SITE E4 SITE # 1 | NZAS | MALMSTROM AFB, MT | AFACT | 7531 Knox Ridge Road | United States | Montana | Fergus | Winifred | 59489 | 1.1 | 1.08
2576 | NZDS0001 | MALMSTROM AF MISSILE SITE E5 SITE # 1 | NZAS | MALMSTROM AFB, MT | AFACT | 4950 Butcher Road | United States | Montana | Fergus | Winifred | 59489 | 1.1 | 1.08
2577 | NZDT0001 | MALMSTROM AF MISSILE SITE E6 SITE # 1 | NZAS | MALMSTROM AFB, MT | AFACT | 12005 Winifred Road | United States | Montana | Fergus | Hilger | 59451 | 1.1 | 1.08
2578 | NZDU0001 | MALMSTROM AF MISSILE SITE E7 SITE # 1 | NZAS | MALMSTROM AFB, MT | AFACT | 5479 Winifred Road | United States | Montana | Fergus | Hilger | 59451 | 1.1 | 1.08
2579 | NZDV0001 | MALMSTROM AF MISSILE SITE E8 SITE # 1 | NZAS | MALMSTROM AFB, MT | AFACT | 4930 Plum Creek Road | United States | Montana | Fergus | Hilger | 59451 | 1.1 | 1.08
258 | N61014 | NAVSUPPACT MONTEREY CA | N61014 | NAVSUPPDET MONTEREY CA | NAVACT | 1 University Circle | United States | California | Monterey | Monterey | 93943 | 1.12 | 1.16
2580 | NZDW0001 | MALMSTROM AF MISSILE SITE E9 SITE # 1 | NZAS | MALMSTROM AFB, MT | AFACT | 10260 Salt Creek Road | United States | Montana | Fergus | Hilger | 59451 | 1.1 | 1.08
2581 | NZDX0001 | MALMSTROM AF MISSILE SITE E10 SITE # 1 | NZAS | MALMSTROM AFB, MT | AFACT | 2000 3 Mile Road | United States | Montana | Fergus | Hilger | 59451 | 1.1 | 1.08
2582 | NZDY0001 | MALMSTROM AF MISSILE SITE E11 SITE # 1 | NZAS | MALMSTROM AFB, MT | AFACT | 3909 Pn Bridge Road | United States | Montana | Fergus | Winifred | 59489 | 1.1 | 1.08
2583 | NZDZ0001 | MALMSTROM AF MISSILE SITE F1 SITE # 1 | NZAS | MALMSTROM AFB, MT | AFACT | 4806 US Highway 287 | United States | Montana | Teton | Fairfield | 59436 | 1.1 | 1.08
2584 | NZEA0001 | MALMSTROM AF MISSILE SITE F2 SITE # 1 | NZAS | MALMSTROM AFB, MT | AFACT | 215 Bellview Road | United States | Montana | Teton | Choteau | 59422 | 1.1 | 1.08
2585 | NZEB0001 | MALMSTROM AF MISSILE SITE F3 SITE # 1 | NZAS | MALMSTROM AFB, MT | AFACT | 5501 US Highway 287 | United States | Montana | Teton | Choteau | 59422 | 1.1 | 1.08
2586 | NZEC0001 | MALMSTROM AF MISSILE SITE F4 SITE # 1 | NZAS | MALMSTROM AFB, MT | AFACT | 929 2nd Road Southwest | United States | Montana | Teton | Unknown | 59436 | 1.1 | 1.08
2587 | NZED0001 | MALMSTROM AF MISSILE SITE F5 SITE # 1 | NZAS | MALMSTROM AFB, MT | AFACT | 13108 Dry Creek Road | United States | Montana | Lewis and Clark | Augusta | 59410 | 1.1 | 1.08
2588 | NZEE0001 | MALMSTROM AF MISSILE SITE F6 SITE # 1 | NZAS | MALMSTROM AFB, MT | AFACT | 3399 US Highway 287 | United States | Montana | Lewis and Clark | Augusta | 59410 | 1.1 | 1.08
2589 | NZEF0001 | MALMSTROM AF MISSILE SITE F7 SITE # 1 | NZAS | MALMSTROM AFB, MT | AFACT | 3123 Smith Creek Road | United States | Montana | Lewis and Clark | Augusta | 59410 | 1.1 | 1.08
2590 | NZEG0001 | MALMSTROM AF MISSILE SITE F8 SITE # 1 | NZAS | MALMSTROM AFB, MT | AFACT | 827 West Jacksons Corner Road | United States | Montana | Teton | Choteau | 59422 | 1.1 | 1.08
2591 | NZEH0001 | MALMSTROM AF MISSILE SITE F9 SITE # 1 | NZAS | MALMSTROM AFB, MT | AFACT | 1242 Bellview Road | United States | Montana | Teton | Choteau | 59422 | 1.1 | 1.08
2592 | NZEJ0001 | MALMSTROM AF MISSILE SITE F10 SITE # 1 | NZAS | MALMSTROM AFB, MT | AFACT | 1407 Bellview Road | United States | Montana | Teton | Choteau | 59422 | 1.1 | 1.08
2593 | NZEL0001 | MALMSTROM AF MISSILE SITE F11 SITE # 1 | NZAS | MALMSTROM AFB, MT | AFACT | 569 Bellview Road | United States | Montana | Teton | Choteau | 59422 | 1.1 | 1.08
2594 | NZEM0001 | MALMSTROM AF MISSILE SITE G1 SITE # 1 | NZAS | MALMSTROM AFB, MT | AFACT | 9958 Montana Highway 200 | United States | Montana | Lewis and Clark | Augusta | 59410 | 1.1 | 1.08
2595 | NZEN0001 | MALMSTROM AF MISSILE SITE G2 SITE # 1 | NZAS | MALMSTROM AFB, MT | AFACT | 11911 Montana Route 200 | United States | Montana | Cascade | Simms | 59477 | 1.12 | 1.1
2596 | NZEP0001 | MALMSTROM AF MISSILE SITE G3 SITE # 1 | NZAS | MALMSTROM AFB, MT | AFACT | 864 Simms Cascade Road | United States | Montana | Cascade | Cascade | 59443 | 1.12 | 1.1
2597 | NZEQ0001 | MALMSTROM AF MISSILE SITE G4 SITE # 1 | NZAS | MALMSTROM AFB, MT | AFACT | 1466 Simms Cascade Road | United States | Montana | Cascade | Cascade | 59421 | 1.12 | 1.1
2598 | NZER0001 | MALMSTROM AF MISSILE SITE G5 SITE # 1 | NZAS | MALMSTROM AFB, MT | AFACT | 846 Mission Road | United States | Montana | Cascade | Cascade | 59421 | 1.12 | 1.1
2599 | NZES0001 | MALMSTROM AF MISSILE SITE G6 SITE # 1 | NZAS | MALMSTROM AFB, MT | AFACT | 7320 Birdtail Road | United States | Montana | Lewis and Clark | Wolf Creek | 59648 | 1.1 | 1.08
26 | M00264-0002 | MARINE CORPS MUSEUM | M00264 | MARINE CORPS BASE QUANTICO VA | MCACT | 18900 Jefferson Davis Highway | United States | Virginia | Prince William | Triangle | 22135 | 1.08 | 1.08
260 | N61152 | NAVSUPPACT ANNAPOLIS | N61152 | NAVSUPPACT ANNAPOLIS | NAVACT | 121 Blake Road | United States | Maryland | Anne Arundel | Annapolis | 21402 | 0.99 | 0.99
2600 | NZET0001 | MALMSTROM AF MISSILE SITE G7 SITE # 1 | NZAS | MALMSTROM AFB, MT | AFACT | 7341 Montana Highway 200 | United States | Montana | Lewis and Clark | Wolf Creek | 59648 | 1.1 | 1.08
2601 | NZEU0001 | MALMSTROM AF MISSILE SITE G8 SITE # 1 | NZAS | MALMSTROM AFB, MT | AFACT | 7880 County Road 434 | United States | Montana | Lewis and Clark | Wolf Creek | 59648 | 1.1 | 1.08
2602 | NZEV0001 | MALMSTROM AF MISSILE SITE G9 SITE # 1 | NZAS | MALMSTROM AFB, MT | AFACT | 9013 US Highway 287 | United States | Montana | Lewis and Clark | Augusta | 59410 | 1.1 | 1.08
2603 | NZEW0001 | MALMSTROM AF MISSILE SITE G10 SITE # 1 | NZAS | MALMSTROM AFB, MT | AFACT | 5295 Dry Creek Road | United States | Montana | Lewis and Clark | Augusta | 59410 | 1.1 | 1.08
2604 | NZEX0001 | MALMSTROM AF MISSILE SITE G11 SITE # 1 | NZAS | MALMSTROM AFB, MT | AFACT | 5908 Long Butte Road | United States | Montana | Lewis and Clark | Augusta | 59410 | 1.1 | 1.08
2605 | NZEY0001 | MALMSTROM AF MISSILE SITE H1 SITE # 1 | NZAS | MALMSTROM AFB, MT | AFACT | 579 2nd Lane Northeast | United States | Montana | Teton | Fairfield | 59436 | 1.1 | 1.08
2606 | NZEZ0001 | MALMSTROM AF MISSILE SITE H2 SITE # 1 | NZAS | MALMSTROM AFB, MT | AFACT | 1268 10th Lane Southwest | United States | Montana | Teton | Fairfield | 59433 | 1.1 | 1.08
2607 | NZFA0001 | MALMSTROM AF MISSILE SITE H3 SITE # 1 | NZAS | MALMSTROM AFB, MT | AFACT | 934 9th Lane Northeast | United States | Montana | Teton | Power | 59468 | 1.1 | 1.08
2608 | NZFB0001 | MALMSTROM AF MISSILE SITE H4 SITE # 1 | NZAS | MALMSTROM AFB, MT | AFACT | 453 Gordon Road | United States | Montana | Teton | Power | 59468 | 1.1 | 1.08
2609 | NZFC0001 | MALMSTROM AF MISSILE SITE H5 SITE # 1 | NZAS | MALMSTROM AFB, MT | AFACT | 22 Mill Coulee Road | United States | Montana | Cascade | Fort Shaw | 59443 | 1.12 | 1.1
261 | N32443-RA | NNSY NEW GOSPORT | N32443 | NAVSUPPACT NORFOLK NSY | NAVACT | 1497 Alabama Avenue | United States | Virginia | Portsmouth | Portsmouth | 23709 | 1 | 0.96
2610 | NZFD0001 | MALMSTROM AF MISSILE SITE H6 SITE # 1 | NZAS | MALMSTROM AFB, MT | AFACT | 320 Birdtail Creek Road | United States | Montana | Cascade | Fort Shaw | 59443 | 1.12 | 1.1
2611 | NZFE0001 | MALMSTROM AF MISSILE SITE H7 SITE # 1 | NZAS | MALMSTROM AFB, MT | AFACT | 12543 Montana Route 200 | United States | Montana | Cascade | Simms | 59477 | 1.12 | 1.1
2612 | NZFF0001 | MALMSTROM AF MISSILE SITE H8 SITE # 1 | NZAS | MALMSTROM AFB, MT | AFACT | 15197 Montana Highway 21 | United States | Montana | Lewis and Clark | Augusta | 59410 | 1.1 | 1.08
2613 | NZFG0001 | MALMSTROM AF MISSILE SITE H9 SITE # 1 | NZAS | MALMSTROM AFB, MT | AFACT | 264 Montana Highway 408 | United States | Montana | Teton | Fairfield | 59436 | 1.1 | 1.08
2614 | NZFH0001 | MALMSTROM AF MISSILE SITE H10 SITE # 1 | NZAS | MALMSTROM AFB, MT | AFACT | 200 Priest Butter Road | United States | Montana | Teton | Choteau | 59422 | 1.1 | 1.08
2615 | NZFJ0001 | MALMSTROM AF MISSILE SITE H11 SITE # 1 | NZAS | MALMSTROM AFB, MT | AFACT | 1164 Division Lane North | United States | Montana | Teton | Choteau | 59422 | 1.1 | 1.08
2616 | NZFK0001 | MALMSTROM AF MISSILE SITE I1 SITE # 1 | NZAS | MALMSTROM AFB, MT | AFACT | 677 Ten Mile Road | United States | Montana | Cascade | Ulm | 59485 | 1.12 | 1.1
2617 | NZFL0001 | MALMSTROM AF MISSILE SITE I2 SITE # 1 | NZAS | MALMSTROM AFB, MT | AFACT | 1807 Eden Road | United States | Montana | Cascade | Great Falls | 59405 | 1.1 | 1.08
2618 | NZFM0001 | MALMSTROM AF MISSILE SITE I3 SITE # 1 | NZAS | MALMSTROM AFB, MT | AFACT | 2242 Millegan Road | United States | Montana | Cascade | Cascade | 59421 | 1.12 | 1.1
2619 | NZFN0001 | MALMSTROM AF MISSILE SITE I4 SITE # 1 | NZAS | MALMSTROM AFB, MT | AFACT | 825 Adel Road | United States | Montana | Cascade | Cascade | 59421 | 1.12 | 1.1
262 | N32443-SA | NNSY ST HELENA | N32443 | NAVSUPPACT NORFOLK NSY | NAVACT | 900 South Main Street | United States | Virginia | Norfolk | Norfolk | 23523 | 1 | 0.96
2620 | NZFP0001 | MALMSTROM AF MISSILE SITE I5 SITE # 1 | NZAS | MALMSTROM AFB, MT | AFACT | 2972 Cascade Hound Creek Road | United States | Montana | Cascade | Cascade | 59421 | 1.12 | 1.1
2621 | NZFQ0001 | MALMSTROM AF MISSILE SITE I6 SITE # 1 | NZAS | MALMSTROM AFB, MT | AFACT | 1729 Sun River Cascade Road | United States | Montana | Cascade | Cascade | 59421 | 1.12 | 1.1
2622 | NZFR0001 | MALMSTROM AF MISSILE SITE I7 SITE # 1 | NZAS | MALMSTROM AFB, MT | AFACT | 613 Old Ulm Cascade Road | United States | Montana | Cascade | Cascade | 59421 | 1.12 | 1.1
2623 | NZFS0001 | MALMSTROM AF MISSILE SITE I8 SITE # 1 | NZAS | MALMSTROM AFB, MT | AFACT | 883 Sun River Cascade Road | United States | Montana | Cascade | Sun River | 59483 | 1.12 | 1.1
2624 | NZFT0001 | MALMSTROM AF MISSILE SITE I9 SITE # 1 | NZAS | MALMSTROM AFB, MT | AFACT | 181 Goetz Road | United States | Montana | Cascade | Sun River | 59483 | 1.12 | 1.1
2625 | NZFU0001 | MALMSTROM AF MISSILE SITE I10 SITE # 1 | NZAS | MALMSTROM AFB, MT | AFACT | 39 Interstate 15 Frontage Road | United States | Montana | Cascade | Vaughn | 59487 | 1.12 | 1.1
2626 | NZFV0001 | MALMSTROM AF MISSILE SITE I11 SITE # 1 | NZAS | MALMSTROM AFB, MT | AFACT | 353 Ulm Vaughn Road | United States | Montana | Cascade | Great Falls | 59404 | 1.1 | 1.08
2627 | NZFW0001 | MALMSTROM AF MISSILE SITE J1 SITE # 1 | NZAS | MALMSTROM AFB, MT | AFACT | 2060 10th Road Northeast | United States | Montana | Teton | Power | 59468 | 1.1 | 1.08
2628 | NZFX0001 | MALMSTROM AF MISSILE SITE J2 SITE # 1 | NZAS | MALMSTROM AFB, MT | AFACT | 866 16th Road Northeast | United States | Montana | Teton | Dutton | 59433 | 1.1 | 1.08
2629 | NZFY0001 | MALMSTROM AF MISSILE SITE J3 SITE # 1 | NZAS | MALMSTROM AFB, MT | AFACT | 1509 East Dutton Road | United States | Montana | Chouteau | Floweree | 59440 | 1.12 | 1.1
263 | N32443-UA | NNSY SOUTH GATE | N32443 | NAVSUPPACT NORFOLK NSY | NAVACT | 394 Burtons Point Road | United States | Virginia | Portsmouth | Portsmouth | 23704 | 1 | 0.96
2630 | NZFZ0001 | MALMSTROM AF MISSILE SITE J4 SITE # 1 | NZAS | MALMSTROM AFB, MT | AFACT | 4160 Barry Road | United States | Montana | Chouteau | Floweree | 59440 | 1.12 | 1.1
2631 | NZGA0001 | MALMSTROM AF MISSILE SITE J5 SITE # 1 | NZAS | MALMSTROM AFB, MT | AFACT | 5092 West Carter Road | United States | Montana | Chouteau | Carter | 59420 | 1.12 | 1.1
2632 | NZGB0001 | MALMSTROM AF MISSILE SITE J6 SITE # 1 | NZAS | MALMSTROM AFB, MT | AFACT | 17333 Bootlegger Trail | United States | Montana | Chouteau | Floweree | 59440 | 1.12 | 1.1
2633 | NZGC0001 | MALMSTROM AF MISSILE SITE J7 SITE # 1 | NZAS | MALMSTROM AFB, MT | AFACT | 8498 Dent Bridge Road | United States | Montana | Chouteau | Floweree | 59440 | 1.12 | 1.1
2634 | NZGD0001 | MALMSTROM AF MISSILE SITE J8 SITE # 1 | NZAS | MALMSTROM AFB, MT | AFACT | 391 Hevron Road | United States | Montana | Cascade | Vaughn | 59481 | 1.12 | 1.1
2635 | NZGE0001 | MALMSTROM AF MISSILE SITE J9 SITE # 1 | NZAS | MALMSTROM AFB, MT | AFACT | 395 Anderson Road | United States | Montana | Cascade | Vaughn | 59487 | 1.12 | 1.1
2636 | NZGF0001 | MALMSTROM AF MISSILE SITE J10 SITE # 1 | NZAS | MALMSTROM AFB, MT | AFACT | 1561 7th Road Northeast | United States | Montana | Teton | Power | 59468 | 1.1 | 1.08
2637 | NZGG0001 | MALMSTROM AF MISSILE SITE J11 SITE # 1 | NZAS | MALMSTROM AFB, MT | AFACT | 1579 14th Road Northeast | United States | Montana | Teton | Dutton | 59443 | 1.1 | 1.08
2638 | NZGH0001 | MALMSTROM AF MISSILE SITE K1 SITE # 1 | NZAS | MALMSTROM AFB, MT | AFACT | 125 US Highway 191 | United States | Montana | Wheatland | Harlowton | 59036 | 1.1 | 1.08
2639 | NZGJ0001 | MALMSTROM AF MISSILE SITE K2 SITE # 1 | NZAS | MALMSTROM AFB, MT | AFACT | 748 US Highway 191 | United States | Montana | Wheatland | Harlowton | 59036 | 1.1 | 1.08
264 | N32443-AG | ST JULIENS CREEK EAST | N32443 | NAVSUPPACT NORFOLK NSY | NAVACT | 400 Magazine Road | United States | Virginia | Portsmouth | Portsmouth | 23323 | 1 | 0.96
2640 | NZGK0001 | MALMSTROM AF MISSILE SITE K3 SITE # 1 | NZAS | MALMSTROM AFB, MT | AFACT | 747 Lower Nihill Road | United States | Montana | Wheatland | Harlowton | 59036 | 1.1 | 1.08
2641 | NZGL0001 | MALMSTROM AF MISSILE SITE K4 SITE # 1 | NZAS | MALMSTROM AFB, MT | AFACT | 1079 12E116N Road | United States | Montana | Wheatland | Shawmut | 59078 | 1.1 | 1.08
2642 | NZGM0001 | MALMSTROM AF MISSILE SITE K5 SITE # 1 | NZAS | MALMSTROM AFB, MT | AFACT | 368 12E116N Road | United States | Montana | Wheatland | Shawmut | 59078 | 1.1 | 1.08
2643 | NZGN0001 | MALMSTROM AF MISSILE SITE K6 SITE # 1 | NZAS | MALMSTROM AFB, MT | AFACT | 10693 US Highway-12 | United States | Montana | Wheatland | Harlowton | 59036 | 1.1 | 1.08
2644 | NZGP0001 | MALMSTROM AF MISSILE SITE K7 SITE # 1 | NZAS | MALMSTROM AFB, MT | AFACT | 6 Mud Creek Road | United States | Montana | Wheatland | Shawmut | 59078 | 1.1 | 1.08
2645 | NZGQ0001 | MALMSTROM AF MISSILE SITE K8 SITE # 1 | NZAS | MALMSTROM AFB, MT | AFACT | 3917 US Highway 191 | United States | Montana | Wheatland | Harlowton | 59036 | 1.1 | 1.08
2646 | NZGR0001 | MALMSTROM AF MISSILE SITE K9 SITE # 1 | NZAS | MALMSTROM AFB, MT | AFACT | 544 Mexican John Road | United States | Montana | Wheatland | Twodot | 59085 | 1.1 | 1.08
2647 | NZGS0001 | MALMSTROM AF MISSILE SITE K10 SITE # 1 | NZAS | MALMSTROM AFB, MT | AFACT | 694 Lode Road | United States | Montana | Wheatland | Harlowton | 59036 | 1.1 | 1.08
2648 | NZGT0001 | MALMSTROM AF MISSILE SITE K11 SITE # 1 | NZAS | MALMSTROM AFB, MT | AFACT | 1548 Lode Road | United States | Montana | Wheatland | Judith Gap | 59036 | 1.1 | 1.08
2649 | NZGU0001 | MALMSTROM AF MISSILE SITE L1 SITE # 1 | NZAS | MALMSTROM AFB, MT | AFACT | 1940 North US Highway 191 | United States | Montana | Wheatland | Judith Gap | 59453 | 1.1 | 1.08
2650 | NZGV0001 | MALMSTROM AF MISSILE SITE L2 SITE # 1 | NZAS | MALMSTROM AFB, MT | AFACT | 3280 Logan Ridge Road | United States | Montana | Fergus | Moore | 59464 | 1.1 | 1.08
2651 | NZGW0001 | MALMSTROM AF MISSILE SITE L3 SITE # 1 | NZAS | MALMSTROM AFB, MT | AFACT | 3078 191N19E Road | United States | Montana | Wheatland | Judith Gap | 59453 | 1.1 | 1.08
2652 | NZGX0001 | MALMSTROM AF MISSILE SITE L4 SITE # 1 | NZAS | MALMSTROM AFB, MT | AFACT | 2479 191N19E Road | United States | Montana | Wheatland | Judith Gap | 59453 | 1.1 | 1.08
2653 | NZGY0001 | MALMSTROM AF MISSILE SITE L5 SITE # 1 | NZAS | MALMSTROM AFB, MT | AFACT | 106 Lammers Road | United States | Montana | Wheatland | Judith Gap | 59453 | 1.1 | 1.08
2654 | NZGZ0001 | MALMSTROM AF MISSILE SITE L6 SITE # 1 | NZAS | MALMSTROM AFB, MT | AFACT | 471 Pronghorn Road | United States | Montana | Wheatland | Judith Gap | 59453 | 1.1 | 1.08
2655 | NZHA0001 | MALMSTROM AF MISSILE SITE L7 SITE # 1 | NZAS | MALMSTROM AFB, MT | AFACT | 132 North US Highway 191 | United States | Montana | Wheatland | Judith Gap | 59453 | 1.1 | 1.08
2656 | NZHB0001 | MALMSTROM AF MISSILE SITE L8 SITE # 1 | NZAS | MALMSTROM AFB, MT | AFACT | 2597 Lode Road | United States | Montana | Wheatland | Judith Gap | 59453 | 1.1 | 1.08
2657 | NZHC0001 | MALMSTROM AF MISSILE SITE L9 SITE # 1 | NZAS | MALMSTROM AFB, MT | AFACT | 12357 Straw Road | United States | Montana | Judith Basin | Hobson | 59452 | 1.1 | 1.08
2658 | NZHD0001 | MALMSTROM AF MISSILE SITE L10 SITE # 1 | NZAS | MALMSTROM AFB, MT | AFACT | 26500 US Route 191 | United States | Montana | Fergus | Buffalo | 59418 | 1.1 | 1.08
2659 | NZHE0001 | MALMSTROM AF MISSILE SITE L11 SITE # 1 | NZAS | MALMSTROM AFB, MT | AFACT | 33340 US Highway 191 | United States | Montana | Fergus | Moore | 59464 | 1.1 | 1.08
2660 | NZHF0001 | MALMSTROM AF MISSILE SITE M1 SITE # 1 | NZAS | MALMSTROM AFB, MT | AFACT | 71185 US Highway 87 | United States | Montana | Fergus | Moore | 59464 | 1.1 | 1.08
2661 | NZHG0001 | MALMSTROM AF MISSILE SITE M2 SITE # 1 | NZAS | MALMSTROM AFB, MT | AFACT | 35915 US Highway 81 | United States | Montana | Fergus | Lewistown | 59457 | 1.1 | 1.08
2662 | NZHH0001 | MALMSTROM AF MISSILE SITE M3 SITE # 1 | NZAS | MALMSTROM AFB, MT | AFACT | 10598 US Highway 191 | United States | Montana | Fergus | Lewistown | 59457 | 1.1 | 1.08
2663 | NZHJ0001 | MALMSTROM AF MISSILE SITE M4 SITE # 1 | NZAS | MALMSTROM AFB, MT | AFACT | 780 Denton Cut Off Road | United States | Montana | Fergus | Lewistown | 59457 | 1.1 | 1.08
2664 | NZHK0001 | MALMSTROM AF MISSILE SITE M5 SITE # 1 | NZAS | MALMSTROM AFB, MT | AFACT | 77446 US Highway 87 | United States | Montana | Fergus | Lewistown | 59457 | 1.1 | 1.08
2665 | NZHL0001 | MALMSTROM AF MISSILE SITE M6 SITE # 1 | NZAS | MALMSTROM AFB, MT | AFACT | 2337 Farren Hill Road | United States | Montana | Fergus | Moore | 59464 | 1.1 | 1.08
2666 | NZHM0001 | MALMSTROM AF MISSILE SITE M7 SITE # 1 | NZAS | MALMSTROM AFB, MT | AFACT | 39330 US Highway 191 | United States | Montana | Fergus | Moore | 59464 | 1.1 | 1.08
2667 | NZHN0001 | MALMSTROM AF MISSILE SITE M8 SITE # 1 | NZAS | MALMSTROM AFB, MT | AFACT | 10257 Ackley Lake Road | United States | Montana | Judith Basin | Hobson | 59479 | 1.1 | 1.08
2668 | NZHP0001 | MALMSTROM AF MISSILE SITE M9 SITE # 1 | NZAS | MALMSTROM AFB, MT | AFACT | 393 US Route 87 | United States | Montana | Judith Basin | Moccasin | 59462 | 1.1 | 1.08
2669 | NZHQ0001 | MALMSTROM AF MISSILE SITE M10 SITE # 1 | NZAS | MALMSTROM AFB, MT | AFACT | 5381 County Road 320 | United States | Montana | Judith Basin | Moccasin | 59462 | 1.1 | 1.08
2670 | NZHR0001 | MALMSTROM AF MISSILE SITE M11 SITE # 1 | NZAS | MALMSTROM AFB, MT | AFACT | 8599 Ross Fork Road | United States | Montana | Fergus | Moore | 59464 | 1.1 | 1.08
2671 | NZHS0001 | MALMSTROM AF MISSILE SITE N1 SITE # 1 | NZAS | MALMSTROM AFB, MT | AFACT | 102906 US Highway 89 | United States | Montana | Fergus | Lewistown | 59457 | 1.1 | 1.08
2672 | NZHT0001 | MALMSTROM AF MISSILE SITE N2 SITE # 1 | NZAS | MALMSTROM AFB, MT | AFACT | 1130 Ford Creet | United States | Montana | Fergus | Grassrange | 59032 | 1.1 | 1.08
2673 | NZHU0001 | MALMSTROM AF MISSILE SITE N3 SITE # 1 | NZAS | MALMSTROM AFB, MT | AFACT | 47780 US Highway 19 | United States | Montana | Fergus | Grassrange | 59032 | 1.1 | 1.08
2674 | NZHV0001 | MALMSTROM AF MISSILE SITE N4 SITE # 1 | NZAS | MALMSTROM AFB, MT | AFACT | 18151 Forest Grove Road | United States | Montana | Fergus | Grassrange | 59032 | 1.1 | 1.08
2675 | NZHW0001 | MALMSTROM AF MISSILE SITE N5 SITE # 1 | NZAS | MALMSTROM AFB, MT | AFACT | 4810 Fairview Road | United States | Montana | Fergus | Forest Grove | 59441 | 1.1 | 1.08
2676 | NZHX0001 | MALMSTROM AF MISSILE SITE N6 SITE # 1 | NZAS | MALMSTROM AFB, MT | AFACT | 7635 Forest Grove Road | United States | Montana | Fergus | Lewistown | 59457 | 1.1 | 1.08
2677 | NZHY0001 | MALMSTROM AF MISSILE SITE N7 SITE # 1 | NZAS | MALMSTROM AFB, MT | AFACT | 296 South McDonald Creek Road | United States | Montana | Fergus | Lewistown | 59457 | 1.1 | 1.08
2678 | NZHZ0001 | MALMSTROM AF MISSILE SITE N8 SITE # 1 | NZAS | MALMSTROM AFB, MT | AFACT | 4173 Castle Butte Road | United States | Montana | Fergus | Lewistown | 59457 | 1.1 | 1.08
2679 | NZJA0001 | MALMSTROM AF MISSILE SITE N9 SITE # 1 | NZAS | MALMSTROM AFB, MT | AFACT | 360 Corbley Road | United States | Montana | Fergus | Lewistown | 59457 | 1.1 | 1.08
268 | N60495-LV | NAVOPSPTCEN LAS VEGAS | N60495 | NAS FALLON NV | AFACT | 5095 Range Road | United States | Nevada | Clark | Las Vegas | 891155000 | 1.14 | 1.17
2680 | NZJB0001 | MALMSTROM AF MISSILE SITE N10 SITE # 1 | NZAS | MALMSTROM AFB, MT | AFACT | 1650 Gilt Edge Road | United States | Montana | Fergus | Lewistown | 59457 | 1.1 | 1.08
2681 | NZJC0001 | MALMSTROM AF MISSILE SITE N11 SITE # 1 | NZAS | MALMSTROM AFB, MT | AFACT | 28160 Black Butte Road | United States | Montana | Fergus | Grassrange | 59032 | 1.1 | 1.08
2682 | NZJD0001 | MALMSTROM AF MISSILE SITE O1 SITE # 1 | NZAS | MALMSTROM AFB, MT | AFACT | 36830 US Highway 191 | United States | Montana | Fergus | Roy | 59471 | 1.1 | 1.08
2683 | NZJE0001 | MALMSTROM AF MISSILE SITE O2 SITE # 1 | NZAS | MALMSTROM AFB, MT | AFACT | 6975 Mabee Road | United States | Montana | Fergus | Roy | 59471 | 1.1 | 1.08
2684 | NZJF0001 | MALMSTROM AF MISSILE SITE O3 SITE # 1 | NZAS | MALMSTROM AFB, MT | AFACT | 73039 US Highway 191 | United States | Montana | Fergus | Roy | 59471 | 1.1 | 1.08
2685 | NZJG0001 | MALMSTROM AF MISSILE SITE O4 SITE # 1 | NZAS | MALMSTROM AFB, MT | AFACT | 745 Valentine Road | United States | Montana | Fergus | Roy | 59471 | 1.1 | 1.08
2686 | NZJH0001 | MALMSTROM AF MISSILE SITE O5 SITE # 1 | NZAS | MALMSTROM AFB, MT | AFACT | 790 Dirt Road | United States | Montana | Fergus | Roy | 59471 | 1.1 | 1.08
2687 | NZJJ0001 | MALMSTROM AF MISSILE SITE O6 SITE # 1 | NZAS | MALMSTROM AFB, MT | AFACT | 53700 US Highway 19 | United States | Montana | Fergus | Grassrange | 59032 | 1.1 | 1.08
2688 | NZJK0001 | MALMSTROM AF MISSILE SITE O7 SITE # 1 | NZAS | MALMSTROM AFB, MT | AFACT | 8285 Black Butte Road | United States | Montana | Fergus | Roy | 59471 | 1.1 | 1.08
2689 | NZJL0001 | MALMSTROM AF MISSILE SITE O8 SITE # 1 | NZAS | MALMSTROM AFB, MT | AFACT | 17795 US Highway 191 | United States | Montana | Fergus | Hilger | 59451 | 1.1 | 1.08
2690 | NZJM0001 | MALMSTROM AF MISSILE SITE O9 SITE # 1 | NZAS | MALMSTROM AFB, MT | AFACT | 24636 US Highway 191 | United States | Montana | Fergus | Roy | 59451 | 1.1 | 1.08
2691 | NZJN0001 | MALMSTROM AF MISSILE SITE O10 SITE # 1 | NZAS | MALMSTROM AFB, MT | AFACT | 30885 US Highway 191 | United States | Montana | Fergus | Roy | 59471 | 1.1 | 1.08
2692 | NZJP0001 | MALMSTROM AF MISSILE SITE O11 SITE # 1 | NZAS | MALMSTROM AFB, MT | AFACT | 8135 Horse Ranch Road | United States | Montana | Fergus | Roy | 59471 | 1.1 | 1.08
2693 | NZJQ0001 | MALMSTROM AF MISSILE SITE P0 SITE # 1 | NZAS | MALMSTROM AFB, MT | AFACT | 443 Prospector Road | United States | Montana | Pondera | Conrad | 59425 | 1.1 | 1.08
2694 | NZJR0001 | MALMSTROM AF MISSILE SITE P1 SITE # 1 | NZAS | MALMSTROM AFB, MT | AFACT | 98 Lincoln Road | United States | Montana | Toole | Shelby | 59474 | 1.1 | 1.08
2695 | NZJS0001 | MALMSTROM AF MISSILE SITE P2 SITE # 1 | NZAS | MALMSTROM AFB, MT | AFACT | 6433 Westridge Road | United States | Montana | Pondera | Conrad | 59425 | 1.1 | 1.08
2696 | NZJT0001 | MALMSTROM AF MISSILE SITE P3 SITE # 1 | NZAS | MALMSTROM AFB, MT | AFACT | 1186 North Pioneer Road | United States | Montana | Pondera | Conrad | 59425 | 1.1 | 1.08
2697 | NZJU0001 | MALMSTROM AF MISSILE SITE P4 SITE # 1 | NZAS | MALMSTROM AFB, MT | AFACT | 2894 Coal Mine Road | United States | Montana | Pondera | Conrad | 59425 | 1.1 | 1.08
2698 | NZJV0001 | MALMSTROM AF MISSILE SITE P5 SITE # 1 | NZAS | MALMSTROM AFB, MT | AFACT | 5066 North Sanders Street | United States | Montana | Pondera | Unknown | 59486 | 1.1 | 1.08
2699 | NZJW0001 | MALMSTROM AF MISSILE SITE P6 SITE # 1 | NZAS | MALMSTROM AFB, MT | AFACT | 2355 Frontier Road | United States | Montana | Pondera | Valier | 59486 | 1.1 | 1.08
27 | M00318-0001 | MCB HAWAII (KANEOHE BAY) MAIN BASE | M00318 | MCB HAWAII KANEOHE | MCACT | 216 4th Street | United States | Hawaii | Honolulu | Kaneohe | 968633002 | 2.65 | 2.56
270 | N60042-RP | NAVOPSPTCEN PHOENIX | N60042 | NAF EL CENTRO CA | NAVRES | 1201 North 35th Avenue | United States | Arizona | Maricopa | Phoenix | 85009 | 0.91 | 0.89
2700 | NZJX0001 | MALMSTROM AF MISSILE SITE P7 SITE # 1 | NZAS | MALMSTROM AFB, MT | AFACT | 1280 Valier Highway | United States | Montana | Pondera | Valier | 59486 | 1.1 | 1.08
2701 | NZJY0001 | MALMSTROM AF MISSILE SITE P8 SITE # 1 | NZAS | MALMSTROM AFB, MT | AFACT | 1744 Lone Tree Road | United States | Montana | Pondera | Valier | 59486 | 1.1 | 1.08
2702 | NZJZ0001 | MALMSTROM AF MISSILE SITE P9 SITE # 1 | NZAS | MALMSTROM AFB, MT | AFACT | 13575 North US Highway 91 | United States | Montana | Pondera | Conrad | 59425 | 1.1 | 1.08
2703 | NZKA0001 | MALMSTROM AF MISSILE SITE P10 SITE # 1 | NZAS | MALMSTROM AFB, MT | AFACT | 515 Hjartarson Road | United States | Montana | Toole | Shelby | 59474 | 1.1 | 1.08
2704 | NZKB0001 | MALMSTROM AF MISSILE SITE Q0 SITE # 1 | NZAS | MALMSTROM AFB, MT | AFACT | 1440 Ledger Road | United States | Montana | Toole | Shelby | 59474 | 1.1 | 1.08
2705 | NZKC0001 | MALMSTROM AF MISSILE SITE Q11 SITE # 1 | NZAS | MALMSTROM AFB, MT | AFACT | 615 Reclamation Road | United States | Montana | Toole | Shelby | 59474 | 1.1 | 1.08
2706 | NZKD0001 | MALMSTROM AF MISSILE SITE Q12 SITE # 1 | NZAS | MALMSTROM AFB, MT | AFACT | 2412 Ledger Road | United States | Montana | Toole | Shelby | 59474 | 1.1 | 1.08
2707 | NZKE0001 | MALMSTROM AF MISSILE SITE Q13 SITE # 1 | NZAS | MALMSTROM AFB, MT | AFACT | 54 Matheson Road | United States | Montana | Toole | Shelby | 59474 | 1.1 | 1.08
2708 | NZKF0001 | MALMSTROM AF MISSILE SITE Q14 SITE # 1 | NZAS | MALMSTROM AFB, MT | AFACT | 2200 Moulton School Road | United States | Montana | Pondera | Conrad | 59425 | 1.1 | 1.08
2709 | NZKG0001 | MALMSTROM AF MISSILE SITE Q15 SITE # 1 | NZAS | MALMSTROM AFB, MT | AFACT | 3447 Liberty School Road | United States | Montana | Pondera | Ledger | 59456 | 1.1 | 1.08
2710 | NZKH0001 | MALMSTROM AF MISSILE SITE Q16 SITE # 1 | NZAS | MALMSTROM AFB, MT | AFACT | 876 Harvest Road | United States | Montana | Pondera | Ledger | 59456 | 1.1 | 1.08
2711 | NZKJ0001 | MALMSTROM AF MISSILE SITE Q17 SITE # 1 | NZAS | MALMSTROM AFB, MT | AFACT | 36 Dobyns Road | United States | Montana | Toole | Shelby | 59474 | 1.1 | 1.08
2712 | NZKK0001 | MALMSTROM AF MISSILE SITE Q18 SITE # 1 | NZAS | MALMSTROM AFB, MT | AFACT | 28325 U.S. Highway 2 Northwest | United States | Montana | Toole | Shelby | 59474 | 1.1 | 1.08
2713 | NZKL0001 | MALMSTROM AF MISSILE SITE Q19 SITE # 1 | NZAS | MALMSTROM AFB, MT | AFACT | 941 F Bridge Road | United States | Montana | Toole | Shelby | 59474 | 1.1 | 1.08
2714 | NZKM0001 | MALMSTROM AF MISSILE SITE Q20 SITE # 1 | NZAS | MALMSTROM AFB, MT | AFACT | 28806 U.S. Highway 2 Northwest | United States | Montana | Toole | Shelby | 59474 | 1.1 | 1.08
2715 | NZKN0001 | MALMSTROM AF MISSILE SITE R0 SITE # 1 | NZAS | MALMSTROM AFB, MT | AFACT | 2611 Substation Road | United States | Montana | Pondera | Brady | 59416 | 1.1 | 1.08
2716 | NZKP0001 | MALMSTROM AF MISSILE SITE R21 SITE # 1 | NZAS | MALMSTROM AFB, MT | AFACT | 18669 Midway Road East | United States | Montana | Pondera | Unknown | 59425 | 1.1 | 1.08
2717 | NZKQ0001 | MALMSTROM AF MISSILE SITE R22 SITE # 1 | NZAS | MALMSTROM AFB, MT | AFACT | 1764 Faris School Road | United States | Montana | Pondera | Brady | 59416 | 1.1 | 1.08
2718 | NZKR0001 | MALMSTROM AF MISSILE SITE R23 SITE # 1 | NZAS | MALMSTROM AFB, MT | AFACT | 27812 Collins Road | United States | Montana | Chouteau | Floweree | 59416 | 1.12 | 1.1
2719 | NZKS0001 | MALMSTROM AF MISSILE SITE R24 SITE # 1 | NZAS | MALMSTROM AFB, MT | AFACT | 6574 Faris School Road | United States | Montana | Pondera | Brady | 59416 | 1.1 | 1.08
2720 | NZKT0001 | MALMSTROM AF MISSILE SITE R25 SITE # 1 | NZAS | MALMSTROM AFB, MT | AFACT | 1996 24th Lane Northeast | United States | Montana | Teton | Dutton | 59433 | 1.1 | 1.08
2721 | NZKU0001 | MALMSTROM AF MISSILE SITE R26 SITE # 1 | NZAS | MALMSTROM AFB, MT | AFACT | 2280 20th Lane Northeast | United States | Montana | Teton | Dutton | 59433 | 1.1 | 1.08
2722 | NZKV0001 | MALMSTROM AF MISSILE SITE R27 SITE # 1 | NZAS | MALMSTROM AFB, MT | AFACT | 8742 Substation Road | United States | Montana | Pondera | Brady | 59416 | 1.1 | 1.08
2723 | NZKW0001 | MALMSTROM AF MISSILE SITE R28 SITE # 1 | NZAS | MALMSTROM AFB, MT | AFACT | 450 Meridian Road | United States | Montana | Teton | Dutton | 59433 | 1.1 | 1.08
2724 | NZKX0001 | MALMSTROM AF MISSILE SITE R29 SITE # 1 | NZAS | MALMSTROM AFB, MT | AFACT | 11169 East Midway Road | United States | Montana | Pondera | Conrad | 59425 | 1.1 | 1.08
2725 | NZKY0001 | MALMSTROM AF MISSILE SITE R30 SITE # 1 | NZAS | MALMSTROM AFB, MT | AFACT | 16615 Sollid Road | United States | Montana | Pondera | Conrad | 59425 | 1.1 | 1.08
2726 | NZKZ0001 | MALMSTROM AF MISSILE SITE S0 SITE # 1 | NZAS | MALMSTROM AFB, MT | AFACT | 2273 Brady Road | United States | Montana | Pondera | Brady | 59416 | 1.1 | 1.08
2727 | NZLA0001 | MALMSTROM AF MISSILE SITE S31 SITE # 1 | NZAS | MALMSTROM AFB, MT | AFACT | 7499 Brady Road | United States | Montana | Pondera | Brady | 59433 | 1.1 | 1.08
2728 | NZLB0001 | MALMSTROM AF MISSILE SITE S32 SITE # 1 | NZAS | MALMSTROM AFB, MT | AFACT | 156 17th Road Northeast | United States | Montana | Teton | Dutton | 59433 | 1.1 | 1.08
2729 | NZLC0001 | MALMSTROM AF MISSILE SITE S33 SITE # 1 | NZAS | MALMSTROM AFB, MT | AFACT | 2462 SHINING MOUNTAIN RD | United States | Montana | Pondera | Brady | 59416 | 1.1 | 1.08
2730 | NZLD0001 | MALMSTROM AF MISSILE SITE S34 SITE # 1 | NZAS | MALMSTROM AFB, MT | AFACT | 48 23rd Road Northwest | United States | Montana | Teton | Dutton | 59433 | 1.1 | 1.08
2731 | NZLE0001 | MALMSTROM AF MISSILE SITE S35 SITE # 1 | NZAS | MALMSTROM AFB, MT | AFACT | 1564 Highway 220 | United States | Montana | Teton | Pendroy | 59467 | 1.1 | 1.08
2732 | NZLF0001 | MALMSTROM AF MISSILE SITE S36 SITE # 1 | NZAS | MALMSTROM AFB, MT | AFACT | 6924 W. VALLEY RD | United States | Montana | Pondera | Brady | 59416 | 1.1 | 1.08
2733 | NZLG0001 | MALMSTROM AF MISSILE SITE S37 SITE # 1 | NZAS | MALMSTROM AFB, MT | AFACT | 1609 Oilfield Road | United States | Montana | Pondera | Conrad | 59425 | 1.1 | 1.08
2734 | NZLH0001 | MALMSTROM AF MISSILE SITE S38 SITE # 1 | NZAS | MALMSTROM AFB, MT | AFACT | 2417 Seasons Road | United States | Montana | Pondera | Brady | 59416 | 1.1 | 1.08
2735 | NZLJ0001 | MALMSTROM AF MISSILE SITE S39 SITE # 1 | NZAS | MALMSTROM AFB, MT | AFACT | 1320 Manta Road | United States | Montana | Pondera | Conrad | 59425 | 1.1 | 1.08
2736 | NZLK0001 | MALMSTROM AF MISSILE SITE S40 SITE # 1 | NZAS | MALMSTROM AFB, MT | AFACT | 5153 Furlough Road | United States | Montana | Pondera | Conrad | 59425 | 1.1 | 1.08
2737 | NZLL0001 | MALMSTROM AF MISSILE SITE T0 SITE # 1 | NZAS | MALMSTROM AFB, MT | AFACT | 1190 Rocky Road | United States | Montana | Pondera | Valier | 59486 | 1.1 | 1.08
2738 | NZLM0001 | MALMSTROM AF MISSILE SITE T41 SITE # 1 | NZAS | MALMSTROM AFB, MT | AFACT | 9701 Division Road | United States | Montana | Pondera | Valier | 59486 | 1.1 | 1.08
2739 | NZLN0001 | MALMSTROM AF MISSILE SITE T42 SITE # 1 | NZAS | MALMSTROM AFB, MT | AFACT | 4928 Sullivan Bridge Road | United States | Montana | Pondera | Valier | 59486 | 1.1 | 1.08
2740 | NZLP0001 | MALMSTROM AF MISSILE SITE T43 SITE # 1 | NZAS | MALMSTROM AFB, MT | AFACT | 11781 Valier Road | United States | Montana | Pondera | Conrad | 59486 | 1.1 | 1.08
2741 | NZLQ0001 | MALMSTROM AF MISSILE SITE T44 SITE # 1 | NZAS | MALMSTROM AFB, MT | AFACT | 11834 Conrad Dupuyer Road | United States | Montana | Pondera | Conrad | 59425 | 1.1 | 1.08
2742 | NZLR0001 | MALMSTROM AF MISSILE SITE T45 SITE # 1 | NZAS | MALMSTROM AFB, MT | AFACT | 2912 Hawkeye Road | United States | Montana | Teton | Pendroy | 59467 | 1.1 | 1.08
2743 | NZLS0001 | MALMSTROM AF MISSILE SITE T46 SITE # 1 | NZAS | MALMSTROM AFB, MT | AFACT | 3046 13th Lane Northwest | United States | Montana | Teton | Bynum | 59419 | 1.1 | 1.08
2744 | NZLT0001 | MALMSTROM AF MISSILE SITE T47 SITE # 1 | NZAS | MALMSTROM AFB, MT | AFACT | 251 West Pendroy Road | United States | Montana | Teton | Pendroy | 59467 | 1.1 | 1.08
2745 | NZLU0001 | MALMSTROM AF MISSILE SITE T48 SITE # 1 | NZAS | MALMSTROM AFB, MT | AFACT | 18549 Conrad Dupuyer Road | United States | Montana | Pondera | Dupuyer | 59432 | 1.1 | 1.08
2746 | NZLV0001 | MALMSTROM AF MISSILE SITE T49 SITE # 1 | NZAS | MALMSTROM AFB, MT | AFACT | 70096 US Highway 89 | United States | Montana | Pondera | Dupuyer | 59432 | 1.1 | 1.08
2747 | NZLW0001 | MALMSTROM AF MISSILE SITE T50 SITE # 1 | NZAS | MALMSTROM AFB, MT | AFACT | 7203 Range View Road | United States | Montana | Pondera | Valier | 59486 | 1.1 | 1.08
2748 | NZRU0001 | MALMSTROM RADIO RELAY ANNEX NO 1 SITE # 1 | NZAS | MALMSTROM AFB, MT | AFACT | 311 Highwood Baldy Road | United States | Montana | Cascade | Belt | 59412 | 1.12 | 1.1
2749 | NZRV0001 | MALMSTROM RADIO RELAY ANNEX NO 2 SITE # 1 | NZAS | MALMSTROM AFB, MT | AFACT | HIGHWOOD | United States | Montana | Cascade | Belt | 59412 | 1.12 | 1.1
2750 | NZRW0001 | MALMSTROM RADIO RELAY ANNEX NO 3 SITE # 1 | NZAS | MALMSTROM AFB, MT | AFACT | CR-202 | United States | Montana | Judith Basin | Stanford | 59479 | 1.1 | 1.08
2751 | NZRZ0001 | MALMSTROM RADIO RELAY ANNEX NO 6 SITE # 1 | NZAS | MALMSTROM AFB, MT | AFACT | DUTTON | United States | Montana | Teton | Dutton | 59433 | 1.1 | 1.08
2752 | NZSA0001 | MALMSTROM RADIO RELAY ANNEX NO 7 SITE # 1 | NZAS | MALMSTROM AFB, MT | AFACT | MT-565 | United States | Montana | Teton | Fairfield | 59436 | 1.1 | 1.08
2753 | NZSB0001 | MALMSTROM RADIO RELAY ANNEX NO 8 SITE # 1 | NZAS | MALMSTROM AFB, MT | AFACT | JACKSON | United States | Montana | Teton | Choteau | 59422 | 1.1 | 1.08
2754 | PBKD0001 | MANNING MINI MUTE (SHA2) SITE 1 | VLSB | SHAW AIR FORCE BASE | AFACT | Alderman S. Camp Road | United States | South Carolina | Clarendon | Manning | 29102 | 0.92 | 0.885
2755 | PBXP0001 | SITE #1 CANTONEMENT AREA | PBXP | 179TH AIRLIFT WING OHIO ANG | AFGUARD | 1947 Harrington Memorial Road | United States | Ohio | Richland | Mansfield | 44903 | 0.925 | 0.9195
276 | N62604-SP | LAKESIDE HOUSING | N62604 | CBC GULFPORT MS | NAVACT | 3500 Chicot Street | United States | Mississippi | Jackson | Pascagoula | 39581 | 0.87 | 0.83
2762 | PDPG0001 | MARCH AIR RESERVE BASE SITE # 1 | PDPG | MARCH AIR RESERVE BASE | AFRES | 2145 Graeber Street | United States | California | Riverside | Unknown | 92518 | 1.08 | 1.12
2763 | PDZQ0001 | MARFA RADAR SITE (TARS #4) SITE # 1 | AAWZ | ACC AMIC | AFACT | HWY 90 21 MILES WEST OF MARFA | United States | Texas | Presidio | Unknown | 79843 | 0.865 | 0.84
2765 | PECO0001 | RATTLESNAKE ELECTRONIC SCORING SITE SITE # 1 | FNWZ | DYESS AIR FORCE BASE | AFACT | COUNTY ROAD 332 | United States | Texas | Reeves | Pecos | 79772 | 0.865 | 0.84
2767 | PGTL0001 | LITTLE MOUNTAIN TEST ANNEX SITE # 1 | KRSM | HILL AFB | AFACT | 7285 4th Street | United States | Utah | Weber | Unknown | 84404 | 1.03 | 1
2768 | PJFS0001 | MARTIN AIR NATIONAL GUARD STATION SITE # 1 | BRKR | BIRMINGHAM INTERNATIONAL AIRPORT | AFGUARD | IRA GREY | United States | Alabama | Etowah | Unknown | 35904 | 0.855 | 0.83
2769 | PJMS0001 | MARTIN STATE APT SITE # 1 | PJMS | MARTIN STATE AIRPORT | AFGUARD | 2701 Eastern Boulevard | United States | Maryland | Baltimore | Middle River | 21220 | 0.97 | 0.97
2770 | PJVY0001 | EWVRA-SHEPHERDFLD MAIN BASE | PJVY | EWVRA-SHEPHERD FIELD | AFGUARD | 222 Sabre Jet Boulevard | United States | West Virginia | Berkeley | Unknown | 25405 | 1.02 | 1.03
2773 | PLMJ0001 | MATAGORDA RADAR SITE (TARS #7) SITE # 1 | AAWZ | ACC AMIC | AFACT | HIGHWAY 60 | United States | Texas | Matagorda | Unknown | 77457 | 0.865 | 0.84
2774 | PLXL0001 | MATHER AIR FORCE BASE SITE # 1 | BAEY | BEALE AF BASE | AFACT | 3845 Whitehead Street | United States | California | Sacramento | Rancho Cordova | 95655 | 1.13 | 1.17
2775 | PNEG0001 | MAUI SPACE SURVEILLANCE SITE (SUR) SITE # 1 | MHMV | KIRTLAND | AFACT | 535 Lipoa Parkway | United States | Hawaii | Maui | Kahului | 96753 | 2.51 | 2.42
2776 | PNEK0001 | REMOTE MAUI EXPERIMENTAL SITE SITE # 1 | MHMV | KIRTLAND | AFACT | 535 Lipoa Parkway | United States | Hawaii | Maui | Kihei | 96753 | 2.51 | 2.42
2777 | PNQS0001 | MAXWELL AFB SITE # 1 | PNQS | MAXWELL AFB | AFACT | 50 Lemay Plaza | United States | Alabama | Montgomery | Maxwell AFB | 36112 | 0.89 | 0.87
2780 | POST0001 | POST EMITTER SITE SITE # 1 | FNWZ | DYESS AIR FORCE BASE | AFACT | Farm to Market Road 1269 | United States | Texas | Garza | Post | 79356 | 0.865 | 0.84
2781 | PQGT0001 | MCALLISTER MINI-MUTE RBS SITE #5 SITE # 1 | CZQZ | CANNON AIR FORCE BASE | AFACT | 3062 QR AU RD | United States | New Mexico | Quay | Mcalister | 88427 | 0.93 | 0.905
2782 | PQWY0001 | MCCHORD AFB | 53465 | Joint Base Lewis McChord | ARACT | 844 Mount Entrance Road | United States | Washington | Pierce | Unknown |  | 1.12 | 1.14
2783 | PRGA0001 | OROVILLE NEXRAD SITE # 1 | BAEY | BEALE AF BASE | AFACT | 2990 Oroville Dam Boulevard | United States | California | Butte | Oroville | 95965 | 1.125 | 1.165
2786 | PRQE0001 | MCCONNELL SITE # 1 | PRQE | MCCONNELL | AFACT | 52802 Kansas Street | United States | Kansas | Sedgwick | Wichita | 67221 | 0.98 | 0.99
2787 | PRQT0001 | MCCONNELL AF MISSILE SITE NO2 SITE # 533-2 | PRQE | MCCONNELL | AFACT | 90205 Northwest US Highway 77 | United States | Kansas | Butler | El Dorado | 67042 | 1.005 | 1.025
2788 | PRQZ0001 | MCCONNELL AF MISSILE SITE NO8 SITE # 533-8 | PRQE | MCCONNELL | AFACT | 90805 152nd Road | United States | Kansas | Cowley | Winfield | 67156 | 1.005 | 1.025
2789 | PRRD0001 | MCCONNELL AF MISSILE SITE NO12 SITE # 532-3 | PRQE | MCCONNELL | AFACT | 91201 US Highway 49 | United States | Kansas | Sumner | Conway Spgs | 67031 | 1.005 | 1.025
279 | N42237-TR | SHELLMAN BLUFF TACTS | N42237 | SUBASE KINGS BAY GA | NAVACT | 1245 Sally Houston Road Northeast | United States | Georgia | McIntosh | Townsend | 31331 | 0.99 | 0.95
2790 | PRRG0001 | MCCONNELL AF MISSILE SITE NO15 SITE # 532-6 | PRQE | MCCONNELL | AFACT | 91501 Southeast 150th Street | United States | Kansas | Kingman | Rago | 67142 | 1.005 | 1.025
2791 | PRRJ0001 | MCCONNELL AF MISSILE SITE NO17 SITE # 532-8 | PRQE | MCCONNELL | AFACT | 91701 South 10th Street | United States | Kansas | Kingman | Kingman | 67068 | 1.005 | 1.025
2792 | PRRK0001 | MCCONNELL AF MISSILE SITE NO18 SITE # 532-9 | PRQE | MCCONNELL | AFACT | 91805 South Titan Road | United States | Kansas | Sedgwick | Cheney | 67025 | 0.98 | 0.99
2793 | PSTE0001 | MCENTIRE JOINT NATIONAL GUARD BASE SITE # 1 | PSTE | MCENTIRE JOINT NATIONAL GUARD BASE | AFGUARD | 1325 South Carolina Road | United States | South Carolina | Richland | Unknown | 29044 | 0.87 | 0.83
2794 | PSXE0001 | MCGHEE TYSON AIRPORT SITE # 1 | PSXE | MCGHEE TYSON AIRPORT | AFGUARD | 320 Post Avenue | United States | Tennessee | Blount | Louisville | 37777 | 0.835 | 0.82
2795 | PTFL0001 | MCGUIRE AFB | PTFL | MCGUIRE AFB | AFACT | 2401 Vandenberg Avenue | United States | New Jersey | Burlington | McGuire AFB | 08640 | 1.19 | 1.26
2796 | PTFX0001 | AIR MOBILITY EXPEDITIONARY CENTER | PTFL | MCGUIRE AFB | AFACT | 5654 Cambridge Street | United States | New Jersey | Burlington | Fort Dix | 08640 | 1.19 | 1.26
2797 | PTFY0001 | MCGUIRE MIDDLE MARKER ANNEX | PTFL | MCGUIRE AFB | AFACT | GAS | United States | New Jersey | Burlington |  | 08640 | 1.19 | 1.26
2798 | PTGE0001 | MCGUIRE AIR DEFENSE MISSILE SITE | PTFL | MCGUIRE AFB | AFACT | 42 Boma Drive | United States | New Jersey | Ocean | New Egypt | 08533 | 1.19 | 1.26
2799 | PVDN0001 | MCPHERSON PEAK MICROWAVE RELAY ANNEX SITE # 1 | FSPM | EDWARDS AFB | AFACT | 225 North Rosamond Boulevard | United States | California | Santa Barbara | Unknown | 93254 | 1.12 | 1.17
28 | M00318-0002 | MANANA CAPEHART | M00318 | MCB HAWAII KANEOHE | MCACT | 850 Acacia Road | United States | Hawaii | Honolulu | Pearl City | 96782 | 2.37 | 2.28
280 | N68436-PG | PARK AVENUE GARAGE | N68436 | NAVAL BASE KITSAP BREMERTON WA | NAVACT | 450 Park Avenue | United States | Washington | Kitsap | Bremerton | 98337 | 1.21 | 1.24
2800 | PXAY0001 | MELBOURNE BEACH OPTICAL TRACKING ANNEX SITE # 1 | SXHT | PATRICK | AFACT | 2375 North Highway A1A | United States | Florida | Brevard | Melbourne Beach | 32951 | 0.78 | 0.75
2801 | PXLY0001 | MELROSE AIR FORCE RANGE SITE # 1 | CZQZ | CANNON AIR FORCE BASE | AFACT | 5000 Sundale Valley Road | United States | New Mexico | Roosevelt | Floyd | 88124 | 1.01 | 0.99
2803 | PYKL0001 | MEMPHIS IAP SITE # 1 | PYKL | MEMPHIS IAP | AFGUARD | 2815 Democrat Road | United States | Tennessee | Shelby | Memphis | 38118 | 0.82 | 0.8
2804 | QAAQ0001 | MORGAN CITY RADAR SITE (TARS #8) SITE # 1 | AAWZ | ACC AMIC | AFACT | HIGHWAY 83 | United States | Louisiana | St Mary | Unknown | 70538 | 0.855 | 0.825
2805 | QBKC0001 | MESONET #0819 WEATHER ANNEX SITE #1 | SXHT | PATRICK | AFACT | 42 Pinewood Place | United States | Florida | Brevard | Mims | 32754 | 0.78 | 0.75
2806 | QBKE0001 | MESONET #1000 WEATHER ANNEX SITE #1 | SXHT | PATRICK | AFACT | 3325 Beau Geste Road | United States | Florida | Brevard | Sharpes | 32959 | 0.78 | 0.75
2807 | QBKH0001 | MESONET #1204 WEATHER ANNEX SITE #1 | SXHT | PATRICK | AFACT | JUPER | United States | Florida | Brevard | Sharpes | 32959 | 0.78 | 0.75
2808 | QBKL0001 | MESONET #1500 WEATHER ANNEX SITE #1 | SXHT | PATRICK | AFACT | CHENEY | United States | Florida | Orange | Christmas | 32907 | 0.825 | 0.805
2809 | QBKP0001 | MESONET #2016 WEATHER ANNEX SITE #1 | SXHT | PATRICK | AFACT | BRUMLEY | United States | Florida | Seminole | Geneva | 32766 | 0.825 | 0.805
281 | N69232-PH | PORT HUENEME | N69232 | NAVBASE VENTURA CTY PT MUGU CA | NAVACT | 4363 Missile Way | United States | California | Ventura | Port Hueneme | 93043 | 1.08 | 1.12
2810 | QBKQ0001 | MESONET #1605 WEATHER ANNEX SITE #1 | SXHT | PATRICK | AFACT | STATE 520 | United States | Florida | Orange | Christmas | 32709 | 0.825 | 0.805
2811 | QBKS0001 | MESONET #1612 WEATHER ANNEX SITE #1 | SXHT | PATRICK | AFACT | HATBILL | United States | Florida | Brevard | Titusville | 32780 | 0.78 | 0.75
2812 | QBKT0001 | MESONET #1617 WEATHER ANNEX SITE #1 | SXHT | PATRICK | AFACT | CABBAGE SLOUGH | United States | Florida | Brevard | Kennedy Space Center | 32920 | 0.78 | 0.75
2813 | QBKU0001 | MESONET #0300 WEATHER ANNEX SITE #1 | SXHT | PATRICK | AFACT | 528 State Road | United States | Florida | Brevard | Merritt Island | 32952 | 0.78 | 0.75
2814 | QBKV0001 | MESONET #2008 WEATHER ANNEX SITE #1 | SXHT | PATRICK | AFACT | 1 Taylor Creek Road | United States | Florida | Orange | Christmas | 32709 | 0.825 | 0.805
2815 | QBKW0001 | MESONET #9404 WEATHER ANNEX SITE #1 | SXHT | PATRICK | AFACT | 960 Cogswell Street | United States | Florida | Brevard | Rockledge | 32935 | 0.78 | 0.75
2816 | QBKX0001 | MESONET #2202 WEATHER ANNEX SITE #1 | SXHT | PATRICK | AFACT | STATE | United States | Florida | Orange | Unknown | 32831 | 0.825 | 0.805
2817 | QBKZ0001 | MESONET #9001 WEATHER ANNEX SITE #1 | SXHT | PATRICK | AFACT | ADAMSON | United States | Florida | Brevard | Sharpes | 32926 | 0.78 | 0.75
2819 | QCPE0001 | MICA PEAK RADAR SITE SITE # 1 | GJKZ | FAIRCHILD AIR FORCE BASE | AFACT | Mica Radar Site | United States | Washington | Spokane | Unknown | 99016 | 1.07 | 1.07
2820 | QCVE0001 | MICROWAVE RELAY ANNEX REMOTE 1 SITE # 1 | FXSB | JOINT BASE ELMENDORF-RICHARDSON | AFACT | Heritage Circle | United States | Alaska | Yukon-Koyukuk | McGrath | 99506 | 2.52 | 2.47
2821 | QCVG0001 | MICROWAVE RELAY ANNEX REMOTE 2 SITE # 1 | FXSB | JOINT BASE ELMENDORF-RICHARDSON | AFACT | Heritage Circle | United States | Alaska | Yukon-Koyukuk | McGrath | 99506 | 2.52 | 2.47
2822 | QCVK0001 | MICROWAVE RELAY ANNEX REMOTE 3 SITE # 1 | FXSB | JOINT BASE ELMENDORF-RICHARDSON | AFACT | Heritage Circle | United States | Alaska | Yukon-Koyukuk | McGrath | 99506 | 2.52 | 2.47
2823 | QCVN0001 | MICROWAVE RELAY ANNEX REMOTE 4 SITE # 1 | FXSB | JOINT BASE ELMENDORF-RICHARDSON | AFACT | Heritage Circle | United States | Alaska | Yukon-Koyukuk | McGrath | 99506 | 2.52 | 2.47
2824 | QCVR0001 | MICROWAVE RELAY ANNEX REMOTE 5 SITE # 1 | FXSB | JOINT BASE ELMENDORF-RICHARDSON | AFACT | Heritage Circle | United States | Alaska | Yukon-Koyukuk | McGrath | 99506 | 2.52 | 2.47
2825 | QCVU0001 | MICROWAVE RELAY ANNEX REMOTE 6 SITE # 1 | FXSB | JOINT BASE ELMENDORF-RICHARDSON | AFACT | Heritage Circle | United States | Alaska | Yukon-Koyukuk | McGrath | 99506 | 2.52 | 2.47
2826 | QCVX0001 | MICROWAVE RELAY ANNEX REMOTE 7 SITE # 1 | FXSB | JOINT BASE ELMENDORF-RICHARDSON | AFACT | Heritage Circle | United States | Alaska | Yukon-Koyukuk | McGrath | 99506 | 2.52 | 2.47
2827 | QCVZ0001 | MICROWAVE RELAY ANNEX REMOTE 8 SITE # 1 | FXSB | JOINT BASE ELMENDORF-RICHARDSON | AFACT | Heritage Circle | United States | Alaska | Yukon-Koyukuk | McGrath | 99506 | 2.52 | 2.47
2834 | QGDL0001 | MILL VALLEY BCN SITE # 1 | XDAT | TRAVIS AFB | AFACT | PANORAMIC | United States | California | Marin | Mill Valley | 94941-5810 | 1.2 | 1.25
2835 | QJKL0001 | MINN-ST PAUL SITE # 1 | QJKL | MINN-ST PAUL | AFRES | 760 Military Highway | United States | Minnesota | Hennepin | Minneapolis | 55450 | 1.06 | 1.11
2836 | QJKS0001 | MPLS ST PAUL INTL APT OFFICER CLUB ANX SITE # 1 | QJKL | MINN-ST PAUL | AFRES | 395 Highway 5 and Post Road | United States | Minnesota | Hennepin | Minneapolis | 55112 | 1.06 | 1.11
2837 | QJVF0001 | MINOT AFB SITE # 1 | QJVF | MINOT AFB | AFACT | 15 Missile Avenue | United States | North Dakota | Ward | Minot AFB | 58705 | 1.17 | 1.17
2838 | QJVM0001 | MINOT COM SITE # 1 | QJVF | MINOT AFB | AFACT | US Highway 83 | United States | North Dakota | Ward | Unknown | 58701 | 1.17 | 1.17
2839 | QJWF0001 | MINOT ILS MIDDLE MARKER ANNEX SITE # 1 | QJVF | MINOT AFB | AFACT | 1 US Highway 83 | United States | North Dakota | Ward | Minot | 58702 | 1.17 | 1.17
284 | N57095-NW | NORTHWEST CHESAPKE VA | N57095 | NAVSUPPACT HAMPTON ROADS VA | NAVACT | 1320 Northwest Boulevard | United States | Virginia | Chesapeake | Chesapeake | 23322 | 1 | 0.96
2840 | QJWM0001 | MINOT AF MISSILE SITE A1 SITE # 1 | QJVF | MINOT AFB | AFACT | 1 Old US Highway 52 | United States | North Dakota | McHenry | Balfour | 58712 | 1.09 | 1.09
2841 | QJWN0001 | MINOT AF MISSILE SITE A2 SITE # 1 | QJVF | MINOT AFB | AFACT | 1 North Dakota Highway 14 | United States | North Dakota | McHenry | Drake | 58736 | 1.09 | 1.09
2842 | QJWP0001 | MINOT AF MISSILE SITE A3 SITE # 1 | QJVF | MINOT AFB | AFACT | 2 Old US Highway 52 | United States | North Dakota | McHenry | Drake | 58736 | 1.09 | 1.09
2843 | QJWQ0001 | MINOT AF MISSILE SITE A4 SITE # 1 | QJVF | MINOT AFB | AFACT | 3 Old US Highway 52 | United States | North Dakota | McHenry | Balfour | 58712 | 1.09 | 1.09
2844 | QJWR0001 | MINOT AF MISSILE SITE A5 SITE # 1 | QJVF | MINOT AFB | AFACT | 4 Old US Highway 52 | United States | North Dakota | McHenry | Drake | 58736 | 1.09 | 1.09
2845 | QJWS0001 | MINOT AF MISSILE SITE A6 SITE # 1 | QJVF | MINOT AFB | AFACT | 1 North Dakota Highway 53 | United States | North Dakota | Sheridan | Unknown | 58758 | 1.09 | 1.09
2846 | QJWT0001 | MINOT AF MISSILE SITE A7 SITE # 1 | QJVF | MINOT AFB | AFACT | 1 Central Avenue | United States | North Dakota | McHenry | Kief | 58747 | 1.09 | 1.09
2847 | QJWU0001 | MINOT AF MISSILE SITE A8 SITE # 1 | QJVF | MINOT AFB | AFACT | 1 McHenry County Route 33 | United States | North Dakota | McHenry | Unknown | 58747 | 1.09 | 1.09
2848 | QJWV0001 | MINOT AF MISSILE SITE A9 SITE # 1 | QJVF | MINOT AFB | AFACT | 1 McHenry County Route 7 | United States | North Dakota | McHenry | Karlsruhe | 58744 | 1.09 | 1.09
2849 | QJWW0001 | MINOT AF MISSILE SITE A10 SITE # 1 | QJVF | MINOT AFB | AFACT | 2 McHenry County Route 7 | United States | North Dakota | McHenry | Karlsruhe | 58744 | 1.09 | 1.09
2850 | QJWX0001 | MINOT AF MISSILE SITE A11 SITE # 1 | QJVF | MINOT AFB | AFACT | 1 North 43rd Street | United States | North Dakota | McHenry | Karlsruhe | 58744 | 1.09 | 1.09
2851 | QJWY0001 | MINOT AF MISSILE SITE B1 SITE # 1 | QJVF | MINOT AFB | AFACT | 1 North Dakota Highway 41 | United States | North Dakota | McHenry | Unknown | 58778 | 1.09 | 1.09
2852 | QJWZ0001 | MINOT AF MISSILE SITE B2 SITE # 1 | QJVF | MINOT AFB | AFACT | 1 North 12th Avenue | United States | North Dakota | McHenry | Velva | 58778 | 1.09 | 1.09
2853 | QJXA0001 | MINOT AF MISSILE SITE B3 SITE # 1 | QJVF | MINOT AFB | AFACT | 1 McHenry County Route 2540 | United States | North Dakota | McHenry | Voltaire | 58792 | 1.09 | 1.09
2854 | QJXB0001 | MINOT AF MISSILE SITE B4 SITE # 1 | QJVF | MINOT AFB | AFACT | 1 North 11th Avenue | United States | North Dakota | McHenry | Voltaire | 58792 | 1.09 | 1.09
2855 | QJXC0001 | MINOT AF MISSILE SITE B5 SITE # 1 | QJVF | MINOT AFB | AFACT | 2 North 11th Avenue | United States | North Dakota | McHenry | Voltaire | 58792 | 1.09 | 1.09
2856 | QJXD0001 | MINOT AF MISSILE SITE B6 SITE # 1 | QJVF | MINOT AFB | AFACT | 3 North 11th Avenue | United States | North Dakota | McHenry | Unknown | 58792 | 1.09 | 1.09
2857 | QJXE0001 | MINOT AF MISSILE SITE B7 SITE # 1 | QJVF | MINOT AFB | AFACT | 2 North Dakota Highway 41 | United States | North Dakota | McLean | Unknown | 060570 | 1.09 | 1.09
2858 | QJXF0001 | MINOT AF MISSILE SITE B8 SITE # 1 | QJVF | MINOT AFB | AFACT | Ward County Route 231 | United States | North Dakota | Ward | Unknown | 58781 | 1.17 | 1.17
2859 | QJXG0001 | MINOT AF MISSILE SITE B9 SITE # 1 | QJVF | MINOT AFB | AFACT | 2 Ward County Route 23 | United States | North Dakota | Ward | Unknown | 58781 | 1.17 | 1.17
2860 | QJXH0001 | MINOT AF MISSILE SITE B10 SITE # 1 | QJVF | MINOT AFB | AFACT | 1 233rd Avenue Southeast | United States | North Dakota | Ward | Unknown | 58781 | 1.17 | 1.17
2861 | QJXJ0001 | MINOT AF MISSILE SITE B11 SITE # 1 | QJVF | MINOT AFB | AFACT | 3 North Dakota Highway 41 | United States | North Dakota | McHenry | Velva | 58790 | 1.09 | 1.09
2862 | QJXK0001 | MINOT AF MISSILE SITE C1 SITE # 1 | QJVF | MINOT AFB | AFACT | 1 McLean County Route 6 | United States | North Dakota | McLean | Benedict | 58716 | 1.09 | 1.09
2863 | QJXL0001 | MINOT AF MISSILE SITE C2 SITE # 1 | QJVF | MINOT AFB | AFACT | 4 North Dakota Highway 41 | United States | North Dakota | McLean | Ruso | 360630 | 1.09 | 1.09
2864 | QJXM0001 | MINOT AF MISSILE SITE C3 SITE # 1 | QJVF | MINOT AFB | AFACT | 3 McLean County Route 23 | United States | North Dakota | McLean | Ruso | 760640 | 1.09 | 1.09
2865 | QJXN0001 | MINOT AF MISSILE SITE C4 SITE # 1 | QJVF | MINOT AFB | AFACT | 5 North Dakota Highway 41 | United States | North Dakota | McLean | Ruso | 360650 | 1.09 | 1.09
2866 | QJXP0001 | MINOT AF MISSILE SITE C5 SITE # 1 | QJVF | MINOT AFB | AFACT | 6 North Dakota Highway 41 | United States | North Dakota | McLean | Turtle Lake | 060660 | 1.09 | 1.09
2867 | QJXQ0001 | MINOT AF MISSILE SITE C6 SITE # 1 | QJVF | MINOT AFB | AFACT | 1 McLean County Route 8 | United States | North Dakota | McLean | Turtle Lake | 060670 | 1.09 | 1.09
2868 | QJXR0001 | MINOT AF MISSILE SITE C7 SITE # 1 | QJVF | MINOT AFB | AFACT | 4 McLean County Route 23 | United States | North Dakota | McLean | Coleharbor | 58531 | 1.09 | 1.09
2869 | QJXS0001 | MINOT AF MISSILE SITE C8 SITE # 1 | QJVF | MINOT AFB | AFACT | 5 McLean County Route 23 | United States | North Dakota | McLean | Coleharbor | 58531 | 1.09 | 1.09
2870 | QJXT0001 | MINOT AF MISSILE SITE C9 SITE # 1 | QJVF | MINOT AFB | AFACT | 2 McLean County Route 8 | United States | North Dakota | McLean | Benedict | 58716 | 1.09 | 1.09
2871 | QJXU0001 | MINOT AF MISSILE SITE C10 SITE # 1 | QJVF | MINOT AFB | AFACT | 6 McLean County Route 23 | United States | North Dakota | McLean | Benedict | 58716 | 1.09 | 1.09
2872 | QJXV0001 | MINOT AF MISSILE SITE C11 SITE # 1 | QJVF | MINOT AFB | AFACT | 2North Dakota Highway 53 | United States | North Dakota | McLean | Benedict | 58716 | 1.09 | 1.09
2873 | QJXW0001 | MINOT AF MISSILE SITE D1 SITE # 1 | QJVF | MINOT AFB | AFACT | 1 US Highway 53 | United States | North Dakota | McLean | Max | 060730 | 1.09 | 1.09
2874 | QJXX0001 | MINOT AF MISSILE SITE D2 SITE # 1 | QJVF | MINOT AFB | AFACT | 3 US Highway 83 | United States | North Dakota | Ward | Unknown | 58735 | 1.17 | 1.17
2875 | QJXY0001 | MINOT AF MISSILE SITE D3 SITE # 1 | QJVF | MINOT AFB | AFACT | 4 US highway 83 | United States | North Dakota | Ward | Unknown | 58735 | 1.17 | 1.17
2876 | QJXZ0001 | MINOT AF MISSILE SITE D4 SITE # 1 | QJVF | MINOT AFB | AFACT | 1 McLean County Route 4 | United States | North Dakota | McLean | Max | 060760 | 1.09 | 1.09
2877 | QJYA0001 | MINOT AF MISSILE SITE D5 SITE # 1 | QJVF | MINOT AFB | AFACT | 5 US Highway 83 | United States | North Dakota | McLean | Garrison | 58540 | 1.09 | 1.09
2878 | QJYB0001 | MINOT AF MISSILE SITE D6 SITE # 1 | QJVF | MINOT AFB | AFACT | 6 US Highway 83 | United States | North Dakota | McLean | Max | 660780 | 1.09 | 1.09
2879 | QJYC0001 | MINOT AF MISSILE SITE D7 SITE # 1 | QJVF | MINOT AFB | AFACT | 1 McLean County Route 15 | United States | North Dakota | McLean | Garrison | 58540 | 1.09 | 1.09
2880 | QJYD0001 | MINOT AF MISSILE SITE D8 SITE # 1 | QJVF | MINOT AFB | AFACT | 2 McLean County Route 15 | United States | North Dakota | McLean | Garrison | 58540 | 1.09 | 1.09
2881 | QJYE0001 | MINOT AF MISSILE SITE D9 SITE # 1 | QJVF | MINOT AFB | AFACT | 3 McLean County Route 15 | United States | North Dakota | McLean | Max | 460810 | 1.09 | 1.09
2882 | QJYF0001 | MINOT AF MISSILE SITE D10 SITE # 1 | QJVF | MINOT AFB | AFACT | 3 North Dakota Highway 53 | United States | North Dakota | Ward | Douglas | 58735 | 1.17 | 1.17
2883 | QJYG0001 | MINOT AF MISSILE SITE D11 SITE # 1 | QJVF | MINOT AFB | AFACT | 4 North Dakota Highway 53 | United States | North Dakota | Ward | Douglas | 58735 | 1.17 | 1.17
2884 | QJYH0001 | MINOT AF MISSILE SITE E1 SITE # 1 | QJVF | MINOT AFB | AFACT | 1 North Dakota Highway 28 | United States | North Dakota | McLean | Emmet | 58540 | 1.09 | 1.09
2885 | QJYJ0001 | MINOT AF MISSILE SITE E2 SITE # 1 | QJVF | MINOT AFB | AFACT | 1 McLean County Route 13 | United States | North Dakota | McLean | Unknown | 360850 | 1.09 | 1.09
2886 | QJYK0001 | MINOT AF MISSILE SITE E3 SITE # 1 | QJVF | MINOT AFB | AFACT | 2 McLean County Route 13 | United States | North Dakota | McLean | Garrison | 58540 | 1.09 | 1.09
2887 | QJYL0001 | MINOT AF MISSILE SITE E4 SITE # 1 | QJVF | MINOT AFB | AFACT | 1 North Dakota Highway 37 | United States | North Dakota | McLean | Garrison | 58540 | 1.09 | 1.09
2888 | QJYM0001 | MINOT AF MISSILE SITE E5 SITE # 1 | QJVF | MINOT AFB | AFACT | 2 North Dakota Highway 37 | United States | North Dakota | McLean | Emmet | 58540 | 1.09 | 1.09
2889 | QJYN0001 | MINOT AF MISSILE SITE E6 SITE # 1 | QJVF | MINOT AFB | AFACT | 1 North Dakota Highway 28/37 | United States | North Dakota | McLean | Emmet | 58540 | 1.09 | 1.09
2890 | QJYP0001 | MINOT AF MISSILE SITE E7 SITE # 1 | QJVF | MINOT AFB | AFACT | 1 North Dakota Highway 1804 | United States | North Dakota | McLean | Emmet | 58540 | 1.09 | 1.09
2891 | QJYQ0001 | MINOT AF MISSILE SITE E8 SITE # 1 | QJVF | MINOT AFB | AFACT | 2 McLean County Route 6 | United States | North Dakota | McLean | Roseglen | 660910 | 1.09 | 1.09
2892 | QJYR0001 | MINOT AF MISSILE SITE E9 SITE # 1 | QJVF | MINOT AFB | AFACT | 3 McLean County Route 6 | United States | North Dakota | McLean | Roseglen | 060920 | 1.09 | 1.09
2893 | QJYS0001 | MINOT AF MISSILE SITE E10 SITE # 1 | QJVF | MINOT AFB | AFACT | 3 North Dakota Highway 37 | United States | North Dakota | McLean | Roseglen | 360930 | 1.09 | 1.09
2894 | QJYT0001 | MINOT AF MISSILE SITE E11 SITE # 1 | QJVF | MINOT AFB | AFACT | 1 McLean County Route 9 | United States | North Dakota | McLean | Roseglen | 060940 | 1.09 | 1.09
2895 | QJYU0001 | MINOT AF MISSILE SITE F1 SITE # 1 | QJVF | MINOT AFB | AFACT | 2 North Dakota Highway 28 | United States | North Dakota | Ward | Ryder | 58779 | 1.17 | 1.17
2896 | QJYV0001 | MINOT AF MISSILE SITE F2 SITE # 1 | QJVF | MINOT AFB | AFACT | 3 North Dakota Highway 28 | United States | North Dakota | Ward | Ryder | 58779 | 1.17 | 1.17
2897 | QJYW0001 | MINOT AF MISSILE SITE F3 SITE # 1 | QJVF | MINOT AFB | AFACT | 1 North Dakota Highway 23 | United States | North Dakota | Ward | Ryder | 58779 | 1.17 | 1.17
2898 | QJYX0001 | MINOT AF MISSILE SITE F4 SITE # 1 | QJVF | MINOT AFB | AFACT | 1 Ward County Route 22 | United States | North Dakota | Ward | Douglas | 58735 | 1.17 | 1.17
2899 | QJYY0001 | MINOT AF MISSILE SITE F5 SITE # 1 | QJVF | MINOT AFB | AFACT | 5 North Dakota Highwya 53 | United States | North Dakota | Ward | Douglas | 58735 | 1.17 | 1.17
29 | M00318-0003 | MOLOKAI TRAINING FACILITY | M00318 | MCB HAWAII KANEOHE | MCACT | Maunaloa Highway | United States | Hawaii | Maui | Molokai Island | 96729 | 2.51 | 2.42
290 | N00620-SP | SEA PLANE BASE | N00620 | NAS WHIDBEY ISLAND WA | NAVACT | 320 Southeast Pioneer Way | United States | Washington | Island | Oak Harbor | 98278 | 1.26 | 1.29
2900 | QJYZ0001 | MINOT AF MISSILE SITE F6 SITE # 1 | QJVF | MINOT AFB | AFACT | 6 North Dakota Highway 53 | United States | North Dakota | Ward | Ryder | 58779 | 1.17 | 1.17
2901 | QJZA0001 | MINOT AF MISSILE SITE F7 SITE # 1 | QJVF | MINOT AFB | AFACT | 1 McLean County Route 2 | United States | North Dakota | McLean | Roseglen | 460010 | 1.09 | 1.09
2902 | QJZB0001 | MINOT AF MISSILE SITE F8 SITE # 1 | QJVF | MINOT AFB | AFACT | 1 Mountrail County Route 24 | United States | North Dakota | Mountrail | Parshall | 58770 | 1.09 | 1.09
2903 | QJZC0001 | MINOT AF MISSILE SITE F9 SITE # 1 | QJVF | MINOT AFB | AFACT | 2 Ward County Route 22 | United States | North Dakota | Ward | Makoti | 58756 | 1.17 | 1.17
2904 | QJZD0001 | MINOT AF MISSILE SITE F10 SITE # 1 | QJVF | MINOT AFB | AFACT | 2 North Dakota Highway 23 | United States | North Dakota | Mountrail | Plaza | 58771 | 1.09 | 1.09
2905 | QJZE0001 | MINOT AF MISSILE SITE F11 SITE # 1 | QJVF | MINOT AFB | AFACT | 3 North Dakota Highway 23 | United States | North Dakota | Ward | Makoti | 58756 | 1.17 | 1.17
2906 | QJZF0001 | MINOT AF MISSILE SITE G1 SITE # 1 | QJVF | MINOT AFB | AFACT | 1 Mountrail County Route 3 | United States | North Dakota | Mountrail | Plaza | 58771 | 1.09 | 1.09
2907 | QJZG0001 | MINOT AF MISSILE SITE G2 SITE # 1 | QJVF | MINOT AFB | AFACT | 1 Mountrail County Route 14 | United States | North Dakota | Mountrail | Plaza | 58771 | 1.09 | 1.09
2908 | QJZH0001 | MINOT AF MISSILE SITE G3 SITE # 1 | QJVF | MINOT AFB | AFACT | 1 Ward County Route 5 | United States | North Dakota | Ward | Unknown | 58746 | 1.17 | 1.17
2909 | QJZJ0001 | MINOT AF MISSILE SITE G4 SITE # 1 | QJVF | MINOT AFB | AFACT | 1 Ward County Route 20 | United States | North Dakota | Ward | Makoti | 58756 | 1.17 | 1.17
291 | N00246-SC | SAN CLEMENTE IS NALF | N00246 | NAVBASE CORONADO | NAVACT | 92672 | United States | California | Los Angeles | San Clemente Nav Res I | 92672 | 1.7 | 1.74
2910 | QJZK0001 | MINOT AF MISSILE SITE G5 SITE # 1 | QJVF | MINOT AFB | AFACT | 2 Ward County Route 5 | United States | North Dakota | Ward | Unknown | 58756 | 1.17 | 1.17
2911 | QJZL0001 | MINOT AF MISSILE SITE G6 SITE # 1 | QJVF | MINOT AFB | AFACT | 2 Mountrail County Route 3 | United States | North Dakota | Mountrail | Plaza | 58771 | 1.09 | 1.09
2912 | QJZM0001 | MINOT AF MISSILE SITE G7 SITE # 1 | QJVF | MINOT AFB | AFACT | 3 Mountrail County Route 5 | United States | North Dakota | Mountrail | Plaza | 58771 | 1.09 | 1.09
2913 | QJZN0001 | MINOT AF MISSILE SITE G8 SITE # 1 | QJVF | MINOT AFB | AFACT | 4 Mountrail County Route 5 | United States | North Dakota | Mountrail | Plaza | 58771 | 1.09 | 1.09
2914 | QJZP0001 | MINOT AF MISSILE SITE G9 SITE # 1 | QJVF | MINOT AFB | AFACT | 2 Mountrail County Route 20 | United States | North Dakota | Mountrail | Belden | 58784 | 1.09 | 1.09
2915 | QJZQ0001 | MINOT AF MISSILE SITE G10 SITE # 1 | QJVF | MINOT AFB | AFACT | 3 Mountrail County Route 7 | United States | North Dakota | Mountrail | Belden | 58784 | 1.09 | 1.09
2916 | QJZR0001 | MINOT AF MISSILE SITE G11 SITE # 1 | QJVF | MINOT AFB | AFACT | 5 Mountrail County Route 5 | United States | North Dakota | Mountrail | Blaisdell | 58718 | 1.09 | 1.09
2917 | QJZS0001 | MINOT AF MISSILE SITE H1 SITE # 1 | QJVF | MINOT AFB | AFACT | 4 North Dakota Highway 23 | United States | North Dakota | Mountrail | Parshall | 58770 | 1.09 | 1.09
2918 | QJZT0001 | MINOT AF MISSILE SITE H2 SITE # 1 | QJVF | MINOT AFB | AFACT | 3 Mountrail County Route 20 | United States | North Dakota | Mountrail | Parshall | 58770 | 1.09 | 1.09
2919 | QJZU0001 | MINOT AF MISSILE SITE H3 SITE # 1 | QJVF | MINOT AFB | AFACT | 4 North Dakota Highway 37 | United States | North Dakota | Mountrail | Parshall | 58770 | 1.09 | 1.09
2920 | QJZV0001 | MINOT AF MISSILE SITE H4 SITE # 1 | QJVF | MINOT AFB | AFACT | 5 North Dakota Highway 23 | United States | North Dakota | Mountrail | Plaza | 58771 | 1.09 | 1.09
2921 | QJZW0001 | MINOT AF MISSILE SITE H5 SITE # 1 | QJVF | MINOT AFB | AFACT | 1 70th Avenue Northwest | United States | North Dakota | Mountrail | Parshall | 58770 | 1.09 | 1.09
2922 | QJZX0001 | MINOT AF MISSILE SITE H6 SITE # 1 | QJVF | MINOT AFB | AFACT | 5 North Dakota Highway 37 | United States | North Dakota | Mountrail | Parshall | 58770 | 1.09 | 1.09
2923 | QJZY0001 | MINOT AF MISSILE SITE H7 SITE # 1 | QJVF | MINOT AFB | AFACT | 6 North Dakota Highway 37 | United States | North Dakota | Mountrail | Parshall | 58770 | 1.09 | 1.09
2924 | QJZZ0001 | MINOT AF MISSILE SITE H8 SITE # 1 | QJVF | MINOT AFB | AFACT | 1 33rd Street Northwest | United States | North Dakota | Mountrail | Parshall | 58770 | 1.09 | 1.09
2925 | QKAA0001 | MINOT AF MISSILE SITE H9 SITE # 1 | QJVF | MINOT AFB | AFACT | 6 North Dakota Highway 23 | United States | North Dakota | Mountrail | New Town | 58763 | 1.09 | 1.09
2926 | QKAB0001 | MINOT AF MISSILE SITE H10 SITE # 1 | QJVF | MINOT AFB | AFACT | 7 North Dakota Highway 23 | United States | North Dakota | Mountrail | New Town | 58763 | 1.09 | 1.09
2927 | QKAC0001 | MINOT AF MISSILE SITE H11 SITE # 1 | QJVF | MINOT AFB | AFACT | 1 47th Street Northwest | United States | North Dakota | Mountrail | Belden | 58784 | 1.09 | 1.09
2928 | QKAD0001 | MINOT AF MISSILE SITE I1 SITE # 1 | QJVF | MINOT AFB | AFACT | 1 Mountrail County Route 5W | United States | North Dakota | Mountrail | Stanley | 58784 | 1.09 | 1.09
2929 | QKAE0001 | MINOT AF MISSILE SITE I2 SITE # 1 | QJVF | MINOT AFB | AFACT | 1 72nd Avenue Northwest | United States | North Dakota | Mountrail | Palermo | 58769 | 1.09 | 1.09
293 | N60191-NX | NEXCOM HEADQUARTERS | N60191 | NAS OCEANA VA | NAVACT | 3280 Virginia Beach Boulevard | United States | Virginia | Virginia Beach (City) | Virginia Beach | 23452 | 1 | 0.96
2930 | QKAF0001 | MINOT AF MISSILE SITE I3 SITE # 1 | QJVF | MINOT AFB | AFACT | 4 Mountrail County Route 7 | United States | North Dakota | Mountrail | Palermo | 58769 | 1.09 | 1.09
2931 | QKAG0001 | MINOT AF MISSILE SITE I4 SITE # 1 | QJVF | MINOT AFB | AFACT | 1 North Dakota Highway 8 | United States | North Dakota | Mountrail | Belden | 58784 | 1.09 | 1.09
2932 | QKAH0001 | MINOT AF MISSILE SITE I5 SITE # 1 | QJVF | MINOT AFB | AFACT | 2 North Dakota Highway 8 | United States | North Dakota | Mountrail | Stanley | 58784 | 1.09 | 1.09
2933 | QKAJ0001 | MINOT AF MISSILE SITE I6 SITE # 1 | QJVF | MINOT AFB | AFACT | 1 85th Avenue Northwest | United States | North Dakota | Mountrail | Stanley | 58784 | 1.09 | 1.09
2934 | QKAK0001 | MINOT AF MISSILE SITE I7 SITE # 1 | QJVF | MINOT AFB | AFACT | 1 US Highway 2 | United States | North Dakota | Mountrail | Ross | 58776 | 1.09 | 1.09
2935 | QKAL0001 | MINOT AF MISSILE SITE I8 SITE # 1 | QJVF | MINOT AFB | AFACT | 2 US Highway 2 | United States | North Dakota | Mountrail | Ross | 58776 | 1.09 | 1.09
2936 | QKAM0001 | MINOT AF MISSILE SITE I9 SITE # 1 | QJVF | MINOT AFB | AFACT | 3 North Dakota Highway 8 | United States | North Dakota | Mountrail | Stanley | 58784 | 1.09 | 1.09
2937 | QKAN0001 | MINOT AF MISSILE SITE I10 SITE # 1 | QJVF | MINOT AFB | AFACT | 167th Street Northwest | United States | North Dakota | Mountrail | Lostwood | 58784 | 1.09 | 1.09
2938 | QKAP0001 | MINOT AF MISSILE SITE I11 SITE # 1 | QJVF | MINOT AFB | AFACT | 4 North Dakota Highway 8 | United States | North Dakota | Mountrail | Lostwood | 58784 | 1.09 | 1.09
2939 | QKAQ0001 | MINOT AF MISSILE SITE J1 SITE # 1 | QJVF | MINOT AFB | AFACT | 1 380th Street Northwest | United States | North Dakota | Ward | Donnybrook | 58734 | 1.17 | 1.17
2940 | QKAR0001 | MINOT AF MISSILE SITE J2 SITE # 1 | QJVF | MINOT AFB | AFACT | 6 Ward County Route 5 | United States | North Dakota | Ward | Carpio | 58725 | 1.17 | 1.17
2941 | QKAS0001 | MINOT AF MISSILE SITE J3 SITE # 1 | QJVF | MINOT AFB | AFACT | 4 North Dakota Highway 28 | United States | North Dakota | Ward | Carpio | 58725 | 1.17 | 1.17
2942 | QKAT0001 | MINOT AF MISSILE SITE J4 SITE # 1 | QJVF | MINOT AFB | AFACT | 3 US Highway 2 | United States | North Dakota | Ward | Berthold | 58718 | 1.17 | 1.17
2943 | QKAU0001 | MINOT AF MISSILE SITE J5 SITE # 1 | QJVF | MINOT AFB | AFACT | 2 Ward County Route 5W | United States | North Dakota | Ward | Berthold | 58718 | 1.17 | 1.17
2944 | QKAV0001 | MINOT AF MISSILE SITE J6 SITE # 1 | QJVF | MINOT AFB | AFACT | 3 Mountrail County Route 3 | United States | North Dakota | Mountrail | Tagus | 58718 | 1.09 | 1.09
2945 | QKAW0001 | MINOT AF MISSILE SITE J7 SITE # 1 | QJVF | MINOT AFB | AFACT | 3 Mountrail County Route 5W | United States | North Dakota | Mountrail | Tagus | 58718 | 1.09 | 1.09
2946 | QKAX0001 | MINOT AF MISSILE SITE J8 SITE # 1 | QJVF | MINOT AFB | AFACT | 7 Mountrail County Route 5 | United States | North Dakota | Mountrail | Blaisdell | 58718 | 1.09 | 1.09
2947 | QKAY0001 | MINOT AF MISSILE SITE J9 SITE # 1 | QJVF | MINOT AFB | AFACT | 8 Mountrail County Route 5 | United States | North Dakota | Mountrail | Blaisdell | 58718 | 1.09 | 1.09
2948 | QKAZ0001 | MINOT AF MISSILE SITE J10 SITE # 1 | QJVF | MINOT AFB | AFACT | 1 65th Street Northwest | United States | North Dakota | Mountrail | Blaisdell | 58718 | 1.09 | 1.09
2949 | QKBA0001 | MINOT AF MISSILE SITE J11 SITE # 1 | QJVF | MINOT AFB | AFACT | 9 Ward County Route 5 | United States | North Dakota | Ward | Donnybrook | 58734 | 1.17 | 1.17
2950 | QKBB0001 | MINOT AF MISSILE SITE K1 SITE # 1 | QJVF | MINOT AFB | AFACT | 1 North Dakota Highway 50 | United States | North Dakota | Ward | Donnybrook | 58734 | 1.17 | 1.17
2951 | QKBC0001 | MINOT AF MISSILE SITE K2 SITE # 1 | QJVF | MINOT AFB | AFACT | 2 Ward County Route 2 | United States | North Dakota | Ward | Kenmare | 58746 | 1.17 | 1.17
2952 | QKBD0001 | MINOT AF MISSILE SITE K3 SITE # 1 | QJVF | MINOT AFB | AFACT | 2 Ward County Route 4 | United States | North Dakota | Ward | Kenmare | 58746 | 1.17 | 1.17
2953 | QKBE0001 | MINOT AF MISSILE SITE K4 SITE # 1 | QJVF | MINOT AFB | AFACT | 2 65th Avenue Northwest | United States | North Dakota | Ward | Donnybrook | 58734 | 1.17 | 1.17
2954 | QKBF0001 | MINOT AF MISSILE SITE K5 SITE # 1 | QJVF | MINOT AFB | AFACT | 3 65th Avenue Northwest | United States | North Dakota | Ward | Donnybrook | 58734 | 1.17 | 1.17
2955 | QKBG0001 | MINOT AF MISSILE SITE K6 SITE # 1 | QJVF | MINOT AFB | AFACT | 5 Ward County Route 7 | United States | North Dakota | Ward | Donnybrook | 58734 | 1.17 | 1.17
2956 | QKBH0001 | MINOT AF MISSILE SITE K7 SITE # 1 | QJVF | MINOT AFB | AFACT | 6 Mountrail County Route 7 | United States | North Dakota | Mountrail | Lostwood | 58784 | 1.09 | 1.09
2957 | QKBJ0001 | MINOT AF MISSILE SITE K8 SITE # 1 | QJVF | MINOT AFB | AFACT | 2 North Dakota Highway 50 | United States | North Dakota | Mountrail | Lostwood | 58784 | 1.09 | 1.09
2958 | QKBK0001 | MINOT AF MISSILE SITE K9 SITE # 1 | QJVF | MINOT AFB | AFACT | 5 North Dakota Highway 8 | United States | North Dakota | Mountrail | Lostwood | 58784 | 1.09 | 1.09
2959 | QKBL0001 | MINOT AF MISSILE SITE K10 SITE # 1 | QJVF | MINOT AFB | AFACT | 4 Ward County Route 20 | United States | North Dakota | Ward | Kenmare | 58746 | 1.17 | 1.17
296 | N32446-DP | GREAT POND | N32446 | NSY PORTSMOUTH | NAVACT | 115 Great Pond Road | United States | Maine | Hancock | Aurora | 04011 | 1.02 | 1
2960 | QKBM0001 | MINOT AF MISSILE SITE K11 SITE # 1 | QJVF | MINOT AFB | AFACT | 3 Ward County Route 4 | United States | North Dakota | Ward | Kenmare | 58746 | 1.17 | 1.17
2961 | QKBN0001 | MINOT AF MISSILE SITE L1 SITE # 1 | QJVF | MINOT AFB | AFACT | 6 North Dakota Highway 8 | United States | North Dakota | Burke | Bowbells | 58721 | 1.09 | 1.09
2962 | QKBP0001 | MINOT AF MISSILE SITE L2 SITE # 1 | QJVF | MINOT AFB | AFACT | 7 Burke County Road 8 | United States | North Dakota | Burke | Northgate | 58737 | 1.09 | 1.09
2963 | QKBQ0001 | MINOT AF MISSILE SITE L3 SITE # 1 | QJVF | MINOT AFB | AFACT | US Highway 52 | United States | North Dakota | Burke | Bowbells | 58721 | 1.09 | 1.09
2964 | QKBR0001 | MINOT AF MISSILE SITE L4 SITE # 1 | QJVF | MINOT AFB | AFACT | 6 US Highway 52 | United States | North Dakota | Burke | Bowbells | 58721 | 1.09 | 1.09
2965 | QKBS0001 | MINOT AF MISSILE SITE L5 SITE # 1 | QJVF | MINOT AFB | AFACT | 1 North Dakota Highway 5 | United States | North Dakota | Ward | Kenmare | 58746 | 1.17 | 1.17
2966 | QKBT0001 | MINOT AF MISSILE SITE L6 SITE # 1 | QJVF | MINOT AFB | AFACT | 1 91st Street Northwest | United States | North Dakota | Burke | Bowbells | 58721 | 1.09 | 1.09
2967 | QKBU0001 | MINOT AF MISSILE SITE L7 SITE # 1 | QJVF | MINOT AFB | AFACT | 8 North Dakota Highway 8 | United States | North Dakota | Burke | Coteau | 58721 | 1.09 | 1.09
2968 | QKBV0001 | MINOT AF MISSILE SITE L8 SITE # 1 | QJVF | MINOT AFB | AFACT | 1 79th Avenue Northwest | United States | North Dakota | Burke | Coteau | 58721 | 1.09 | 1.09
2969 | QKBW0001 | MINOT AF MISSILE SITE L9 SITE # 1 | QJVF | MINOT AFB | AFACT | 1 97th Street Northwest | United States | North Dakota | Burke | Coteau | 58721 | 1.09 | 1.09
297 | N57095-YJ | TRANS FAC DRIVER | N57095 | NAVSUPPACT HAMPTON ROADS VA | NAVACT | 3300 Sleepy Hole Road | United States | Virginia | Suffolk | Suffolk | 23434 | 0.92 | 0.89
2970 | QKBX0001 | MINOT AF MISSILE SITE L10 SITE # 1 | QJVF | MINOT AFB | AFACT | 7 US Highway 52 | United States | North Dakota | Burke | Flaxton | 58737 | 1.09 | 1.09
2971 | QKBY0001 | MINOT AF MISSILE SITE L11 SITE # 1 | QJVF | MINOT AFB | AFACT | 8 US Highway 52 | United States | North Dakota | Burke | Flaxton | 58737 | 1.09 | 1.09
2972 | QKCP0001 | MINOT AF MISSILE SITE M1 SITE # 1 | QJVF | MINOT AFB | AFACT | 3 Renville County Route 2 | United States | North Dakota | Renville | Tolley | 58787 | 1.09 | 1.09
2973 | QKCQ0001 | MINOT AF MISSILE SITE M2 SITE # 1 | QJVF | MINOT AFB | AFACT | 1 Renville County Route 3A | United States | North Dakota | Renville | Tolley | 58787 | 1.09 | 1.09
2974 | QKCR0001 | MINOT AF MISSILE SITE M3 SITE # 1 | QJVF | MINOT AFB | AFACT | 5 North Dakota Highway 28 | United States | North Dakota | Renville | Grano | 58750 | 1.09 | 1.09
2975 | QKCS0001 | MINOT AF MISSILE SITE M4 SITE # 1 | QJVF | MINOT AFB | AFACT | 6 North Dakota Highway 28 | United States | North Dakota | Renville | Grano | 58750 | 1.09 | 1.09
2976 | QKCT0001 | MINOT AF MISSILE SITE M5 SITE # 1 | QJVF | MINOT AFB | AFACT | 1 Renville County Route 26 | United States | North Dakota | Renville | Grano | 58750 | 1.09 | 1.09
2977 | QKCU0001 | MINOT AF MISSILE SITE M6 SITE # 1 | QJVF | MINOT AFB | AFACT | 1 75th Street Northwest | United States | North Dakota | Renville | Unknown | 58041 | 1.09 | 1.09
2978 | QKCV0001 | MINOT AF MISSILE SITE M7 SITE # 1 | QJVF | MINOT AFB | AFACT | 1 352nd Street Northwest | United States | North Dakota | Ward | Donnybrook | 58734 | 1.17 | 1.17
2979 | QKCW0001 | MINOT AF MISSILE SITE M8 SITE # 1 | QJVF | MINOT AFB | AFACT | 4 Ward County Route 4 | United States | North Dakota | Ward | Kenmare | 58746 | 1.17 | 1.17
298 | N57095-FF | FIRE FIGHTERS SCHOOL | N57095 | NAVSUPPACT HAMPTON ROADS VA | NAVACT | 1534 PIERSEY ST | United States | Virginia | Norfolk | Norfolk | 23511 | 0.98 | 0.94
2980 | QKCX0001 | MINOT AF MISSILE SITE M9 SITE # 1 | QJVF | MINOT AFB | AFACT | 4 Ward County Route 2 | United States | North Dakota | Ward | Kenmare | 58746 | 1.17 | 1.17
2981 | QKCY0001 | MINOT AF MISSILE SITE M10 SITE # 1 | QJVF | MINOT AFB | AFACT | 1 Renville County Route 1 | United States | North Dakota | Renville | Norma | 58746 | 1.09 | 1.09
2982 | QKCZ0001 | MINOT AF MISSILE SITE M11 SITE # 1 | QJVF | MINOT AFB | AFACT | 1 55th Avenue Northwest | United States | North Dakota | Renville | Tolley | 58787 | 1.09 | 1.09
2983 | QKDA0001 | MINOT AF MISSILE SITE N1 SITE # 1 | QJVF | MINOT AFB | AFACT | 10 Renville County Route 5 | United States | North Dakota | Renville | Mohall | 58761 | 1.09 | 1.09
2984 | QKDB0001 | MINOT AF MISSILE SITE N2 SITE # 1 | QJVF | MINOT AFB | AFACT | 1 39th Avenue Northwest | United States | North Dakota | Renville | Loraine | 58761 | 1.09 | 1.09
2985 | QKDC0001 | MINOT AF MISSILE SITE N3 SITE # 1 | QJVF | MINOT AFB | AFACT | 2 Renville County Route 9 | United States | North Dakota | Renville | Mohall | 58761 | 1.09 | 1.09
2986 | QKDE0001 | MINOT AF MISSILE SITE N4 SITE # 1 | QJVF | MINOT AFB | AFACT | 11 Bottineau County Road 5 | United States | North Dakota | Bottineau | Unknown | 58750 | 1.09 | 1.09
2987 | QKDF0001 | MINOT AF MISSILE SITE N5 SITE # 1 | QJVF | MINOT AFB | AFACT | 1 88th Street Northwest | United States | North Dakota | Bottineau | Lansford | 58750 | 1.09 | 1.09
2988 | QKDG0001 | MINOT AF MISSILE SITE N6 SITE # 1 | QJVF | MINOT AFB | AFACT | 3 Renville County Route 9 | United States | North Dakota | Renville | Mohall | 58761 | 1.09 | 1.09
2989 | QKDH0001 | MINOT AF MISSILE SITE N7 SITE # 1 | QJVF | MINOT AFB | AFACT | 2 Renville County Route 26 | United States | North Dakota | Renville | Grano | 58750 | 1.09 | 1.09
299 | N57095-SD | SDA AREA | N57095 | NAVSUPPACT HAMPTON ROADS VA | NAVACT | 7800 HAMPTON BLVD | United States | Virginia | Norfolk | Norfolk | 23505 | 1 | 0.96
2990 | QKDJ0001 | MINOT AF MISSILE SITE N8 SITE # 1 | QJVF | MINOT AFB | AFACT | 2 88th Avenue Northwest | United States | North Dakota | Renville | Mohall | 58761 | 1.09 | 1.09
2991 | QKDK0001 | MINOT AF MISSILE SITE N9 SITE # 1 | QJVF | MINOT AFB | AFACT | 12 Renville County Route 5 | United States | North Dakota | Renville | Tolley | 58787 | 1.09 | 1.09
2992 | QKDL0001 | MINOT AF MISSILE SITE N10 SITE # 1 | QJVF | MINOT AFB | AFACT | 1 49th Avenue Northwest | United States | North Dakota | Renville | Tolley | 58787 | 1.09 | 1.09
2993 | QKDN0001 | MINOT AF MISSILE SITE N11 SITE # 1 | QJVF | MINOT AFB | AFACT | 7 North Dakota Highway 28 | United States | North Dakota | Renville | Loraine | 58761 | 1.09 | 1.09
2994 | QKDP0001 | MINOT AF MISSILE SITE O1 SITE # 1 | QJVF | MINOT AFB | AFACT | 2 97th Street Northwest | United States | North Dakota | Bottineau | Antler | 58711 | 1.09 | 1.09
2995 | QKDQ0001 | MINOT AF MISSILE SITE O2 SITE # 1 | QJVF | MINOT AFB | AFACT | 1 107th Street Northwest | United States | North Dakota | Bottineau | Antler | 58711 | 1.09 | 1.09
2996 | QKDR0001 | MINOT AF MISSILE SITE O3 SITE # 1 | QJVF | MINOT AFB | AFACT | 1 23rd Avenue Northwest | United States | North Dakota | Bottineau | Antler | 58711 | 1.09 | 1.09
2997 | QKDS0001 | MINOT AF MISSILE SITE O4 SITE # 1 | QJVF | MINOT AFB | AFACT | 1 Bottineau County Road 17A | United States | North Dakota | Bottineau | Maxbass | 58760 | 1.09 | 1.09
2998 | QKDT0001 | MINOT AF MISSILE SITE O5 SITE # 1 | QJVF | MINOT AFB | AFACT | 2 North Dakota Highway 5 | United States | North Dakota | Bottineau | Maxbass | 58760 | 1.09 | 1.09
2999 | QKDU0001 | MINOT AF MISSILE SITE O6 SITE # 1 | QJVF | MINOT AFB | AFACT | 7 US Highway 83 | United States | North Dakota | Bottineau | Lansford | 58750 | 1.09 | 1.09
30 | M00318-0004 | PEARL CITY ANNEX | M00318 | MCB HAWAII KANEOHE | MCACT | 72 Lehua Avenue | United States | Hawaii | Honolulu | Pearl City | 96863 | 2.37 | 2.28
3000 | QKDV0001 | MINOT AF MISSILE SITE O7 SITE # 1 | QJVF | MINOT AFB | AFACT | 3 North Dakota Highway 5 | United States | North Dakota | Bottineau | Unknown | 58750 | 1.09 | 1.09
3001 | QKDW0001 | MINOT AF MISSILE SITE O8 SITE # 1 | QJVF | MINOT AFB | AFACT | 3 97th Street Northwest | United States | North Dakota | Bottineau | Unknown | 58711 | 1.09 | 1.09
3002 | QKDX0001 | MINOT AF MISSILE SITE O9 SITE # 1 | QJVF | MINOT AFB | AFACT | 2 33rd Avenue Northwest | United States | North Dakota | Bottineau | Antler | 58711 | 1.09 | 1.09
3003 | QKDY0001 | MINOT AF MISSILE SITE O10 SITE # 1 | QJVF | MINOT AFB | AFACT | 1 30th Avenue Northwest | United States | North Dakota | Bottineau | Antler | 58711 | 1.09 | 1.09
3004 | QKDZ0001 | MINOT AF MISSILE SITE O11 SITE # 1 | QJVF | MINOT AFB | AFACT | 1 North Dakota Highway 256 | United States | North Dakota | Bottineau | Antler | 58711 | 1.09 | 1.09
3006 | QMSN0001 | MOFFETT FEDERAL AIRFIELD ANG SITE # 1 MAIN BASE | QMSN | MOFFETT FIELD | AFGUARD | MACON | United States | California | Santa Clara | Moffett Field | 94035 | 1.2 | 1.25
301 | N60191-WA | WASHINGTON COUNTY, NC | N60191 | NAS OCEANA VA | NAVACT | 116 Adams Street | United States | North Carolina | Washington | Plymouth | 27962 | 0.885 | 0.855
3011 | QNKY0001 | MOLOKAI STATION, HI SITE # 1 | XUMU | VANDENBERG MAIN BASE | AFACT | 63 Puukapele Avenue | United States | Hawaii | Maui | Hoolehua | 96729 | 2.51 | 2.42
3019 | QQQH0001 | MONTEZUMA PEAK RADIO RELAY ANNEX NO 1 SITE # 1 | KRSM | HILL AFB | AFACT | MONTEZUMA PEAK SITE 1 | United States | Utah | Tooele | Unknown | 84034 | 1.11 | 1.08
302 | N00245-MP | MOUNT PALOMAR | N00245 | NAVBASE SAN DIEGO CA | NAVACT | 35899 Canfield Road | United States | California | San Diego | Palomar Mountain | 92060 | 1.05 | 1.08
3020 | QSEU0001 | MOODY AIR FORCE BASE SITE # 1 | QSEU | MOODY AIR FORCE BASE | AFACT | 23 Knights Way | United States | Georgia | Lowndes | Moody AFB | 31699 | 0.86 | 0.82
3021 | QSRG0001 | MOODY RECREATION ANNEX SITE # 1 | QSEU | MOODY AIR FORCE BASE | AFACT | 5360 Grassy Pond Road | United States | Georgia | Lowndes | Lake Park | 31636 | 0.86 | 0.82
3022 | QTPW0001 | MORAN NEXRAD WEATHER SITE SITE # 1 | FNWZ | DYESS AIR FORCE BASE | AFACT | 576 Farm to Market Road 576 | United States | Texas | Shackelford | Moran | 76464 | 0.865 | 0.84
3024 | QUEF0001 | MORGANTOWN MUNICIPAL AIRPORT (RES) SITE # 1 | JLSS | PGH IAP ARS | AFRES | HARTFIELD | United States | West Virginia | Monongalia | Unknown | 26505-4450 | 1.02 | 1.03
3026 | QVXP0001 | MOSCOW RADAR SITE SITE # 1 | AAWZ | ACC AMIC | AFACT | STREAM | United States | Maine | Somerset | Moscow | 04920 | 1.02 | 1
3029 | QYZH0001 | MT HOME AFB SITE # 1 | QYZH | MT HOME AFB | AFACT | 10 Gunfighter Avenue | United States | Idaho | Elmore | Unknown | 83648 | 1.17 | 1.16
303 | N60508-BK | VORTAC BROOKLYN | N60508 | NAS WHITING FLD MILTON FL | NAVACT | 255 Simms Farm Road | United States | Alabama | Conecuh | Brooklyn | 36429 | 0.855 | 0.83
3030 | QYZJ0001 | NO-DROP 1 TACTICAL TRAINING RANGE SITE # 1 | QYZH | MT HOME AFB | AFACT | 1 Blackstone Grasmere Road (QYZJ) | United States | Idaho | Owyhee | Unknown | 83604 | 1.17 | 1.16
3031 | QYZK0001 | NO-DROP 4 TACTICAL TRAINING RANGE SITE # 1 | QYZH | MT HOME AFB | AFACT | 7 Idaho State Highway 51 (QYZK) | United States | Idaho | Owyhee | Unknown | 83604 | 1.17 | 1.16
3032 | QYZL0001 | NO-DROP 5 TACTICAL TRAINING RANGE SITE # 1 | QYZH | MT HOME AFB | AFACT | 8 Idaho State Highway 51(QYZL) | United States | Idaho | Owyhee | Unknown | 83604 | 1.17 | 1.16
3033 | QYZM0001 | NO-DROP 7 TACTICAL TRAINING RANGE SITE # 1 | QYZH | MT HOME AFB | AFACT | 5 Three Creeks Road (QYZM) | United States | Idaho | Twin Falls | Unknown | 83321 | 1.055 | 1.045
3034 | QYZN0001 | NO-DROP 8 TACTICAL TRAINING RANGE SITE # 1 | QYZH | MT HOME AFB | AFACT | STATE 51 (QYZN) | United States | Idaho | Owyhee | Unknown | 83604 | 1.17 | 1.16
3035 | QZBH0001 | MOUNTAIN HOME ILS MIDDLE MARKER ANNEX SITE # 1 | QYZH | MT HOME AFB | AFACT | Perimeter Road Northeast | United States | Idaho | Elmore | Unknown | 83648 | 1.17 | 1.16
3036 | QZND0001 | MOUNTAIN HOME RECREATION ANNEX SITE # 1 | QYZH | MT HOME AFB | AFACT | Strike Dam Cutoff | United States | Idaho | Owyhee | Unknown | 83624 | 1.17 | 1.16
3037 | QZNK0001 | MOUNTAIN HOME SMALL ARMS RANGE ANNEX SITE # 1 | QYZH | MT HOME AFB | AFACT | West 6th Street | United States | Idaho | Elmore | Unknown | 83648 | 1.17 | 1.16
3038 | QZSX0001 | KAALA AIR FORCE STATION SITE # 1 | VNMH | EARECKSON AS | AFACT | 60 Kaala Access Road | United States | Hawaii | Honolulu | Wahiawa | 96787 | 2.37 | 2.28
3039 | RAAT0001 | RATTLESNAKE RADAR SITE SITE # 1 | QYZH | MT HOME AFB | AFACT | Idaho State Highway 20 | United States | Idaho | Elmore | Unknown | 83647 | 1.17 | 1.16
304 | N60191-MM | MIDWAY MANOR | N60191 | NAS OCEANA VA | NAVACT | 960 Windsor Oaks Boulevard | United States | Virginia | Virginia Beach (City) | Virginia Beach | 23460 | 1 | 0.96
3040 | RABX0001 | RATTLESNAKE BENCH RADIO RELAY ANNEX SITE # 1 | KRSM | HILL AFB | AFACT | RATTLESNAKE BENCH | United States | Utah | Juab | Unknown | 84083 | 1.03 | 0.995
3041 | RAHK0001 | MOUNT PINOS RADIO RELAY ANNEX SITE # 1 | FSPM | EDWARDS AFB | AFACT | 225 North Rosamond Boulevard | United States | California | Ventura | Unknown | 93015 | 1.08 | 1.12
3042 | RATR0001 | MT SUNRISE OBSTRUCTION LIGHTS ANNEX SITE # 1 | RKMF | NELLIS | AFACT | WASHINGTON - RATR | United States | Nevada | Clark | Las Vegas | 89191 | 1.19 | 1.21
3043 | RBRL0001 | MUD LAKE RADIO RELAY ANNEX SITE # 1 | KRSM | HILL AFB | AFACT | MUD LAKE RADIO RELAY | United States | Utah | Juab | Unknown | 84083 | 1.03 | 0.995
3046 | RCVD0001 | MURPHY DOME LONG RANGE RADAR SITE SITE # 1 | VNMH | EARECKSON AS | AFACT | 1001 Main Road | United States | Alaska | Fairbanks North Star | College | 99709 | 2.09 | 2.08
3048 | REAY0001 | RED GULCH RADIO RELAY ANNEX SITE # 1 | KRSM | HILL AFB | AFACT | RED GULCH | United States | Utah | Millard | Unknown | 84728 | 1.03 | 0.995
3050 | RFBX0001 | NAKNEK RECREATION ANNEX NO 1 SITE # 1 | VNMH | EARECKSON AS | AFACT | 3050 Main Road | United States | Alaska | Bristol Bay | King Salmon | 99613 | 2.52 | 2.47
3051 | RFBY0001 | NAKNEK RECREATION ANNEX NO 2 SITE # 1 | VNMH | EARECKSON AS | AFACT | 3051 Main Road | United States | Alaska | Bristol Bay | King Salmon | 99613 | 2.52 | 2.47
3053 | RHFB0001 | NASHWAUK SITE # 1 | JFSD | GRAND FORKS AFB | AFACT | 525 TUSKEGEE AIRMEN RHFB | United States | Minnesota | Itasca | Unknown | 55769 | 1.085 | 1.12
3056 | RKMF0001 | NELLIS SITE # 1 | RKMF | NELLIS | AFACT | 4370 Washington Boulevard | United States | Nevada | Clark | Las Vegas | 89191 | 1.19 | 1.21
3057 | RKXF0001 | NELLIS AIR FORCE RANGE SITE # 1 | RKMF | NELLIS | AFACT | UNKNOWN - RKXF | United States | Nevada | Clark | Indian Springs | 89018 | 1.19 | 1.21
3058 | RKXM0001 | NELLIS SMALL ARMS RANGE ANNEX SITE # 1 | RKMF | NELLIS | AFACT | 4370 Washington Boulevard - RKXM | United States | Nevada | Clark | Las Vegas | 89191 | 1.19 | 1.21
3059 | RKXT0001 | NELLIS WATER SYSTEM ANNEX SITE # 1 | RKMF | NELLIS | AFACT | 4539 North 5th Street | United States | Nevada | Clark | North Las Vegas | 89031 | 1.19 | 1.21
306 | N60191-CG | CG STATION PUNGO VA | N60191 | NAS OCEANA VA | NAVACT | 1824 Princess Anne Road | United States | Virginia | Virginia Beach (City) | Virginia Beach | 23456 | 0.98 | 0.94
3061 | RMKF0001 | NEUSE MIDDLE MARKER ANNEX SITE # 1 | VKAG | SEYMOUR JOHNSON AIR FORCE BS | AFACT | PETERSON (RMKF) | United States | North Carolina | Wayne | Unknown | 27531 | 0.87 | 0.84
3062 | RNGF0001 | NEW BOSTON AIR STATION SITE # 1 | GLEN | SCHRIEVER AFB | AFACT | 317 Chestnut Hill Road | United States | New Hampshire | Hillsborough | New Boston | 03070 | 1.075 | 1.075
3063 | RQLB0001 | NEW ORLEANS ARS SITE # 1 | RQLB | NEW ORLEANS AIR RESERVE STATION | AFRES | RUSSELL | United States | Louisiana | Plaquemines | Belle Chasse | 70143 | 0.91 | 0.88
3064 | RQLH0001 | NAS JOINT RESERVE BASE, NOLA SITE # 1 | RQLH | NAS JOINT RESERVE BASE, NOLA | AFGUARD | 400 Russell Avenue | United States | Louisiana | Plaquemines | Unknown | 70143 | 0.91 | 0.88
3067 | RSPR0001 | NEWFOUNDLAND RADIO RELAY ANNEX SITE # 1 | KRSM | HILL AFB | AFACT | NEWFOUNDLAND RADIO RELAY | United States | Utah | Box Elder | Unknown | 84313 | 1.03 | 0.995
3068 | RSWE0001 | NEWINGTON DEFENSE FUEL SUPPORT POINT SITE # 1 | YWHG | WHITEMAN | AFACT | 220 Patterson Lane | United States | New Hampshire | Rockingham | Unknown | 03801 | 1.08 | 1.09
3072 | RTVW0001 | NEWPORT TEST ANNEX NO 1 RECEIVER SITE # 1 | MXRD | HANSCOM AFB | AFACT | 10 Tower Road | United States | New York | Herkimer | Unknown | 13416 | 1.06 | 1.075
3073 | RTWC0001 | NEWPORT TEST ANNEX NO 2 TRANSMITTER SITE # 1 | MXRD | HANSCOM AFB | AFACT | 391 Lindsay Road | United States | New York | Herkimer | Unknown | 13416 | 1.06 | 1.075
3074 | RVKQ0001 | NIAGARA FALLS SITE # 1 | RVKQ | NIAGARA FALLS | AFRES | 2720 Kirkbridge Drive | United States | New York | Niagara | Niagara Falls | 14304 | 1.11 | 1.17
3077 | RWSJ0001 | NIKOLSKI RADIO RELAY SITE SITE # 1 | VNMH | EARECKSON AS | AFACT | Main Road | United States | Alaska | Aleutians West | Nikolski | 99638 | 4.45 | 4.11
3078 | RYSW0001 | NORTH CHARLESTON FAMILY HOUSING ANNEX SITE # 1 | DKFX | CHARLESTON AFB | AFACT | VECTOR | United States | South Carolina | Charleston | Unknown | 29406-6149 | 0.99 | 0.96
3079 | RYTC0001 | NORTH CHARLESTON TRAINING ANNEX SITE # 1 | DKFX | CHARLESTON AFB | AFACT | AVIATION | United States | South Carolina | Charleston | North Charleston | 29404-2063 | 0.99 | 0.96
3080 | RZJQ0001 | NORTH HIGHLANDS ANG STATION SITE # 1 | RZJQ | NORTH HIGHLANDS ANG STATION | AFGUARD | 3900 East Roseville Road | United States | California | Sacramento | North Highlands | 95660 | 1.13 | 1.17
3081 | RZMW0001 | NORTH DRUM RADIO RELAY SITE # 1 | KRSM | HILL AFB | AFACT | NORTH DRUM RADIO RELAY | United States | Utah | Juab | Unknown | 84083 | 1.03 | 0.995
3082 | SACB0001 | SAN DIEGO ANG STATION SITE # 1 | RZJQ | NORTH HIGHLANDS ANG STATION | AFGUARD | 7288 East Convoy Terrace | United States | California | San Diego | San Diego | 92111 | 1.05 | 1.08
3083 | SACW0001 | NORTH RIVER RADIO RELAY SITE SITE # 1 | VNMH | EARECKSON AS | AFACT | Main Road | United States | Alaska | Nome | Unalakleet | 99684 | 2.52 | 2.47
3084 | SAEJ0001 | NORTH SMITHFIELD ANG STATION SITE # 1 | TWLR | QUONSET STATE AIRPORT | AFGUARD | 274 Old Oxford Road | United States | Rhode Island | Providence | Slatersville | 02876 | 1.11 | 1.15
3086 | SAVJ0001 | NOME FIELD SITE # 1 | VNMH | EARECKSON AS | AFACT | Main Road | United States | Alaska | Nome | Nome | 99762 | 2.52 | 2.47
3087 | SAXC0001 | CHEYENNE MOUNTAIN AFS SITE # 1 | SAXC | CHEYENNE MOUNTAIN AFS | AFACT | NORAD Road | United States | Colorado | El Paso | Unknown | 80914 | 1.14 | 1.12
3088 | SAZY0001 | PETERSON RADIO RELAY ANNEX NO. 2 SITE # 1 | TDKA | PETERSON AFB | AFACT | 2501 Avondale Street | United States | Colorado | El Paso | Unknown | 80917 | 1.04 | 1.02
3089 | SBML0001 | NORTH AIR FORCE AUXILIARY FIELD SITE # 1 | DKFX | JB Charleston | AFACT | 270 Slab Landing Road | United States | South Carolina | Orangeburg | Unknown | 29112 | 0.92 | 0.885
3092 | SCYN0001 | NORWALK2 SITE # 1 | PDPG | MARCH AIR RESERVE BASE | AFRES | 15306 Norwalk Boulevard | United States | California | Los Angeles | Unknown | 90650 | 1.02 | 1.06
3096 | SETA0001 | Seattle Tacoma Admin Office | 53465 | Joint Base Lewis McChord | ARACT | 17800 Pacific Highway South | United States | Washington | King | Seatac | 98158 | 1.12 | 1.14
3099 | SFFW0001 | OBSIDIAN RADIO RELAY ANNEX SITE # 1 | KRSM | HILL AFB | AFACT | OBSIDIAN RADIO RELAY | United States | Utah | Juab | Unknown | 84083 | 1.03 | 0.995
31 | M00318-0005 | PUULOA-OAHU | M00318 | MCB HAWAII KANEOHE | MCACT | 401 Cormorant Avenue | United States | Hawaii | Honolulu | Ewa Beach | 96706 | 2.37 | 2.28
3100 | SGBP0001 | OFFUTTAIRFORCEBSE SITE # 1 | SGBP | OFFUTTAIRFORCEBSE | AFACT | 601 Butler Boulevard | United States | Nebraska | Sarpy | Offutt A.F.B. | 68113 | 0.94 | 0.93
3101 | SGBS0001 | OFFUTT LEVEE ANNEX SITE # 1 | SGBP | OFFUTTAIRFORCEBSE | AFACT | 601 Butler Boulevard (SGBS) | United States | Nebraska | Sarpy | Unknown | 68113 | 0.94 | 0.93
3102 | SGBV0001 | OFFUTT ILS LOCALIZER ANNEX SITE # 1 | SGBP | OFFUTTAIRFORCEBSE | AFACT | 601 Butler Boulevard (SGBV) | United States | Nebraska | Sarpy | Offutt A.F.B. | 68113 | 0.94 | 0.93
3103 | 31485 | Silver Creek Training Area | 31480 | Greenlief Training Site | ARGUARD | 39655 South 550th Street | United States | Nebraska | Merrick | Silver Creek | 68663 | 0.93 | 0.915
3104 | SGDJ0001 | OFFUTT COMMUNICATIONS ANX NO 2 GLOBECOM SITE # 1 | SGBP | OFFUTTAIRFORCEBSE | AFACT | 21011 Rainwood Road | United States | Nebraska | Douglas | Elkhorn | 68002 | 0.92 | 0.91
3105 | SGDK0001 | OFFUTT COMM ANNEX NO 3 GLOBECOM SITE # 1 | SGBP | OFFUTTAIRFORCEBSE | AFACT | US Highway 275 | United States | Nebraska | Dodge | Hooper | 68031 | 0.93 | 0.915
3106 | SGER0001 | OFFUTT FAMILY HOUSING ANNEX SITE # 1 | SGBP | OFFUTTAIRFORCEBSE | AFACT | 12440 South 28th Avenue | United States | Nebraska | Sarpy | Offutt A.F.B. | 68113 | 0.94 | 0.93
3107 | SGEX0001 | OFFUTT ILS MIDDLE MARKER ANNEX SITE # 1 | SGBP | OFFUTTAIRFORCEBSE | AFACT | 601 Butler Boulevard (SGEX) | United States | Nebraska | Sarpy | Unknown | 68113 | 0.94 | 0.93
3108 | SGLM0001 | OFFUTT TACAN ANNEX SITE # 1 | SGBP | OFFUTTAIRFORCEBSE | AFACT | 601 Butler Boulevard (SGLM) | United States | Nebraska | Sarpy | Unknown | 68113 | 0.94 | 0.93
3109 | SHCZ0001 | TINKER SUPPORT ANNEX SITE # 1 | WWYK | TINKER AFB | AFACT | 9720 Hilltop Road | United States | Oklahoma | Oklahoma | Oklahoma City | 73145 | 0.88 | 0.85
3110 | SHDF0001 | TINKER TRAINING ANNEX SITE # 1 | WWYK | TINKER AFB | AFACT | 6212 South Post Road | United States | Oklahoma | Oklahoma | Oklahoma City | 73145 | 0.88 | 0.85
3112 | SHKX0001 | OLANTA MINI MUTE (SHA1) SITE 1 | VLSB | SHAW AIR FORCE BASE | AFACT | Route 341 | United States | South Carolina | Florence | Olanta | 29114 | 0.92 | 0.885
3113 | SHTQ0001 | COLUMBUS AUXILIARY AIRFIELD SITE # 1 | EEPZ | COLUMBUS | AFACT | 100 Residence Street | United States | Mississippi | Noxubee | Shuqualak | 39361 | 0.9 | 0.86
3114 | SHUM0001 | OLIKTOK LONG RANGE RADAR SITE SITE # 1 | VNMH | EARECKSON AS | AFACT | 1 Main Road | United States | Alaska | North Slope | Deadhorse | 99734 | 2.52 | 2.47
3115 | SHYQ0001 | HARRISBURG IAPANG SITE # 1 | SHYQ | HARRISBURG IAP ANG | AFGUARD | 81 Constellation Court | United States | Pennsylvania | Dauphin | Middletown | 17057 | 0.99 | 1
3117 | SKXJ0001 | ORANGE ANG COMMUNICATION STATION SITE # 1 | CEKT | BRADLEY IAP | AFGUARD | 206 South Boston Post Road | United States | Connecticut | New Haven | Orange | 06477 | 1.165 | 1.205
3118 | SMIT0001 | SMITHERS EMITTER SITE SITE # 1 | FNWZ | DYESS AIR FORCE BASE | AFACT | FARM TO MARKET 1450 | United States | Texas | Reeves | Pecos | 79772 | 0.865 | 0.84
3119 | SMLR0001 | ORO DELREY MINE RADIO RELAY SITE # 1 | KRSM | HILL AFB | AFACT | ORO DEL REY MINE SITE | United States | Utah | Tooele | Unknown | 84034 | 1.11 | 1.08
3121 | SMRA0001 | SILVER MOUNTAIN RECREATION ANNEX SITE # 1 | KRSM | HILL AFB | AFACT | 7285 4th Street | United States | Utah | Summit | Unknown | 84060 | 1.03 | 0.995
3124 | SNLE0001 | SEMINOLE RANCH SITE #1 | SXHT | PATRICK | AFACT | 2 Hatbill Road | United States | Florida | Brevard | Mims | 32754 | 0.78 | 0.75
3126 | SNYD0001 | SNYDER ELECTRONIC SCORING SITE SITE # 1 | FNWZ | DYESS AIR FORCE BASE | AFACT | 3199 Farm to Market Road 1607 | United States | Texas | Scurry | Snyder | 79549 | 0.865 | 0.84
3127 | SPAY0001 | SOUTH PLYMPTON RIDGE RADIO RELAY ANNEX SITE # 1 | KRSM | HILL AFB | AFACT | S PLYMPTON RIDGE | United States | Utah | Millard | Unknown | 84728 | 1.03 | 0.995
3128 | SPBN0001 | OTIS ANG BASE SITE # 1 | SPBN | OTIS ANG BASE | AFGUARD | 158 East Reilly Street | United States | Massachusetts | Barnstable | Otis ANGB, Mashpee | 02542 | 1.165 | 1.215
3129 | SPMP0001 | OTIS ILS OUTER MARKER ANNEX SITE # 1 | SPBN | OTIS ANG BASE | AFGUARD | 15 Cedarville Road | United States | Massachusetts | Barnstable | East Sandwich | 02537 | 1.165 | 1.215
3130 | SPQM0001 | OTS TRAINING ANNEX SITE # 1 | PNQS | MAXWELL AFB | AFACT | 245 Lakeland Drive | United States | Alabama | Elmore | Titus | 36080 | 0.855 | 0.83
3132 | SRPZ0001 | OZOL DEFENSE FUEL SUPPORT POINT SITE # 1 | XDAT | TRAVIS AFB | AFACT | 411 Airman Drive | United States | California | Contra Costa | Martinez | 94535 | 1.22 | 1.27
3133 | STBH0001 | STUART MICROWAVE RELAY ANNEX SITE #1 | SXHT | PATRICK | AFACT | 1 Southwest Federal Highway | United States | Florida | Martin | Jensen Beach | 32957 | 0.825 | 0.805
3134 | STDF0001 | PAINE FIELD ANG STATION SITE # 1 | ETRD | CAMP MURRAY AGS | AFGUARD | 2701 112th Street Southwest | United States | Washington | Snohomish | Everett | 98204 | 1.085 | 1.095
3135 | STQS0001 | PALEHUA AF SOLAR OB RSC SITE SITE # 1 | GLEN | SCHRIEVER AFB | AFACT | PALEHUA | United States | Hawaii | Honolulu | Makakilo | 96707-4568 | 2.37 | 2.28
3136 | SUYA0001 | DARE COUNTY RANGE SITE # 1 | VKAG | SEYMOUR JOHNSON AIR FORCE BS | AFACT | Jackson Road | United States | North Carolina | Dare | Unknown | 27978 | 0.885 | 0.855
3138 | SVEF0001 | PANAMA CITY RADIO RELAY ANNEX D-1(B) SITE # 1 | FTFA | EGLIN AFB (MAIN BASE, RES, SRI) | AFACT | 501 West Deleon Street | United States | Florida | Bay | Panama City | 32401 | 0.87 | 0.85
3139 | SVRL0001 | SILVER LAKE SPACE SURVEILLANCE STATION | TDKA | PETERSON AFB | AFACT | 466 Surveillance Road | United States | Mississippi | Washington | Hollandale | 38748 | 0.9 | 0.86
3140 | SWER0001 | SO WEBER ENVIRONMENTAL RESTORATION ANNEX SITE # 1 | KRSM | HILL AFB | AFACT | South Weber Environmental Restoration Annex | United States | Utah | Davis | Unknown | 84405 | 1.05 | 1.02
3141 | SXAC0001 | BA-EMITTER SITE SITE # 1 | QYZH | MT HOME AFB | AFACT | 5 Clover Three Creeks Road (SZAC) | United States | Idaho | Owyhee | Unknown | 83604 | 1.17 | 1.16
3142 | SXAQ0001 | PASO ROBLES RADAR SITE # 1 | XUMU | VANDENBERG MAIN BASE | AFACT | Nacimiento Lake Drive | United States | California | San Luis Obispo | Santa Margarita | 93453 | 1.22 | 1.26
3143 | SXHT0001 | PATRICK SITE # 1 | SXHT | PATRICK | AFACT | 1201 Edward H. White II Street | United States | Florida | Brevard | Patrick AFB | 32925 | 0.78 | 0.75
3144 | SZCQ0001 | PEASE ANGB NEWHAMPSHIRE SITE # 1 | SZCQ | PEASE ANGB NEWHAMPSHIRE | AFGUARD | 302 Newmarket Street | United States | New Hampshire | Rockingham | Portsmouth | 03803 | 1.08 | 1.09
3148 | TDKA0001 | PETERSON AFB SITE # 1 | TDKA | PETERSON AFB | AFACT | 580 Goodfellow Street | United States | Colorado | El Paso | Colorado Spgs | 80914 | 1.06 | 1.04
3149 | TDVG0001 | ALPENA CO REG APT SITE # 1 | TDVG | ALPENA CO REG APT | AFGUARD | 5884 East A Road | United States | Michigan | Alpena | Alpena | 49707 | 1.035 | 1.055
3150 | TENN0001 | TENNYSON DROP ZONE SITE # 1 | FNWZ | DYESS AIR FORCE BASE | AFACT | 286 Coke County Road 286 | United States | Texas | Coke | Bronte | 76953 | 0.865 | 0.84
3153 | TFWY0001 | PILLAR POINT AFS SITE # 1 | XUMU | VANDENBERG MAIN BASE | AFACT | 300 West Point Avenue | United States | California | San Mateo | Half Moon Bay | 94019 | 1.125 | 1.165
3154 | TFXD0001 | PILLAR POINT SCARPER PEAK SITE # 1 | XUMU | VANDENBERG MAIN BASE | AFACT | 301 West Point Avenue | United States | California | San Mateo | Half Moon Bay | 94019 | 1.125 | 1.165
3155 | THAK0001 | PISMIRE RADIO RELAY SITE # 1 | KRSM | HILL AFB | AFACT | PISMIRE RADIO RELAY SITE | United States | Utah | Juab | Unknown | 84083 | 1.03 | 0.995
3162 | TJUW0001 | PLUMBROOK STATION SITE # 1 | EUBC | CAMP PERRY ANG | AFGUARD | 6100 North Columbus Avenue | United States | Ohio | Erie | Sandusky | 44877 | 0.925 | 0.9195
3163 | TJYH0001 | PLYMPTON RIDGE RADIO RELAY ANNEX SITE # 1 | KRSM | HILL AFB | AFACT | PLYMPTON RIDGE RADIO RELAY | United States | Utah | Millard | Unknown | 84728 | 1.03 | 0.995
3164 | TKFH0001 | POINSETT ELECTRONIC COMBAT RANGE SITE 1 | VLSB | SHAW AIR FORCE BASE | AFACT | Headquarters Road And Highway 261 | United States | South Carolina | Sumter | Wedgefield | 29168 | 0.96 | 0.93
3165 | TKGP0001 | POINT ARENA AIR FORCE STATION SITE # 1 | BAEY | BEALE AF BASE | AFACT | 3270 Eureka Road | United States | California | Mendocino | Point Arena | 95468 | 1.125 | 1.165
3166 | TKGV0001 | POINT ARENA COMMUNICATION FACILITY ANNEX SITE # 1 | BAEY | BEALE AF BASE | AFACT | 3280 Eureka Road | United States | California | Mendocino | Point Arena | 95468 | 1.125 | 1.165
3167 | TKHH0001 | POINT ARENA WATER SYSTEM ANNEX SITE # 1 | BAEY | BEALE AF BASE | AFACT | 3290 Eureka Road | United States | California | Mendocino | Point Arena | 95468 | 1.125 | 1.165
3168 | TKLH0001 | POINT BARROW LONG RANGE RADAR SITE SITE # 1 | VNMH | EARECKSON AS | AFACT | 1 Main Road | United States | Alaska | North Slope | Barrow | 99723 | 2.52 | 2.47
3169 | TKUH0001 | POINT LAY LONG RANGE RADAR SITE SITE # 1 | VNMH | EARECKSON AS | AFACT | Main Road | United States | Alaska | North Slope | Point Lay |  | 2.52 | 2.47
3171 | TMFG0001 | PONY RADIO RELAY ANNEX SITE # 1 | KRSM | HILL AFB | AFACT | PONY RADIO RELAY ANNEX | United States | Utah | Tooele | Unknown | 84080 | 1.11 | 1.08
3177 | TMKT0001 | Pope ILS Middle Marker Annex Site 1 | 37225 | Fort Bragg | ARACT | MANCHESTER | United States | North Carolina | Cumberland | Spring Lake | 28308-2314 | 0.93 | 0.9
3178 | TMKX0001 | Pope ILS Outer Marker Annex Site 1 | 37225 | Fort Bragg | ARACT | 1 Ray Road | United States | North Carolina | Cumberland | Fayetteville | 28308 | 0.93 | 0.9
3179 | TNPH0001 | PORT CANAVERAL CABLE TERMINAL ANNEX SITE #1 | SXHT | PATRICK | AFACT | 9060 Herring Street | United States | Florida | Brevard | Cape Canaveral | 32920 | 0.78 | 0.75
3180 | TNYH0001 | PORT HEIDEN RADIO RELAY SITE SITE # 1 | VNMH | EARECKSON AS | AFACT | 0 Main Road | United States | Alaska | Lake and Peninsula | Port Heiden | 99549 | 4.45 | 4.11
3183 | TQKD0001 | PORTLAND IAP ANG | TQKD | PORTLAND IAP OR | AFGUARD | 6801 Northeast Cornfoot Road | United States | Oregon | Multnomah | Portland | 97218 | 1.08 | 1.1
3184 | TQYP0001 | POTRERO HILLS STORAGE ANNEX SITE # 1 | XDAT | TRAVIS AFB | AFACT | East Explosive Technology Road | United States | California | Solano | Suisun City | 94535 | 1.22 | 1.28
3188 | TSHA0001 | TOSOHATCHEE STATE PRESERVE ALDF SITE # 1 | SXHT | PATRICK | AFACT | 3365 Taylor Creek Road | United States | Florida | Orange | Christmas | 32709 | 0.825 | 0.805
3190 | TTQK0001 | AIR FORCE PLANT 42 SITE # 1 | TTQK | AIR FORCE PLANT 42 | AFACT | 2503 P Avenue | United States | California | Los Angeles | Unknown | 93550 | 1.02 | 1.06
3192 | TUAL0001 | TULAROSA SITE # 1 | KWRD | HOLLOMAN | AFACT | US Highway 70 | United States | New Mexico | Otero | Holloman AFB | 88330 | 1.02 | 1
3193 | TUAM0001 | TULE VALLEY RADIO RELAY ANNEX SITE # 1 | KRSM | HILL AFB | AFACT | TULE VALLEY ANNEX | United States | Utah | Millard | Unknown | 84728 | 1.03 | 0.995
3197 | TUUK0001 | PUNAMANO AIR FORCE STATION SITE # 1 | VNMH | EARECKSON AS | AFACT | 57002 Kamehameha Highway | United States | Hawaii | Honolulu | Kahuku | 96731 | 2.51 | 2.42
3199 | TWAJ0001 | TWIN MOUNTAIN RADIO RELAY ANNEX SITE # 1 | KRSM | HILL AFB | AFACT | TWIN MOUNTAIN | United States | Nevada | White Pine | Unknown | 89301 | 1.18 | 1.2
32 | M00318-0006 | WAIKANE VALLEY | M00318 | MCB HAWAII KANEOHE | MCACT | Local Directions 96863 | United States | Hawaii | Honolulu | Kaneohe | 96863 | 2.65 | 2.56
3200 | TWLR0001 | QUONSET STATE AIRPORT SITE # 1 | TWLR | QUONSET STATE AIRPORT | AFGUARD | 1 Minuteman Way | United States | Rhode Island | Washington | North Kingstown | 02852 | 1.155 | 1.195
3209 | TYMX0001 | RANDOLPH AIR FORCE BASE SITE # 1 | TYMX | RANDOLPH AIR FORCE BASE | AFACT | 1 Washington Circle | United States | Texas | Bexar | Unknown | 78150 | 0.89 | 0.87
321 | N63042-RF | NAVOPSPTCEN FRESNO | N63042 | NAS LEMOORE CA | NAVRES | 5565 East Airways Boulevard | United States | California | Fresno | Fresno | 93727 | 1.125 | 1.165
3210 | TZMY0001 | RATTLE RADIO RELAY SITE # 1 | KRSM | HILL AFB | AFACT | RATTLE RADIO RELAY | United States | Utah | Tooele | Unknown | 84029 | 1.11 | 1.08
3216 | UFXS0001 | RIO GRANDE CITY RADAR SITE (TARS #6) SITE # 1 | AAWZ | ACC AMIC | AFACT | FM 649, 19 MILES NORTH OF RIO GRANDE CITY | United States | Texas | Starr | Unknown | 78582 | 0.865 | 0.84
3219 | UHHZ0001 | ROBINS AIR FORCE BASE SITE # 1 | UHHZ | ROBINS AIR FORCE BASE | AFACT | 215 Page Road | United States | Georgia | Houston | Robins AFB | 31098 | 0.88 | 0.85
3220 | ULDF0001 | ROME LABORATORY SITE # 1 | MXRD | HANSCOM AFB | AFACT | 26 Electronic Parkway | United States | New York | Oneida | Unknown | 13449 | 1.16 | 1.08
3222 | ULYB0001 | ROSECRANS MAP/139AG SITE # 1 | ULYB | ROSECRANS MAP/139AG | AFGUARD | 705 Memorial Drive | United States | Missouri | Buchanan | St. Joseph | 64503 | 0.985 | 1.005
3225 | UNIO0001 | UNION EMITTER SITE SITE # 1 | FNWZ | DYESS AIR FORCE BASE | AFACT | 5995COUNTY ROAD 264 | United States | Texas | Scurry | Snyder | 79549 | 0.865 | 0.84
3227 | UPLS0001 | RYDALCH RADIO RELAY SITE # 1 | KRSM | HILL AFB | AFACT | RYDALCH RADIO RELAY | United States | Utah | Tooele | Unknown | 84029 | 1.11 | 1.08
3232 | UQHH0001 | SAGAMORE HILL ELECTRONICS RESEARCH ANNEX SITE # 1 | MXRD | HANSCOM AFB | AFACT | 305 Sagamore Street | United States | Massachusetts | Essex | Hamilton | 01982 | 1.165 | 1.215
3234 | USEB0001 | SALT LAKE CITY IAP SITE # 1 | USEB | SALT LAKE CITY IAP | AFGUARD | 765 West 2200 Street | United States | Utah | Salt Lake | Salt Lake City | 84116 | 1.03 | 0.99
3237 | UTSQ0001 | SAN JOSE MEDICAL QTRS SITE # 1 | XDAT | TRAVIS AFB | AFACT | KIELY | United States | California | Santa Clara | San Jose | 95129-1334 | 1.2 | 1.25
324 | N00206-BC | NOSC-MCRC SHREVEPORT | N00206 | NAS JRB NEW ORLEANS LA | NAVRES | 1400 Swan Lake Road | United States | Louisiana | Bossier | Bossier City | 71111 | 0.82 | 0.79
3240 | UVHB0001 | SANDEM RADIO RELAY ANNEX SITE # 1 | KRSM | HILL AFB | AFACT | SANDEM RADIO RELAY | United States | Utah | Juab | Unknown | 84083 | 1.03 | 0.995
3242 | UWDE0001 | COSTA MESA AIR NATIONAL GUARD STATION SITE # 1 | RZJQ | NORTH HIGHLANDS ANG STATION | AFGUARD | 2651 Newport Boulevard | United States | California | Orange | Unknown | 92672 | 1.02 | 1.06
3243 | UWZA0001 | SANTA ROSA MINI-MUTE RBS SITE #6 SITE # 1 | CZQZ | CANNON AIR FORCE BASE | AFACT | 6689 US Highway 84 | United States | New Mexico | Guadalupe | Santa Rosa | 88435 | 0.93 | 0.905
3246 | UZJM0001 | SAULSTON ANNEX SITE # 1 | VKAG | SEYMOUR JOHNSON AIR FORCE BS | AFACT | Saulston Road | United States | North Carolina | Wayne | Unknown | 27863 | 0.87 | 0.84
3247 | UZXM0001 | SAVANNAH ANG COMMUNICATIONS STATION SITE 1 | XDQU | SAVANNAH/HILTON HEAD IAP | AFGUARD | 117 Eisenhower Drive | United States | Georgia | Chatham | Savannah | 31408 | 0.84 | 0.81
3248 | UZYJ0001 | HUNTER ANG STATION NO 2 | XDQU | SAVANNAH/HILTON HEAD IAP | AFGUARD | 4320 North Perimeter Road | United States | Georgia | Chatham | Savannah | 31409 | 0.84 | 0.81
3249 | VAMT0001 | RED BAY NEXRAD WEATHER SITE # 1 | FTFA | EGLIN AFB (MAIN BASE, RES, SRI) | AFACT | 501 West Deleon Street | United States | Florida | Walton | Freeport | 32455 | 0.88 | 0.85
325 | N00206-BR | NOSC-MCRC BATON ROUGE | N00206 | NAS JRB NEW ORLEANS LA | NAVRES | 8410 General Chennault Drive | United States | Louisiana | East Baton Rouge | Baton Rouge | 70807 | 0.855 | 0.825
3250 | VAPM0001 | SAYLOR CREEK AIR FORCE RANGE SITE # 1 | QYZH | MT HOME AFB | AFACT | 6 Clover Three Creeks Road (VAPM) | United States | Idaho | Owyhee | Unknown | 83604 | 1.17 | 1.16
3251 | VARN0001 | RED DISH RADIO RELAY SITE # 1 | KRSM | HILL AFB | AFACT | RED DISH RADIO RELAY | United States | Nevada | White Pine | Unknown | 89301 | 1.18 | 1.2
3252 | VBDZ0001 | SCHENECTADY ANG MAP SITE # 1 | VBDZ | SCHENECTADY AP | AFGUARD | Air National Guard Road | United States | New York | Schenectady | Scotia | 12302 | 1.05 | 1.07
3255 | VDYD0001 | SCOTT AFB SITE # 1 | VDYD | SCOTT AFB | AFACT | 701 Hangar Road | United States | Illinois | St. Clair | Belleville | 62225 | 1.1 | 1.12
3256 | VEJR0001 | SCOTT ILS OUTER MARKER ANNEX SITE # 1 | VDYD | SCOTT AFB | AFACT | Highbanks Road | United States | Illinois | St. Clair | Mascoutah | 62258 | 1.1 | 1.12
3257 | VEJX0001 | SCOTT RADIO RELAY ANNEX SITE # 1 | VDYD | SCOTT AFB | AFACT | 1902 Radio Range Road | United States | Illinois | St. Clair | Belleville | 62225 | 1.1 | 1.12
3258 | VFQD0001 | SEARSPORT DEFENSE FUEL SUPPORT POINT SITE # 1 | MXRD | HANSCOM AFB | AFACT | TRUNDY | United States | Maine | Waldo | Searsport | 04974-0463 | 1.02 | 1
3259 | VFUL0001 | SEATTLE AIR NATIONAL GUARD STATION SITE # 1 | ETRD | CAMP MURRAY AGS | AFGUARD | ELLIS | United States | Washington | King | Seattle | 98108-3522 | 1.12 | 1.14
326 | N00216-SA | NAVOPSPTCEN SAN ANTONIO | N00216 | NAS CORPUS CHRISTI TX | NAVRES | 3837 Binz-Engleman Road | United States | Texas | Bexar | San Antonio | 78219 | 0.87 | 0.85
3262 | VGJT0001 | SEGUIN AIR FORCE AUXILIARY FIELD SITE # 1 | TYMX | RANDOLPH AIR FORCE BASE | AFACT | 415 Auxiliary Airport Road/CR-202 | United States | Texas | Guadalupe | Unknown | 78155 | 0.865 | 0.84
3263 | VGLZ0001 | SELFRIDGE ANGB SITE # 1 | VGLZ | SELFRIDGE AIR NATIONAL GUARD BASE | AFGUARD | 29553 East George Avenue | United States | Michigan | Macomb | Mount Clemens | 48045 | 1.035 | 1.055
3264 | VGMU0001 | SELFRIDGE ILS OUTER MARKER ANX SITE # 1 | VGLZ | SELFRIDGE AIR NATIONAL GUARD BASE | AFGUARD | MULBERRY | United States | Michigan | Macomb |  | 48048 | 1.035 | 1.055
3266 | VHRJ0001 | SEPULVEDA NATIONAL GUARD STATION SITE # 1 | RZJQ | NORTH HIGHLANDS ANG STATION | AFGUARD | 15900 Victory Boulevard | United States | California | Los Angeles | Los Angeles | 91406 | 1.02 | 1.06
3267 | VJGA0001 | SEWARD RECREATION ANNEX SITE # 1 | FXSB | JOINT BASE ELMENDORF-RICHARDSON | AFACT | HERITAGE | United States | Alaska | Kenai Peninsula | Unknown | 99664-2620 | 2.32 | 2.3
3268 | VKAG0001 | SEYMOUR JOHNSON AIR FORCE BS SITE # 1 | VKAG | SEYMOUR JOHNSON AIR FORCE BS | AFACT | 109 Peterson Avenue | United States | North Carolina | Wayne | Seymour Johnson AFB | 27531 | 0.87 | 0.84
3269 | VLSB0001 | SHAW AIR FORCE BASE SITE 1 | VLSB | SHAW AIR FORCE BASE | AFACT | 100 Shaw Drive | United States | South Carolina | Sumter | Shaw AFB | 29152 | 0.96 | 0.93
327 | N83447-EP | NNAVOPSPTCEN EL PASO TX | N83447 | NAS JRB FT WORTH TX | NAVRES | 4810 Pollard Street | United States | Texas | El Paso | El Paso | 79930 | 0.86 | 0.83
3270 | VLSC0001 | SHAW ILS APPROACH CONTROL ANNEX SITE 1 | VLSB | SHAW AIR FORCE BASE | AFACT | Old Frierson Road | United States | South Carolina | Sumter | Dalzell | 29040 | 0.96 | 0.93
3271 | VLSH0001 | SHAW MIDDLE MARKER ANNEX SITE 1 | VLSB | SHAW AIR FORCE BASE | AFACT | BROAD ST | United States | South Carolina | Sumter | Sumter | 29152 | 0.96 | 0.93
3272 | VNMH0001 | EARECKSON AS SITE # 1 | VNMH | EARECKSON AS | AFACT | 600 Alaska Way | United States | Alaska | Aleutians West | Eareckson | 99546 | 4.45 | 4.11
3274 | VNVP0001 | SHEPPARD AFB SITE # 1 | VNVP | SHEPPARD AFB | AFACT | 117 South D Avenue | United States | Texas | Wichita | Unknown | 76311 | 0.92 | 0.89
3275 | VPFP0001 | SHEPPARD RECREATION ANNEX SITE # 1 | VNVP | SHEPPARD AFB | AFACT | 1230 SAFB Annex | United States | Texas | Grayson | Unknown | 76237 | 0.865 | 0.84
3278 | VRXB0001 | SILVER ISLAND RADIO RELAY ANNEX NO 2 SITE # 1 | KRSM | HILL AFB | AFACT | SILVER ISLAND RADIO RELAY ANNEX #2 | United States | Utah | Tooele | Unknown | 84083 | 1.11 | 1.08
3279 | VSSB0001 | SIOUX GATEWAY APT (ANG) SITE # 1 | VSSB | SIOUX GATEWAY APT / COL BUD DAY FIELD (ANG) | AFGUARD | 2920 West Headquarters Road | United States | Iowa | Woodbury | Sioux City | 51111 | 1.01 | 1.01
328 | N00216-HO | NAVOPSPTCEN HOUSTON TX | N00216 | NAS CORPUS CHRISTI TX | NAVRES | 1902 Old Spanish Trail | United States | Texas | Harris | Houston | 77054 | 0.865 | 0.84
3281 | VTNB0001 | SKY HARBOR IAP SITE # 1 | VTNB | SKY HARBOR IAP | AFGUARD | 3200 Old Tower Road E | United States | Arizona | Maricopa | Phoenix | 85034 | 0.91 | 0.89
3282 | VTWY0001 | SLOW ELK HILLS RADIO RELAY ANNEX SITE # 1 | KRSM | HILL AFB | AFACT | SLOW ELK HILLS | United States | Utah | Juab | Unknown | 84628 | 1.03 | 0.995
3283 | VUBV0001 | SMOKY HILL ANG RANGE SITE # 1 | VUBV | SMOKY HILL ANG RANGE | AFGUARD | 8429 West Farrelly Road | United States | Kansas | Saline | Salina | 67401 | 1.005 | 1.025
3284 | VUKH0001 | SNELLING SMALL ARMS RANGE ANNEX SITE # 1 | QJKL | MINN-ST PAUL | AFRES | 400 Highway 5 And Post Road | United States | Minnesota | Hennepin | Minneapolis | 55112 | 1.06 | 1.11
3285 | VVPN0001 | SOUTH STOCKTON NEXRAD WEATHER SITE SITE # 1 | QSEU | MOODY AIR FORCE BASE | AFACT | 23 Buck Luck Road | United States | Georgia | Lanier | Stockton | 31649 | 0.865 | 0.83
3286 | VVRK0001 | SOUTH PORTLAND ANG STATION SITE # 1 | FKNN | BANGOR IAP | AFGUARD | 50 North Western Avenue | United States | Maine | Cumberland | South Portland | 04106 | 0.99 | 0.97
3288 | VVVT0001 | SOUTH SPOR MTN RADIO RELAY ANNEX SITE # 1 | KRSM | HILL AFB | AFACT | S SPOR MTN | United States | Utah | Tooele | Unknown | 84083 | 1.11 | 1.08
3289 | VVYX0001 | ST LOUIS AFS STORAGE ANNEX SITE # 1 | VDYD | SCOTT AFB | AFACT | BROADWAY | United States | Missouri | St. Louis (City) | St. Louis | 63125-1513 | 0.985 | 1.005
329 | N00216-HA | NAVOPSPTCEN HARLINGEN TX | N00216 | NAS CORPUS CHRISTI TX | NAVRES | 1300 Teege Avenue | United States | Texas | Cameron | Harlingen | 78550 | 0.865 | 0.84
3295 | VXQB0001 | SOONER DROP ZONE TRAINING ANNEX SITE # 1 | AGGN | ALTUS AIR FORCE BASE | AFACT | 9990 North Harmon County Route 1830 | United States | Oklahoma | Harmon | Hollis | 73550 | 0.875 | 0.85
33 | M00318-0007 | MC TRNG AREA BELLOWS | M00318 | MCB HAWAII KANEOHE | MCACT | 700 Tinker Road | United States | Hawaii | Honolulu | Waimanalo | 96863 | 2.51 | 2.42
330 | N83447-AM | NAVOPSPTCEN AMARILLO TX | N83447 | NAS JRB FT WORTH TX | NAVRES | 2500 Tee Anchor Boulevard | United States | Texas | Potter | Amarillo | 79104 | 0.865 | 0.84
3300 | VYLK0001 | SPARREVOHN LONG RANGE RADAR SITE SITE # 1 | VNMH | EARECKSON AS | AFACT | 502 Main Road | United States | Alaska | Bethel | Lime Village | 99627 | 2.52 | 2.47
3303 | VZBT0001 | SPOKANE IAP AGS SITE # 1 | VZBT | SPOKANE IAP AGS | AFGUARD | ELECTRIC | United States | Washington | Spokane | Spokane | 99219-9067 | 1.05 | 1.05
3304 | VZCK0001 | SPOKANE FAMILY HOUSING ANNEX SITE # 1 | GJKZ | FAIRCHILD AIR FORCE BASE | AFACT | BURNS | United States | Washington | Spokane | Unknown | 99204 | 1.07 | 1.07
3306 | VZJU0001 | SPRING CREEK RADIO RELAY SITE # 1 | KRSM | HILL AFB | AFACT | SPRING CREEK | United States | Utah | Tooele | Unknown | 84034 | 1.11 | 1.08
3307 | WAAR0001 | SPRINGFIELD BECKLEY SITE # 1 | WAAR | SPRINGFIELD BECKLEY | AFGUARD | 706 Regula Avenue Northwest | United States | Ohio | Clark | Springfield | 45502 | 0.92 | 0.91
3308 | WABK0001 | WABASSO MICROWAVE RELAY ANNEX SITE #1 | SXHT | PATRICK | AFACT | 8275 106th Avenue | United States | Florida | Indian River | Vero Beach | 32967 | 0.825 | 0.805
3310 | WBPA0001 | ST GEORGE MISSILE TRACKING ANNEX SITE # 1 | XLWU | TYNDALL AFB | AFACT | Pine Avenue | United States | Florida | Franklin | Eastpoint | 32328 | 0.825 | 0.805
3311 | WEAS0001 | LOUISVILLE IAP-STANDIFORD FL SITE #1 | WEAS | LOUISVILLE IAP-STANDIFORD FL | AFGUARD | 1101 Old Grade Lane | United States | Kentucky | Jefferson | Louisville | 40213 | 0.87 | 0.87
3312 | WEFM0001 | STANLY COUNTY AIRPORT SITE # 1 | FJRP | CHARLOTTE/DOUGLAS INTERNATIONAL AIRPORT | AFGUARD | 40659 Airport Road | United States | North Carolina | Stanly | New London | 28127 | 0.885 | 0.855
3313 | WFAZ0001 | STARVAGGI TRAINING SITE SITE # 1 | JLSS | PGH IAP ARS | AFRES | 101 Hartfield Road | United States | Pennsylvania | Washington | Unknown | 15021 | 1.065 | 1.105
3314 | WFGE0001 | STATE COLLEGE AGS SITE # 1 | LKLW | FORT INDIANTOWN GAP AGS | AFGUARD | MINUTEMAN | United States | Pennsylvania | Centre | State College | 16803-1885 | 1.065 | 1.105
3315 | WFKY0001 | WAHIAWA COMMUNICATION STATION SITE # 1 | KNMD | HICKAM AIR FORCE BASE | AFACT | HICKAM | United States | Hawaii | Honolulu | Wahiawa | 96786-4568 | 2.37 | 2.28
3317 | WHAY0001 | STEWART IAP SITE # 1 | WHAY | STEWART IAP | AFGUARD | 1 Maguire Avenue | United States | New York | Orange | Unknown | 979170 | 1.19 | 1.23
3318 | WHXP0001 | STOCKBRIDGE TEST ANNEX SITE # 1 | MXRD | HANSCOM AFB | AFACT | 5251 Burleson Road | United States | New York | Madison | Oneida | 13421 | 1.06 | 1.075
3319 | WJAV0001 | WILD HORSE RADIO RELAY ANNEX NO 1 SITE # 1 | KRSM | HILL AFB | AFACT | WILD HORSE | United States | Nevada | White Pine | Unknown | 89301 | 1.18 | 1.2
332 | N83447-WA | NAVOPSPTCEN WACO TX | N83447 | NAS JRB FT WORTH TX | NAVRES | 2100 North New Road | United States | Texas | McLennan | Waco | 76707 | 0.865 | 0.84
3320 | WKQG0001 | SUDBURY ELECTRONIC RESEARCH ANNEX SITE # 1 | MXRD | HANSCOM AFB | AFACT | 2 Hudson Road | United States | Massachusetts | Middlesex | Sudbury | 01776 | 1.22 | 1.28
3322 | WKVB0001 | FRANCIS S. GABRESKI AIRPORT SITE # 1 | WKVB | FRANCIS S. GABRESKI AIRPORT(ANG) | AFGUARD | 150 Old Riverhead Road | United States | New York | Suffolk | Westhampton Beach | 11978 | 1.06 | 1.075
3323 | WLTS0001 | SUMATRA MISSILE TRACKING ANNEX SITE # 1 | XLWU | TYNDALL AFB | AFACT | 114 Forest Road, NE | United States | Florida | Liberty | Unknown | 32335 | 0.825 | 0.805
3325 | WLVU0001 | SUMMERFIELD FAMILY HOUSING SITE # 1 | AJXF | ANDREWS AIR FORCE BASE | AFACT | RIDGEFIELD | United States | Maryland | Prince George'S | Landover | 20785-4705 | 1 | 1
3326 | WMCR0001 | SUMMERTON MINI MUTE (SHA4) SITE 1 | VLSB | SHAW AIR FORCE BASE | AFACT | US Highway 15 | United States | South Carolina | Clarendon | Summerton | 29148 | 0.92 | 0.885
3327 | WMJP0001 | SUNDANCE SITE SITE # 1 | FXBM | ELLSWORTH AFB | AFACT | 123 Sundance Road | United States | Wyoming | Crook | Sundance | 82729 | 1.045 | 1.035
3328 | WMMR0001 | WAYNESBORO MINI MUTE RADAR BOMB SCORING SITE SITE 1 | VLSB | SHAW AIR FORCE BASE | AFACT | 460 Hatcher Mill Road | United States | Georgia | Burke | Waynesboro | 30830 | 0.865 | 0.83
3329 | WMSJ0001 | ONIZUKA SITE # 1 | WMSJ | ONIZUKA | AFACT | INNOVATION | United States | California | Santa Clara | Sunnyvale | 94089 | 1.2 | 1.25
3331 | WNQG0001 | SWASSY RADIO RELAY ANNEX SITE # 1 | KRSM | HILL AFB | AFACT | SWASSY RADIO RELAY | United States | Utah | Juab | Unknown | 84083 | 1.03 | 0.995
3336 | WSFW0001 | TATALINA LONG RANGE RADAR SITE SITE # 1 | VNMH | EARECKSON AS | AFACT | 3001 Main Road | United States | Alaska | Yukon-Koyukuk | McGrath | 99627 | 2.52 | 2.47
3337 | WUSX0001 | THE FARISH MEMORIAL RECREATIONAL ANNEX SITE # 1 | XQPZ | U S A F ACADEMY | AFACT | 12005 Rampart Range Road NE | United States | Colorado | El Paso | Calhan | 80863 | 1.06 | 1.04
3338 | WVLF0001 | THOMAS HEIGHTS RADIO RELAY ANNEX SITE # 1 | KRSM | HILL AFB | AFACT | THOMAS HEIGHTS | United States | Utah | Juab | Unknown | 84083 | 1.03 | 0.995
334 | N61007-BD | OKAHUMPKA FL | N61007 | NAVAL SUPPORT ACTIVITY ORLANDO | NAVACT | 27744 Bugg Spring Road | United States | Florida | Lake | Okahumpka | 34762 | 0.825 | 0.805
3340 | WWKA0001 | TI-CO AIRPORT WEATHER ANNEX SITE #1 | SXHT | PATRICK | AFACT | 355 Golden Knights Boulevard | United States | Florida | Brevard | Titusville | 32956 | 0.78 | 0.75
3341 | WWXD0001 | TIN CITY LONG RANGE RADAR SITE SITE # 1 | VNMH | EARECKSON AS | AFACT | 150 Main Road | United States | Alaska | Nome | Wales | 99783 | 2.52 | 2.47
3342 | WWYK0001 | TINKER AFB SITE # 1 | WWYK | TINKER AFB | AFACT | 3175 F Street | United States | Oklahoma | Oklahoma | Oklahoma City | 73145 | 0.88 | 0.85
3343 | WWYX0001 | TINKER ILS MIDDLE MARKER ANNEX SITE # 1 | WWYK | TINKER AFB | AFACT | 3306 Air Depot Avenue | United States | Oklahoma | Oklahoma | Oklahoma City | 73145 | 0.88 | 0.85
3345 | WYTD0001 | TOLEDO/EXP APRT SITE # 1 | WYTD | TOLEDO/EXP APRT | AFGUARD | 2660 South Eber Road | United States | Ohio | Lucas | Swanton | 43558 | 0.925 | 0.9195
3346 | WZVS0001 | TONOPAH AFS Z164 SITE # 1 | WZVV | TONOPAH AUXILIARY AIR FIELD ANNEX | AFACT | UNKNOWN - WZVS | United States | Nevada | Nye | Tonopah | 89049 | 1.18 | 1.2
3347 | WZVV0001 | TONOPAH AUXILIARY AIRFIELD ANNEX SITE # 1 | WZVV | TONOPAH AUXILIARY AIR FIELD ANNEX | AFACT | UNKNOWN - WZVV | United States | Nevada | Nye | Tonopah | 89049 | 1.18 | 1.2
3348 | WZVW0001 | TONOPAH AUXILIARY AIRFIELD ANNEX #2 SITE # 1 | WZVV | TONOPAH AUXILIARY AIR FIELD ANNEX | AFACT | UNKNOWN - WZVW | United States | Nevada | Nye | Tonopah | 89049 | 1.18 | 1.2
3349 | WZWG0001 | TONOPAH AUXILIARY AIRFIELD ANNEX #1 SITE # 1 | WZVV | TONOPAH AUXILIARY AIR FIELD ANNEX | AFACT | UNKNOWN - WZWG | United States | Nevada | Nye | Tonopah | 89049 | 1.18 | 1.2
3351 | XDAT0001 | TRAVIS AFB SITE # 1 | XDAT | TRAVIS AFB | AFACT | 411 East Airmen Drive | United States | California | Solano | Fairfield | 94535 | 1.22 | 1.28
3352 | XDBM0001 | TRAVIS DOCK ANNEX SITE # 1 | XDAT | TRAVIS AFB | AFACT | 241 East Travis Avenue | United States | California | Solano | Fairfield | 94535 | 1.22 | 1.28
3353 | XDBT0001 | TRAVIS ILS MIDDLE MARKER ANNEX SITE # 1 | XDAT | TRAVIS AFB | AFACT | 1295 East Middle Marker Way | United States | California | Solano | Fairfield | 94535 | 1.22 | 1.28
3354 | XDMT0001 | TRAVIS ILS OUTER MARKER ANNEX SITE # 1 | XDAT | TRAVIS AFB | AFACT | 3607 East Highway 113 | United States | California | Solano | Fairfield | 94535 | 1.22 | 1.28
3355 | XDNM0001 | TRAVIS TVOR ANNEX SITE # 1 | XDAT | TRAVIS AFB | AFACT | BINGHAMTON | United States | California | Solano | Dixon | 95620 | 1.22 | 1.28
3356 | XDNT0001 | TRAVIS WATER SYSTEM ANNEX NO 1 SITE # 1 | XDAT | TRAVIS AFB | AFACT | 1500 East Water Well Drive | United States | California | Solano | Fairfield | 94535 | 1.22 | 1.28
3357 | XDNU0001 | TRAVIS WATER SYSTEM ANNEX NO 2 SITE # 1 | XDAT | TRAVIS AFB | AFACT | 5601 North Meridian Road | United States | California | Solano | Unknown | 95687 | 1.22 | 1.28
3358 | XDQU0001 | SAVANNAH/HILTON HEAD IAP SITE#1 | XDQU | SAVANNAH/HILTON HEAD IAP | AFGUARD | 1401 Robert B. Miller, Jr. Road | United States | Georgia | Chatham | Hilton Head | 31408 | 0.85 | 0.83
3359 | XGFG0001 | TRUAXANGBASE SITE # 1 | XGFG | TRUAX ANG BASE | AFGUARD | 3110 Mitchell Street | United States | Wisconsin | Dane | Unknown | 53704 | 1.08 | 1.11
336 | N62688-PA | PORT OPERATIONS NC | N62688 | NAVSTA NORFOLK VA | NAVACT |  | United States | North Carolina | Carteret | Morehead City | 23511 | 1.03 | 1
3360 | XGFU0001 | TRUAX TACAN ANNEX SITE # 1 | XGFG | TRUAX ANG BASE | AFGUARD | 4436 Windsor Road | United States | Wisconsin | Dane | Unknown | 53598 | 1.08 | 1.11
3363 | XHEA0001 | TUCSON IAP ARZ SITE # 1 | XHEA | TUCSON IAP ARZ | AFGUARD | 1500 Valencia Road E | United States | Arizona | Pima | Tucson | 85706 | 0.94 | 0.92
3364 | XHSR0001 | TULELAKE RADAR SITE SITE # 1 | AAWZ | ACC AMIC | AFACT | County Road 136, Modoc Forest | United States | California | Modoc | Unknown | 96134 | 1.125 | 1.165
3365 | XHZG0001 | TULSA IAP SITE # 1 | XHZG | AIR NATIONAL GUARD BASE, IAP | AFGUARD | 4200 North 93rd East Avenue | United States | Oklahoma | Tulsa | Tulsa | 74115 | 0.875 | 0.85
3366 | XLWU0001 | TYNDALL AFB SITE # 1 | XLWU | TYNDALL AFB | AFACT | 445 West Suwannee Road | United States | Florida | Bay | Unknown | 32403 | 0.87 | 0.85
3367 | XQPY0001 | USAF ACADEMY AUXILIARY AIRFIELD SITE # 1 | XQPZ | U S A F ACADEMY | AFACT | 9601 Sanborn Road SE | United States | Colorado | El Paso | Calhan | 80808 | 1.06 | 1.04
3368 | XQPZ0001 | U S A F ACADEMY SITE # 1 | XQPZ | U S A F ACADEMY | AFACT | 8120 North Edgerton Drive | United States | Colorado | El Paso | Air Force Academy | 80840 | 1.06 | 1.04
3369 | XQVB0001 | UTAH PEAK RADIO RELAY ANNEX SITE # 1 | KRSM | HILL AFB | AFACT | UTAH PEAK | United States | Utah | Tooele | Unknown | 84034 | 1.11 | 1.08
337 | N42237-FG | NAVIOCOM FORT GORDON | N42237 | SUBASE KINGS BAY GA | NAVACT | 537 Brainard Avenue | United States | Georgia | Richmond | Fort Gordon | 30905 | 0.91 | 0.88
3370 | XQVD0001 | UTAH TEST AND TRAINING RANGE SOUTH UT SITE # 1 | KRSM | HILL AFB | AFACT | UTTR SOUTH | United States | Utah | Tooele | Unknown | 84083 | 1.11 | 1.08
3371 | XQVE0001 | UTTR - NORTH SITE # 1 | KRSM | HILL AFB | AFACT | 7285 4th Street | United States | Utah | Box Elder | Unknown | 84313 | 1.03 | 0.995
3372 | XQVH0001 | UTAH TEST AND TRAINING RANGE SOUTH NV SITE # 1 | KRSM | HILL AFB | AFACT | 7285 4th Street | United States | Nevada | Elko | Unknown | 89883 | 1.18 | 1.2
3373 | XQYA0001 | UTICA RADAR SITE SITE # 1 | MXRD | HANSCOM AFB | AFACT | 10036 Tower Road | United States | New York | Oneida | Remsen | 13438 | 1.16 | 1.08
3375 | XTLF0001 | VANCE AIR FORCE BASE SITE # 1 | XTLF | VANCE AIR FORCE BASE | AFACT | 1523 West Southgate Road | United States | Oklahoma | Garfield | Unknown | 73705 | 0.96 | 0.93
3376 | XUMU0001 | VANDENBERG MAIN BASE SITE # 1 | XUMU | VANDENBERG MAIN BASE | AFACT | 1031 California Boulevard | United States | California | Santa Barbara | Lompoc | 93437 | 1.12 | 1.17
3377 | XUMX0001 | VANDENBERG VILLAGE XMTR SITE SITE # 1 | XUMU | VANDENBERG MAIN BASE | AFACT | County Road 520 | United States | California | Santa Barbara | Lompoc | 93436 | 1.12 | 1.17
3378 | XUNL0001 | VANDENBERG S YNEZ PK MTK04 SITE # 1 | XUMU | VANDENBERG MAIN BASE | AFACT | California Road 154 | United States | California | Santa Barbara | Santa Ynez | 93460 | 1.12 | 1.17
3379 | XUNN0001 | VANDENBERG PT CONCEPT MTK01 SITE # 1 | XUMU | VANDENBERG MAIN BASE | AFACT | 1172 Iceland Avenue | United States | California | Santa Barbara | Lompoc | 93437 | 1.12 | 1.17
3380 | XUNP0001 | VANDENBERG ANDERSON PK MTK02 SITE # 1 | XUMU | VANDENBERG MAIN BASE | AFACT | 1 South Coast Ridge Road | United States | California | Monterey | Monterey | 93943 | 1.12 | 1.16
3381 | XUNQ0001 | VANDENBERG PT ARGUELLO MTK03 SITE # 1 | XUMU | VANDENBERG MAIN BASE | AFACT | Coast Road | United States | California | Santa Barbara | Lompoc | 93436 | 1.12 | 1.17
3382 | XUYD0001 | VANDENBERG OAK MT ANNEX WW SITE # 1 | XUMU | VANDENBERG MAIN BASE | AFACT | Oak Mountain Road | United States | California | Santa Barbara | Lompoc | 93436 | 1.12 | 1.17
3383 | XUYE0001 | VANDENBERG WATER WELLS,FCI SITE # 1 | XUMU | VANDENBERG MAIN BASE | AFACT | Santa Lucia Canyon Road | United States | California | Santa Barbara | Lompoc | 93436 | 1.12 | 1.17
3384 | XUYF0001 | VANDENBERG OAK MT SITE # 1 | XUMU | VANDENBERG MAIN BASE | AFACT | Oak Mountain Road | United States | California | Santa Barbara | Lompoc | 93436 | 1.12 | 1.17
3385 | XUYN0001 | VANDENBERG WEATHER ANNEX SITE # 1 | XUMU | VANDENBERG MAIN BASE | AFACT | 1555 Orcutt Hill Road | United States | California | Santa Barbara | Orcutt | 93455 | 1.12 | 1.17
3386 | XWUM0001 | VERONA DEFENSE FUEL SUPPORT POINT SITE # 1 | MXRD | HANSCOM AFB | AFACT | 5449 West Street | United States | New York | Oneida | Verona | 13478 | 1.16 | 1.08
3390 | XYML0001 | VIEW RADIO RELAY SITE SITE # 1 | FNWZ | DYESS AIR FORCE BASE | AFACT | US | United States | Texas | Taylor | View | 79607-2002 | 0.88 | 0.86
3395 | YAQF0001 | VOLK ANG BASE SITE # 1 | YAQF | VOLK ANG BASE | AFGUARD | 100 Independence Drive | United States | Wisconsin | Juneau | Camp Douglas | 54618 | 1.085 | 1.12
3399 | YFXZ0001 | WAINWRIGHT SHORT RANGE RADAR SITE SITE # 1 | VNMH | EARECKSON AS | AFACT | 100 Main Road | United States | Alaska | North Slope | Wainwright | 99782 | 2.52 | 2.47
34 | M00318-0008 | MCB CAMP SMITH | M00318 | MCB HAWAII KANEOHE | MCACT | Elrod Road | United States | Hawaii | Honolulu | Aiea | 96701 | 2.37 | 2.28
340 | N62688-YH | HEWITT FARMS | N62688 | NAVSTA NORFOLK VA | NAVACT | 23518 | United States | Virginia | Norfolk | Norfolk | 23518 | 0.98 | 0.94
3401 | YKJV0001 | WARM SPRINGS RRL SITE # 1 | WZVV | TONOPAH AUXILIARY AIR FIELD ANNEX | AFACT | North US Highway 6 | United States | Nevada | Nye | Tonopah | 89049 | 1.18 | 1.2
3402 | YKJX0001 | WARM SPRINGS STG SITE # 1 | WZVV | TONOPAH AUXILIARY AIR FIELD ANNEX | AFACT | North US Highway 6 | United States | Nevada | Nye | Tonopah | 89049 | 1.18 | 1.2
3403 | YKSX0001 | WARREN GROVE RANGE SITE # 1 | AQRC | ATLANTIC CITY IAP | AFGUARD | 150 Bombing Range Road | United States | New Jersey | Ocean | Unknown | 08005 | 1.17 | 1.24
3405 | YMUZ0001 | WATEREE RECREATIONAL ANNEX SITE 1 | VLSB | SHAW AIR FORCE BASE | AFACT | 2030 Baron Dekalb Road | United States | South Carolina | Kershaw | Camden | 29020 | 0.92 | 0.885
3409 | YSGX0001 | WENDOVER RADIO RELAY SITE # 1 | KRSM | HILL AFB | AFACT | WENDOVER RADIO RELAY | United States | Utah | Tooele | Unknown | 84083 | 1.11 | 1.08
3410 | YSHB0001 | WENDOVER RADIO RELAY ANNEX SITE # 1 | KRSM | HILL AFB | AFACT | Wendover Radio Relay Annex 1 | United States | Utah | Tooele | Unknown | 84083 | 1.11 | 1.08
3412 | YSNN0001 | WEST KEG PASS RADIO RELAY SITE # 1 | KRSM | HILL AFB | AFACT | WEST KEG PASS | United States | Utah | Juab | Unknown | 84628 | 1.03 | 0.995
3413 | YTPM0001 | WESTOVER ARB SITE # 1 | YTPM | WESTOVER ARB | AFRES | 975 Patriot Avenue | United States | Massachusetts | Hampden | Chicopee | 01022 | 1.13 | 1.17
3414 | YTQZ0001 | WESTOVER ANNEX NR 1 SITE # 1 | YTPM | WESTOVER ARB | AFRES | UNKNOWN | United States | Massachusetts | Hampden | Unknown | 01022-1825 | 1.13 | 1.17
3415 | YTRA0001 | WESTOVER ANNEX NR 2 SITE # 1 | YTPM | WESTOVER ARB | AFRES | UNKNOWN | United States | Massachusetts | Hampden | Unknown | 01022-1825 | 1.13 | 1.17
3416 | YTRN0001 | WESTOVER COMM ANNEX NO 1 TRANSMITTER SITE # 1 | YTPM | WESTOVER ARB | AFRES | UNKNOWN | United States | Massachusetts | Hampden | Unknown | 01022-1825 | 1.13 | 1.17
3418 | YVEW0001 | WHEELER ADMINISTRATION ANNEX SITE # 1 | VNMH | EARECKSON AS | AFACT | 10 Hickman Court | United States | Hawaii | Honolulu | Wheeler Air Force Base | 96786 | 2.37 | 2.28
3419 | YWGY0001 | WHITEHOUSE RADAR SITE SITE # 1 | QSEU | MOODY AIR FORCE BASE | AFACT | 23 West Beaver Street | United States | Florida | Duval | Unknown | 32220 | 0.8 | 0.78
3420 | YWHG0001 | WHITEMAN SITE # 1 | YWHG | WHITEMAN | AFACT | 187 West Spirit Boulevard | United States | Missouri | Johnson | Whiteman AFB | 65305 | 1.14 | 1.16
3421 | YWHX0001 | WHITEMAN RADIO RELAY ANNEX NO 1 SITE # 1 | YWHG | WHITEMAN | AFACT | SPRIT | United States | Missouri | Bates |  | 64724 | 0.985 | 1.005
3422 | YWHY0001 | WHITEMAN RADIO RELAY ANNEX NO 2 SITE # 1 | YWHG | WHITEMAN | AFACT | SPIRIT | United States | Missouri | Pettis |  | 65301 | 1.02 | 1.04
344 | N00246-IB | IMPERIAL BEACH NOLF | N00246 | NAVBASE CORONADO | NAVACT | 185 West F Street | United States | California | San Diego | Imperial Beach | 92101 | 1.05 | 1.08
345 | N00246-SS | SILVER STRAND SOUTH | N00246 | NAVBASE CORONADO | NAVACT | 99 Johnson Street | United States | California | San Diego | Imperial Beach | 91932 | 1.05 | 1.08
346 | N00207-GA | STEVEN LAKE BOMB TARGE | N00207 | NAS JACKSONVILLE FL | NAVACT | 32212 | United States | Florida | Clay | Camp Blanding | 32212 | 0.8 | 0.78
347 | N62813-AE | AIEA | N62813 | JBPHH PEARL HARBOR HAWAII | NAVACT | 96860 | United States | Hawaii | Honolulu | Aiea | 96701 | 2.37 | 2.28
348 | N62813-RH | RED HILL | N62813 | JBPHH PEARL HARBOR HAWAII | NAVACT | 96818 | United States | Hawaii | Honolulu | Honolulu | 96818 | 2.37 | 2.28
349 | N62813-KN | KUNIA | N62813 | JBPHH PEARL HARBOR HAWAII | NAVACT | 968575300 | United States | Hawaii | Honolulu | Kunia | 968575300 | 2.37 | 2.28
350 | N62813-EW | EWA | N62813 | JBPHH PEARL HARBOR HAWAII | NAVACT | 96706 | United States | Hawaii | Honolulu | Ewa Beach | 96706 | 2.37 | 2.28
351 | N62813-HN | HONOLULU | N62813 | JBPHH PEARL HARBOR HAWAII | NAVACT | Pearl Harbor Boulevard | United States | Hawaii | Honolulu | Pearl Harbor | 96860 | 2.37 | 2.28
3510 | YWQY0001 | WHITEMAN AF MISSILE SITE O2 SITE # 1 | YWHG | WHITEMAN | AFACT | 23 | United States | Missouri | Johnson | Knob Noster | 65336 | 1.14 | 1.16
352 | N62813-OP | OPANA | N62813 | JBPHH PEARL HARBOR HAWAII | NAVACT | 96731 | United States | Hawaii | Honolulu | Kahuku | 96731 | 2.51 | 2.42
3521 | YYPM0001 | WILD HORSE RADIO RELAY ANNEX SITE # 1 | KRSM | HILL AFB | AFACT | WILD HORSE RADIO RELAY | United States | Nevada | White Pine | Unknown | 89301 | 1.18 | 1.2
3522 | YZEU0001 | WILL ROGERS WORLD APT | YZEU | WILL ROGERS WORLD AIRPORT | AFGUARD | 5520 Air Guard Road | United States | Oklahoma | Oklahoma | Oklahoma City | 73179 | 0.86 | 0.83
3526 | ZAWA0001 | HORSHAM AGS | ZAWA | HORSHAM AGS | AFGUARD | 1301 Easton Road | United States | Pennsylvania | Montgomery | Horsham | 19090 | 1.065 | 1.105
3529 | ZHMP0001 | WORTHINGTON MOUNTAIN MICROWAVE RELAY ANX SITE # 1 | FSPM | EDWARDS AFB | AFACT | ROSAMOND | United States | Nevada | Lincoln | Unknown | 89001 | 1.18 | 1.2
353 | N62813-WP | WAIPAHU | N62813 | JBPHH PEARL HARBOR HAWAII | NAVACT | 967973272 | United States | Hawaii | Honolulu | Waipahu | 96797 | 2.37 | 2.28
3530 | ZHTV0001 | WRIGHT-PATT SITE # 1 | ZHTV | WRIGHT-PATTERSON AFB | AFACT | 5151 Wright Avenue | United States | Ohio | Greene | Wright-Patterson AFB | 45433 | 0.92 | 0.91
3531 | ZHUB0001 | WRIGHT PATT COMM FACILITY ANNEX #1 SITE # 1 | ZHTV | WRIGHT-PATTERSON AFB | AFACT | Route 4 | United States | Ohio | Montgomery | Dayton | 064310 | 0.92 | 0.91
3533 | ZKRY0001 | WYOMING VALLEY AIR RESERVE CENTER SITE # 1 | ZAWA | HORSHAM AGS | AFRES | WYOMING | United States | Pennsylvania | Luzerne | Wyoming | 18644 | 1.065 | 1.105
354 | N62813-WN | LLL - MAGAZINE AND RTF | N62813 | JBPHH PEARL HARBOR HAWAII | NAVACT | 96792 | United States | Hawaii | Honolulu | Lualualei | 96792 | 2.51 | 2.42
3543 | ZQEL0001 | YOUNGSTOWN SITE # 1 | ZQEL | YOUNGSTOWN JOINT AIR RESERVE STATION | AFRES | 3976 King-Graves Road | United States | Ohio | Trumbull | Vienna | 44473 | 0.95 | 0.95
3544 | ZQER0001 | YOUNGSTOWN TEST SITE SITE # 1 | MXRD | HANSCOM AFB | AFACT | BALMER | United States | New York | Niagara | Youngstown | 14174 | 1.11 | 1.17
3546 | ZQUN0001 | YUKON WEAPONS RANGE SITE # 1 | FTQW | EIELSON AIR FORCE BASE | AFACT | 100 Yukon Weapons Range | United States | Alaska | Fairbanks North Star | Unknown | 99702 | 2.16 | 2.15
3547 | ZQXJ0001 | YUMA RADAR SITE (TARS #1) SITE # 1 | AAWZ | ACC AMIC | AFACT | ROUTE 95, MILE MARKET 57.5 | United States | Arizona | Yuma | Unknown | 85367 | 1.07 | 1.04
3549 | ZRVL0001 | ZANESVILLE ANG STATION SITE # 1 | NLZG | RICKENBACKER | AFGUARD |  | United States | Ohio | Muskingum | Unknown | 43701 | 0.925 | 0.9195
355 | N62813-PC | PEARL CITY | N62813 | JBPHH PEARL HARBOR HAWAII | NAVACT | 96701 | United States | Hawaii | Honolulu | Pearl City | 96701 | 2.37 | 2.28
3551 | NZCJ0001 | MALMSTROM AF MISSILE SITE B6 SITE # 1 | NZAS | MALMSTROM AFB, MT | AFACT | 2767 Surprise Crk Road | United States | Montana | Judith Basin | Stanford | 59479 | 1.1 | 1.08
3552 | N00245-DS | DRYSIDE | N00245 | NAVBASE San Diego CA | NAVACT | 3341 32nd Street | United States | California | San Diego | San Diego | 92136 | 1.05 | 1.08
3556 | 42993 | CRANBERRY ARC | 42560 | 99th Readiness Division | ARRES | 9060 Marshall Road, Cranberry | United States | Pennsylvania | Butler | Cranberry Township | 16066 | 1.065 | 1.105
3557 | 48993 | Belle Chasse Joint Base AFRC | 01530 | 81st Readiness Division | ARRES | Russell | United States | Louisiana | Orleans | New Orleans | 70143 | 0.89 | 0.86
3558 | 25800 | BROCKTON ARMY RESERVE CENTER | 42560 | 99th Readiness Division | ARRES | 124 Manley Street | United States | Massachusetts | Plymouth | Brockton | 02301 | 1.165 | 1.215
356 | N00213-MA | MARCO ISLAND FL | N00213 | NAS KEY WEST FL | NAVACT | 960 Cape Marco Drive | United States | Florida | Collier | Marco |  | 0.825 | 0.805
3568 | 39995 | TWINSBURG USARC/AMSA #123 | 27864 | 88th Readiness Division | ARRES | 8770 Chamberlin Road | United States | Ohio | Summit | Twinsburg | 44087 | 0.925 | 0.9195
3569 | 12460 | COL FM Williams USARC/AMSA #47G | 01530 | 81st Readiness Division | ARRES | 11700 Northwest 27th Avenue | United States | Florida | Miami-Dade | Unknown | 33167 | 0.82 | 0.8
357 | N61064-JA | NIU RIDGE | N61064 | CNIC PMRF BARKING SANDS | NAVACT |  | United States | Hawaii | Kauai | Kekaha | 96752 | 2.8 | 2.72
3570 | 25802 | CPL G M CRAIG ARMY RESERVE CENTER/AMSA 163 | 42560 | 99th Readiness Division | ARRES | 915 West Chestnut Street | United States | Massachusetts | Plymouth | Brockton | 02301 | 1.165 | 1.215
3571 | 28A00 | CTA CAMP MCCAIN 3 | 28475 | Camp McCain | ARGUARD | Camp McCain Road | United States | Mississippi | Grenada | Grenada | 38901 | 0.9 | 0.86
3573 | 25152 | DEVENS RESERVE FORCES TNG AREA | 42560 | 99th Readiness Division | ARRES | 30 Quebec Street | United States | Massachusetts | Middlesex | Ayer | 01434 | 1.19 | 1.24
3574 | 39997 | DSCC ARNG SUPPORT CENTER | 390NG | Ohio National Guard | ARGUARD | 3990 E Broad ST | United States | Ohio | Franklin | Columbus | 43218 | 0.925 | 0.9195
3576 | 48994 | E HOUSTON AFRC | 06510 | 63rd Readiness Division | ARRES | 11811 Brantly Avenue | United States | Texas | Harris | Houston | 77034 | 0.865 | 0.84
3578 | 42Z05 | FIG AREA 16 | 42307 | Fort Indiantown Gap Training Site | ARGUARD | Quartermaster Road | United States | Pennsylvania | Lebanon | Annville | 17003 | 1.01 | 1.02
3579 | 42Z06 | FIG AREA 17 | 42307 | Fort Indiantown Gap Training Site | ARGUARD | 52 North Lancaster Street | United States | Pennsylvania | Lebanon | Annville | 17003 | 1.01 | 1.02
358 | N62688-HC | HOECHST-CELANESE PLANT | N62688 | NAVSTA NORFOLK VA | NAVACT | 3340 West Norfolk Road | United States | Virginia | Portsmouth | Portsmouth | 23703 | 1 | 0.96
3581 | 42Z00 | FORT INDIANTOWN GAP AREA 0 | 42307 | Fort Indiantown Gap Training Site | ARGUARD | 1300 Fisher Avenue | United States | Pennsylvania | Lebanon | Annville | 17003 | 1.01 | 1.02
3584 | 13405 | FORT VALLEY USARC | 01530 | 81st Readiness Division | ARRES | 602 North Camellia Boulevard | United States | Georgia | Peach | Fort Valley | 31030 | 0.88 | 0.85
3585 | 47155 | FORT CAMPBELL TN | 21145 | Fort Campbell | ARACT | US 41A and Screaming Eagle BLVD-(AKA Gate 4) | United States | Tennessee | Montgomery | Fort Campbell | 73542 | 0.835 | 0.82
3586 | 13415 | GAINSVILLE USARC | 01530 | 81st Readiness Division | ARRES | 570 Shallow Ford Road Northwest | United States | Georgia | Unknown | Unknown | 30504 | 0.865 | 0.83
3589 | 48245 | Hf Rad Denton | 48515 | Red River Army Depot | ARACT | Trinity | United States | Texas | Denton | Denton | 76208 | 0.865 | 0.84
359 | N32446-NO | NAVOPSPTCEN PLAINVILLE 2 | N32446 | NSY PORTSMOUTH | NAVACT | 2 Linsley Drive | United States | Connecticut | Hartford | Plainville | 060622918 | 1.165 | 1.205
3591 | 12150 | HMO3 (SNAKE CREEK TS) | 120NG | Florida National Guard | ARGUARD | 3200 E 2nd Avenue | United States | Florida | Miami-Dade | Hialeah | 33012 | 0.82 | 0.8
3594 | 06879 | Heroic War Dead Of Oakland USARC | 06510 | 63rd Readiness Division | ARRES | Engineer | United States | California | Alameda | Oakland | 94607 | 1.2 | 1.25
3597 | 1272B | LTC LUIS E. MARTINEZ USARC | 01530 | 81st Readiness Division | ARRES | 13601 Southwest 176th Street | United States | Florida | Miami-Dade | South Miami Heights | 33177 | 0.82 | 0.8
36 | M00681-0001 | MCB CAMP PENDLETON MAIN BASE | M00681 | MCB CAMP PENDLETON CA | MCACT | 1160 15th Street | United States | California | San Diego | Camp Pendleton | 92055 | 1.08 | 1.11
360 | N69212-UB | SUGAR GROVE WV UPPER BASE | N69212 | NAVAL WEAPONS STATION YORKTOWN | NAVACT | 268155000 | United States | West Virginia | Pendleton | Sugar Grove | 26815 | 1.3 | 1.3
361 | N32411-NT | NETC NEWPORT RI | N32411 | NAVAL STATION NEWPORT RI | NAVACT | 987 Bradford Avenue | United States | Rhode Island | Newport | Portsmouth | 02871 | 1.2 | 1.24
3613 | 12951 | PINELLAS PARK AFRC | 01530 | 81st Readiness Division | ARRES | 2801 Grand Avenue | United States | Florida | Pinellas | Pinellas Park | 33782 | 0.82 | 0.8
3614 | 08407 | PINON CANYON | 08005 | Fort Carson | ARACT | 36086 US Highway 350 | United States | Colorado | Las Animas | Model | 81059 | 1.015 | 1
3616 | 06741 | SAT COM | 06305 | Presidio Of Monterey | ARACT | 18000 E. Perimeter Road | United States | California | Unknown | Unknown | 93451 | 1.22 | 1.26
3618 | 50389 | SO BURLINGTON AASF AND RC | 500NG | Vermont National Guard | ARGUARD | 141 Shamrock RD | United States | Vermont | Chittenden | South Burlington | 05403 | 1.01 | 1.01
3619 | 25075 | SOUTH BOSTON SUPPORT ACTIVITY | 42560 | 99th Readiness Division | ARRES | 5320 Delaware Avenue, EPSD, Real Property Office | United States | Massachusetts | Suffolk | Boston | 02210 | 1.2 | 1.26
362 | N32411-NU | NETC NEWPORT RI 1 | N32411 | NAVAL STATION NEWPORT RI | NAVACT | 57 Lagoon Road | United States | Rhode Island | Newport | Portsmouth | 02871 | 1.2 | 1.24
3620 | 42992 | STATE COLLEGE/BELLEFONTE USARC | 42560 | 99th Readiness Division | ARRES | 391 E College Avenue | United States | Pennsylvania | Centre | Bellefonte | 16823 | 1.065 | 1.105
3622 | 36777 | STEWART ANNEX | 36993 | West Point Military Reservation | ARACT | 600 Thayer Road | United States | New York | Orange | West Point | 10996 | 1.19 | 1.23
3624 | 1281A | US ARMY GARRISON MIAMI | 1281A | US Army Garrison Miami | ARACT | USAG Miami | United States | Florida | Miami-Dade | Unknown | 33172 | 0.82 | 0.8
3625 | 27940 | WABASHA MEMORIAL USARC | 27864 | 88th Readiness Division | ARRES | 100 Highway 60 | United States | Minnesota | Wabasha | Wabasha | 55981 | 1.085 | 1.12
3626 | 55456 | WAUSAU USARC | 27864 | 88th Readiness Division | ARRES | 5700 N. 28th Avenue | United States | Wisconsin | Marathon | Wausau | 54401 | 1.085 | 1.12
3628 | 24356 | WOODSTOCK MILITARY RESERVATION | 24355 | Fort George G Meade | ARACT | Hernwood Road West | United States | Maryland | Baltimore | Unknown | 21163 | 1 | 1
3629 | 39893 | 1LT G.N. FAZE ARC | 27864 | 88th Readiness Division | ARRES | 2190 Reed Road | United States | Ohio | Allen | Lima | 45804 | 0.925 | 0.9195
363 | N32414-EC | NAVOPSPTCEN EBENSBURG 1 | N32414 | NAVSUPPACT MECHANICSBURG PA | NAVACT | 261A Industrial Park Road | United States | Pennsylvania | Cambria | Ebensburg | 159318955 | 1.065 | 1.105
3630 | 39904 | 2LT GEO. F. PENNINGTON USARC | 27864 | 88th Readiness Division | ARRES | 2164 Harding Hwy East | United States | Ohio | Marion | Marion |  | 0.925 | 0.9195
3631 | 26895 | 2LT WALTER HAUPT USARC | 27864 | 88th Readiness Division | ARRES | 1430 Parslow Drive | United States | Michigan | Muskegon | Muskegon | 49441 | 1.035 | 1.055
3632 | 26798 | BG WILLIAM H.BIRBARI USARC | 27864 | 88th Readiness Division | ARRES | 32155 Groesbeck Higway | United States | Michigan | Macomb | Fraser | 48026 | 1.035 | 1.055
3633 | 39846 | COL DUDLEY M OUTCALT USARC | 27864 | 88th Readiness Division | ARRES | 11880 Mosteller Road | United States | Ohio | Hamilton | Cincinnati | 45231 | 0.925 | 0.9195
3634 | 39954 | COONEY USARC/AMSA #165 S-S | 27864 | 88th Readiness Division | ARRES | 1119 W. Mason Road | United States | Ohio | Erie | Milan | 44846 | 0.925 | 0.9195
3635 | 26855 | CPT DAVID D. PHILLIPS USARC | 27864 | 88th Readiness Division | ARRES | 1401 W Argyle Street | United States | Michigan | Jackson | Jackson | 49202 | 1.035 | 1.055
3636 | 26955 | DEMUS T. CRAW USARC | 27864 | 88th Readiness Division | ARRES | 901 Airport Access Road | United States | Michigan | Grand Traverse | Traverse City | 49686 | 1.035 | 1.055
3637 | 26755 | DONALD C. SCHORLING ARC, ANN ARBOR MI | 27864 | 88th Readiness Division | ARRES | 1980 S Industrial Highway | United States | Michigan | Washtenaw | Ann Arbor | 48104 | 1.035 | 1.055
3638 | 26900 | DONALD R. MOYER USARC | 27864 | 88th Readiness Division | ARRES | 2650 Watkins Lake Road | United States | Michigan | Oakland | Waterford | 48328 | 1.035 | 1.055
3640 | 18825 | EVERITT B. HUNLEY ARC | 27864 | 88th Readiness Division | ARRES | 601 West Armory Place | United States | Indiana | Scott | Scottsburg | 47470 | 0.955 | 0.96
3643 | 26775 | JAMES J. O'ROURKE USARC | 27864 | 88th Readiness Division | ARRES | 1501 North Henry Street | United States | Michigan | Bay | Bay City | 48706 | 1.035 | 1.055
3645 | 18856 | LYLE J. THOMPSON USARC | 27864 | 88th Readiness Division | ARRES | 3401 Boland Drive | United States | Indiana | St. Joseph | South Bend | 46628 | 0.955 | 0.96
3646 | 18857 | MAPLY LANE USARC | 27864 | 88th Readiness Division | ARRES | 2402 East Rose Street | United States | Indiana | St. Joseph | South Bend | 46635 | 0.955 | 0.96
3647 | 26797 | MG GEORGE A CUSTER ARC/AMSA | 27864 | 88th Readiness Division | ARRES | 34451 Schoolcraft Road | United States | Michigan | Wayne | Livonia | 48150 | 1.03 | 1.06
3648 | 26840 | RAYMOND ZUSSMAN USARC | 27864 | 88th Readiness Division | ARRES | 3200 S. Beech Daly Road | United States | Michigan | Wayne | Inkster | 48141 | 1.03 | 1.06
3649 | 18915 | KESSLER MOORE READINESS CENTER | 180NG | Indiana National Guard | ARGUARD | 2625 Kessler Boulevard North Drive | United States | Indiana | Marion | Indianapolis | 46222 | 0.94 | 0.94
365 | N32443-NS | NNSY SPSA | N32443 | NAVSUPPACT NORFOLK NSY | NAVACT | 59 1st Street | United States | Virginia | Portsmouth | Portsmouth | 23704 | 1 | 0.96
3650 | 18875 | ROBERT R. MOSELE ARC | 27864 | 88th Readiness Division | ARRES | 401 East Davis Drive | United States | Indiana | Vigo | Terre Haute | 47802 | 0.955 | 0.96
3652 | 39840 | SGT LAWRENCE W. SKAGGS USARC | 27864 | 88th Readiness Division | ARRES | 1836 Western Avenue | United States | Ohio | Ross | Chillicothe | 45601 | 0.925 | 0.9195
3655 | 27700 | TERRANCE A. PETERSON USARC | 27864 | 88th Readiness Division | ARRES | 310 NE Tenth Avenue | United States | Minnesota | Crow Wing | Brainerd | 56401 | 1.085 | 1.12
3656 | 39902 | Washigton County Mem USARC | 27864 | 88th Readiness Division | ARRES | One | United States | Ohio | Washington | Marietta | 45750 | 0.925 | 0.9195
3657 | 01118 | 10C STAGEFIELD AL | 01252 | Fort Rucker | ARACT | SW of the Intersection of CR-450 and Rt 87 | United States | Alabama | Coffee | Fort Rucker | 36362 | 0.89 | 0.86
3658 | 10A80 | 1401 ARMORY | 100NG | Delaware National Guard | ARGUARD | 1401 Newport Gap Pike | United States | Delaware | New Castle | Wilmington | 19804 | 1.03 | 1.06
366 | N32446-MB | NSY PORTSMOUTH 2 | N32446 | NSY PORTSMOUTH | NAVACT | 102 John Paul Jones Street | United States | Maine | York | Kittery | 039045000 | 1.13 | 1.13
3661 | 54565 | 1LT HARRY B COLBORN USARC | 42560 | 99th Readiness Division | ARRES | Mary Lou Retton Drive | United States | West Virginia | Marion | Fairmont | 26554 | 1.02 | 1.03
3662 | 36955 | 1LT JAMES MCCONNELL USARC | 42560 | 99th Readiness Division | ARRES | 420 ELECTRONICS PARKWAY | United States | New York | Onondaga | Liverpool | 13088 | 1.06 | 1.075
3663 | 51796 | 1LT JIMMIE W MONTEITH ARMY RESERVE CENTER | 42560 | 99th Readiness Division | ARRES | 1741 E Belt Blvd | United States | Virginia | Richmond | Richmond | 23224 | 0.92 | 0.89
3664 | 25405 | 1LT JOHN A. FERA ARMY RESERVE CENTER | 42560 | 99th Readiness Division | ARRES | 72 North Street | United States | Massachusetts | Essex | Danvers | 01923 | 1.165 | 1.215
3665 | 12525 | 1LT MAX R. STOVER USARC | 01530 | 81st Readiness Division | ARRES | 1420 Beach Drive Southeast | United States | Florida | Pinellas | St. Petersburg | 33701 | 0.82 | 0.8
3667 | 53921 | 1LT RICHARD H. WALKER USARC | 27864 | 88th Readiness Division | ARRES | N 3800 SULLIVAN ROAD | United States | Washington | Spokane | Spokane |  | 1.05 | 1.05
3668 | 51455 | 1LT RICHARD T SHEA ARMY RESERVE CENTER | 42560 | 99th Readiness Division | ARRES | 3502 Bennett Creek Park Road | United States | Virginia | Suffolk | Unknown | 23666 | 0.92 | 0.89
3669 | 26685 | 1LT ROBERT L POXON USARC | 27864 | 88th Readiness Division | ARRES | 26402 W 11 Mile Road | United States | Michigan | Oakland | Southfield | 48034 | 1.035 | 1.055
367 | N32446-MA | NSY PORTSMOUTH 1 | N32446 | NSY PORTSMOUTH | NAVACT | 101 John Paul Jones Street | United States | Maine | York | Kittery | 039045000 | 1.13 | 1.13
3670 | 45726 | 1LT THOMAS KUKOWSKI USARC | 01530 | 81st Readiness Division | ARRES | 814 Perimeter Road | United States | South Carolina | Greenville | Greenville | 29605 | 0.92 | 0.885
3671 | 53935 | 1LT VICTOR L. KANDLE USARC | 27864 | 88th Readiness Division | ARRES | 5119 Portland Avenue | United States | Washington | Pierce | Tacoma | 98404 | 1.12 | 1.14
3672 | 24725 | 1SGT ADAM S BRANDT ARMY RESERVE CENTER | 42560 | 99th Readiness Division | ARRES | 700 Ordnance Road | United States | Maryland | Anne Arundel | Unknown | 21226 | 0.97 | 0.97
3673 | 31855 | 21/WOOLWORTH OMAHA USARC | 27864 | 88th Readiness Division | ARRES | 2101 Woolworth Street | United States | Nebraska | Douglas | Omaha | 68108 | 0.92 | 0.91
3678 | 36935 | 2LT GLEN CARPENTER USARC | 42560 | 99th Readiness Division | ARRES | 25 Oakley St | United States | New York | Dutchess | Poughkeepsie |  | 1.06 | 1.075
3679 | 17840 | 2LT R H STEPHENS USARC | 27864 | 88th Readiness Division | ARRES | 2001 East Main Street | United States | Illinois | Champaign | Urbana | 61801 | 1.03 | 1.045
368 | N32446-MC | NSY PORTSMOUTH 3 | N32446 | NSY PORTSMOUTH | NAVACT | 103 John Paul Jones Street | United States | Maine | York | Kittery | 039045000 | 1.13 | 1.13
3682 | 01520 | 310TH CHEM USARC | 01530 | 81st Readiness Division | ARRES | 30 Longhorn Lane | United States | Alabama | Calhoun | Anniston | 36205 | 0.85 | 0.83
3686 | 40D17 | 45TH INFANTRY DIVISION MUSEUM | 400NG | Oklahoma National Guard | ARGUARD | 2145 N.E. 36th Street | United States | Oklahoma | Oklahoma | Oklahoma City | 73111 | 0.86 | 0.83
3687 | 39887 | 83D DIV MEMORIAL USARC/AMSA | 27864 | 88th Readiness Division | ARRES | 165 North Yearling Road | United States | Ohio | Franklin | Columbus | 43213 | 0.925 | 0.9195
3688 | 25141 | MG HARRY J. MALONY ARMY RESERVE CENTER | 42560 | 99th Readiness Division | ARRES | 11 Saratoga Boulevard | United States | Massachusetts | Middlesex | Unknown | 01432 | 1.165 | 1.215
3689 | 09906 | AASF | 090NG | Connecticut National Guard | ARGUARD | 10 Main Street | United States | Connecticut | Hartford | Windsor Locks | 06096 | 1.165 | 1.205
369 | N32446-MD | NSY PORTSMOUTH 4 | N32446 | NSY PORTSMOUTH | NAVACT | 104 John Paul Jones Street | United States | Maine | York | Kittery | 039045000 | 1.13 | 1.13
3691 | 01F19 | AASF 3 BATES FIELD MOBILE | 010NG | Alabama National Guard | ARGUARD | 9055 Tanner Williams Road | United States | Alabama | Mobile | Mobile | 36608 | 0.84 | 0.81
3693 | 51417 | SANDSTON AASF | 510NG | Virginia National Guard | ARGUARD | 700 Portugee Road | United States | Virginia | Henrico | Sandston | 23150 | 0.92 | 0.89
3694 | 27C94 | Aasf Leased Hangar | 270NG | Minnesota National Guard | ARGUARD | Airport | United States | Minnesota | Ramsey | St. Paul | 55107-1006 | 1.06 | 1.11
3695 | 01B25 | AASF02 BIRMINGHAM | 010NG | Alabama National Guard | ARGUARD | 5701 East Lake Boulevard | United States | Alabama | Jefferson | Birmingham | 35217 | 0.855 | 0.83
3696 | 22A05 | ABBEVILLE | 220NG | Louisiana National Guard | ARGUARD | 3415 Veterans Memorial Drive | United States | Louisiana | Vermilion | Abbeville | 70510 | 0.855 | 0.825
3697 | 45A05 | ABBEVILLE ARMORY | 450NG | South Carolina National Guard | ARGUARD | 1421 Veterans Memorial Drive | United States | South Carolina | Abbeville | Abbeville | 29620 | 0.92 | 0.885
3698 | 55A05 | ABBOTSFORD | 550NG | Wisconsin National Guard | ARGUARD | 1000 East Elm Street | United States | Wisconsin | Clark | Abbotsford | 54405 | 1.085 | 1.12
3699 | 28A05 | ABERDEEN | 280NG | Mississippi National Guard | ARGUARD | 809 Highway 45 South | United States | Mississippi | Monroe | Aberdeen | 39730 | 0.9 | 0.86
37 | M67399-0002 | COLEVILLE HOUSING | M67399 | MCAGCC TWENTYNINE PALMS CA | MCACT | 600 Davenport Court | United States | California | Mono | Bridgeport | 96107 | 1.21 | 1.25
370 | N00204-AE | OLF BRONSON 1 | N00204 | NAS PENSACOLA FL | NAVACT | 191BA Bronson Road | United States | Florida | Escambia | Pensacola | 32506 | 0.81 | 0.78
3700 | 46A05 | ABERDEEN AFRC | 460NG | South Dakota National Guard | ARGUARD | 115 South Roosevelt Street | United States | South Dakota | Brown | Aberdeen | 57401 | 0.955 | 0.93
3701 | 46A06 | ABERDEEN MVSC | 460NG | South Dakota National Guard | ARGUARD | 123 Lincoln Street | United States | South Dakota | Brown | Aberdeen | 57401 | 0.955 | 0.93
3702 | 24015 | ABERDEEN PROVING GROUND | 24015 | Aberdeen Proving Ground | ARACT | Maryland Boulevard | United States | Maryland | Harford | Aberdeen | 21005 | 0.94 | 0.94
3703 | 46T05 | ABERDEEN TA | 460NG | South Dakota National Guard | ARGUARD | South 5th Street | United States | South Dakota | Brown | Aberdeen | 57401 | 0.955 | 0.93
3704 | 48A10 | Abilene - Armory | 480NG | Texas National Guard | ARGUARD | 9th | United States | Texas | Taylor | Abilene | 79605 | 0.88 | 0.86
3705 | 48A12 | Abilene - Fms | 480NG | Texas National Guard | ARGUARD | 9th | United States | Texas | Taylor | Abilene | 79605 | 0.88 | 0.86
3706 | 20A05 | ABILENE ARMORY | 200NG | Kansas National Guard | ARGUARD | 1009 Northwest 8th Street | United States | Kansas | Dickinson | Abilene | 67410 | 1.005 | 1.025
3707 | 51A33 | ABINGDON RC | 510NG | Virginia National Guard | ARGUARD | 17384 Lee Highway | United States | Virginia | Washington | Abingdon | 24210 | 0.92 | 0.89
3708 | 51685 | ABINGDON MEMORIAL USARC | 42560 | 99th Readiness Division | ARRES | 571 Walden Road | United States | Virginia | Washington | Abingdon | 24210 | 0.92 | 0.89
3709 | 2490A | ABINGDON USARC | 42560 | 99th Readiness Division | ARRES |  | United States | Maryland | Harford | Abingdon | 21009 | 0.94 | 0.94
371 | N00204-AF | OLF BRONSON 2 | N00204 | NAS PENSACOLA FL | NAVACT | 191BB Bronson Road | United States | Florida | Escambia | Pensacola | 32506 | 0.81 | 0.78
3710 | 37301 | ABN AND SPEC OPERATIONS MUSEUM | 37225 | Fort Bragg | ARACT |  | United States | North Carolina | Cumberland | Fayetteville | 28305 | 0.93 | 0.9
3711 | 28A10 | ACKERMAN | 280NG | Mississippi National Guard | ARGUARD | 126 Highway 12 East | United States | Mississippi | Choctaw | Ackerman | 39735 | 0.9 | 0.86
3712 | 40A10 | ADA FMS 5 | 400NG | Oklahoma National Guard | ARGUARD | 2401 North Oak | United States | Oklahoma | Pontotoc | Ada | 74821 | 0.875 | 0.85
3713 | 40A05 | ADA READINESS CENTER | 400NG | Oklahoma National Guard | ARGUARD | 2900 North Broadway Avenue | United States | Oklahoma | Pontotoc | Ada | 74821 | 0.875 | 0.85
3714 | 42855 | GETTYSBURG READINESS CENTER | 420NG | Pennsylvania National Guard | ARGUARD | 1200 Fairfield Road | United States | Pennsylvania | Adams | Gettysburg | 17325 | 1.065 | 1.105
3715 | 27C92 | ADJUTANT GENERAL'S OFFICES | 270NG | Minnesota National Guard | ARGUARD | 20 West 12th Street | United States | Minnesota | Ramsey | St. Paul | 55155 | 1.06 | 1.11
3717 | 37985 | ADRIAN B RHODES AFRC | 01530 | 81st Readiness Division | ARRES | 2144 Lake Shore Drive | United States | North Carolina | New Hanover | Wilmington | 28401 | 0.9 | 0.87
3718 | 01B00 | AFRC BIRMINGHAM | 010NG | Alabama National Guard | ARGUARD | 255 West Oxmoor Road | United States | Alabama | Jefferson | Birmingham | 35209 | 0.855 | 0.83
3719 | 01C55 | QUARLES FLOWERS READINESS CENTER | 010NG | Alabama National Guard | ARGUARD | 1848 Beltline Road S.W. | United States | Alabama | Morgan | Decatur | 35601 | 0.83 | 0.8
372 | N00204-PA | NAS PENSACOLA 1 | N00204 | NAS PENSACOLA FL | NAVACT | 191A Radford Boulevard | United States | Florida | Escambia | Pensacola | 32508 | 0.81 | 0.78
3720 | 3331A | AFRC, LONDONDERRY, NH | 42560 | 99th Readiness Division | ARRES | 64 Harvey Road | United States | New Hampshire | Rockingham | Londonderry | 03053 | 1.08 | 1.09
3721 | 56A05 | Afton | 560NG | Wyoming National Guard | ARGUARD | 6th | United States | Wyoming | Lincoln | Afton | 83110-0130 | 1.045 | 1.035
3724 | 37A05 | Ahoskie | 370NG | North Carolina National Guard | ARGUARD | Peachtree | United States | North Carolina | Hertford | Ahoskie | 27910-3993 | 0.885 | 0.855
3726 | 45555 | AIKEN MEMORIAL USARC | 01530 | 81st Readiness Division | ARRES | 1984 Whiskey Road | United States | South Carolina | Aiken | Aiken | 29803 | 0.92 | 0.885
3729 | 39A10 | AKRON (HAWKINS) | 390NG | Ohio National Guard | ARGUARD | 414 North Hawkins Avenue | United States | Ohio | Summit | Akron | 44313 | 0.925 | 0.9195
373 | N00204-PB | NAS PENSACOLA 2 | N00204 | NAS PENSACOLA FL | NAVACT | 191B Radford Boulevard | United States | Florida | Escambia | Pensacola | 32508 | 0.81 | 0.78
3730 | 47A05 | ALAMO | 470NG | Tennessee National Guard | ARGUARD | 778 Highway 54 North | United States | Tennessee | Crockett | Alamo | 38001 | 0.835 | 0.82
3732 | 35A12 | ALAMOGORDO | 350NG | New Mexico National Guard | ARGUARD | 1600 South Florida Street | United States | New Mexico | Otero | Alamogordo | 88310 | 0.96 | 0.94
3733 | 29A05 | ALBANY | 290NG | Missouri National Guard | ARGUARD | 411 North College Avenue | United States | Missouri | Gentry | Albany | 64402 | 0.985 | 1.005
3734 | 13A05 | ALBANY | 130NG | Georgia National Guard | ARGUARD | 1500 North Monroe Street | United States | Georgia | Dougherty | Albany | 31702 | 0.89 | 0.85
3735 | 36A15 | ALBANY AASF 3 | 360NG | New York National Guard | ARGUARD | 330 Old Niskayuna Road | United States | New York | Albany | Latham | 12110 | 1.03 | 1.05
3736 | 41A05 | ALBANY ARMORY | 410NG | Oregon National Guard | ARGUARD | 3800 Knox Butte Road | United States | Oregon | Linn | Albany | 97321 | 1.12 | 1.145
3737 | 2101B | ALBANY USARC | 01530 | 81st Readiness Division | ARRES | 90 North Main Avenue | United States | Kentucky | Clinton | Albany | 42602 | 0.87 | 0.87
3739 | 37A10 | ALBEMARLE | 370NG | North Carolina National Guard | ARGUARD | 120 College Drive | United States | North Carolina | Stanly | Albemarle | 28001 | 0.885 | 0.855
374 | N00206-BS | NOSCMCRC BATON ROUGE 1 | N00206 | NAS JRB NEW ORLEANS LA | NAVACT | 8410 General Chennault Street | United States | Louisiana | East Baton Rouge | Baton Rouge | 70807 | 0.855 | 0.825
3741 | 27A10 | ALBERT LEA NG ARMORY | 270NG | Minnesota National Guard | ARGUARD | 410 Prospect Avenue | United States | Minnesota | Freeborn | Albert Lea | 56007 | 1.085 | 1.12
3742 | 26A10 | ALBION | 260NG | Michigan National Guard | ARGUARD | 1023 North Clark Street | United States | Michigan | Calhoun | Albion | 49224 | 1.035 | 1.055
3743 | 35A15 | Albuquerque | 350NG | New Mexico National Guard | ARGUARD | 600 Wyoming Boulevard | United States | New Mexico | Bernalillo | Albuquerque | 87123 | 0.9 | 0.87
3744 | 35856 | Albuquerque #2 Wet Site | 06510 | 63rd Readiness Division | ARRES | Ridgecrest Drive | United States | New Mexico | Bernalillo | Albuquerque | 87107 | 0.9 | 0.87
3745 | 34935 | Alexander Hamilton Army Reserve Center | 42560 | 99th Readiness Division | ARRES | 76 State Route 17 at Essex Street | United States | New Jersey | Bergen | Lodi | 07644 | 1.165 | 1.235
3746 | 22A10 | Alexandria | 220NG | Louisiana National Guard | ARGUARD | 5500 Coliseum Boulevard | United States | Louisiana | Rapides | Alexandria | 71301 | 0.855 | 0.825
3748 | 18A05 | Alexandria | 180NG | Indiana National Guard | ARGUARD | 105 South Water Street | United States | Indiana | Madison | Anderson | 46011 | 0.955 | 0.96
3749 | 27A15 | Alexandria Ng Armory | 270NG | Minnesota National Guard | ARGUARD | 310 Broadway | United States | Minnesota | Douglas | Alexandria | 56308 | 1.085 | 1.12
375 | N00213-BG | KEY WEST TCTS TOWER | N00213 | NAS KEY WEST FL | NAVACT | 1 Southard Street | United States | Florida | Monroe | Key West | 33040 | 0.91 | 0.89
3751 | 15005 | Aliamanu Military Reservation | 15815 | US Army Garrison Hawaii | ARACT | Bougainville Drive | United States | Hawaii | Honolulu | Honolulu | 96818 | 2.37 | 2.28
3755 | 24715 | Alleg Co Soldiers Mem Usarc | 42560 | 99th Readiness Division | ARRES | 14418 McMullen Highway Southwest | United States | Maryland | Allegany | Cumberland | 21502 | 1.005 | 1
3758 | 01010 | Allen Stagefield AL | 01252 | Fort Rucker | ARACT | N.E. of the Intersection of Windmill Road and Wicksburg Road | United States | Alabama | Houston | Newton | 36352 | 0.89 | 0.86
3759 | 45A10 | Allendale Armory | 450NG | South Carolina National Guard | ARGUARD | 1 Courthouse Square | United States | South Carolina | Allendale | Allendale | 29810 | 0.92 | 0.885
376 | N00213-BH | KEY WEST MOLE PIER GATE | N00213 | NAS KEY WEST FL | NAVACT | 2 Southard Street | United States | Florida | Monroe | Key West | 33040 | 0.91 | 0.89
3761 | 42A05 | ALLENTOWN READINESS CENTER | 420NG | Pennsylvania National Guard | ARGUARD | 1501 West Allen Street | United States | Pennsylvania | Lehigh | Allentown | 18102 | 1.065 | 1.105
3762 | 39A20 | Alliance | 390NG | Ohio National Guard | ARGUARD | 1175 Vine Street | United States | Ohio | Stark | Alliance | 44601 | 0.925 | 0.9195
3763 | 26A15 | Alma | 260NG | Michigan National Guard | ARGUARD | 710 South State Street | United States | Michigan | Gratiot | Alma | 48801 | 1.035 | 1.055
3764 | 22823 | Almonaster | 01530 | 81st Readiness Division | ARRES | 4300 Almonaster Avenue | United States | Louisiana | Orleans | New Orleans | 70146 | 0.89 | 0.86
3769 | 40A22 | Altus Fms 8 | 400NG | Oklahoma National Guard | ARGUARD | 621-A South Veterans Drive | United States | Oklahoma | Jackson | Altus | 73522 | 0.89 | 0.87
3770 | 40A20 | Altus Readiness Center | 400NG | Oklahoma National Guard | ARGUARD | 621-B South Veterans Drive | United States | Oklahoma | Jackson | Altus | 73522 | 0.89 | 0.87
3773 | 48A20 | Amarillo | 480NG | Texas National Guard | ARGUARD | Tee Anchor | United States | Texas | Potter | Amarillo | 79104 | 0.865 | 0.84
3777 | 49A05 | American Fork Armory/Fms 3A | 490NG | Utah National Guard | ARGUARD | 251 S 200-E | United States | Utah | Utah | American Fork | 84003 | 1.03 | 0.995
3779 | 19490 | Ames Usarc | 27864 | 88th Readiness Division | ARRES | 2110 South Duff Avenue | United States | Iowa | Story | Ames | 50010 | 1.01 | 1.01
3780 | 36830 | Amherst Army Reserve Center | 42560 | 99th Readiness Division | ARRES | 100 North Forest Road | United States | New York | Erie | Buffalo | 14221 | 1.09 | 1.1
3781 | 36610 | Amityville Afrc | 42560 | 99th Readiness Division | ARRES | Albany | United States | New York | Suffolk | Amityville | 11701-1124 | 1.06 | 1.075
3782 | 28A15 | Amory | 280NG | Mississippi National Guard | ARGUARD | 1710 Highway 25 North | United States | Mississippi | Monroe | Amory | 38821 | 0.9 | 0.86
3783 | 30760 | Amsa 75 (G) (Fort Wm Harrison) | 27864 | 88th Readiness Division | ARRES | 2150 Williams Street | United States | Montana | Lewis and Clark | Helena | 59602 | 1.1 | 1.08
3784 | 44555 | AMSA # 68 | 42560 | 99th Readiness Division | ARRES | Albion Road | United States | Rhode Island | Providence | Lincoln | 02865 | 1.11 | 1.15
3785 | 54168 | Amsa #102 (G) Clarksburg | 42560 | 99th Readiness Division | ARRES | 6 Armory Road | United States | West Virginia | Harrison | Clarksburg | 26301 | 1.02 | 1.03
3786 | 4296F | Amsa #120 (G) | 42560 | 99th Readiness Division | ARRES | 141 Second Street | United States | Pennsylvania | Luzerne | Wilkes Barre | 18702 | 1.065 | 1.105
3789 | 5550D | Amsa #139 (G) | 27864 | 88th Readiness Division | ARRES | Pennsylvania | United States | Wisconsin | Dane | Madison | 53704-4789 | 1.08 | 1.11
379 | N00213-CA | NAS KEY WEST 1 | N00213 | NAS KEY WEST FL | NAVACT | 300 Boca Chica Road | United States | Florida | Monroe | Key West | 33040 | 0.91 | 0.89
3790 | 5067B | Rutland VT AMSA 160 | 42560 | 99th Readiness Division | ARRES | Allen | United States | Vermont | Rutland | Rutland | 05701-2599 | 1.04 | 1.04
3792 | 09025 | Amsa #69 | 42560 | 99th Readiness Division | ARRES | 26 Seemans Lane | United States | Connecticut | New Haven | Milford | 06460 | 1.165 | 1.205
3793 | 09050 | AMSA 72 | 42560 | 99th Readiness Division | ARRES | Spring | United States | Connecticut | Hartford | Windsor Locks | 06096-1107 | 1.165 | 1.205
3795 | 53936 | Amsa 137 (Marine) | 27864 | 88th Readiness Division | ARRES | 401 Alexander Avenue | United States | Washington | Pierce | Tacoma | 98421 | 1.12 | 1.14
3796 | 30761 | Local Training Area | 27864 | 88th Readiness Division | ARRES | 2150 Williams Street | United States | Montana | Lewis and Clark | Helena | 59602 | 1.1 | 1.08
3798 | 30A05 | Anaconda Readiness Center | 300NG | Montana National Guard | ARGUARD | 101 N Polk Street | United States | Montana | Deer Lodge | Anaconda | 59711 | 1.1 | 1.08
3799 | 53A10 | Anacortes | 530NG | Washington National Guard | ARGUARD | 2219 M Avenue | United States | Washington | Skagit | Anacortes | 98221 | 1.085 | 1.095
380 | N00213-CD | NAS KEY WEST 4 | N00213 | NAS KEY WEST FL | NAVACT | 3851 Boca Chica road | United States | Florida | Monroe | Key West Nav Air St | 33040 | 0.91 | 0.89
3801 | 18A10 | Anderson | 180NG | Indiana National Guard | ARGUARD | 125 South Indiana State Road 9 | United States | Indiana | Madison | Anderson | 46012 | 0.955 | 0.96
3802 | 29A10 | Anderson | 290NG | Missouri National Guard | ARGUARD | 710 Anderson Street | United States | Missouri | McDonald | Anderson | 64831 | 0.985 | 1.005
3805 | 45A23 | Anderson Readiness Center | 450NG | South Carolina National Guard | ARGUARD | 3111 Mall Road | United States | South Carolina | Anderson | Anderson | 29625 | 0.92 | 0.885
3806 | 41C03 | Anderson Readiness Center | 410NG | Oregon National Guard | ARGUARD | 3225 State Street | United States | Oregon | Marion | Salem | 97309 | 1.12 | 1.145
3808 | 01602 | Andrew Leslie Jackson Usarc | 01530 | 81st Readiness Division | ARRES | 717 North Washington Street | United States | Alabama | Sumter | Livingston | 35470 | 0.855 | 0.83
3809 | 55886 | Andrew Miller Usarc/Oms | 27864 | 88th Readiness Division | ARRES | 3125 South 10th Street | United States | Wisconsin | Manitowoc | Manitowoc | 54220 | 1.085 | 1.12
381 | N00216-AR | ARANSAS COUNTY AIRPORT | N00216 | NAS CORPUS CHRISTI TX | NAVACT | 421 John D. Wenell Street, Suite 143 | United States | Texas | Aransas | Rockport | 78392 | 0.865 | 0.84
3810 | 45A25 | Andrews Armory | 450NG | South Carolina National Guard | ARGUARD | 401 West Main Street | United States | South Carolina | Georgetown | Andrews | 29510 | 0.92 | 0.885
3811 | 48A30 | Angleton | 480NG | Texas National Guard | ARGUARD | 716 County Road 428 | United States | Texas | Brazoria | Angleton | 77515 | 0.865 | 0.84
3812 | 18A15 | Angola | 180NG | Indiana National Guard | ARGUARD | 904 Williams Street | United States | Indiana | Steuben | Angola | 46703 | 0.955 | 0.96
3814 | 24426 | Annapolis Usarc | 42560 | 99th Readiness Division | ARRES | 640A Broadneck Road, Suite P100 | United States | Maryland | Anne Arundel | Annapolis | 21401 | 0.97 | 0.97
3815 | 28C66 | Annex | 280NG | Mississippi National Guard | ARGUARD | Keyway | United States | Mississippi | Rankin | Flowood | 39232-9585 | 0.9 | 0.86
3817 | 01012 | Anniston Army Depot | 01012 | Anniston Army Depot | ARACT | North of the Intersection of MacArthur Avenue and Wainwright Avenue | United States | Alabama | Calhoun | Anniston | 36201 | 0.85 | 0.83
3818 | 27A20 | Anoka Ng Armory | 270NG | Minnesota National Guard | ARGUARD | 408 East Main Street | United States | Minnesota | Anoka | Anoka | 55303 | 1.085 | 1.12
382 | N00213-CE | NAS KEY WEST 5 | N00213 | NAS KEY WEST FL | NAVACT | 526 Park Road | United States | Florida | Monroe | Key West Nav Air St | 33040 | 0.91 | 0.89
3820 | 5660A | Antelope Flats USARC | 27864 | 88th Readiness Division | ARRES | 5141 Reserve Drive | United States | Wyoming | Natrona | Evansville | 82636 | 1.04 | 1.03
3821 | 55A10 | Antigo | 550NG | Wisconsin National Guard | ARGUARD | 720 Amron Avenue | United States | Wisconsin | Langlade | Antigo | 54409 | 1.085 | 1.12
3823 | 06A10 | Apple Valley | 060NG | California National Guard | ARGUARD | 17988 Highway 18 | United States | California | San Bernardino | Apple Valley | 92307 | 1.2 | 1.25
3824 | 55A15 | Appleton | 550NG | Wisconsin National Guard | ARGUARD | 2801 West 2nd Street | United States | Wisconsin | Outagamie | Appleton | 54914 | 1.085 | 1.12
3825 | 27A25 | Appleton Ng Armory | 270NG | Minnesota National Guard | ARGUARD | 25 North Munsterman Street | United States | Minnesota | Swift | Appleton | 56208 | 1.085 | 1.12
3826 | 27A30 | Appleton Oms #7 | 270NG | Minnesota National Guard | ARGUARD | 400 West Reuss Avenue | United States | Minnesota | Swift | Appleton | 56208 | 1.085 | 1.12
3827 | 55750 | Appleton Usarc/Oms | 27864 | 88th Readiness Division | ARRES | 1824 Ballard Road | United States | Wisconsin | Outagamie | Appleton | 54911 | 1.085 | 1.12
3828 | 37967 | SPC DANIEL L. ELLIOTT USARC | 01530 | 81st Readiness Division | ARRES | North Carolina Highway 55 | United States | North Carolina | Wake | Cary | 27602 | 0.885 | 0.855
3829 | 55A20 | Arcadia | 550NG | Wisconsin National Guard | ARGUARD | 1350 East Wilson Avenue | United States | Wisconsin | Trempealeau | Arcadia | 54612 | 1.085 | 1.12
383 | N00213-CF | NAS KEY WEST 6 | N00213 | NAS KEY WEST FL | NAVACT | 7701 Overseas Highway | United States | Florida | Monroe | Key West Nav Air St | 33040 | 0.91 | 0.89
3830 | 16A15 | Arco Aec Ts Blackfoot | 160NG | Idaho National Guard | ARGUARD | 165 West Pacific Street | United States | Idaho | Bingham | Blackfoot | 83221 | 1.055 | 1.045
3831 | 27670 | Arden Hills Army Training Site | 270NG | Minnesota National Guard | ARGUARD | 3900 Bethel Drive | United States | Minnesota | Ramsey | St. Paul | 55112 | 1.06 | 1.11
3832 | 27899 | Arden Hills Usarc | 27864 | 88th Readiness Division | ARRES | 4655 North Lexington Avenue | United States | Minnesota | Ramsey | St. Paul | 55126 | 1.06 | 1.11
3833 | 40A42 | Ardmore Readiness Center | 400NG | Oklahoma National Guard | ARGUARD | 2015 Veterans Boulevard | United States | Oklahoma | Carter | Ardmore | 73401 | 0.875 | 0.85
3837 | 05090 | Arkadelphia USARC | 06510 | 63rd Readiness Division | ARRES | #1 Airport Drive | United States | Arkansas | Clark | Arkadelphia |  | 0.845 | 0.82
3839 | 48A35 | Arlington | 480NG | Texas National Guard | ARGUARD | 1929 Randol Mill | United States | Texas | Tarrant | Arlington | 76012 | 0.83 | 0.82
384 | N00213-CG | GEIGER KEY | N00213 | NAS KEY WEST FL | NAVACT | 8007 Overseas Highway | United States | Florida | Monroe | Key West | 33040 | 0.91 | 0.89
3840 | 51070 | Arlington National Cemetery | 51869 | Arlington National Cemetery | ARACT | 214 McNair Road | United States | Virginia | Arlington | Fort Myer | 22211 | 1.08 | 1.08
3841 | 01514 | Arlington Point Usarc | 01530 | 81st Readiness Division | ARRES | Alabama State Docks | United States | Alabama | Mobile | Mobile |  | 0.84 | 0.81
3842 | 40505 | Armed Svcs YMCA USO | 40755 | Fort Sill | ARACT | 201 SW 4th Street | United States | Oklahoma | Comanche | Lawton | 73501 | 0.92 | 0.9
3843 | 20C06 | Manhattan Readiness Center | 200NG | Kansas National Guard | ARGUARD | 721 Levee Drive | United States | Kansas | Riley | Manhattan | 66503 | 1.05 | 1.07
3846 | 56125 | Army Aviation Support Facility | 560NG | Wyoming National Guard | ARGUARD | 4600 Powderhouse Road | United States | Wyoming | Laramie | Cheyenne | 82009 | 1.05 | 1.04
3848 | 51421 | Army Guard Readiness Center | 510NG | Virginia National Guard | ARGUARD | 111 South George Mason Drive | United States | Virginia | Arlington | Arlington | 22204 | 1.08 | 1.08
385 | N60042-WS | WHITE SANDS MISSILE RANGE | N60042 | NAF EL CENTRO CA | ARACT | 1438 Parsons Street N | United States | New Mexico | Dona Ana | White Sands Msl Rge | 93043 | 1.02 | 1
3850 | 3711A | Army Research Office | 24234 | US Army Adelphi Laboratory Center | ARACT | Research Park | United States | North Carolina | Durham | Durham | 27711 | 0.885 | 0.855
3854 | 35A25 | Artesia | 350NG | New Mexico National Guard | ARGUARD | 409 West Centre Avenue | United States | New Mexico | Eddy | Artesia | 88210 | 0.93 | 0.905
3855 | 25885 | Arthur Macarthur Usarc | 42560 | 99th Readiness Division | ARRES | 50 East Street | United States | Massachusetts | Hampden | Springfield | 01104 | 1.13 | 1.17
3859 | 37A15 | Asheboro | 370NG | North Carolina National Guard | ARGUARD | 1430 South Fayettevile | United States | North Carolina | Randolph | Asheboro | 27204 | 0.885 | 0.855
386 | N00216-WA | WALDRON R/W 17 O/R | N00216 | NAS CORPUS CHRISTI TX | NAVACT | 2809 Flour Bluff Drive | United States | Texas | Nueces | Corpus Christi | 78418 | 0.84 | 0.81
3861 | 55A25 | Ashland | 550NG | Wisconsin National Guard | ARGUARD | 420 Sanborn Avenue | United States | Wisconsin | Ashland | Ashland | 54806 | 1.085 | 1.12
3863 | 21A05 | Ashland Armory | 210NG | Kentucky National Guard | ARGUARD | 2519 Lexington Avenue | United States | Kentucky | Boyd | Ashland | 41101 | 0.87 | 0.87
3864 | 41A10 | Ashland Armory | 410NG | Oregon National Guard | ARGUARD | 1420 East Main Street | United States | Oregon | Jackson | Ashland | 97520 | 1.12 | 1.145
3865 | 47A07 | Ashland City | 470NG | Tennessee National Guard | ARGUARD | 1935 Highway 12 South | United States | Tennessee | Cheatham | Ashland City | 37015 | 0.835 | 0.82
3866 | 31A10 | Ashland FMS 05 | 31475 | Camp Ashland | ARGUARD | 220 County Road A, Bldg 31 | United States | Nebraska | Saunders | Ashland |  | 0.93 | 0.915
3867 | 2103A | Ashland Usarc | 01530 | 81st Readiness Division | ARRES | 12410 Midland Trail Road | United States | Kentucky | Boyd | Ashland | 41102 | 0.87 | 0.87
387 | N00216-WC | WALDRON R/W 13 O/R S | N00216 | NAS CORPUS CHRISTI TX | NAVACT | 1601 Carribean Drive | United States | Texas | Nueces | Corpus Christi | 78418 | 0.84 | 0.81
3870 | 06A20 | Atascadero | 060NG | California National Guard | ARGUARD | 6105 Olmeda Avenue | United States | California | San Luis Obispo | Atascadero | 93422 | 1.22 | 1.26
3872 | 20015 | Atchison Caves | 27864 | 88th Readiness Division | ARRES | Sherman | United States | Kansas | Atchison | Atchison | 66002 | 1.005 | 1.025
3874 | 47A10 | Athens | 470NG | Tennessee National Guard | ARGUARD | 413 County Road 554 | United States | Tennessee | McMinn | Athens | 37303 | 0.835 | 0.82
3875 | 13355 | Athens Usarc | 01530 | 81st Readiness Division | ARRES | 2190 Winterville Road | United States | Georgia | Clarke | Athens | 30606 | 0.85 | 0.83
3877 | 13A25 | Atlanta - United Ave | 130NG | Georgia National Guard | ARGUARD | 935 East Confederate Avenue | United States | Georgia | Fulton | Atlanta | 30316 | 0.83 | 0.8
3878 | 1382A | Atlanta Usarc | 01530 | 81st Readiness Division | ARRES | 700 Westpark Drive Suite 200 | United States | Georgia | DeKalb | Atlanta |  | 0.83 | 0.8
3879 | 34A05 | Atlantic City | 340NG | New Jersey National Guard | ARGUARD | 1008 Absecon Boulevard | United States | New Jersey | Atlantic | Atlantic City | 08401 | 1.165 | 1.235
388 | N00216-WD | WALDRON R/W 35 O/R | N00216 | NAS CORPUS CHRISTI TX | NAVACT | 801 Yorktown Boulevard | United States | Texas | Nueces | Corpus Christi | 78418 | 0.84 | 0.81
3882 | 01F90 | Aubrey G Hicks, Oxford | 010NG | Alabama National Guard | ARGUARD | 33 Meadow Avenue | United States | Alabama | Calhoun | Oxford | 36203 | 0.85 | 0.83
3884 | 36A30 | Auburn RC / FMS 4 | 360NG | New York National Guard | ARGUARD | 174 S Street | United States | New York | Cayuga | Auburn | 13021 | 1.06 | 1.075
3885 | 23505 | AUBURN TRAINING SITE | 230NG | Maine National Guard | ARGUARD | Steven Mills Road | United States | Maine | Androscoggin | Auburn | 04210 | 1.02 | 1
3886 | 19A20 | Audubon | 190NG | Iowa National Guard | ARGUARD | 601 Southside Avenue | United States | Iowa | Audubon | Audubon | 50025 | 1.01 | 1.01
3887 | 05A10 | Augusta | 050NG | Arkansas National Guard | ARGUARD | 500 Highway 64 East | United States | Arkansas | Woodruff | Augusta | 72006 | 0.845 | 0.82
3888 | 13A35 | Augusta | 130NG | Georgia National Guard | ARGUARD | 88 Milledge Road | United States | Georgia | Richmond | Augusta | 30904 | 0.91 | 0.88
3889 | 23A15 | AUGUSTA ARMORY | 230NG | Maine National Guard | ARGUARD | 185 Wern Avenue | United States | Maine | Kennebec | Augusta | 04330 | 1.02 | 1
389 | N00216-WE | WALDRON R/W 31 O/R | N00216 | NAS CORPUS CHRISTI TX | NAVACT | 3425 Waldron Road | United States | Texas | Nueces | Corpus Christi | 78418 | 0.84 | 0.81
3890 | 20A20 | Augusta Armory | 200NG | Kansas National Guard | ARGUARD | 2115 Moyle Street | United States | Kansas | Butler | Augusta | 67010 | 1.005 | 1.025
3891 | 13366 | Augusta Usarc/Amsa #54 (G) | 01530 | 81st Readiness Division | ARRES | 3311 Wrightsboro Road | United States | Georgia | Richmond | Augusta | 30909 | 0.91 | 0.88
3893 | 08A05 | Aurora | 080NG | Colorado National Guard | ARGUARD | 55 South Potomac Street | United States | Colorado | Arapahoe | Aurora | 80012 | 0.99 | 0.98
3894 | 29A15 | Aurora | 290NG | Missouri National Guard | ARGUARD | 1076 Highland Street | United States | Missouri | Lawrence | Aurora | 65605 | 0.985 | 1.005
3895 | 17A01 | Aurora Armory | 170NG | Illinois National Guard | ARGUARD | 805 Ziegler Avenue | United States | Illinois | Kane | Aurora | 60505 | 1.03 | 1.045
3897 | 48605 | Austin Memorial AFRC | 480NG | Texas National Guard | ARGUARD | 4601 Fairview Drive | United States | Texas | Travis | Austin | 78731 | 0.865 | 0.84
3898 | 27A35 | Austin Ng Armory | 270NG | Minnesota National Guard | ARGUARD | 800 N.E. 21st Street | United States | Minnesota | Mower | Austin | 55912 | 1.085 | 1.12
3899 | 46A94 | AustinTA | 460NG | South Dakota National Guard | ARGUARD | 303 Main Street | United States | South Dakota | Union | Jefferson | 57038 | 0.955 | 0.93
39 | M67399-0003 | BRIDGEPORT | M67399 | MCAGCC TWENTYNINE PALMS CA | MCACT | 11055 California 108 | United States | California | Mono | Bridgeport | 93517 | 1.21 | 1.25
390 | N00216-CB | CABANISS R/W 13 O/R E | N00216 | NAS CORPUS CHRISTI TX | NAVACT | 6709 Crosstown - State Highway 286 | United States | Texas | Nueces | Corpus Christi | 78413 | 0.84 | 0.81
3900 | 09A45 | Avcrad Groton | 090NG | Connecticut National Guard | ARGUARD | 139 Tower Avenue | United States | Connecticut | New London | Groton | 06340 | 1.17 | 1.21
3903 | 12A15 | Avon Park Readiness Center | 120NG | Florida National Guard | ARGUARD | 2500 US Highway 27 South | United States | Florida | Highlands | Avon Park | 33825 | 0.825 | 0.805
3905 | 06A32 | Azusa Sierra Madre | 060NG | California National Guard | ARGUARD | 1351 West Sierra Madre Avenue | United States | California | Los Angeles | Azusa | 91702 | 1.02 | 1.06
3908 | 06842 | Baccigleiri Hall AFRC | 06510 | 63rd Readiness Division | ARRES | 3225 Willow Pass Road | United States | California | Contra Costa | Concord | 94519 | 1.22 | 1.27
3909 | 55125 | Badger AAP | 55125 | Badger Army Ammunition Plant | ARACT | 1 Badger Road | United States | Wisconsin | Sauk | Baraboo | 53913 | 1.085 | 1.12
391 | N60201-RC | RIBAULT BAY VILLAGE 1 | N60201 | NAVSTA MAYPORT FL | NAVACT | 2406 Mayport Road | United States | Florida | Duval | Jacksonville | 32233 | 0.8 | 0.78
3910 | 22A20 | Baker | 220NG | Louisiana National Guard | ARGUARD | 2900 South Magnolia Drive | United States | Louisiana | East Baton Rouge | Baker | 70714 | 0.855 | 0.825
3911 | 41A20 | Baker City Armory | 410NG | Oregon National Guard | ARGUARD | E | United States | Oregon | Baker | Baker | 97814-2111 | 1.12 | 1.145
3912 | 41A19 | Baker City Readiness Center | 410NG | Oregon National Guard | ARGUARD | 1640 Campbell Street | United States | Oregon | Baker | Baker | 97814 | 1.12 | 1.145
3913 | 06A36 | Bakersfield (Gateway) | 060NG | California National Guard | ARGUARD | 2800 Gateway Avenue | United States | California | Kern | Bakersfield | 93307 | 1.16 | 1.21
3914 | 06A35 | Bakersfield (P) | 060NG | California National Guard | ARGUARD | 1512 South P Street | United States | California | Kern | Bakersfield | 93307 | 1.16 | 1.21
3916 | 5108B | Ballston Center Tower Three | 24234 | US Army Adelphi Laboratory Center | ARACT | 4015 Wilson Boulevard | United States | Virginia | Arlington | Arlington | 22203 | 1.08 | 1.08
392 | N60508-AE | BARIN FIELD /SUNRISE | N60508 | NAS WHITING FLD MILTON FL | NAVACT | 12253 Moon Glow Street | United States | Alabama | Baldwin | Foley | 36535 | 0.855 | 0.83
3921 | 23A27 | BANGOR AFRC | 230NG | Maine National Guard | ARGUARD | 300 Hildreth Street North | United States | Maine | Penobscot | Bangor | 04401 | 1.21 | 1.24
3922 | 23A30 | BANGOR TRAINING SITE | 230NG | Maine National Guard | ARGUARD | 28 Hayes Street | United States | Maine | Penobscot | Bangor | 04401 | 1.21 | 1.24
3923 | 06A40 | Banning | 060NG | California National Guard | ARGUARD | 2041 West Nicolet Street | United States | California | Riverside | Banning | 92220 | 1.08 | 1.12
3924 | 55A35 | Baraboo | 550NG | Wisconsin National Guard | ARGUARD | 999 S Boulevard | United States | Wisconsin | Sauk | Baraboo | 53913 | 1.085 | 1.12
3926 | 21A15 | Barbourville Armory | 210NG | Kentucky National Guard | ARGUARD | 705 Manchester Street | United States | Kentucky | Knox | Barbourville | 40906 | 0.87 | 0.87
3927 | 21A25 | Bardstown Armory | 210NG | Kentucky National Guard | ARGUARD | 1020 North 3rd Street | United States | Kentucky | Nelson | Bardstown | 40004 | 0.87 | 0.87
3929 | 48991 | Barker Reservoir | 480NG | Texas National Guard | ARGUARD | 211 Baker Road | United States | Texas | Harris | Houston | 77413 | 0.865 | 0.84
393 | N60508-AG | BARIN FIELD/COLEMAN | N60508 | NAS WHITING FLD MILTON FL | NAVACT | 11250 Coleman Lane | United States | Alabama | Baldwin | Foley | 36535 | 0.855 | 0.83
3930 | 04845 | Barnes Hall USARC | 06510 | 63rd Readiness Division | ARRES | 6201 East Oak Street | United States | Arizona | Maricopa | Phoenix | 85008 | 0.91 | 0.89
3931 | 13A42 | Barnesville | 130NG | Georgia National Guard | ARGUARD | 408 Old 41 Highway | United States | Georgia | Lamar | Barnesville | 30204 | 0.865 | 0.83
3933 | 45A35 | Barnwell Armory | 450NG | South Carolina National Guard | ARGUARD | 2501 Marlboro Avenue | United States | South Carolina | Barnwell | Barnwell | 29812 | 0.92 | 0.885
3934 | 06A45 | Barstow | 060NG | California National Guard | ARGUARD | 1601 Armory Road | United States | California | San Bernardino | Barstow | 92311 | 1.2 | 1.25
3935 | 06051 | Barstow Outreach Center | 06225 | Fort Irwin NTC | ARACT | 512 Barstow Road | United States | California | San Bernardino | Barstow | 92311 | 1.2 | 1.25
3936 | 06502 | Barstow/Daggett Heliport | 06225 | Fort Irwin NTC | ARACT |  | United States | California | San Bernardino | Daggett | 92327 | 1.2 | 1.25
3937 | 40A55 | Bartlesville Readiness Center | 400NG | Oklahoma National Guard | ARGUARD | 1816 W Hensley Boulevard | United States | Oklahoma | Washington | Bartlesville | 74005 | 0.875 | 0.85
3939 | 17A02 | Bartonville (Peoria Jafrc) | 170NG | Illinois National Guard | ARGUARD | 3101 South Airport Road | United States | Illinois | Peoria | Peoria | 61607 | 1.03 | 1.045
394 | N63043-AM | NOSC-MCRC BESSEMER 1 | N63043 | NAS MERIDIAN MS | NAVACT | 1001 S.E. 4th Avenue | United States | Alabama | Jefferson | Bessemer | 35022 | 0.855 | 0.83
3940 | 12A25 | Bartow Readiness Center | 120NG | Florida National Guard | ARGUARD | 120 Bartow Municipal Airport | United States | Florida | Polk | Bartow |  | 0.825 | 0.805
3941 | 22A25 | Bastrop | 220NG | Louisiana National Guard | ARGUARD | 6290 Airport Road | United States | Louisiana | Morehouse | Bastrop | 71220 | 0.855 | 0.825
3942 | 35B61 | Bataan Memorial Museum | 350NG | New Mexico National Guard | ARGUARD | 1050 Old Pecos Trail | United States | New Mexico | Santa Fe | Santa Fe | 87505 | 0.93 | 0.905
3944 | 45A40 | Batesburg Armory | 450NG | South Carolina National Guard | ARGUARD | 206 Armory Street | United States | South Carolina | Lexington | Batesburg | 29006 | 0.87 | 0.83
3945 | 28A26 | Batesville | 280NG | Mississippi National Guard | ARGUARD | 705 Keating Road | United States | Mississippi | Panola | Batesville | 38606 | 0.9 | 0.86
3946 | 05A15 | Batesville | 050NG | Arkansas National Guard | ARGUARD | 1690 White Drive | United States | Arkansas | Independence | Batesville | 72501 | 0.845 | 0.82
3954 | 26A40 | Bay City | 260NG | Michigan National Guard | ARGUARD | 2510 Wilder Road | United States | Michigan | Bay | Bay City | 48706 | 1.035 | 1.055
3956 | 28A35 | Bay Springs | 280NG | Mississippi National Guard | ARGUARD | 174 Dickie Ware Avenue | United States | Mississippi | Jasper | Bay Springs | 39422 | 0.9 | 0.86
3961 | 17A03 | Beardstown Armory | 170NG | Illinois National Guard | ARGUARD | 1801 Wall Street | United States | Illinois | Cass | Beardstown | 62618 | 1.03 | 1.045
3964 | 48A80 | Beaumont | 480NG | Texas National Guard | ARGUARD | College | United States | Texas | Jefferson | Beaumont | 77701 | 0.865 | 0.84
3965 | 22C55 | Beauregard Training Range | 22C50 | Camp Beauregard | ARGUARD | 5101 Brushy Road | United States | Louisiana | Rapides | Pineville | 71360 | 0.855 | 0.825
3966 | 49A10 | Beaver Armory/Fms 5 | 490NG | Utah National Guard | ARGUARD | 120 South Main Street | United States | Utah | Beaver | Beaver | 84713 | 1.03 | 0.995
3967 | 55760 | Beaver Dam Memorial Usarc/Oms | 27864 | 88th Readiness Division | ARRES | 220 Gould Street | United States | Wisconsin | Dodge | Beaver Dam | 53916 | 1.085 | 1.12
3968 | 42A22 | BEAVER FALLS READINESS CENTER | 420NG | Pennsylvania National Guard | ARGUARD | 150 Janet Street | United States | Pennsylvania | Beaver | Beaver Falls | 15010 | 1.065 | 1.105
3971 | 51A10 | BEDFORD RC | 510NG | Virginia National Guard | ARGUARD | 29A Omaha Beach Circle | United States | Virginia | Bedford | Bedford | 24523 | 0.92 | 0.89
3972 | 18A25 | Bedford | 180NG | Indiana National Guard | ARGUARD | 2020 19th Street | United States | Indiana | Lawrence | Bedford | 47421 | 1.06 | 1.07
3974 | 48415 | Bee Cave | 480NG | Texas National Guard | ARGUARD | 408 St. Stephens School Road | United States | Texas | Travis | Austin | 78746 | 0.865 | 0.84
3975 | 05A20 | Beebe | 050NG | Arkansas National Guard | ARGUARD | 1513 West Center Street | United States | Arkansas | White | Beebe | 72012 | 0.845 | 0.82
3976 | 39B62 | Beightler Armory | 390NG | Ohio National Guard | ARGUARD | 2825 West Granville Road | United States | Ohio | Franklin | Columbus | 43235 | 0.925 | 0.9195
3977 | 35A30 | Belen | 350NG | New Mexico National Guard | ARGUARD | 21 General E Baca | United States | New Mexico | Valencia | Belen | 87002 | 0.93 | 0.905
3978 | 23A40 | BELFAST ARMORY | 230NG | Maine National Guard | ARGUARD | 1 Franklin Street | United States | Maine | Waldo | Belfast | 04915 | 1.02 | 1
3979 | 30A10 | Belgrade Rc - Fms05 | 300NG | Montana National Guard | ARGUARD | 350 Airport Road | United States | Montana | Gallatin | Belgrade | 59714 | 1.1 | 1.08
3980 | 06994 | Bell AFRC | 06510 | 63rd Readiness Division | ARRES | 5631 Rickenbacker Road | United States | California | Los Angeles | Bell | 90201 | 1.02 | 1.06
3981 | 46A10 | Belle Fourche Armory | 460NG | South Dakota National Guard | ARGUARD | 1202 Lawrence Street | United States | South Dakota | Butte | Belle Fourche | 57717 | 0.955 | 0.93
3983 | 04A10 | Bellemont Armory | 040NG | Arizona National Guard | ARGUARD | 1001 Hale Drive | United States | Arizona | Coconino | Bellemont | 86015 | 0.925 | 0.905
3986 | 53A15 | Bellingham | 530NG | Washington National Guard | ARGUARD | 3928 Williamson Way | United States | Washington | Whatcom | Bellingham | 98226 | 1.085 | 1.095
3987 | 37A25 | Belmont | 370NG | North Carolina National Guard | ARGUARD | 300 North 6th Street | United States | North Carolina | Gaston | Belmont | 28012 | 0.885 | 0.855
3989 | 55A37 | Beloit | 550NG | Wisconsin National Guard | ARGUARD | 2700 Kennedy Drive | United States | Wisconsin | Rock | Beloit | 53511 | 1.085 | 1.12
3991 | 29880 | Belton USARC | 27864 | 88th Readiness Division | ARRES | 1200 Westover | United States | Missouri | Cass | Belton | 64012 | 0.95 | 0.97
3992 | 27A40 | Bemidji Ng Armory | 270NG | Minnesota National Guard | ARGUARD | 1430 West 23rd Street N.W. | United States | Minnesota | Beltrami | Bemidji | 56601 | 1.085 | 1.12
3993 | 41901 | Bend Cotef | 410NG | Oregon National Guard | ARGUARD | 23861 Dodds Road | United States | Oregon | Deschutes | Bend | 97701 | 1.12 | 1.145
3994 | 06A60 | Benicia | 060NG | California National Guard | ARGUARD | 711 Hillcrest Avenue | United States | California | Solano | Benicia |  | 1.22 | 1.28
3995 | 06055 | Benicia Army Cemetery | 06305 | Presidio Of Monterey | ARACT | 0.21 miles SE of the Intersection of I-780 and East 5th Street | United States | California | Solano | Benicia |  | 1.22 | 1.28
3998 | 01H05 | Benjamin O Davis Tuskegee | 010NG | Alabama National Guard | ARGUARD | 1101 Gen Chappie James Avenue | United States | Alabama | Macon | Tuskegee | 36083 | 0.855 | 0.83
4 | M00146-0005 | FT MACON HOUSING | M00146 | MCAS CHERRY POINT NC | MCACT | 1 Atlantic Avenue | United States | North Carolina | Craven | Cherry Point | 28533 | 1.03 | 1
4000 | 45A55 | Bennettsville Armory | 450NG | South Carolina National Guard | ARGUARD | 725 South Parsonage Street | United States | South Carolina | Marlboro | Bennettsville | 29512 | 0.92 | 0.885
4001 | 50A05 | Bennington | 500NG | Vermont National Guard | ARGUARD | 100 Franklin Lane | United States | Vermont | Bennington | Bennington | 05201 | 1.04 | 1.04
4003 | 37A30 | Benson | 370NG | North Carolina National Guard | ARGUARD | 320 East Mann Street | United States | North Carolina | Johnston | Benson | 27504 | 0.885 | 0.855
4004 | 05A25 | Benton | 050NG | Arkansas National Guard | ARGUARD | 406 Fairfield Road | United States | Arkansas | Saline | Benton | 72015 | 0.845 | 0.82
4005 | 21A27 | Benton Armory | 210NG | Kentucky National Guard | ARGUARD | 453 Old Symsonia Road | United States | Kentucky | Marshall | Benton | 42025 | 0.87 | 0.87
4006 | 05A30 | Bentonville | 050NG | Arkansas National Guard | ARGUARD | 8th | United States | Arkansas | Benton | Bentonville | 72712-6267 | 0.845 | 0.82
4007 | 48A55 | Bergstrom - (Abia) | 480NG | Texas National Guard | ARGUARD | 5102 General Aviation Avenue | United States | Texas | Travis | Austin | 78719 | 0.865 | 0.84
4008 | 55A40 | Berlin | 550NG | Wisconsin National Guard | ARGUARD | 147 Memorial Drive | United States | Wisconsin | Green Lake | Berlin | 54923 | 1.085 | 1.12
4009 | 33A05 | Berlin | 330NG | New Hampshire National Guard | ARGUARD | 2169 Riverside Drive | United States | New Hampshire | Coos | Berlin | 03570 | 1.075 | 1.075
4011 | 09825 | Berry-Rosenblatt AFRC | 42560 | 99th Readiness Division | ARRES | 700 South Quaker Lane | United States | Connecticut | Hartford | West Hartford | 06110 | 1.165 | 1.205
4014 | 29825 | CPL Jesse N. Funk ARC, Bethany MO | 27864 | 88th Readiness Division | ARRES | 2802 Miller Street | United States | Missouri | Harrison | Bethany | 64424 | 0.985 | 1.005
4015 | 02A65 | Bethel AAOF | 020NG | Alaska National Guard | ARGUARD | 100 N.E. Tower Road | United States | Alaska | Bethel | Bethel | 99559 | 2.52 | 2.47
402 | N61014-DM | DEL MONTE AVE MEDIAN | N61014 | NAVSUPPDET MONTEREY CA | NAVACT |  | United States | California | Monterey | Monterey | 93943 | 1.12 | 1.16
4020 | 37A35 | Beulaville | 370NG | North Carolina National Guard | ARGUARD | 425 N Jackson ST | United States | North Carolina | Duplin | Beulaville | 28518 | 0.885 | 0.855
4022 | 24A75 | Easton Readiness Center | 240NG | Maryland National Guard | ARGUARD | 7111 Ocean Gateway | United States | Maryland | Talbot | Easton | 21601 | 1.005 | 1
4023 | 24B31 | Hagerstown Readiness Center | 240NG | Maryland National Guard | ARGUARD | 18500 Roxbury Road | United States | Maryland | Washington | Hagerstown | 21740 | 1.02 | 1.01
4024 | 2893D | Bg George A Morris Usarc | 01530 | 81st Readiness Division | ARRES | 1265 Porters Chapel Road | United States | Mississippi | Warren | Vicksburg | 39180 | 0.9 | 0.86
4025 | 37966 | Bg James Moore Usarc | 01530 | 81st Readiness Division | ARRES | 2017 West Garner Road | United States | North Carolina | Wake | Wendell | 27529 | 0.885 | 0.855
4026 | 09508 | Bg John W Middleton Usarc | 42560 | 99th Readiness Division | ARRES | 22 Phelps Road | United States | Connecticut | Hartford | East Windsor | 06088 | 1.165 | 1.205
4028 | 54745 | Bg Summer Jones Usarc | 42560 | 99th Readiness Division | ARRES | 25 Armory Drive | United States | West Virginia | Ohio | Wheeling | 26003 | 1.02 | 1.03
403 | N68436-DH | TOANDOS SITE 8 | N68436 | NAVAL BASE KITSAP BREMERTON WA | NAVACT | 98376 | United States | Washington | Jefferson | Quilcene | 98376 | 1.21 | 1.24
4030 | 24B33 | BG Thomas B Baker Traing Site | 240NG | Maryland National Guard | ARGUARD | 11110 Ziegler Road | United States | Maryland | Washington | Hancock | 21750 | 1.02 | 1.01
4031 | 24A95 | Ellicott City Readiness Center | 240NG | Maryland National Guard | ARGUARD | 4244 Montgomery Road | United States | Maryland | Howard | Ellicott City | 21043 | 1.005 | 1
4032 | 05310 | Bg William O Darby Usarc | 06510 | 63rd Readiness Division | ARRES | 101 Frontier Road | United States | Arkansas | Franklin | Unknown | 72923 | 0.845 | 0.82
4033 | 01589 | Bg William P Screws Usarc | 01530 | 81st Readiness Division | ARRES | 4050 Atlanta Highway | United States | Alabama | Montgomery | Montgomery | 36109 | 0.87 | 0.85
4035 | 41902 | Biak Training Center COUTES | 410NG | Oregon National Guard | ARGUARD | 20801 S.W. Frank Mccaffery Road | United States | Oregon | Crook | Post | 97752 | 1.12 | 1.145
4036 | 54546 | Big Bend Army Reserve Center / OMS | 42560 | 99th Readiness Division | ARRES | 1550 Spring Valley Road | United States | West Virginia | Calhoun | Bigbend | 26136 | 1.02 | 1.03
4038 | 26A46 | Big Rapids | 260NG | Michigan National Guard | ARGUARD | 15900 190th Avenue | United States | Michigan | Mecosta | Big Rapids | 49307 | 1.035 | 1.055
404 | N68436-DI | BOLTON PENINSULA S3 | N68436 | NAVAL BASE KITSAP BREMERTON WA | NAVACT | 98376 | United States | Washington | Jefferson | Quilcene | 98376 | 1.21 | 1.24
4041 | 41A24 | Bill Healey Armory | 410NG | Oregon National Guard | ARGUARD | 875 S.W. Simpson Avenue | United States | Oregon | Deschutes | Bend | 97702 | 1.12 | 1.145
4042 | 01510 | AMSA# 158 (G) | 01530 | 81st Readiness Division | ARRES | 3415 McClellan Boulevard | United States | Alabama | Calhoun | Anniston | 36201 | 0.85 | 0.83
4043 | 30A14 | Billings Afrc | 300NG | Montana National Guard | ARGUARD | 2915 Gable Road | United States | Montana | Yellowstone | Billings | 59102 | 1.1 | 1.08
4044 | 30A15 | Billings Fms 06 | 300NG | Montana National Guard | ARGUARD | 5043 Neibauer Road | United States | Montana | Yellowstone | Billings | 59106 | 1.1 | 1.08
4045 | 40915 | Billy A Krowse USARC | 06510 | 63rd Readiness Division | ARRES | 2100 N.E. 36th Street | United States | Oklahoma | Oklahoma | Oklahoma City |  | 0.86 | 0.83
4048 | 36A45 | Binghamton Armory / FMS 13 | 360NG | New York National Guard | ARGUARD | 85 West End Avenue | United States | New York | Broome | Binghamton | 13905 | 1.06 | 1.075
405 | N68436-DJ | BOLTON PENINSULA SITE 2 | N68436 | NAVAL BASE KITSAP BREMERTON WA | NAVACT | 98376 | United States | Washington | Jefferson | Quilcene | 98376 | 1.21 | 1.24
4051 | 38A15 | Bismarck Aasf Complex | 380NG | North Dakota National Guard | ARGUARD | 3410 Yegen Road | United States | North Dakota | Burleigh | Bismarck | 58504 | 1.09 | 1.09
4052 | 38A10 | Bismarck Fraine Barracks | 380NG | North Dakota National Guard | ARGUARD | Fraine Barracks Road | United States | North Dakota | Burleigh | Bismarck | 58504 | 1.09 | 1.09
4053 | 38A11 | Bismarck RJB Complex | 380NG | North Dakota National Guard | ARGUARD | 4200 East Divide Avenue | United States | North Dakota | Burleigh | Bismarck | 58501 | 1.09 | 1.09
4054 | 02130 | Black Rapids Rock Climbing Sit | 02871 | US Army Garrison Alaska | ARACT | Richardson Highway | United States | Alaska | Southeast Fairbanks | Delta Junction |  | 2.32 | 2.3
4055 | 02135 | Black Rapids Training Area | 02871 | US Army Garrison Alaska | ARACT | Richardson Highway | United States | Alaska | Southeast Fairbanks | Delta Junction | 99737 | 2.32 | 2.3
4056 | 55A45 | Black Rvr Fall | 550NG | Wisconsin National Guard | ARGUARD | Highway 54 West | United States | Wisconsin | Jackson | Black River Falls | 54615 | 1.085 | 1.12
4058 | 16A10 | Blackfoot Armory | 160NG | Idaho National Guard | ARGUARD | 260 Rich Lane | United States | Idaho | Bingham | Blackfoot | 83221 | 1.055 | 1.045
4059 | 51A25 | BLACKSTONE RC | 510NG | Virginia National Guard | ARGUARD | 1008 Darvills Road | United States | Virginia | Nottoway | Blackstone | 23824 | 0.86 | 0.84
406 | N68436-DK | PULALI POINT SITE 2 | N68436 | NAVAL BASE KITSAP BREMERTON WA | NAVACT | 98376 | United States | Washington | Jefferson | Quilcene | 98376 | 1.21 | 1.24
4063 | 49A13 | Blanding Armory | 490NG | Utah National Guard | ARGUARD | 10 West Freedom Way | United States | Utah | San Juan | Blanding | 84511 | 1.03 | 0.995
4065 | 13044 | Blitchton Stagefield | 13305 | Fort Stewart | ARACT | Richmond Hill | United States | Georgia | Bryan | Fort Stewart |  | 0.85 | 0.83
4066 | 42840 | Blommen-Russell Army Reserve Center | 42560 | 99th Readiness Division | ARRES | 400 Hillcrest Avenue | United States | Pennsylvania | Clearfield | Du Bois | 15801 | 1.065 | 1.105
4067 | 18A30 | Bloomington | 180NG | Indiana National Guard | ARGUARD | 3380 South Walnut Street | United States | Indiana | Monroe | Bloomington | 47403 | 0.955 | 0.96
4068 | 17A05 | Bloomington Armory Fms 16 | 170NG | Illinois National Guard | ARGUARD | 1616 South Main Street | United States | Illinois | McLean | Bloomington | 61701 | 1.03 | 1.045
4069 | 27A47 | Bloomington Ng Armory | 270NG | Minnesota National Guard | ARGUARD | 3300 West 98th Street | United States | Minnesota | Hennepin | Minneapolis | 55431 | 1.06 | 1.11
407 | N68436-DL | PULALI POINT SITE 3 | N68436 | NAVAL BASE KITSAP BREMERTON WA | NAVACT | 98376 | United States | Washington | Jefferson | Quilcene | 98376 | 1.21 | 1.24
4070 | 17830 | Sgt Krause/Pfc Goodrich Usarc | 27864 | 88th Readiness Division | ARRES | 1109 East Lafayette Street | United States | Illinois | McLean | Bloomington | 61701 | 1.03 | 1.045
4072 | 24235 | Blossom Point Research Facility | 24234 | US Army Adelphi Laboratory Center | ARACT | Intersection of Blossom Point Road and Huntley Road or End of Blossom Point Road | United States | Maryland | Charles | Welcome | 20693 | 1 | 0.99
4074 | 21045 | Blue Grass Army Depot | 21045 | Blue Grass Army Depot | ARACT | 431 Battlefield Memorial Highway | United States | Kentucky | Madison | Richmond | 40475 | 0.95 | 0.95
4075 | 54A10 | Bluefield | 540NG | West Virginia National Guard | ARGUARD | 2915 Old Bramwell Road | United States | West Virginia | Mercer | Bluefield | 24701 | 1.04 | 1.05
4076 | 54485 | Bluefield Mem Usarc | 42560 | 99th Readiness Division | ARRES | 532 W Cumberland Road | United States | West Virginia | Mercer | Bluefield | 24701 | 1.04 | 1.05
4079 | 18A35 | Bluffton | 180NG | Indiana National Guard | ARGUARD | 500 East Spring Street | United States | Indiana | Wells | Bluffton | 46714 | 0.955 | 0.96
4086 | 23A47 | BOG BROOK TRAINING SITE | 230NG | Maine National Guard | ARGUARD | 82 Main Street | United States | Maine | Oxford | Riley | 04217 | 1.02 | 1
4088 | 22A42 | Bogalusa Fms | 220NG | Louisiana National Guard | ARGUARD | 525 Industrial Park | United States | Louisiana | Washington | Bogalusa | 70427 | 0.855 | 0.825
4089 | 47A15 | Bolivar | 470NG | Tennessee National Guard | ARGUARD | 11185 Highway 64 West | United States | Tennessee | Hardeman | Bolivar | 38008 | 0.835 | 0.82
409 | N68436-SZ | SHIPYARD PS SITE 2 | N68436 | NAVAL BASE KITSAP BREMERTON WA | NAVACT | 810 Burwell Street | United States | Washington | Kitsap | Bremerton | 98312 | 1.21 | 1.24
4090 | 12A35 | Bonifay Readiness Center/FMS #14 | 120NG | Florida National Guard | ARGUARD | 308 West North Street | United States | Florida | Holmes | Bonifay | 32425 | 0.825 | 0.805
4092 | 16A30 | Bonners Ferry Armory | 160NG | Idaho National Guard | ARGUARD | 6566 Main Street | United States | Idaho | Boundary | Bonners Ferry | 83805 | 1.055 | 1.045
4094 | 31925 | Booker/Omaha Usarc | 27864 | 88th Readiness Division | ARRES | 5730 North 30th Street | United States | Nebraska | Douglas | Omaha | 68111 | 0.92 | 0.91
4095 | 19A25 | Boone | 190NG | Iowa National Guard | ARGUARD | 700 Snedden Drive | United States | Iowa | Boone | Boone | 50036 | 1.01 | 1.01
4096 | 37A45 | Boone | 370NG | North Carolina National Guard | ARGUARD | Hunting Lane | United States | North Carolina | Watauga | Boone | 28607 | 0.885 | 0.855
4097 | 05A45 | Booneville | 050NG | Arkansas National Guard | ARGUARD | 3611 East Highway 10 | United States | Arkansas | Logan | Booneville | 72927 | 0.845 | 0.82
4098 | 28A50 | Booneville | 280NG | Mississippi National Guard | ARGUARD | 1209 North 2nd Street | United States | Mississippi | Prentiss | Booneville | 38829 | 0.9 | 0.86
4099 | 29A25 | Boonville | 290NG | Missouri National Guard | ARGUARD | 1306 Locust Street | United States | Missouri | Cooper | Boonville | 65233 | 0.985 | 1.005
41 | M60169-0001 | LB HOUSING | M60169 | MCAS BEAUFORT SC | MCACT | 66 Capehart Drive | United States | South Carolina | Beaufort | Laurel Bay | 29906 | 1.03 | 1
410 | N68436-IG | IVY GREEN SITE 3 | N68436 | NAVAL BASE KITSAP BREMERTON WA | NAVACT | 54 Myrtel Avenue | United States | Washington | Kitsap | Bremerton | 98312 | 1.21 | 1.24
4100 | 34A10 | Bordentown 206 | 340NG | New Jersey National Guard | ARGUARD | 1048 Route 206 South | United States | New Jersey | Burlington | Bordentown | 08505 | 1.17 | 1.24
4103 | 22A45 | Bossier City | 220NG | Louisiana National Guard | ARGUARD | 4156 Military Drive | United States | Louisiana | Bossier | Bossier City | 71111 | 0.82 | 0.79
4105 | 25085 | Boston Oms | 42560 | 99th Readiness Division | ARRES | 11 Channel Street | United States | Massachusetts | Suffolk | Boston | 02210 | 1.2 | 1.26
411 | N68436-IH | IVY GREEN SITE 4 | N68436 | NAVAL BASE KITSAP BREMERTON WA | NAVACT | 51 Ivy Road | United States | Washington | Kitsap | Bremerton | 98312 | 1.21 | 1.24
4110 | 39A75 | Bowling Green | 390NG | Ohio National Guard | ARGUARD | 1241 West Newton Road | United States | Ohio | Wood | Bowling Green | 43402 | 0.925 | 0.9195
4111 | 21A35 | FMS Bowling Green | 210NG | Kentucky National Guard | ARGUARD | 719 Old Morgantown Road | United States | Kentucky | Warren | Bowling Green | 42102 | 0.87 | 0.87
4112 | 21A30 | Bowling Green Reserve Center | 210NG | Kentucky National Guard | ARGUARD | 920 Morgantown Road | United States | Kentucky | Warren | Bowling Green | 42101 | 0.87 | 0.87
4113 | 24890 | Boyd M. Cook Armory | 240NG | Maryland National Guard | ARGUARD | 13817 Ritchie Road | United States | Maryland | Washington | Cascade | 21719 | 1.02 | 1.01
4114 | 48795 | Boyle Memorial USARC | 06510 | 63rd Readiness Division | ARRES | 1355 S.E. 24th Street | United States | Texas | Lamar | Paris | 75460 | 0.865 | 0.84
4115 | 12A40 | Bradenton Readiness Center | 120NG | Florida National Guard | ARGUARD | 2100 East 13th Avenue | United States | Florida | Manatee | Bradenton | 34208 | 0.825 | 0.805
4117 | 50A15 | Bradford | 500NG | Vermont National Guard | ARGUARD | Fairground Road | United States | Vermont | Orange | Bradford | 05033 | 1.04 | 1.04
412 | N68436-II | IVY GREEN SITE 5 | N68436 | NAVAL BASE KITSAP BREMERTON WA | NAVACT | 1401 Naval Avenue | United States | Washington | Kitsap | Bremerton | 98312 | 1.21 | 1.24
4120 | 27A50 | Brainerd Ng Armory | 270NG | Minnesota National Guard | ARGUARD | 1115 Wright Street | United States | Minnesota | Crow Wing | Brainerd | 56401 | 1.085 | 1.12
4121 | 25A45 | Braintree | 250NG | Massachusetts National Guard | ARGUARD | 275 Union Street | United States | Massachusetts | Norfolk | Braintree | 02184 | 1.165 | 1.215
4122 | 21A38 | Brandenburg Armory | 210NG | Kentucky National Guard | ARGUARD | 1190 Old Ekron Road | United States | Kentucky | Meade | Brandenburg | 40108 | 0.87 | 0.87
4124 | 28A55 | Brandon | 280NG | Mississippi National Guard | ARGUARD | 300 Highway 468 West | United States | Mississippi | Rankin | Brandon | 39042 | 0.9 | 0.86
4125 | 09A10 | Branford Armory | 090NG | Connecticut National Guard | ARGUARD | 87 Montowese Street | United States | Connecticut | New Haven | Branford | 06405 | 1.165 | 1.205
4126 | 06A65 | Brawley | 060NG | California National Guard | ARGUARD | 650 North Second Street | United States | California | Imperial | Brawley | 92227 | 1.11 | 1.15
4127 | 18A45 | Brazil | 180NG | Indiana National Guard | ARGUARD | 227 West National Avenue | United States | Indiana | Clay | Brazil | 47834 | 0.955 | 0.96
4128 | 22A50 | Breaux Bridge | 220NG | Louisiana National Guard | ARGUARD | 601 West Bridge Street | United States | Louisiana | St. Martin | Breaux Bridge | 70517 | 0.855 | 0.825
413 | N68436-EV | EVERGREEN SITE 6 | N68436 | NAVAL BASE KITSAP BREMERTON WA | NAVACT | 11111 Aurora Avenue North | United States | Washington | King | Seattle | 98133 | 1.12 | 1.14
4133 | 53A25 | Bremerton | 530NG | Washington National Guard | ARGUARD | 1211 West Carver Street | United States | Washington | Kitsap | Bremerton | 98312 | 1.21 | 1.24
4134 | 48B15 | Brenham | 480NG | Texas National Guard | ARGUARD | 1204 East Tom Green | United States | Texas | Washington | Brenham | 77833 | 0.865 | 0.84
4135 | 23A50 | BREWER ARMORY | 230NG | Maine National Guard | ARGUARD | 133 Elm Street | United States | Maine | Penobscot | Brewer | 04412 | 1.21 | 1.24
4137 | 34A25 | Bridgeton | 340NG | New Jersey National Guard | ARGUARD | Washington Street | United States | New Jersey | Cumberland | Bridgeton | 08302 | 1.165 | 1.235
4138 | 25A50 | Bridgewater | 250NG | Massachusetts National Guard | ARGUARD | 576 Bedford Street | United States | Massachusetts | Plymouth | Bridgewater | 02324 | 1.165 | 1.215
4140 | 49A25 | Brigham City Armory | 490NG | Utah National Guard | ARGUARD | 958 North 500 West | United States | Utah | Box Elder | Brigham City | 84302 | 1.03 | 0.995
4142 | 44A05 | Bristol | 440NG | Rhode Island National Guard | ARGUARD | Metacom Avenue | United States | Rhode Island | Bristol | Bristol | 02809 | 1.11 | 1.15
4143 | 47A20 | Bristol | 470NG | Tennessee National Guard | ARGUARD | 611 Bluff City Highway | United States | Tennessee | Sullivan | Bristol | 37620 | 0.835 | 0.82
4145 | 42809 | Bristol Veterans Memorial Armed Forces Reserve Center | 42560 | 99th Readiness Division | ARRES | 2501 Ford Road | United States | Pennsylvania | Unknown | Unknown | 19007 | 1.065 | 1.105
4147 | 4010A | Broken Arrow Afrc | 06510 | 63rd Readiness Division | ARRES | 1101 North 6th Street, Suite 1 | United States | Oklahoma | Grady | Bradley |  | 0.875 | 0.85
4148 | 40A70 | Broken Arrow Readiness Center | 400NG | Oklahoma National Guard | ARGUARD | 2401 South 9th Street | United States | Oklahoma | Tulsa | Broken Arrow | 74012 | 0.875 | 0.85
4149 | 31A25 | Broken Bow Readiness Center | 310NG | Nebraska National Guard | ARGUARD | 160 South 1st Avenue | United States | Nebraska | Custer | Broken Bow | 68822 | 0.93 | 0.915
415 | N68967-FN | FORT LAWTON SITE 2 | N68967 | NAVSTA EVERETT WA | NAVACT | 901 Montana Circle | United States | Washington | King | Seattle | 98133 | 1.12 | 1.14
4150 | 18B58 | Bronson Hall Indianapolis | 180NG | Indiana National Guard | ARGUARD | Otis | United States | Indiana | Marion | Indianapolis | 46216-1033 | 0.94 | 0.94
4151 | 36A50 | Bronx Armory | 360NG | New York National Guard | ARGUARD | 10 West 195th Street | United States | New York | Bronx | New York City | 10468 | 1.36 | 1.46
4152 | 28A60 | Brookhaven Readiness Center & Fms #3 | 280NG | Mississippi National Guard | ARGUARD | 170 Highway 84 East | United States | Mississippi | Lincoln | Brookhaven | 39601 | 0.9 | 0.86
4153 | 28730 | Brookhaven Usarc | 01530 | 81st Readiness Division | ARRES | 1336 Old Highway 51 N.E. | United States | Mississippi | Lincoln | Brookhaven | 39601 | 0.9 | 0.86
4154 | 46A20 | Brookings Complex | 460NG | South Dakota National Guard | ARGUARD | 300 South Fifth Street | United States | South Dakota | Brookings | Brookings | 57006 | 0.955 | 0.93
4155 | 27A53 | Brooklyn Park Ng Armory | 270NG | Minnesota National Guard | ARGUARD | 5500 North 85th Avenue | United States | Minnesota | Hennepin | Minneapolis | 55443 | 1.06 | 1.11
4157 | 21935 | Brooks-Lawler Usarc/Amsa #71 | 01530 | 81st Readiness Division | ARRES | 75 Carmel Manor Drive | United States | Kentucky | Campbell | Fort Thomas | 41075 | 0.87 | 0.87
4158 | 12A43 | Brooksville Rc, Aasf#2, C23 | 120NG | Florida National Guard | ARGUARD | 16386 Spring Hill Drive | United States | Florida | Hernando | Spring Hill | 34609 | 0.81 | 0.78
4159 | 42815 | Brookville Memorial Army Reserve Center | 42560 | 99th Readiness Division | ARRES | 20 Spruce Street | United States | Pennsylvania | Jefferson | Brookville | 15825 | 1.065 | 1.105
416 | N68967-FP | FORT LAWTON SITE 4 | N68967 | NAVSTA EVERETT WA | NAVACT | 640 Washington Avenue | United States | Washington | King | Seattle | 98133 | 1.12 | 1.14
4160 | 01116 | Brown 4b Stagefield AL | 01252 | Fort Rucker | ARACT | 0.5 miles West of the Intersection of South John Street and US Route 84 | United States | Alabama | Coffee | New Brockton | 36351 | 0.89 | 0.86
4161 | 54428 | Brown Army Reserve Center | 42560 | 99th Readiness Division | ARRES | 363 Luby Street | United States | West Virginia | Taylor | Grafton | 26354 | 1.02 | 1.03
4162 | 47A30 | Brownsville | 470NG | Tennessee National Guard | ARGUARD | 221 Morgan | United States | Tennessee | Haywood | Brownsville | 38012 | 0.835 | 0.82
4164 | 42817 | Hiller Readiness Center | 420NG | Pennsylvania National Guard | ARGUARD | 1300 6th Street | United States | Pennsylvania | Fayette | Hiller | 15444 | 1.065 | 1.105
4165 | 28A65 | Bruce | 280NG | Mississippi National Guard | ARGUARD | 348 South Pontotoc Road | United States | Mississippi | Calhoun | Bruce | 38915 | 0.9 | 0.86
4166 | 13A50 | Brunswick | 130NG | Georgia National Guard | ARGUARD | 3100 Norwich Street | United States | Georgia | Glynn | Brunswick | 31520 | 0.99 | 0.95
4167 | 23A60 | BRUNSWICK AFRC | 230NG | Maine National Guard | ARGUARD | 30 Pleasant Street | United States | Maine | Cumberland | Brunswick | 04011 | 0.99 | 0.97
4169 | 48B40 | Bryan | 480NG | Texas National Guard | ARGUARD | 1700 East 25th Street | United States | Texas | Brazos | Bryan | 77802 | 0.865 | 0.84
417 | N68967-PC | PACIFIC BEACH SITE 2 | N68967 | NAVSTA EVERETT WA | NAVACT | 1 Chandler Avenue | United States | Washington | Grays Harbor | Pacific Beach | 98571 | 1.085 | 1.095
4170 | 06767 | Bt Collins USARC/OMS/AMSA (G) | 06510 | 63rd Readiness Division | ARRES | 6270 Midway Street, Building 640 | United States | California | Sacramento | Sacramento | 95828 | 1.13 | 1.17
4171 | 54A15 | Buckhannon | 540NG | West Virginia National Guard | ARGUARD | 50 Armory Road | United States | West Virginia | Upshur | Buckhannon | 26201 | 1.02 | 1.03
4172 | 02479 | Buckland Armory | 020NG | Alaska National Guard | ARGUARD | 17 Betty Avenue | United States | Alaska | Northwest Arctic | Buckland | 99727 | 2.52 | 2.47
4173 | 53A27 | Buckley | 530NG | Washington National Guard | ARGUARD | 455 North River Road | United States | Washington | Pierce | Buckley | 98321 | 1.12 | 1.14
4175 | 21A40 | Buechel Armory | 210NG | Kentucky National Guard | ARGUARD | 4815 Progress Boulevard | United States | Kentucky | Jefferson | Louisville | 40218 | 0.87 | 0.87
4179 | 27726 | MSG Armin C. Lieder USARC | 27864 | 88th Readiness Division | ARRES | 1101 3rd Street South | United States | Minnesota | Wright | Buffalo | 55313 | 1.085 | 1.12
418 | N68967-PD | PACIFIC BEACH SITE 3 | N68967 | NAVSTA EVERETT WA | NAVACT | 1 Sprague Place | United States | Washington | Grays Harbor | Pacific Beach | 98571 | 1.085 | 1.095
4180 | 16A40 | Buhl Ts | 160NG | Idaho National Guard | ARGUARD | 830 Main Street | United States | Idaho | Twin Falls | Buhl | 83316 | 1.055 | 1.045
4181 | 22A52 | Bunkie | 220NG | Louisiana National Guard | ARGUARD | 202 South Balsa Street | United States | Louisiana | Avoyelles | Bunkie | 71322 | 0.855 | 0.825
4182 | 01C70 | Buntin Parsons Dothan | 010NG | Alabama National Guard | ARGUARD | 1842 third Avenue | United States | Alabama | Houston | Dothan | 36301 | 0.89 | 0.86
4183 | 06A70 | Burbank | 060NG | California National Guard | ARGUARD | 3800 Valhalla Drive | United States | California | Los Angeles | Burbank | 91505 | 1.02 | 1.06
4184 | 16A45 | Burley Armory | 160NG | Idaho National Guard | ARGUARD | 1059 Airport Road | United States | Idaho | Cassia | Burley | 83318 | 1.055 | 1.045
4186 | 37A50 | Burlington | 370NG | North Carolina National Guard | ARGUARD | 195 North Church Street | United States | North Carolina | Alamance | Burlington | 27217 | 0.885 | 0.855
4187 | 55A50 | Burlington | 550NG | Wisconsin National Guard | ARGUARD | 240 South Wisconsin Street | United States | Wisconsin | Racine | Burlington | 53105 | 1.085 | 1.12
4191 | 41A30 | Burns Armory | 410NG | Oregon National Guard | ARGUARD | 619 Fairview Street | United States | Oregon | Harney | Burns | 97720 | 1.12 | 1.145
4192 | 42A55 | BUTLER READINESS CENTER | 420NG | Pennsylvania National Guard | ARGUARD | 250 Kreiss Road | United States | Pennsylvania | Butler | Butler | 16001 | 1.065 | 1.105
4193 | 42820 | Butler Army Reserve Center / BMA #110 (G) | 42560 | 99th Readiness Division | ARRES | 360 Evans City Road | United States | Pennsylvania | Butler | Butler | 16001 | 1.065 | 1.105
4194 | 37A55 | Butner FMS | 370NG | North Carolina National Guard | ARGUARD | 105 Central Avenue | United States | North Carolina | Granville | Butner | 27509 | 0.885 | 0.855
4195 | 30A25 | Butte Afrc | 300NG | Montana National Guard | ARGUARD | 600 Gilman Avenue | United States | Montana | Silver Bow | Butte | 59701 | 1.1 | 1.08
4197 | 25A30 | BOURNE | 250NG | Massachusetts National Guard | ARGUARD | 10 Armory Road | United States | Massachusetts | Barnstable | Bourne | 02532 | 1.165 | 1.215
4198 | 12415 | C. Lovejoy Usarc/Amsa #53(G) | 01530 | 81st Readiness Division | ARRES | 4815 North Hubert Avenue | United States | Florida | Hillsborough | Tampa | 33614 | 0.82 | 0.8
4199 | 12425 | C R Layton ARC | 01530 | 81st Readiness Division | ARRES | 8th | United States | Florida | Alachua | Gainesville | 32601-4599 | 0.825 | 0.805
42 | M60169-0002 | TRACT LV | M60169 | MCAS BEAUFORT SC | MCACT | No Physical Address | United States | South Carolina | Beaufort | Beaufort | 29904 | 1.03 | 1
4202 | 05A52 | Cabot ARNGRC | 050NG | Arkansas National Guard | ARGUARD | 200 East Main Street | United States | Arkansas | Lonoke | Cabot | 72023 | 0.845 | 0.82
4203 | 26A50 | Cadillac | 260NG | Michigan National Guard | ARGUARD | 415 North Haynes Street | United States | Michigan | Wexford | Cadillac | 49601 | 1.035 | 1.055
4205 | 01032 | Cairns Basefield AL | 01252 | Fort Rucker | ARACT |  | United States | Alabama | Dale | Daleville | 36322 | 0.89 | 0.86
4206 | 17A10 | Cairo Armory | 170NG | Illinois National Guard | ARGUARD | Washington | United States | Illinois | Alexander | Cairo | 62914-2225 | 1.03 | 1.045
4207 | 23A70 | CALAIS ARMORY | 230NG | Maine National Guard | ARGUARD | Calais Avenue | United States | Maine | Washington | Calais | 04619 | 1.02 | 1
4208 | 16A50 | Caldwell Armory | 160NG | Idaho National Guard | ARGUARD | 1200 South Kimball Avenue | United States | Idaho | Canyon | Caldwell | 83605 | 1.055 | 1.045
4209 | 16A55 | Caldwell Fms2 | 160NG | Idaho National Guard | ARGUARD | 700 West Warehouse Street | United States | Idaho | Canyon | Caldwell | 83605 | 1.055 | 1.045
4210 | 01B80 | Calera | 010NG | Alabama National Guard | ARGUARD | 8088 Highway 31 | United States | Alabama | Shelby | Calera | 35040 | 0.855 | 0.83
4211 | 13A55 | Calhoun | 130NG | Georgia National Guard | ARGUARD | 300 North Rivers Street | United States | Georgia | Gordon | Calhoun | 30701 | 0.865 | 0.83
4212 | 28A70 | Calhoun City | 280NG | Mississippi National Guard | ARGUARD | 459 West Russell Avenue | United States | Mississippi | Calhoun | Calhoun City | 38916 | 0.9 | 0.86
4215 | 26A56 | Calumet Readiness Center | 260NG | Michigan National Guard | ARGUARD | 57707 Military Avenue | United States | Michigan | Houghton | Calumet | 49913 | 1.035 | 1.055
4218 | 25A60 | Cambridge | 250NG | Massachusetts National Guard | ARGUARD | 450 Concord Avenue | United States | Massachusetts | Middlesex | Cambridge | 02138 | 1.165 | 1.215
4221 | 01B85 | Camden | 010NG | Alabama National Guard | ARGUARD | 327 Whiskey Run Road | United States | Alabama | Wilcox | Camden | 36726 | 0.855 | 0.83
4222 | 47A35 | Camden | 470NG | Tennessee National Guard | ARGUARD | 190 Armory Drive | United States | Tennessee | Benton | Camden | 38320 | 0.835 | 0.82
4223 | 05A55 | Camden | 050NG | Arkansas National Guard | ARGUARD | 1020 Gibson Avenue S.E. | United States | Arkansas | Ouachita | Camden | 71701 | 0.845 | 0.82
4224 | 45A65 | Camden Armory | 450NG | South Carolina National Guard | ARGUARD | 1100 Ehrenclou Drive | United States | South Carolina | Kershaw | Camden | 29020 | 0.92 | 0.885
4225 | 05120 | Camden USARC/OMS | 06510 | 63rd Readiness Division | ARRES | North of the Intersection of Route 79 and Route 4 | United States | Arkansas | Ouachita | Camden |  | 0.845 | 0.82
4226 | 35921 | Camel Tracks Tng Site | 350NG | New Mexico National Guard | ARGUARD | 174 Tesuque Village Road | United States | New Mexico | Santa Fe | Santa Fe | 87506 | 0.93 | 0.905
4227 | 41455 | Camp Adair Corvallis | 410NG | Oregon National Guard | ARGUARD | 39432 Rifle Range Road | United States | Oregon | Benton | Corvallis | 97330 | 1.12 | 1.145
4229 | 31475 | Camp Ashland | 31475 | Camp Ashland | ARGUARD | 220 County Road A | United States | Nebraska | Saunders | Ashland | 68003 | 0.93 | 0.915
4230 | 18055 | Camp Atterbury | 18055 | Camp Atterbury | ARGUARD | 102 South Walnut Street | United States | Indiana | Johnson | Edinburgh | 46124 | 0.955 | 0.96
4234 | 48B35 | Camp Bowie (State) | 48409 | Fort Wolters Training Center | ARGUARD | 5601 Farm to Market Road 45 South | United States | Texas | Brown | Brownwood | 76801 | 0.865 | 0.84
4235 | 48141 | Camp Bowie - Musgrave (Fed) | 48409 | Fort Wolters Training Center | ARGUARD | 5601 Farm to Market Road 45 South | United States | Texas | Brown | Brownwood | 76801 | 0.865 | 0.84
4236 | CYRB0001 | CAMP BULLIS TRAINING ANNEX SITE # 1 | JBSF | JOINT BASE SAN ANTONIO - FORT SAM HOUSTON | AFACT | 1301 Wilkerson Avenue | United States | Texas | Bexar | San Antonio | 73542 | 0.89 | 0.87
4242 | 22A23 | Camp Cook | 220NG | Louisiana National Guard | ARGUARD | 5912 Monroe Highway | United States | Louisiana | Rapides | Ball | 71405 | 0.855 | 0.825
4244 | 5413A | Camp Dawson | 37225 | Fort Bragg | ARACT | Student Training Facility Camp Dawson Kingwood, WV 26537 | United States | North Carolina | Cumberland | Unknown | 25311 | 0.93 | 0.9
4246 | 19901 | Camp Dodge Johnston TS | 19901 | Camp Dodge Johnston | ARGUARD | 7105 Northwest 70th Avenue | United States | Iowa | Polk | Johnston | 50131 | 0.95 | 0.95
4251 | 44111 | Camp Fogarty Tng Site | 440NG | Rhode Island National Guard | ARGUARD | 2841 South County Trail | United States | Rhode Island | Kent | East Greenwich | 02818 | 1.11 | 1.15
4253 | 38A45 | Camp Grafton | 38A45 | Camp Grafton | ARGUARD | 4417 HWY 20 | United States | North Dakota | Ramsey | Devils Lake | 58301 | 1.09 | 1.09
4255 | 40580 | Camp Gruber | 40580 | Camp Gruber | ARGUARD | 300 N Madison ST | United States | Oklahoma | Muskogee | Braggs | 74423 | 0.875 | 0.85
4256 | 09B75 | Camp Hartell | 090NG | Connecticut National Guard | ARGUARD | 580 N Street | United States | Connecticut | Hartford | Windsor Locks | 06096 | 1.165 | 1.205
4263 | 05C55 | Camp Joseph T Robinson | 05C55 | Camp Joseph T Robinson | ARGUARD | 4601 John F Kennedy Boulevard | United States | Arkansas | Pulaski | North Little Rock |  | 0.83 | 0.8
4264 | 23A20 | CAMP KEYES TRAINING SITE | 230NG | Maine National Guard | ARGUARD | Winthrop Street | United States | Maine | Kennebec | Augusta | 04330 | 1.02 | 1
4267 | 48A50 | Camp Mabry | 480NG | Texas National Guard | ARGUARD | 2200 West 35th Street | United States | Texas | Travis | Austin | 78703 | 0.865 | 0.84
4268 | 37445 | Camp Mackall | 37225 | Fort Bragg | ARACT | Special Forces Way | United States | North Carolina | Richmond | Rockingham | 28373 | 0.885 | 0.855
4270 | 48G00 | Camp Maxey | 48G00 | Camp Maxey | ARGUARD | 8500 US HWY 271 N | United States | Texas | Lamar | Powderly | 75473 | 0.865 | 0.84
4271 | 22B91 | Camp Minden Training Site | 22B91 | Camp Minden | ARGUARD | 100 Louisiana Boulevard | United States | Louisiana | Webster | Minden | 71055 | 0.855 | 0.825
4273 | 53555 | Camp Murray | 530NG | Washington National Guard | ARGUARD | BLDG 1 Militia Drive | United States | Washington | Pierce | Tacoma | 98430 | 1.12 | 1.14
4278 | 51419 | STATE MILITARY RESERVATION - CAMP PENDLETON | 82781 | State Military Reservation Camp Pendleton | ARGUARD | 320 33rd Street | United States | Virginia | Virginia Beach (City) | Virginia Beach | 23451 | 0.98 | 0.94
4280 | 39D75 | Camp Perry Joint Training Center | 39D75 | Camp Perry | ARGUARD | 1000 Lawrence Road | United States | Ohio | Ottawa | Port Clinton | 43452 | 0.925 | 0.9195
4281 | 46B75 | Camp Rapid | 46B75 | Camp Rapid | ARGUARD | 2823 West Main | United States | South Dakota | Pennington | Rapid City | 57702 | 0.95 | 0.92
4283 | 09B00 | Camp Niantic | 09A35 | Stones Ranch Military Reservation | ARGUARD | 38 Smith Street | United States | Connecticut | New London | Niantic | 06357 | 1.17 | 1.21
4284 | 27B40 | Camp Ripley | 27B40 | Camp Ripley | ARGUARD | 15000 Highway 115 | United States | Minnesota | Morrison | Little Falls | 56345 | 1.085 | 1.12
4286 | 53735 | Camp Seven Mile - Spokane | 530NG | Washington National Guard | ARGUARD | 12522 North Nine Mile Road | United States | Washington | Spokane | Nine Mile Falls | 99026 | 1.05 | 1.05
4287 | 39425 | Camp Sherman Joint Training Center | 390NG | Ohio National Guard | ARGUARD | 2154 Narrows Road | United States | Ohio | Ross | Chillicothe | 45601 | 0.925 | 0.9195
4288 | 36D35 | Camp Smith Tng Site | 36D35 | Camp Smith | ARGUARD | 738 S Street | United States | New York | Westchester | Peekskill | 10567 | 1.06 | 1.075
429 | N00620-RH | RACON HILL | N00620 | NAS WHIDBEY ISLAND WA | NAVACT | 98278 | United States | Washington | Island | Oak Harbor | 98278 | 1.26 | 1.29
4290 | 48545 | Camp Stanley Stor Actv | 40520 | McAlester Army Ammunition Plant | ARACT | 25800 Ralph Fair Road | United States | Texas | Kendall | Boerne | 78015 | 0.865 | 0.84
4291 | 48555 | Camp Swift | 48555 | Camp Swift | ARGUARD | 1705 Highway 95 North | United States | Texas | Bastrop | Bastrop | 78602 | 0.865 | 0.84
4292 | 22C75 | Camp Villere | 44502 | Camp Villere | ARGUARD | 34845 Grantham College Drive | United States | Louisiana | St. Tammany | Slidell | 70460 | 0.855 | 0.825
4294 | 55D45 | Camp Williams Tomah Mta | 550NG | Wisconsin National Guard | ARGUARD | 119 Main Street | United States | Wisconsin | Juneau | Camp Douglas | 54618 | 1.085 | 1.12
4295 | 55B05 | Camp Wismer Hayward | 550NG | Wisconsin National Guard | ARGUARD | 8575 North County Road K | United States | Wisconsin | Sawyer | Hayward | 54843 | 1.085 | 1.12
4296 | 41A35 | Camp Withycombe Clackamas | 410NG | Oregon National Guard | ARGUARD | 10101 SE Clackamas | United States | Oregon | Clackamas | Clackamas | 97015 | 1.12 | 1.145
4299 | 50A10 | Campbell Armory | 500NG | Vermont National Guard | ARGUARD | 87 State Street | United States | Vermont | Washington | Montpelier | 05602 | 1.07 | 1.07
43 | M60169-0003 | TRACT LIX | M60169 | MCAS BEAUFORT SC | MCACT | Local Directions LIX | United States | South Carolina | Beaufort | Beaufort | 29904 | 1.03 | 1
430 | N32411-DP | NUWC DODGE POND FIELD | N32411 | NAVAL STATION NEWPORT RI | NAVACT | 6 Dodge Court | United States | Connecticut | New London | Niantic | 06357 | 1.2 | 1.23
4301 | 21A45 | Campbellsville Armory | 210NG | Kentucky National Guard | ARGUARD | 1503 East Broadway Street | United States | Kentucky | Taylor | Campbellsville | 42718 | 0.87 | 0.87
4307 | 13A60 | Canton | 130NG | Georgia National Guard | ARGUARD | 1084 Marietta Highway | United States | Georgia | Cherokee | Canton | 30114 | 0.865 | 0.83
4308 | 28A75 | Canton | 280NG | Mississippi National Guard | ARGUARD | 2924 Highway 51 South | United States | Mississippi | Madison | Canton | 39046 | 0.9 | 0.86
431 | N62604-RR | RIVERINE RANGE | N62604 | CBC GULFPORT MS | NAVACT | 50000 Upper Gainesville Road | United States | Mississippi | Hancock | Bay St Louis | 39529 | 0.91 | 0.87
4310 | 36855 | Canton Usarc | 42560 | 99th Readiness Division | ARRES | 45 West Main Street | United States | New York | St. Lawrence | Canton | 13617 | 1.06 | 1.075
4312 | 29A30 | Cape Girardeau | 290NG | Missouri National Guard | ARGUARD | 2626 Independence | United States | Missouri | Cape Girardeau | Cape Girardeau | 63701 | 0.985 | 1.005
4314 | 10735 | Cape Henlopen Usarc - Lewes | 42560 | 99th Readiness Division | ARRES | 1135 Savannah Road | United States | Delaware | Sussex | Lewes | 19958 | 1.06 | 1.085
4315 | 34A40 | Cape May | 340NG | New Jersey National Guard | ARGUARD | 600 Garden State Parkway | United States | New Jersey | Cape May | Cape May Courthouse | 08210 | 1.165 | 1.235
4317 | 17A15 | Carbondale Armory Fms 08 | 170NG | Illinois National Guard | ARGUARD | Sycamore | United States | Illinois | Jackson | Carbondale | 62901-1121 | 1.03 | 1.045
4319 | 42A65 | Carbondale, Clidco Drive | 420NG | Pennsylvania National Guard | ARGUARD | Clidco Drive | United States | Pennsylvania | Lackawanna | Carbondale | 18407 | 1.065 | 1.105
4321 | 23A75 | CARIBOU FMS 5 | 230NG | Maine National Guard | ARGUARD | 55 Riverview Avenue | United States | Maine | Aroostook | Caribou | 04736 | 1.02 | 1
4322 | 22855 | Carl J Shetler Usarc | 01530 | 81st Readiness Division | ARRES | 2300 10th Street | United States | Louisiana | Calcasieu | Lake Charles | 70601 | 0.855 | 0.825
4323 | 48625 | Carl Pipkin USARC | 06510 | 63rd Readiness Division | ARRES | 3020 College Street | United States | Texas | Jefferson | Beaumont | 77701 | 0.865 | 0.84
4324 | 42A75 | CARLISLE READINESS CENTER/FMS 24 | 420NG | Pennsylvania National Guard | ARGUARD | 504 Cavalry Road | United States | Pennsylvania | Cumberland | Carlisle | 17013 | 1.01 | 1.02
4325 | 21A50 | Carlisle Armory | 210NG | Kentucky National Guard | ARGUARD | 2299 Concrete Road | United States | Kentucky | Nicholas | Carlisle | 40311 | 0.87 | 0.87
4326 | 42155 | Carlisle Barracks | 42155 | Carlisle Barracks | ARACT | North Hanover Street and Pratt Avenue | United States | Pennsylvania | Cumberland | Carlisle | 17013 | 1.01 | 1.02
4327 | 35A35 | Carlsbad | 350NG | New Mexico National Guard | ARGUARD | 305 Fiesta Drive | United States | New Mexico | Eddy | Carlsbad | 88220 | 0.93 | 0.905
4330 | 19A33 | Carroll | 190NG | Iowa National Guard | ARGUARD | 1712 Le Clark Road | United States | Iowa | Carroll | Carroll | 51401 | 1.01 | 1.01
4331 | 24875 | Carroll County Mem Usarc | 42560 | 99th Readiness Division | ARRES | 404 Malcolm Drive | United States | Maryland | Carroll | Westminster | 21157 | 1.005 | 1
4332 | 37915 | Carroll Street Usarc | 01530 | 81st Readiness Division | ARRES | 1228 Carroll Street | United States | North Carolina | Durham | Durham | 27707 | 0.885 | 0.855
4334 | 21A60 | Carrollton Armory | 210NG | Kentucky National Guard | ARGUARD | 1828 US Highway 227 | United States | Kentucky | Carroll | Carrollton | 41008 | 0.87 | 0.87
4336 | 32A10 | Carson City Ammo | 320NG | Nevada National Guard | ARGUARD | East 5th Street | United States | Nevada | Carson City | Carson City | 89701 | 1.18 | 1.2
4337 | 29A35 | Carthage | 290NG | Missouri National Guard | ARGUARD | 1800 Richard Webster Drive | United States | Missouri | Jasper | Carthage | 64836 | 0.985 | 1.005
4338 | 28A80 | Carthage | 280NG | Mississippi National Guard | ARGUARD | 523 Highway 16 East | United States | Mississippi | Leake | Carthage | 39051 | 0.9 | 0.86
4339 | 3723A | Carthage Training Area | 37225 | Fort Bragg | ARACT | Petty Road | United States | North Carolina | Moore | Carthage | 28327 | 0.93 | 0.9
434 | N63406-AH | ADMIRAL HARTMAN AREA 5 | N63406 | NAVBASE POINT LOMA | NAVACT | 2466 Blom Street | United States | California | San Diego | San Diego | 92109 | 1.05 | 1.08
4340 | 22A53 | Carville Gillis Long Center | 220NG | Louisiana National Guard | ARGUARD | 5445 Point Claire Road | United States | Louisiana | Iberville | Carville | 70721 | 0.855 | 0.825
4341 | 04A30 | Casa Grande Armory | 040NG | Arizona National Guard | ARGUARD | 310 E Cottonwood Lane | United States | Arizona | Pinal | Casa Grande | 85222 | 0.925 | 0.905
4342 | 04987 | Casa Grande Ts | 040NG | Arizona National Guard | ARGUARD | 1712 Le Clark Road | United States | Arizona | Pinal | Casa Grande | 85222 | 0.925 | 0.905
4343 | 56A10 | Casper | 560NG | Wyoming National Guard | ARGUARD | 5905 Cy AVE | United States | Wyoming | Natrona | Casper | 82604 | 1.04 | 1.03
4344 | 23450 | CASWELL TRAINING SITE | 230NG | Maine National Guard | ARGUARD | 1228 Carroll Street | United States | Maine | Aroostook | Loring | 04750 | 1.02 | 1
4346 | 21A63 | Cave Run Aviation LTA | 210NG | Kentucky National Guard | ARGUARD |  | United States | Kentucky | Rowan | Morehead | 40351-0866 | 0.87 | 0.87
4347 | 21A62 | Cave Run Engineer LTA | 210NG | Kentucky National Guard | ARGUARD |  | United States | Kentucky | Rowan | Morehead | 40351-0866 | 0.87 | 0.87
4348 | 34915 | Caven Point Usarc | 42560 | 99th Readiness Division | ARRES | 1 Chapel Ave & Caven Point Rd | United States | New Jersey | Hudson | Jersey City | 07305 | 1.165 | 1.235
4352 | 42562 | CE Kelly Support Facility Annex 62 | 42155 | Carlisle Barracks | ARACT | Lobaugh | United States | Pennsylvania | Allegheny | Oakdale | 15071 | 1.065 | 1.105
4353 | 51B90 | CEDAR BLUFF RC & FMS 14 | 510NG | Virginia National Guard | ARGUARD | 175 Essayons Drive | United States | Virginia | Tazewell | Cedar Bluff | 24609 | 0.92 | 0.89
4354 | 49A30 | Cedar City Armory/Fms 6 | 490NG | Utah National Guard | ARGUARD | 1065 North Airport Road | United States | Utah | Iron | Cedar City | 84720 | 1.03 | 0.995
4355 | 1990D | Cedar Falls Amsa | 27864 | 88th Readiness Division | ARRES | 5502 Nordic Drive | United States | Iowa | Black Hawk | Cedar Falls | 50613 | 1.01 | 1.01
4358 | 3728B | Cedar Rock Mountain | 37225 | Fort Bragg | ARACT |  | United States | North Carolina | Randolph | Asheboro | 27203 | 0.885 | 0.855
4359 | 13A65 | Cedartown | 130NG | Georgia National Guard | ARGUARD | 1699 Buchanan Highway | United States | Georgia | Polk | Cedartown |  | 0.865 | 0.83
4361 | 08A78 | Centennial | 080NG | Colorado National Guard | ARGUARD | 6848 South Revere Parkway | United States | Colorado | Arapahoe | Centennial | 80112 | 0.99 | 0.98
4365 | 47A40 | Centerville | 470NG | Tennessee National Guard | ARGUARD | 150 Universal Drive | United States | Tennessee | Hickman | Centerville | 37033 | 0.835 | 0.82
4366 | 21A65 | Central City Armory | 210NG | Kentucky National Guard | ARGUARD | 509 West Everly Brothers Boulevard | United States | Kentucky | Muhlenberg | Central City | 42330 | 0.87 | 0.87
4367 | 41B69 | Central Oregon Readiness Ctr | 410NG | Oregon National Guard | ARGUARD | 3852 S.W. Houston Lake Road | United States | Oregon | Crook | Prineville | 97754 | 1.12 | 1.145
4368 | 53A35 | Centralia | 530NG | Washington National Guard | ARGUARD | 309 Byrd Street | United States | Washington | Lewis | Centralia | 98531 | 1.085 | 1.095
4370 | 31A30 | Chadron Readiness Center | 310NG | Nebraska National Guard | ARGUARD | 485 East 12th Street | United States | Nebraska | Dawes | Chadron | 69337 | 0.93 | 0.915
4371 | 39B00 | Chagrin Falls | 390NG | Ohio National Guard | ARGUARD | 7600 East Washington Street | United States | Ohio | Cuyahoga | Chagrin Falls | 44023 | 0.925 | 0.9195
4372 | 46A30 | Chamberlain Armory | 460NG | South Dakota National Guard | ARGUARD | 202 East Kellam Street | United States | South Dakota | Brule | Chamberlain | 57325 | 0.955 | 0.93
4373 | 46A35 | Chamberlain FMS#6 | 460NG | South Dakota National Guard | ARGUARD | 400 E Good ST | United States | South Dakota | Brule | Chamberlain | 57325 | 0.955 | 0.93
4374 | 42A80 | CHAMBERSBURG READINESS CENTER | 420NG | Pennsylvania National Guard | ARGUARD | 1010 Lincoln Way W | United States | Pennsylvania | Franklin | Chambersburg | 17201 | 1.01 | 1.02
4375 | 17A20 | Champaign Armory | 170NG | Illinois National Guard | ARGUARD | 109 East Park Street | United States | Illinois | Champaign | Champaign | 61820 | 1.03 | 1.045
4376 | 04A40 | Chandler Armory | 040NG | Arizona National Guard | ARGUARD | 2100 S Cooper Road | United States | Arizona | Maricopa | Chandler | 85249 | 0.91 | 0.89
4377 | 40A76 | Chandler Fms 2 | 400NG | Oklahoma National Guard | ARGUARD | 800-A Thunderbird RD | United States | Oklahoma | Lincoln | Chandler | 74834 | 0.875 | 0.85
4378 | 40A75 | Chandler Readiness Center | 400NG | Oklahoma National Guard | ARGUARD | 800-B Thunderbird RD | United States | Oklahoma | Lincoln | Chandler | 74834 | 0.875 | 0.85
4381 | 42933 | Chap L J Sabalis Mem Army Reserve Center | 42560 | 99th Readiness Division | ARRES | 140 Stewart Road | United States | Pennsylvania | Luzerne | Wilkes Barre | 18706 | 1.065 | 1.105
4383 | 01A80 | Charles A Rollo Auburn | 010NG | Alabama National Guard | ARGUARD | 1455 Shug Jordan Parkway | United States | Alabama | Lee | Auburn | 36832 | 0.855 | 0.83
4384 | 19A50 | Charles City | 190NG | Iowa National Guard | ARGUARD | 2003 Clark Street | United States | Iowa | Floyd | Charles City | 50616 | 1.01 | 1.01
4385 | 10A35 | Charles Corbit Armor | 100NG | Delaware National Guard | ARGUARD | 114 East Liberty Street | United States | Delaware | Kent | Harrington | 19952 | 1.09 | 1.11
4386 | 22848 | Charles E Boston Usarc | 01530 | 81st Readiness Division | ARRES | 125 Moffett Road | United States | Louisiana | Terrebonne | Houma | 70363 | 0.855 | 0.825
4388 | 46555 | Charles J. Milbrandt Afrc | 27864 | 88th Readiness Division | ARRES | 115 South Roosevelt Street | United States | South Dakota | Brown | Aberdeen | 57401 | 0.955 | 0.93
4389 | 05345 | Charles L Gillihand USARC | 06510 | 63rd Readiness Division | ARRES | 601 W Sherman Avenue | United States | Arkansas | Boone | Harrison | 72601 | 0.845 | 0.82
439 | N63406-CH | CHESTERTON HSG | N63406 | NAVBASE POINT LOMA | NAVACT | 7471 Linda Vista Road | United States | California | San Diego | San Diego | 92111 | 1.05 | 1.08
4390 | 01C80 | Charles L Rowe, Elba | 010NG | Alabama National Guard | ARGUARD | 348 Larkin Road | United States | Alabama | Coffee | Elba | 36323 | 0.89 | 0.86
4391 | 17255 | Charles Melvin Price Spt Ctr | 17255 | Charles Melvin Price Spt Ctr | ARACT | Just West of Highway 3 in Granite City Illinois | United States | Illinois | Madison | Granite City | 62040 | 1.03 | 1.045
4392 | 01A65 | Charles P Bailey Athens | 010NG | Alabama National Guard | ARGUARD | 1402 Armory Street | United States | Alabama | Limestone | Athens | 35611 | 0.83 | 0.8
4393 | 25855 | Charles W. Whittlesey Army Reserve Center | 42560 | 99th Readiness Division | ARRES | 200 Barker Road | United States | Massachusetts | Berkshire | Pittsfield | 01201 | 1.165 | 1.215
4394 | 28A85 | Charleston | 280NG | Mississippi National Guard | ARGUARD | 409 South Cossar Avenue | United States | Mississippi | Tallahatchie | Charleston | 38921 | 0.9 | 0.86
4395 | 54A20 | Charleston | 540NG | West Virginia National Guard | ARGUARD | 1701 Coonskin Drive | United States | West Virginia | Kanawha | Charleston | 25311 | 1 | 1.01
4397 | 54685 | Charleston AFRC/ Amsa #107 | 42560 | 99th Readiness Division | ARRES | 101 Lakeview Drive | United States | West Virginia | Kanawha | Charleston | 25313 | 1 | 1.01
4399 | 13A30 | Charlie Brown Arprt | 130NG | Georgia National Guard | ARGUARD | 4115 South Airport Road | United States | Georgia | Fulton | Atlanta | 30336 | 0.83 | 0.8
44 | M60169-0004 | SITE 4 | M60169 | MCAS BEAUFORT SC | MCACT | Local Directions 4 | United States | South Carolina | Beaufort | Beaufort | 29904 | 1.03 | 1
440 | N63406-BE | BEECH ST KNOLLS HSG | N63406 | NAVBASE POINT LOMA | NAVACT | 3465 Beech Street | United States | California | San Diego | San Diego | 92102 | 1.05 | 1.08
4401 | 37A73 | Charlotte Consolidated Site | 370NG | North Carolina National Guard | ARGUARD | 4220 W Boulevard | United States | North Carolina | Mecklenburg | Charlotte | 28208 | 0.885 | 0.855
4402 | 37895 | Charlotte Usarc | 01530 | 81st Readiness Division | ARRES | 1330 Westover Street | United States | North Carolina | Mecklenburg | Charlotte | 28205 | 0.885 | 0.855
4403 | 51A35 | CHARLOTTESVILLE RC | 510NG | Virginia National Guard | ARGUARD | 1640 Avon Street (Extended) | United States | Virginia | Charlottesville | Charlottesville | 22902 | 0.92 | 0.89
4406 | 47A50 | Chattanooga | 470NG | Tennessee National Guard | ARGUARD | 1801 Holtzclaw Street | United States | Tennessee | Hamilton | Chattanooga | 37404 | 0.82 | 0.8
4407 | 47201 | Chattanooga (Vaap) Usarc | 01530 | 81st Readiness Division | ARRES | 6703 Bonny Oaks Drive, Bldgs 228 & 229 | United States | Tennessee | Hamilton | Chattanooga | 37421 | 0.82 | 0.8
4408 | 47616 | Chattanooga Usarc | 01530 | 81st Readiness Division | ARRES | 6510 Bonny Oaks Drive | United States | Tennessee | Hamilton | Chattanooga | 37416 | 0.82 | 0.8
4409 | 26A65 | Cheboygan | 260NG | Michigan National Guard | ARGUARD | 610 South Cuyler Street | United States | Michigan | Cheboygan | Cheboygan | 49721 | 1.035 | 1.055
4411 | 45A85 | Cheraw Armory | 450NG | South Carolina National Guard | ARGUARD | Us 1 | United States | South Carolina | Chesterfield | Cheraw | 29520-0748 | 0.92 | 0.885
4413 | 19504 | Cherokee Usarc | 27864 | 88th Readiness Division | ARRES | 1807 Industrial Road | United States | Iowa | Cherokee | Cherokee | 51012 | 1.01 | 1.01
4414 | 34A45 | Cherry Hill | 340NG | New Jersey National Guard | ARGUARD | 1586 Kings Highway North, Suite B | United States | New Jersey | Camden | Cherry Hill | 08034 | 1.165 | 1.235
4416 | 45A90 | Chester Armory | 450NG | South Carolina National Guard | ARGUARD | 1025 Armory Road | United States | South Carolina | Chester | Chester | 29706 | 0.92 | 0.885
4417 | 50655 | Chester Memorial Usarc | 42560 | 99th Readiness Division | ARRES | 978 Vermont Route 11 West | United States | Vermont | Windsor | Chester | 05143 | 1.04 | 1.04
4418 | 56A25 | Cheyenne | 560NG | Wyoming National Guard | ARGUARD | 5500 Bishop Boulevard | United States | Wyoming | Laramie | Cheyenne | 82009 | 1.05 | 1.04
4419 | 56A15 | Cheyenne Municipal Airport | 560NG | Wyoming National Guard | ARGUARD | 200 East 8th Avenue | United States | Wyoming | Laramie | Cheyenne | 82009 | 1.05 | 1.04
442 | N63406-GV | GATEWAY VILLAGE HSG | N63406 | NAVBASE POINT LOMA | NAVACT | 2741 Mendonca Drive | United States | California | San Diego | San Diego | 92110 | 1.05 | 1.08
4420 | 17A35 | Chicago (Calumet Ave Armory) | 170NG | Illinois National Guard | ARGUARD | 1910 South Calumet Avenue | United States | Illinois | Cook | Chicago | 60616 | 1.18 | 1.25
4421 | 17A50 | Chicago (Northwest Armory) | 170NG | Illinois National Guard | ARGUARD | 1551 North Kedzie Avenue | United States | Illinois | Cook | Chicago | 60651 | 1.18 | 1.25
4422 | 17A25 | Chicago(Midway Armory,Aasf#2) | 170NG | Illinois National Guard | ARGUARD | 5400 West 63rd Street | United States | Illinois | Cook | Chicago | 60638 | 1.18 | 1.25
4423 | 17A45 | Chicago, Jones Armory Fms 14 | 170NG | Illinois National Guard | ARGUARD | 5200 South Cottage Grove Avenue | United States | Illinois | Cook | Chicago | 60615 | 1.18 | 1.25
4425 | 25A70 | Chicopee | 250NG | Massachusetts National Guard | ARGUARD | 371 Armory Drive | United States | Massachusetts | Hampden | Chicopee | 01013 | 1.13 | 1.17
4428 | 29A50 | Chillicothe | 290NG | Missouri National Guard | ARGUARD | 1500 Washington Street | United States | Missouri | Livingston | Chillicothe | 64601 | 0.985 | 1.005
443 | N63406-MM | MIRA MESA RIDGE HSG | N63406 | NAVBASE POINT LOMA | NAVACT | 45418 Howe Road | United States | California | San Diego | San Diego | 92126 | 1.05 | 1.08
4430 | 12A45 | Chipley Rc, Fms 6 | 120NG | Florida National Guard | ARGUARD | 749 7th Street | United States | Florida | Washington | Chipley | 32428 | 0.825 | 0.805
4431 | 55A55 | Chippewa Falls | 550NG | Wisconsin National Guard | ARGUARD | 2811 East Park Avenue | United States | Wisconsin | Chippewa | Chippewa Falls | 54729 | 1.085 | 1.12
4432 | 27A55 | Chisholm Ng Armory | 270NG | Minnesota National Guard | ARGUARD | 900 West Lake Street | United States | Minnesota | St. Louis | Chisholm | 55719 | 1.11 | 1.13
4433 | 51A50 | CHRISTIANSBURG RC | 510NG | Virginia National Guard | ARGUARD | 15 College Street | United States | Virginia | Montgomery | Christiansburg | 24073 | 1 | 0.96
4437 | 40A95 | Claremore Readiness Center | 400NG | Oklahoma National Guard | ARGUARD | 2500 West Blue Starr Drive | United States | Oklahoma | Rogers | Claremore | 74017 | 0.875 | 0.85
4438 | 01D45 | Clarence F Rhea Gadsden | 010NG | Alabama National Guard | ARGUARD | 5323 Airport Road | United States | Alabama | Etowah | Gadsden | 35904 | 0.855 | 0.83
4439 | 12435 | Clarence L Burpee Usarc | 01530 | 81st Readiness Division | ARRES | 751 West 41st Street | United States | Florida | Duval | Jacksonville | 32206 | 0.8 | 0.78
444 | N63406-PS | PARK SUMMIT HSG | N63406 | NAVBASE POINT LOMA | NAVACT | 3880 Florida Street | United States | California | San Diego | San Diego | 92104 | 1.05 | 1.08
4440 | 22A57 | Clarks | 220NG | Louisiana National Guard | ARGUARD | 1710 Highway 845 | United States | Louisiana | Caldwell | Clarks | 71415 | 0.855 | 0.825
4441 | 54A25 | Clarksburg | 540NG | West Virginia National Guard | ARGUARD | 5 Armory Road | United States | West Virginia | Harrison | Clarksburg | 26301 | 1.02 | 1.03
4442 | 54525 | Clarksburg Usarc | 540NG | West Virginia National Guard | ARGUARD | 3 Armory Road | United States | West Virginia | Harrison | Clarksburg | 26301 | 1.02 | 1.03
4443 | 54810 | Clarksburg Usarc #2 | 42560 | 99th Readiness Division | ARRES | RT 2 BOX 77, Meadowbrook Road | United States | West Virginia | Harrison | Bridgeport | 26330 | 1.02 | 1.03
4444 | 28A90 | Clarksdale | 280NG | Mississippi National Guard | ARGUARD | 924 Ritchie Avenue | United States | Mississippi | Coahoma | Clarksdale | 38614 | 0.9 | 0.86
4445 | 28742 | Clarksdale Usarc | 01530 | 81st Readiness Division | ARRES | 30 Airport Road | United States | Mississippi | Coahoma | Lyon | 38645 | 0.9 | 0.86
4446 | 05A65 | Clarksville | 050NG | Arkansas National Guard | ARGUARD | 300 Scroggins Road | United States | Arkansas | Johnson | Clarksville | 72830 | 0.845 | 0.82
4447 | 47A55 | Clarksville | 470NG | Tennessee National Guard | ARGUARD | 1801 Fort Campbell Boulevard | United States | Tennessee | Montgomery | Clarksville | 37042 | 0.835 | 0.82
4449 | 20A50 | Clay Center Armory | 200NG | Kansas National Guard | ARGUARD | 227 South 12th Street | United States | Kansas | Clay | Clay Center | 67432 | 1.005 | 1.025
445 | N00245-BB | BAYVIEW HILLS HOUSING | N00245 | NAVBASE SAN DIEGO CA | NAVACT | 1565 Ridgewood Drive | United States | California | San Diego | San Diego | 92139 | 1.05 | 1.08
4450 | 35A45 | Clayton | 350NG | New Mexico National Guard | ARGUARD | 1601 Water Street | United States | New Mexico | Union | Clayton | 88415 | 0.93 | 0.905
4451 | 42A90 | CLEARFIELD READINESS CENTER | 420NG | Pennsylvania National Guard | ARGUARD | 652 Coal Hill Road | United States | Pennsylvania | Clearfield | Clearfield | 16830 | 1.065 | 1.105
4454 | 45B03 | Clemson University Dlc | 450NG | South Carolina National Guard | ARGUARD | 519 College Avenue | United States | South Carolina | Pickens | Clemson | 29631 | 0.92 | 0.885
4455 | 40965 | Cleo O Payne USARC | 06510 | 63rd Readiness Division | ARRES | 2715 North Washington Street | United States | Oklahoma | Payne | Stillwater | 74074 | 0.875 | 0.85
4456 | 39B40 | Cleveland | 390NG | Ohio National Guard | ARGUARD | 6225 Engle Road | United States | Ohio | Cuyahoga | Brook Park | 44142 | 0.925 | 0.9195
4457 | 28A95 | Cleveland | 280NG | Mississippi National Guard | ARGUARD | 1004 Charles Capp Road | United States | Mississippi | Bolivar | Cleveland | 38732 | 0.9 | 0.86
4458 | 47A65 | Cleveland | 470NG | Tennessee National Guard | ARGUARD | 4185 Dalton Pike | United States | Tennessee | Bradley | Cleveland | 37323 | 0.835 | 0.82
4459 | 39B35 | Cleveland Green Road | 390NG | Ohio National Guard | ARGUARD | 4303 Green Road | United States | Ohio | Cuyahoga | Cleveland | 44128 | 0.925 | 0.9195
446 | N63406-VR | VISTA RIDGE HSG | N63406 | NAVBASE POINT LOMA | NAVACT | 1122 Geronimo Place | United States | California | San Diego | San Diego | 92084 | 1.05 | 1.08
4460 | 01882 | Cleveland Leigh Abbott Usarc | 01530 | 81st Readiness Division | ARRES | 2022 VA Hospital Road | United States | Alabama | Macon | Tuskegee | 36083 | 0.855 | 0.83
4462 | 47A70 | Clinton | 470NG | Tennessee National Guard | ARGUARD | 1121 North Charles G Seivers Boulevard | United States | Tennessee | Anderson | Clinton | 37716 | 0.835 | 0.82
4463 | 29A55 | Clinton | 290NG | Missouri National Guard | ARGUARD | 810 South Marigold | United States | Missouri | Henry | Clinton | 64735 | 0.985 | 1.005
4464 | 28B00 | Clinton | 280NG | Mississippi National Guard | ARGUARD | 1500 East Northside | United States | Mississippi | Hinds | Clinton | 39056 | 0.9 | 0.86
4466 | 19A70 | Clinton | 190NG | Iowa National Guard | ARGUARD | 1200 13th Avenue North | United States | Iowa | Clinton | Clinton | 52732 | 1.01 | 1.01
4467 | 37A79 | Clinton Armory | 370NG | North Carolina National Guard | ARGUARD | 101 Armory Road | United States | North Carolina | Sampson | Clinton | 28328 | 0.885 | 0.855
4468 | 45B10 | Clinton Armory | 450NG | South Carolina National Guard | ARGUARD | 18040 Highway 72 East | United States | South Carolina | Laurens | Clinton | 29325 | 0.92 | 0.885
4470 | 55A60 | Clintonville | 550NG | Wisconsin National Guard | ARGUARD | 201 Industrial Court | United States | Wisconsin | Waupaca | Clintonville | 54929 | 1.085 | 1.12
4471 | 27A60 | Cloquet Nga Oms 13s | 270NG | Minnesota National Guard | ARGUARD | 801 Highway 33 | United States | Minnesota | Carlton | Cloquet | 55720 | 1.085 | 1.12
4473 | 35A50 | Clovis | 350NG | New Mexico National Guard | ARGUARD | 601 South Norris Street | United States | New Mexico | Curry | Clovis | 88101 | 1.01 | 0.99
4474 | 37A82 | Clyde | 370NG | North Carolina National Guard | ARGUARD | Jones Cove Road | United States | North Carolina | Haywood | Clyde | 28721 | 0.885 | 0.855
4475 | 01H12 | Clyde W Osborne, Valley | 010NG | Alabama National Guard | ARGUARD | 6448 Fairfax Bypass | United States | Alabama | Chambers | Valley | 36854 | 0.855 | 0.83
4478 | 12A55 | Cocoa Readiness Center | 120NG | Florida National Guard | ARGUARD | 308 North Fiske Boulevard | United States | Florida | Brevard | Cocoa | 32924 | 0.78 | 0.75
448 | N63406-CA | SERRA MESA - CABRILLO | N63406 | NAVBASE POINT LOMA | NAVACT | 8420 Krenz Street | United States | California | San Diego | San Diego | 92123 | 1.05 | 1.08
4480 | 1692A | HAYDEN - LTA | 27864 | 88th Readiness Division | ARRES | 10375 Sensor Avenue | United States | Idaho | Kootenai | Hayden | 83835 | 1.055 | 1.045
4482 | 20A60 | Coffeyville Armory | 200NG | Kansas National Guard | ARGUARD | 3002 West 8th Street | United States | Kansas | Montgomery | Coffeyville | 67337 | 1.005 | 1.025
4483 | 20A61 | Coffeyville Readiness Center | 200NG | Kansas National Guard | ARGUARD | 2669 Perl Schmidt Drive | United States | Kansas | Montgomery | Coffeyville | 67337 | 1.005 | 1.025
4484 | 53945 | COL Edith M. Nuttall USARC | 27864 | 88th Readiness Division | ARRES | 921 South 4th Avenue SW | United States | Washington | Thurston | Tumwater | 98512 | 1.085 | 1.095
4485 | 51702 | Col Ernest H. Dervishian Army Reserve Center | 42560 | 99th Readiness Division | ARRES | 6700 Strathmore Road | United States | Virginia | Richmond | Richmond | 23237 | 0.92 | 0.89
4486 | 16745 | Col John C. Rainey Usarc | 27864 | 88th Readiness Division | ARRES | 4279 Harvard Street | United States | Idaho | Ada | Boise |  | 0.99 | 0.98
4487 | 18625 | Col Kenneth P. Williams Usarc | 27864 | 88th Readiness Division | ARRES | 520 South Woodscrest Drive | United States | Indiana | Monroe | Bloomington | 47401 | 0.955 | 0.96
4488 | 17580 | Arlington Heights ARC Enclave | 27864 | 88th Readiness Division | ARRES | 1515 West Central Road, Building 203 | United States | Illinois | Cook | Arlington Hts | 60005 | 1.18 | 1.25
4489 | 16725 | Col Pickney Lugenbeel Usarc | 27864 | 88th Readiness Division | ARRES | 410 West Fort Street | United States | Idaho | Ada | Boise | 83702 | 0.99 | 0.98
4490 | 24C05 | Queen Anne Readiness Center | 240NG | Maryland National Guard | ARGUARD | 3011 Star Road | United States | Maryland | Queen Anne's | Queen Anne | 21657 | 1.005 | 1
4491 | 48705 | Colbern Memorial USARC | 06510 | 63rd Readiness Division | ARRES | Fort McIntosh (Bldg T-50) | United States | Texas | Webb | Laredo | 78040 | 0.865 | 0.84
4492 | 20A65 | Colby Armory | 200NG | Kansas National Guard | ARGUARD | 470 South Range Avenue | United States | Kansas | Thomas | Colby | 67701 | 1.005 | 1.025
4496 | 22A55 | Colfax | 220NG | Louisiana National Guard | ARGUARD | 457 Richardson Drive | United States | Louisiana | Grant | Colfax | 71417 | 0.855 | 0.825
4498 | 08A40 | Colorado Springs | 080NG | Colorado National Guard | ARGUARD | 3200 North Chestnut Street | United States | Colorado | El Paso | Colorado Spgs | 80907 | 1.04 | 1.02
4499 | 08A42 | Colorado Springs 3 | 080NG | Colorado National Guard | ARGUARD | 1670 Newport Road, Suite 211 | United States | Colorado | El Paso | Colorado Spgs | 80916 | 1.04 | 1.02
45 | M60169-0006 | TBR MAIN | M60169 | MCAS BEAUFORT SC | MCACT | 1 Warsaw Tram Road | United States | Georgia | McIntosh | Townsend | 31331 | 0.99 | 0.95
4502 | 06A85 | Colton | 060NG | California National Guard | ARGUARD | 423 East B Street | United States | California | San Bernardino | Colton | 92324 | 1.2 | 1.25
4503 | 29A60 | Columbia | 290NG | Missouri National Guard | ARGUARD | 5151 North Roger I. Wilson Memorial | United States | Missouri | Boone | Columbia | 65202 | 0.985 | 1.005
4504 | 47A75 | Columbia | 470NG | Tennessee National Guard | ARGUARD | 844 North James Campbell Boulevard | United States | Tennessee | Maury | Columbia | 38402 | 0.835 | 0.82
4507 | 45B20 | Columbia Armory | 450NG | South Carolina National Guard | ARGUARD | 1225 Bluff Road | United States | South Carolina | Richland | Columbia | 29201 | 0.87 | 0.83
4508 | 45961 | Columbia Field | 450NG | South Carolina National Guard | ARGUARD | 1101 Bluff Road | United States | South Carolina | Richland | Columbia | 29201 | 0.87 | 0.83
4509 | 45B18 | Columbia Tag | 450NG | South Carolina National Guard | ARGUARD | 1 National Guard Road | United States | South Carolina | Richland | Columbia | 29201 | 0.87 | 0.83
451 | N00246-LT | LOFGREN TERR HOUSING | N00246 | NAVBASE CORONADO | NAVACT | 1699 Miracosta Circle | United States | California | San Diego | Chula Vista | 91913 | 1.05 | 1.08
4510 | 29830 | MG L.E. Jones ARC, Columbia MO | 27864 | 88th Readiness Division | ARRES | 1306 Business Loop 70 West | United States | Missouri | Boone | Columbia | 65201 | 0.985 | 1.005
4511 | 13A70 | Columbus | 130NG | Georgia National Guard | ARGUARD | 2505 Victory Drive | United States | Georgia | Muscogee | Columbus | 31902 | 0.94 | 0.91
4512 | 28B15 | Columbus | 280NG | Mississippi National Guard | ARGUARD | 111 Fabritek Drive | United States | Mississippi | Lowndes | Columbus | 39702 | 0.89 | 0.85
4514 | 18A47 | Columbus | 180NG | Indiana National Guard | ARGUARD | 2160 Arnold Street | United States | Indiana | Bartholomew | Columbus | 47203 | 0.955 | 0.96
4515 | 39B50 | Columbus (Sullivant) | 390NG | Ohio National Guard | ARGUARD | 4094 Sullivant Avenue | United States | Ohio | Franklin | Columbus | 43228 | 0.925 | 0.9195
452 | N61065-CO | NORCO | N61065 | NAVWPNSTA SEAL BEACH | NAVACT | 2300 5th Street | United States | California | Riverside | Norco | 92879 | 1.08 | 1.12
4521 | 44B10 | Command Readiness Center Ring | 440NG | Rhode Island National Guard | ARGUARD | 645 New London Avenue | United States | Rhode Island | Providence | Cranston | 02920 | 1.11 | 1.15
4524 | 25A85 | Concord | 250NG | Massachusetts National Guard | ARGUARD | 25 Everett Street | United States | Massachusetts | Middlesex | Concord | 01742 | 1.165 | 1.215
4526 | 06B00 | Concord | 060NG | California National Guard | ARGUARD | 2925 Willow Pass Road | United States | California | Contra Costa | Concord | 94519 | 1.22 | 1.27
4527 | 37A85 | Concord | 370NG | North Carolina National Guard | ARGUARD | 1501 Old Charlotte Road | United States | North Carolina | Cabarrus | Concord | 28027 | 0.885 | 0.855
4529 | 37901 | Concord Usarc | 01530 | 81st Readiness Division | ARRES | 500 Wilshire Avenue S.W. | United States | North Carolina | Cabarrus | Concord | 28025 | 0.885 | 0.855
453 | N61065-CH | CHINO | N61065 | NAVWPNSTA SEAL BEACH | NAVACT | 4250 Eucalyptus Avenue | United States | California | San Bernardino | Chino | 91708 | 1.2 | 1.25
4530 | 0696A | Military Ocean Terminal Concord | 0696A | Military Ocean Terminal Concord | ARACT | Kinney Boulevard | United States | California | Contra Costa | Concord |  | 1.22 | 1.27
4531 | 20A70 | Concordia Armory | 200NG | Kansas National Guard | ARGUARD | 2115 Blosser Circle | United States | Kansas | Cloud | Concordia | 66901 | 1.005 | 1.025
4532 | 24A45 | Cheltenham Readiness Center | 240NG | Maryland National Guard | ARGUARD | 9900 Surratts Road | United States | Maryland | Prince George's | Cheltenham | 20623 | 0.97 | 0.97
4534 | 36A85 | Connecticut St Armory / FMS 10 | 360NG | New York National Guard | ARGUARD | 184 Connecticut Street | United States | New York | Erie | Buffalo | 14213 | 1.09 | 1.1
4535 | 42B10 | CONNELLSVILLE FMS 11 | 420NG | Pennsylvania National Guard | ARGUARD | 750 Vanderbilt Road | United States | Pennsylvania | Fayette | Connellsville | 15425 | 1.065 | 1.105
4537 | 42B07 | CONNELLSVILLE READINESS CENTER | 420NG | Pennsylvania National Guard | ARGUARD | 701 Petersburg Road | United States | Pennsylvania | Fayette | Connellsville | 15425 | 1.065 | 1.105
4538 | 18A50 | Connersville | 180NG | Indiana National Guard | ARGUARD | 3000 Waterloo Road | United States | Indiana | Fayette | Connersville |  | 0.955 | 0.96
4539 | 48180 | Conroe USARC/ASF 62 | 06510 | 63rd Readiness Division | ARRES | 4724 South Parkway (Montgomery Air) | United States | Texas | Montgomery | Conroe | 77303 | 0.865 | 0.84
454 | N68967-BI | NAVOPSPTCEN BOISE | N68967 | NAVSTA EVERETT WA | NAVACT | 4087 West Harvard Street | United States | Idaho | Ada | Boise | 83705 | 0.99 | 0.98
4540 | 05A70 | Conway | 050NG | Arkansas National Guard | ARGUARD | 300 Exchange Avenue | United States | Arkansas | Faulkner | Conway | 72032 | 0.845 | 0.82
4541 | 45B35 | Conway Armory | 450NG | South Carolina National Guard | ARGUARD | 16th Avenue | United States | South Carolina | Horry | Conway | 29526 | 0.92 | 0.885
4542 | 05A71 | Conway ARNGRC/FMS | 050NG | Arkansas National Guard | ARGUARD | Some | United States | Arkansas | Faulkner | Conway | 72032 | 0.845 | 0.82
4543 | 47A80 | Cookeville | 470NG | Tennessee National Guard | ARGUARD | 505 Gould Drive | United States | Tennessee | Putnam | Cookeville | 38502 | 0.835 | 0.82
4544 | 04A50 | Coolidge Armory | 040NG | Arizona National Guard | ARGUARD | 1150 North 4th Street | United States | Arizona | Pinal | Coolidge | 85228 | 0.925 | 0.905
4545 | 41A40 | Coos Bay Armory | 410NG | Oregon National Guard | ARGUARD | 255 Norman Avenue | United States | Oregon | Coos | Coos Bay | 97420 | 1.12 | 1.145
4546 | 42B15 | CORAOPOLIS CSMS-W | 420NG | Pennsylvania National Guard | ARGUARD | 835 5th Avenue | United States | Pennsylvania | Allegheny | Coraopolis | 15108 | 1.065 | 1.105
4547 | 2117A | Corbin Usarc | 01530 | 81st Readiness Division | ARRES | 1840 Cumberland Falls Highway | United States | Kentucky | Whitley | Corbin | 40701 | 0.87 | 0.87
4548 | 13A75 | Cordele | 130NG | Georgia National Guard | ARGUARD | 620 East 8th Street | United States | Georgia | Crisp | Cordele | 31015 | 0.865 | 0.83
4549 | 28B20 | Corinth | 280NG | Mississippi National Guard | ARGUARD | 2403 West Hills Boulevard | United States | Mississippi | Alcorn | Corinth | 38834 | 0.9 | 0.86
455 | N68967-CW | NAVOPSPTCEN CHEYENNE | N68967 | NAVSTA EVERETT WA | NAVACT | 3605 Evans Avenue | United States | Wyoming | Laramie | Cheyenne | 82001 | 1.05 | 1.04
4550 | 54760 | Cornelius H. Charlton Army Reserve Center | 42560 | 99th Readiness Division | ARRES | 201 Industrial Park Road | United States | West Virginia | Raleigh | Beaver | 25813 | 1.02 | 1.03
4551 | 31135 | Cornhusker AAP | 31135 | Cornhusker Army Ammunition Plant | ARACT | 102 North 60th Road | United States | Nebraska | Hall | Grand Island | 68803 | 0.94 | 0.92
4554 | 48B85 | Corpus Christi | 480NG | Texas National Guard | ARGUARD | 1430 Horne Road | United States | Texas | Nueces | Corpus Christi | 78416 | 0.84 | 0.81
4555 | 4818B | Corpus Christi 2 AFRC | 06510 | 63rd Readiness Division | ARRES | Dimmit | United States | Texas | Nueces | Corpus Christi | 78419-5700 | 0.84 | 0.81
4557 | 48655 | Corpus Christi USARC | 06510 | 63rd Readiness Division | ARRES | 4722 McArdle Road | United States | Texas | Nueces | Corpus Christi | 78411 | 0.84 | 0.81
4559 | 48B90 | Corsicana | 480NG | Texas National Guard | ARGUARD | 3100 West 7th Avenue | United States | Texas | Navarro | Corsicana | 75110 | 0.865 | 0.84
4560 | 39B68 | Coshocton | 390NG | Ohio National Guard | ARGUARD | 24680 Airport Road | United States | Ohio | Coshocton | Coshocton | 43812 | 0.925 | 0.9195
4562 | 27A63 | Cottage Grove Ng Armory | 270NG | Minnesota National Guard | ARGUARD | 8180 Belden Boulevard | United States | Minnesota | Washington | Cottage Grove | 55016 | 1.085 | 1.12
4563 | 19A95 | Council Bluffs | 190NG | Iowa National Guard | ARGUARD | 2415 East Kanesville Boulevard | United States | Iowa | Pottawattamie | Council Bluffs | 51503 | 1.01 | 1.01
4564 | 19505 | Lyle J Deffenbaugh, Council Bluffs ARC | 27864 | 88th Readiness Division | ARRES | 1015 North 25th Street | United States | Iowa | Pottawattamie | Council Bluffs | 51501 | 1.01 | 1.01
4566 | 18B59 | Counter Drug/Env/Safety | 180NG | Indiana National Guard | ARGUARD | Morris | United States | Indiana | Marion | Indianapolis | 46241-2706 | 0.94 | 0.94
4567 | 55205 | County Line Range Racine | 550NG | Wisconsin National Guard | ARGUARD | 603 Main Street | United States | Wisconsin | Racine | Racine | 53403 | 1.085 | 1.12
4568 | 50805 | Courcelle Brothers Usarc | 42560 | 99th Readiness Division | ARRES | 16 North Street Extension | United States | Vermont | Rutland | Rutland | 05701 | 1.04 | 1.04
4569 | 22A60 | Coushatta | 220NG | Louisiana National Guard | ARGUARD | 510 Wilkerson Drive | United States | Louisiana | Red River | Coushatta | 71019 | 0.855 | 0.825
4570 | 44B15 | NG Coventry | 440NG | Rhode Island National Guard | ARGUARD | 570 Read Schoolhouse Road | United States | Rhode Island | Kent | Coventry | 02816 | 1.11 | 1.15
4571 | 22A65 | Covington | 220NG | Louisiana National Guard | ARGUARD | 1308 North Columbia Street | United States | Louisiana | St. Tammany | Covington | 70433 | 0.855 | 0.825
4572 | 47A85 | Covington | 470NG | Tennessee National Guard | ARGUARD | 4500 Mueller Brass Road | United States | Tennessee | Tipton | Covington | 38019 | 0.835 | 0.82
4573 | 42795 | Cpl H R Harr Army Reserve Center | 42560 | 99th Readiness Division | ARRES | 3001 Pleasant Valley Boulevard | United States | Pennsylvania | Blair | Altoona | 16602 | 1.065 | 1.105
4575 | 18699 | CPL Robert Shaffer USARC | 27864 | 88th Readiness Division | ARRES | Grissom AFB, Building 639 | United States | Indiana | Miami | Peru | 46971 | 0.955 | 0.96
4576 | 36870 | Cpt Alden D Allen Afrc | 42560 | 99th Readiness Division | ARRES | 3000 Upper Lake Road | United States | New York | Chemung | Horseheads | 14845 | 1.06 | 1.075
4578 | 55935 | Cpt G B Dempsey Mem USARC/OMS | 27864 | 88th Readiness Division | ARRES | 221 North Sawyer Street | United States | Wisconsin | Winnebago | Oshkosh | 54901 | 1.085 | 1.12
4580 | 44825 | Cpt Jonathan H Harwood Jr Usarc | 42560 | 99th Readiness Division | ARRES | Niagara | United States | Rhode Island | Providence | Providence | 02907-2099 | 1.11 | 1.15
4581 | 24A99 | Frederick Readiness Center | 240NG | Maryland National Guard | ARGUARD | 8501 Old National Pike | United States | Maryland | Frederick | Frederick | 21701 | 0.94 | 0.94
4583 | 17861 | Cpt Robert B. Chapman Usarc | 27864 | 88th Readiness Division | ARRES | 2408 East Main Street | United States | Illinois | Vermilion | Danville | 61832 | 1.03 | 1.045
4584 | 24A60 | Cumberland Readiness Center | 240NG | Maryland National Guard | ARGUARD | 1100 Brown Avenue | United States | Maryland | Allegany | Cumberland | 21502 | 1.005 | 1
4586 | 42890 | Crawford County Memorial Army Reserve Center | 42560 | 99th Readiness Division | ARRES | 1151 Morgan Street Extension | United States | Pennsylvania | Crawford | Meadville | 16335 | 1.065 | 1.105
4587 | 18A55 | Crawfordsville | 180NG | Indiana National Guard | ARGUARD | 1405 South Washington Street | United States | Indiana | Montgomery | Crawfordsville | 47933 | 0.955 | 0.96
4589 | 12A60 | Crestview Readiness Center | 120NG | Florida National Guard | ARGUARD | 1518 East James Lee Boulevard | United States | Florida | Okaloosa | Crestview | 32539 | 0.88 | 0.85
4591 | 17A60 | Crestwood Armory Fms 02 | 170NG | Illinois National Guard | ARGUARD | 13838 South Springfield Avenue | United States | Illinois | Cook | Robbins | 60472 | 1.18 | 1.25
4593 | 3729D | Croatan National Forest | 37225 | Fort Bragg | ARACT | Fisher | United States | North Carolina | Craven | New Bern | 28560 | 1.03 | 1
4595 | 01D25 | Cromwell Pickens Florence | 010NG | Alabama National Guard | ARGUARD | 4151 Helton Drive | United States | Alabama | Lauderdale | Florence | 35630 | 0.855 | 0.83
4596 | 27A65 | Crookston Ng Armory | 270NG | Minnesota National Guard | ARGUARD | 1801 University Avenue | United States | Minnesota | Polk | Crookston | 56716 | 1.085 | 1.12
4598 | 47A90 | Crossville | 470NG | Tennessee National Guard | ARGUARD | 144 Sparta Highway | United States | Tennessee | Cumberland | Crossville | 38557 | 0.835 | 0.82
4599 | 22A70 | Crowley | 220NG | Louisiana National Guard | ARGUARD | 140 Standard Mill Road | United States | Louisiana | Acadia | Crowley | 70526 | 0.855 | 0.825
46 | M60169-0007 | MCAS BEAUFORT MAIN BASE | M60169 | MCAS BEAUFORT SC | MCACT | 601 Geiger Boulevard | United States | South Carolina | Beaufort | Beaufort | 29906 | 1.03 | 1
4600 | 12A62 | Crystal River Readiness Center | 120NG | Florida National Guard | ARGUARD | 8551 West Venable Street | United States | Florida | Citrus | Crystal River | 34429 | 0.825 | 0.805
4601 | 28B25 | Crystal Springs | 280NG | Mississippi National Guard | ARGUARD | 609 North Jackson Street | United States | Mississippi | Copiah | Crystal Springs | 39059 | 0.9 | 0.86
4602 | 24C10 | Salisbury Readiness Center | 240NG | Maryland National Guard | ARGUARD | 28722 Ocean Gateway | United States | Maryland | Wicomico | Salisbury | 21804 | 1.005 | 1
4603 | 24A70 | Dundalk Readiness Center | 240NG | Maryland National Guard | ARGUARD | 2101 Northpoint Boulevard | United States | Maryland | Baltimore | Dundalk | 21222 | 0.97 | 0.97
4606 | 28475 | Cta Camp Mccain | 28475 | Camp McCain | ARGUARD | 3152 James H. Biddy Road | United States | Mississippi | Grenada | Grenada | 38901 | 0.9 | 0.86
4607 | 54A75 | Ctc Camp Dawson-Kingwood | 54A75 | Camp Dawson - Kingwood | ARGUARD | 240 Army Road | United States | West Virginia | Preston | Kingwood | 26537 | 1.02 | 1.03
4608 | 26105 | CTC Fort Custer Trng Center | 26105 | Fort Custer Training Center | ARGUARD | 112 South Webster Street | United States | Michigan | Kalamazoo | Augusta | 49012 | 1.035 | 1.055
4609 | 30A35 | Culbertson Rc - Fms 04 | 300NG | Montana National Guard | ARGUARD | 819 6th Avenue East | United States | Montana | Roosevelt | Culbertson | 59218 | 1.1 | 1.08
4611 | 01C47 | Fort Tony L. Klump Readiness Center / CSMS 2 | 010NG | Alabama National Guard | ARGUARD | 2340 Cherokee Avenue S.W. | United States | Alabama | Cullman | Cullman | 35055 | 0.855 | 0.83
4612 | 01348 | Cullman Ng Spt Fac | 010NG | Alabama National Guard | ARGUARD | 704 23rd Street S.W. | United States | Alabama | Cullman | Cullman | 36205 | 0.855 | 0.83
4613 | 51720 | Culpeper Minutemen Mem Army Reserve Center | 42560 | 99th Readiness Division | ARRES | 1821 Industry Drive | United States | Virginia | Culpeper | Culpeper | 22701 | 0.92 | 0.89
4615 | 2420B | Curtis Bay - Baltimore | 42560 | 99th Readiness Division | ARRES | 720 East Ordnance Road, Building 1003 | United States | Maryland | Anne Arundel | Unknown | 21226 | 0.97 | 0.97
4618 | 36800 | Cw2 Kerry P. Hein Usarc | 42560 | 99th Readiness Division | ARRES | 200 Route 25A | United States | New York | Unknown | Unknown | 11786 | 1.06 | 1.075
4619 | 24B80 | Parkville Readiness Center | 240NG | Maryland National Guard | ARGUARD | 3727 Putty Hill Avenue | United States | Maryland | Baltimore | Nottingham | 21236 | 0.97 | 0.97
4620 | 21A70 | Cynthiana Armory | 210NG | Kentucky National Guard | ARGUARD | 1497 New Lair Road | United States | Kentucky | Harrison | Cynthiana | 41031 | 0.87 | 0.87
4627 | 11A05 | D.C.Armory | 110NG | Washington Dc National Guard | ARGUARD | 2001 East Capitol Street | United States | District of Columbia | District of Columbia | Washington, DC | 20003 | 1.04 | 1.04
4628 | 37940 | D.W. Hudson USARC | 01530 | 81st Readiness Division | ARRES | 1500 N.W. 12th Street | United States | North Carolina | Catawba | Unknown | 28601 | 0.885 | 0.855
4629 | 12A65 | Dade City Readiness Center | 120NG | Florida National Guard | ARGUARD | 38017 Live Oak Avenue | United States | Florida | Pasco | Dade City | 33523 | 0.825 | 0.805
4631 | 10A10 | Dagsboro | 100NG | Delaware National Guard | ARGUARD | 29757 Armory Road | United States | Delaware | Sussex | Dagsboro | 19939 | 1.06 | 1.085
4632 | 13027 | Camp Frank D. Merrill | 13025 | Fort Benning | ARACT | Camp Wahsega Road, 5th Ranger Training Battalion | United States | Georgia | Lumpkin | Dahlonega | 30533 | 0.865 | 0.83
4634 | 49695 | Dale Rex Usar Center | 27864 | 88th Readiness Division | ARRES | 1355 North 200 West | United States | Utah | Utah | Provo | 84604 | 1.03 | 0.995
4636 | 48C25 | Dallas - California Crossing | 480NG | Texas National Guard | ARGUARD | 1775 California Crossing | United States | Texas | Dallas | Dallas | 75220 | 0.83 | 0.82
4638 | 48C10 | Dallas - Red Bird | 480NG | Texas National Guard | ARGUARD | 3130 Red Bird Lane | United States | Texas | Dallas | Dallas | 75237 | 0.83 | 0.82
4639 | 41A60 | Dallas Armory | 410NG | Oregon National Guard | ARGUARD | Church | United States | Oregon | Polk | Dallas | 97338-3103 | 1.12 | 1.145
4640 | 13A85 | Dalton | 130NG | Georgia National Guard | ARGUARD | 709 West Crawford Street | United States | Georgia | Whitfield | Dalton | 30720 | 0.865 | 0.83
4641 | 06945 | Daniels Hall USARC | 06510 | 63rd Readiness Division | ARRES | 15301 Magnolia Boulevard | United States | California | Los Angeles | Unknown | 91403 | 1.02 | 1.06
4642 | 25A90 | Danvers | 250NG | Massachusetts National Guard | ARGUARD | 2 Armory Road | United States | Massachusetts | Essex | Danvers | 01923 | 1.165 | 1.215
4643 | 51A70 | DANVILLE RC & FMS 8 | 510NG | Virginia National Guard | ARGUARD | 3194 North Main Street | United States | Virginia | Danville | Danville | 24540 | 1 | 0.96
4644 | 18A60 | Danville | 180NG | Indiana National Guard | ARGUARD | 1245 East Main Street | United States | Indiana | Hendricks | Danville | 46122 | 0.94 | 0.94
4645 | 21A75 | Danville Armory | 210NG | Kentucky National Guard | ARGUARD | 482 Stanford Avenue | United States | Kentucky | Boyle | Danville | 40422 | 0.87 | 0.87
4646 | 17A65 | Danville Armory | 170NG | Illinois National Guard | ARGUARD | 22979 North Bowman Avenue | United States | Illinois | Vermilion | Danville | 61834 | 1.03 | 1.045
4649 | 05A85 | Dardanelle | 050NG | Arkansas National Guard | ARGUARD | 18816 Highway 28 North | United States | Arkansas | Yell | Dardanelle | 72834 | 0.845 | 0.82
4651 | 45B40 | Darlington Armory | 450NG | South Carolina National Guard | ARGUARD | 1764 Harry Byrd Highway | United States | South Carolina | Darlington | Darlington | 29532 | 0.92 | 0.885
4657 | 19B05 | Davenport Aasf | 190NG | Iowa National Guard | ARGUARD | 9650 North Harrison Street | United States | Iowa | Scott | Davenport | 52806 | 1.01 | 1.01
4658 | 19B00 | Davenport Armory | 190NG | Iowa National Guard | ARGUARD | 3615 Brady Street | United States | Iowa | Scott | Davenport | 52806 | 1.01 | 1.01
4659 | 19B10 | Davenport Oms | 190NG | Iowa National Guard | ARGUARD | 909 East 36th Street | United States | Iowa | Scott | Davenport | 52807 | 1.01 | 1.01
4660 | 19545 | Davenport Usarc | 27864 | 88th Readiness Division | ARRES | 3440 North Division Street | United States | Iowa | Scott | Davenport | 52806 | 1.01 | 1.01
4661 | 21955 | David Barrow Usarc/Amsa #164 | 01530 | 81st Readiness Division | ARRES | 1051 Russell Cave Pike | United States | Kentucky | Fayette | Lexington | 40505 | 0.87 | 0.87
4662 | 38600 | David F Johnson Afrc | 27864 | 88th Readiness Division | ARRES | 1610 23rd Avenue North | United States | North Dakota | Cass | Fargo | 58102 | 1.09 | 1.09
4663 | 01642 | David Moniac Usarc/Amsa 152(G) | 01530 | 81st Readiness Division | ARRES | 2775 Gunter Park Drive West | United States | Alabama | Montgomery | Montgomery | 36109 | 0.87 | 0.85
4664 | HEKP0002 | DAVISVILLE FAMILY HOUSING | PTFL | MCGUIRE AFB | AFACT | DEVILSFOOT | United States | Rhode Island | Washington | North Kingstown | 02852 | 1.155 | 1.195
4665 | 47A92 | DAYTON | 470NG | TENNESSEE NATIONAL GUARD | ARGUARD | 225 Manufacturers Road | United States | Tennessee | Rhea | Dayton | 37321 | 0.835 | 0.82
4667 | 35B44 | DE BREMOND TRAINING SITE | 350NG | New Mexico National Guard | ARGUARD | 131 Earl Cummings Loop | United States | New Mexico | Chaves | Roswell | 88203 | 0.93 | 0.905
4669 | 13A95 | Decatur | 130NG | Georgia National Guard | ARGUARD | 3736 Durham Park Road | United States | Georgia | DeKalb | Decatur | 30032 | 0.83 | 0.8
4671 | 48C45 | Decatur | 480NG | Texas National Guard | ARGUARD | 2400 North Trinity Street | United States | Texas | Wise | Decatur | 76234 | 0.865 | 0.84
4672 | 17A80 | Decatur Aasf#1 | 170NG | Illinois National Guard | ARGUARD | 660 South Airport Road | United States | Illinois | Macon | Decatur | 62521 | 1.03 | 1.045
4673 | 17A75 | Decatur Armory Fms 04 | 170NG | Illinois National Guard | ARGUARD | 5550 Ocean Trail Road | United States | Illinois | Macon | Decatur | 62521 | 1.03 | 1.045
4674 | 13308 | Decatur Usarc | 01530 | 81st Readiness Division | ARRES | 1650 Corey Boulevard | United States | Georgia | DeKalb | Decatur | 30032 | 0.83 | 0.8
4675 | 28B33 | Decatur Fms #7 | 280NG | Mississippi National Guard | ARGUARD | 14271 Highway 15 North | United States | Mississippi | Newton | Decatur | 39327 | 0.9 | 0.86
4676 | 19547 | PFC Lloyd C Wohlford Jr ARC | 27864 | 88th Readiness Division | ARRES | 404 Heivly Street | United States | Iowa | Winneshiek | Decorah | 52101 | 1.01 | 1.01
4677 | 23B35 | DEEPWOODS TRAINING SITE | 230NG | Maine National Guard | ARGUARD | 141 Center Street | United States | Maine | Penobscot | Old Town | 04468 | 1.05 | 1.03
4679 | 06806 | Def Distr Reg West Sharpe Site | 06305 | Presidio Of Monterey | ARACT |  | United States | California | San Joaquin | French Camp | 95231 | 1.12 | 1.17
468 | N32443-GA | PARADISE CREEK NORTH | N32443 | NAVSUPPACT NORFOLK NSY | NAVACT | 900 Victory Boulevard | United States | Virginia | Portsmouth | Portsmouth | 23709 | 1 | 0.96
4680 | 06827 | Def Distr Reg West Tracy | 06806 | Defense Distribution Depot San Joaquin | ARACT | 25600 Chrisman Road | United States | California | San Joaquin | Tracy | 95376 | 1.12 | 1.17
4681 | 51595 | Def Gen Supply Center | 51595 | Defense Supply Center Richmond | ARACT | 6700 Strathmore Road | United States | Virginia | Richmond | Richmond | 23297 | 0.92 | 0.89
4682 | 42665 | Defense Personnel Support Center | 42665 | Defense Supply Center Philadelphia | ARACT | Johnston Street | United States | Pennsylvania | Philadelphia | Philadelphia | 19111 | 1.14 | 1.21
4683 | 42400 | Defense Distrib Depot Susq | 42400 | Defense Distribution Depot Susquehanna | ARACT | Intersection of Old Depot Road and Normandy Drive | United States | Pennsylvania | Cumberland | New Cumberland | 17070 | 1.01 | 1.02
4684 | 18B57 | Defense Fin Acct Ctr Indpls | 180NG | Indiana National Guard | ARGUARD | 56th Stree | United States | Indiana | Marion | Indianapolis | 46249-0226 | 0.94 | 0.94
4685 | 39225 | Defense Supply Center Columbus | 39225 | Defense Supply Center Columbus | ARACT | 3990 East Broad Street | United States | Ohio | Franklin | Columbus | 43218 | 0.925 | 0.9195
4687 | 12A80 | Deland Readiness Center | 120NG | Florida National Guard | ARGUARD | 401 South Alabama Avenue | United States | Florida | Volusia | Deland | 32721 | 0.825 | 0.805
469 | N32443-IA | NNSY STANLEY COURT | N32443 | NAVSUPPACT NORFOLK NSY | NAVACT | 4900 Deep Creek Boulevard | United States | Virginia | Portsmouth | Portsmouth | 23702 | 1 | 0.96
4690 | 39870 | Delaware Memorial Usarc | 27864 | 88th Readiness Division | ARRES | 450 Pennsylvania Avenue | United States | Ohio | Delaware | Delaware | 43015 | 0.925 | 0.9195
4691 | 22A72 | Delhi | 220NG | Louisiana National Guard | ARGUARD | 742 Ohio Street | United States | Louisiana | Richland | Delhi | 71232 | 0.855 | 0.825
4693 | 35A60 | Deming | 350NG | New Mexico National Guard | ARGUARD | 700 South Pearl | United States | New Mexico | Luna | Deming | 88030 | 0.93 | 0.905
4694 | 55836 | Denis J. Murphy ARC/AMSA 140 | 27864 | 88th Readiness Division | ARRES | 2929 Holmgren Way | United States | Wisconsin | Brown | Green Bay | 54304 | 1.085 | 1.12
4695 | 48C55 | Denison | 480NG | Texas National Guard | ARGUARD | 1700 Loylake | United States | Texas | Grayson | Denison | 75020 | 0.865 | 0.84
4696 | 19B20 | Denison | 190NG | Iowa National Guard | ARGUARD | 12 North 35th Street | United States | Iowa | Crawford | Denison | 51442 | 1.01 | 1.01
4697 | 48C60 | Denton | 480NG | Texas National Guard | ARGUARD | 3105 West Prairie Avenue | United States | Texas | Denton | Denton | 76205 | 0.865 | 0.84
4698 | 4896B | Denton USARC | 06510 | 63rd Readiness Division | ARRES | 800 North Loop 288 | United States | Texas | Denton | Denton | 76201 | 0.865 | 0.84
4699 | 08A60 | Denver 1 | 080NG | Colorado National Guard | ARGUARD | 5275 Franklin Street | United States | Colorado | Denver | Denver | 80216 | 0.99 | 0.98
470 | N00246-HS | HOLLY SQUARE HOUSING | N00246 | NAVBASE CORONADO | NAVACT | 1186 Holly Avenue | United States | California | San Diego | Imperial Beach | 92118 | 1.05 | 1.08
4701 | 05A90 | Dequeen | 050NG | Arkansas National Guard | ARGUARD | 710 North Lakeside Drive | United States | Arkansas | Sevier | De Queen | 71832 | 0.845 | 0.82
4702 | 22A75 | Dequincy | 220NG | Louisiana National Guard | ARGUARD | 101 South Overton Street | United States | Louisiana | Calcasieu | De Quincy | 70633 | 0.855 | 0.825
4703 | 22A80 | Deridder | 220NG | Louisiana National Guard | ARGUARD | 560 Highway 3099 | United States | Louisiana | Beauregard | De Ridder | 70634 | 0.855 | 0.825
4705 | 19057 | Fort des Moines Med Ctr USARC | 27864 | 88th Readiness Division | ARRES | 6511 Chaffee Road, Building 50 | United States | Iowa | Polk | Des Moines | 50315 | 0.95 | 0.95
4706 | 49245 | Tooele Army Depot South | 49575 | Tooele Army Depot | ARACT | 11500 Stark Road | United States | Utah | Tooele | Stockton | 84071 | 1.11 | 1.08
471 | N00129-EA | CONNING TOWERS | N00129 | NAVSUBASE NEW LONDON CT | NAVACT | 500 Riverview Avenue | United States | Connecticut | New London | Groton | 06340 | 1.2 | 1.23
4710 | 29A65 | Desoto | 290NG | Missouri National Guard | ARGUARD | 1555 Veterans Drive | United States | Missouri | Jefferson | De Soto | 63020 | 0.985 | 1.005
4711 | 12045 | Destin Moreno Point | 13025 | Fort Benning | ARACT | West of the Intersection of Benning Drive and Calhoun Avenue | United States | Florida | Okaloosa | Destin | 32541 | 0.88 | 0.85
4712 | 26155 | Detroit Arsenal | 26155 | Detroit Arsenal | ARACT | 6501 East 11 Mile Road | United States | Michigan | Macomb | Warren | 48397 | 1.035 | 1.055
4714 | 27A75 | Detroit Lakes Ng Armory Oms #5 | 270NG | Minnesota National Guard | ARGUARD | 1220 Rossman Avenue | United States | Minnesota | Becker | Detroit Lakes |  | 1.085 | 1.12
4715 | 26A80 | Detroit Light Guard | 260NG | Michigan National Guard | ARGUARD | 4400 East 8 Mile Road | United States | Michigan | Wayne | Detroit | 48234 | 1.03 | 1.06
4716 | 26A77 | Detroit Olympia | 260NG | Michigan National Guard | ARGUARD | 3030 McGraw Street | United States | Michigan | Wayne | Detroit | 48208 | 1.03 | 1.06
472 | N00129-GA | NAUTILUS PARK 2ND INC | N00129 | NAVSUBASE NEW LONDON CT | NAVACT | 260 Burningtree Drive | United States | Connecticut | New London | Groton | 06340 | 1.2 | 1.23
4720 | 29A71 | Dexter (New) | 290NG | Missouri National Guard | ARGUARD | 1702 State Highway 114 | United States | Missouri | Stoddard | Dexter | 63841 | 0.985 | 1.005
4722 | 38A50 | Dickinson Armory | 380NG | North Dakota National Guard | ARGUARD | 46 Museum Drive | United States | North Dakota | Stark | Dickinson | 58601 | 1.09 | 1.09
4724 | 47A95 | Dickson | 470NG | Tennessee National Guard | ARGUARD | 155 Bruce Road | United States | Tennessee | Dickson | Dickson | 37056 | 0.835 | 0.82
4725 | 02222 | Dyke Range | 02871 | US Army Garrison Alaska | ARACT | Richardson Highway | United States | Alaska | Fairbanks North Star | Fairbanks | 99775 | 2.19 | 2.17
4726 | 15032 | Dillingham Mil Res | 15815 | US Army Garrison Hawaii | ARACT | 69-101 Farrington Highway | United States | Hawaii | Honolulu | Waialua | 96791 | 2.51 | 2.42
4727 | 45B45 | Dillon Armory | 450NG | South Carolina National Guard | ARGUARD | 1119 Highway 34 West | United States | South Carolina | Dillon | Dillon | 29536 | 0.92 | 0.885
4728 | 30A46 | Dillon Ng Youth Challenge | 300NG | Montana National Guard | ARGUARD | 750 East Cornell | United States | Montana | Beaverhead | Dillon | 59725 | 1.1 | 1.08
473 | N00129-JA | POLARIS PARK | N00129 | NAVSUBASE NEW LONDON CT | NAVACT | 500 Polaris Street | United States | Connecticut | New London | Groton | 06349 | 1.2 | 1.23
4730 | 17A90 | Dixon Armory | 170NG | Illinois National Guard | ARGUARD | 412 West Everett Street | United States | Illinois | Lee | Dixon | 61021 | 1.03 | 1.045
4731 | 36C03 | DMNA HQ / FMS 16 | 360NG | New York National Guard | ARGUARD | 330 Old Niskayuna Road | United States | New York | Albany | Latham | 12110 | 1.03 | 1.05
4733 | 13382 | Dobbins Usarc/Asf | 01530 | 81st Readiness Division | ARRES | 1612 Hull Place | United States | Georgia | Cobb | Marietta | 30069 | 0.83 | 0.8
4734 | 20A80 | Dodge City Armory | 200NG | Kansas National Guard | ARGUARD | 2120 1st Avenue | United States | Kansas | Ford | Dodge City | 67801 | 1.005 | 1.025
4736 | 55775 | Dodgeville Memorial Usarc | 27864 | 88th Readiness Division | ARRES | 410 East Leffler Street | United States | Wisconsin | Iowa | Dodgeville | 53533 | 1.085 | 1.12
4737 | 01E15 | Doil B Sawyer Hartford | 010NG | Alabama National Guard | ARGUARD |  | United States | Alabama | Geneva | Hartford | 36344 | 0.89 | 0.86
4738 | 01B55 | Don Bryant Brewton | 010NG | Alabama National Guard | ARGUARD | 95 Airport Road | United States | Alabama | Escambia | Brewton | 36426 | 0.855 | 0.83
474 | N00129-NA | TRIDENT PARK | N00129 | NAVSUBASE NEW LONDON CT | NAVACT | 1000 Ohio Avenue | United States | Connecticut | New London | Groton | 06349 | 1.2 | 1.23
4742 | 29A75 | Doniphan | 290NG | Missouri National Guard | ARGUARD | 401 Walnut Street | United States | Missouri | Ripley | Doniphan | 63935 | 0.985 | 1.005
4743 | 02874 | Donnelly Training Area | 02871 | US Army Garrison Alaska | ARACT | Richardson Highway | United States | Alaska | Southeast Fairbanks | Delta Junction | 99737 | 2.32 | 2.3
4745 | 25A25 | Dorchester | 250NG | Massachusetts National Guard | ARGUARD | 70 Victory Road | United States | Massachusetts | Suffolk | Boston | 02122 | 1.2 | 1.26
4747 | 56A35 | Douglas | 560NG | Wyoming National Guard | ARGUARD | 315 North Pearson Road | United States | Wyoming | Converse | Douglas | 82633 | 1.045 | 1.035
4748 | 13B00 | Douglas | 130NG | Georgia National Guard | ARGUARD | 101 West Ward Street | United States | Georgia | Coffee | Douglas | 31533 | 0.865 | 0.83
4749 | 04A60 | Douglas Armory | 040NG | Arizona National Guard | ARGUARD | 1401 Eighth Street | United States | Arizona | Cochise | Douglas | 85607 | 1.08 | 1.05
475 | N68436-WP | WHITNEY POINT | N68436 | NAVAL BASE KITSAP BREMERTON WA | NAVACT | 98376 | United States | Washington | Jefferson | Quilcene | 98376 | 1.21 | 1.24
4750 | 22845 | Douglas L Wilcombe Usarc | 01530 | 81st Readiness Division | ARRES | 1290 S.W. Railroad Avenue | United States | Louisiana | Tangipahoa | Hammond | 70403 | 0.855 | 0.825
4751 | 04806 | Douglas Ts | 040NG | Arizona National Guard | ARGUARD | 1330 North San Antonio Avenue | United States | Arizona | Cochise | Douglas | 85607 | 1.08 | 1.05
4752 | 13B05 | Douglasville | 130NG | Georgia National Guard | ARGUARD | 6784 West Church Street | United States | Georgia | Douglas | Douglasville | 30134 | 0.865 | 0.83
4753 | 39B82 | Dover | 390NG | Ohio National Guard | ARGUARD | 2800 North Wooster Avenue | United States | Ohio | Tuscarawas | Dover | 44622 | 0.925 | 0.9195
4754 | 34A50 | Dover | 340NG | New Jersey National Guard | ARGUARD | 479 West Clinton Street | United States | New Jersey | Morris | Dover | 07801 | 1.19 | 1.26
4756 | 01B50 | Dow Sport Brantley | 010NG | Alabama National Guard | ARGUARD | 17 Monroe Street | United States | Alabama | Crenshaw | Brantley | 36009 | 0.855 | 0.83
4757 | 26A85 | Dowagiac | 260NG | Michigan National Guard | ARGUARD | 700 West Prairie Ronde Street | United States | Michigan | Cass | Dowagiac | 49047 | 1.035 | 1.055
4758 | 28766 | Doyle Overton Hickey Afrc | 01530 | 81st Readiness Division | ARRES | 2720 33rd Avenue | United States | Mississippi | Harrison | Gulfport | 39501 | 0.91 | 0.87
476 | N68436-SP | SYLOPASH POINT | N68436 | NAVAL BASE KITSAP BREMERTON WA | NAVACT | 98320 | United States | Washington | Jefferson | Quilcene | 98320 | 1.21 | 1.24
4760 | 26958 | Dr Mary E Walker Mem Usarc | 27864 | 88th Readiness Division | ARRES | 3870 Three Mile Road N.W. | United States | Michigan | Kent | Grand Rapids | 49544 | 1.035 | 1.055
4761 | 49A32 | Draper Complex | 490NG | Utah National Guard | ARGUARD | 12953 South Minuteman Drive | United States | Utah | Salt Lake | Draper | 84020 | 1.03 | 0.99
4762 | 47B00 | Dresden | 470NG | Tennessee National Guard | ARGUARD | 122 West Maple Street, Suite A | United States | Tennessee | Weakley | Dresden | 38225 | 0.835 | 0.82
4765 | 39996 | Dscc Bldg 24 | 390NG | Ohio National Guard | ARGUARD | 85 North Yearling Road | United States | Ohio | Franklin | Columbus | 43213 | 0.925 | 0.9195
4766 | 13B10 | Dublin | 130NG | Georgia National Guard | ARGUARD | 908 Telfair Street | United States | Georgia | Laurens | Dublin | 31040 | 0.865 | 0.83
4767 | 13385 | Dublin Usarc | 01530 | 81st Readiness Division | ARRES | 1002 Matrin Luther King Jr. Drive | United States | Georgia | Laurens | Dublin | 31021 | 0.865 | 0.83
4768 | 19B30 | Dubuque | 190NG | Iowa National Guard | ARGUARD | 1035 Radford Road | United States | Iowa | Dubuque | Dubuque | 52002 | 1.01 | 1.01
477 | N00245-MG | MISSION GORGE REC AREA | N00245 | NAVBASE SAN DIEGO CA | NAVACT | 2400 Admiral Baker Road | United States | California | San Diego | San Diego | 92120 | 1.05 | 1.08
4770 | 49295 | Dugway Proving Ground | 49295 | Dugway Proving Ground | ARACT |  | United States | Utah | Tooele | Dugway | 84022 | 1.11 | 1.08
4771 | 27A85 | Duluth Ng Armory | 270NG | Minnesota National Guard | ARGUARD | 4015 Airpark Boulevard | United States | Minnesota | St. Louis | Duluth | 55811 | 1.11 | 1.13
4772 | 27845 | Duluth Usarc | 27864 | 88th Readiness Division | ARRES | 1500 St. Louis Avenue | United States | Minnesota | St. Louis | Duluth | 55801 | 1.11 | 1.13
4774 | 54A30 | Dunbar | 540NG | West Virginia National Guard | ARGUARD | 26 Fairlawn Avenue | United States | West Virginia | Kanawha | Dunbar | 25064 | 1 | 1.01
4775 | 10A55 | Duncan Armory Aasf | 100NG | Delaware National Guard | ARGUARD | 33 Corporate Circle | United States | Delaware | New Castle | New Castle | 19720 | 1.03 | 1.06
4777 | 36B15 | Dunkirk Armory | 360NG | New York National Guard | ARGUARD | 410 Central Avenue | United States | New York | Chautauqua | Dunkirk | 14048 | 1.06 | 1.075
4778 | 47B03 | Dunlap | 470NG | Tennessee National Guard | ARGUARD | Highway 28 | United States | Tennessee | Sequatchie | Dunlap | 37327 | 0.835 | 0.82
4779 | 37A90 | Dunn | 370NG | North Carolina National Guard | ARGUARD | Susan Tart Road | United States | North Carolina | Harnett | Dunn | 28334 | 0.885 | 0.855
4783 | 40B15 | Durant Readiness Center | 400NG | Oklahoma National Guard | ARGUARD | 99 Waldron Road | United States | Oklahoma | Bryan | Durant | 74701 | 0.875 | 0.85
4784 | 37A95 | Durham | 370NG | North Carolina National Guard | ARGUARD | 801 Stadium Drive | United States | North Carolina | Durham | Durham | 27704 | 0.885 | 0.855
4785 | 47B05 | Dyersburg | 470NG | Tennessee National Guard | ARGUARD | 502 James H. Rice Road | United States | Tennessee | Dyer | Dyersburg | 38024 | 0.835 | 0.82
4786 | 37B00 | E Flat Rock | 370NG | North Carolina National Guard | ARGUARD | 2025 Spartanburg Highway | United States | North Carolina | Henderson | East Flat Rock | 28726 | 0.885 | 0.855
4787 | 37925 | E. Earle Rives Afrc | 01530 | 81st Readiness Division | ARRES | 1120 North Church Street | United States | North Carolina | Guilford | Greensboro | 27401 | 0.885 | 0.855
4788 | 27D00 | E. St Paul Armory | 270NG | Minnesota National Guard | ARGUARD | 1530 East Maryland Avenue | United States | Minnesota | Ramsey | St. Paul | 55106 | 1.06 | 1.11
4789 | 49B51 | E.J. Garn Armory/Fms | 490NG | Utah National Guard | ARGUARD | 7563 Airport Road | United States | Utah | Salt Lake | West Jordan | 84084 | 1.03 | 0.99
4790 | 49B50 | E.J. Garn Aviation Complex | 490NG | Utah National Guard | ARGUARD | 7602 South Airport Road | United States | Utah | Salt Lake | West Jordan | 84084 | 1.03 | 0.99
4792 | 48D10 | Eagle Mountain Lake | 480NG | Texas National Guard | ARGUARD | 409 Commerce Street | United States | Texas | Tarrant | Azle | 76020 | 0.83 | 0.82
4794 | 40835 | Earnest L Ripley USARC | 06510 | 63rd Readiness Division | ARRES | 321 N.E. Washington Boulevard | United States | Oklahoma | Washington | Bartlesville | 74006 | 0.875 | 0.85
4795 | 45B50 | Easley Armory | 450NG | South Carolina National Guard | ARGUARD | 107 Rock Mount Road | United States | South Carolina | Pickens | Easley | 29641 | 0.92 | 0.885
4797 | 09A30 | East Haven Rifle Range | 09A35 | Stones Ranch Military Reservation | ARGUARD | 51 North High Street | United States | Connecticut | New Haven | East Haven | 06512 | 1.165 | 1.205
4798 | 13395 | East Point Usarc | 01530 | 81st Readiness Division | ARRES | 2323 Dauphine Street | United States | Georgia | Fulton | Atlanta | 30344 | 0.83 | 0.8
4799 | 17A95 | East St Louis Armory Fms 15 | 170NG | Illinois National Guard | ARGUARD | 2931 State Street | United States | Illinois | St. Clair | Centreville | 62205 | 1.08 | 1.1
48 | M62204-0001 | MCLB BARSTOW MAIN SITE | M62204 | MCLB BARSTOW CA | MCACT | 15 Wake Avenue | United States | California | San Bernardino | Barstow | 92311 | 1.2 | 1.25
480 | N68436-OM | OCTOPUS MOUNTAIN | N68436 | NAVAL BASE KITSAP BREMERTON WA | NAVACT | 121 Church Road | United States | Washington | Jefferson | Brinnon | 98320 | 1.21 | 1.24
4800 | 42B30 | EAST STROUDSBURG READINESS CENTER | 420NG | Pennsylvania National Guard | ARGUARD | 271 Washington Street | United States | Pennsylvania | Monroe | East Stroudsburg | 18301 | 1.17 | 1.21
4804 | 42B36 | EASTON READINESS CENTER/FMS 27 | 420NG | Pennsylvania National Guard | ARGUARD | Uhler Road | United States | Pennsylvania | Northampton | Easton | 18040 | 1.065 | 1.105
4805 | 45B56 | Eastover Armory | 450NG | South Carolina National Guard | ARGUARD | 10311 Garners Ferry Road | United States | South Carolina | Richland | Eastover | 29044 | 0.87 | 0.83
4809 | 55A65 | Eau Claire | 550NG | Wisconsin National Guard | ARGUARD | 1730 North Lane | United States | Wisconsin | Eau Claire | Eau Claire | 54703 | 1.085 | 1.12
481 | N68436-KP | KEYPORT NUWC | N68436 | NAVAL BASE KITSAP BREMERTON WA | NAVACT | 610 Dowell Road | United States | Washington | Kitsap | Keyport | 98345 | 1.2 | 1.23
4811 | 5524A | Eau Claire Amsa #155 (G) | 27864 | 88th Readiness Division | ARRES | 3810 McIntyre Avenue | United States | Wisconsin | Eau Claire | Eau Claire | 54703 | 1.085 | 1.12
4812 | 55785 | Eau Claire Usarc | 27864 | 88th Readiness Division | ARRES | 2005 Keith Street | United States | Wisconsin | Eau Claire | Eau Claire | 54701 | 1.085 | 1.12
4814 | 12220 | Ecs #50 | 01530 | 81st Readiness Division | ARRES | 3000 8th Street, Bldg C | United States | Florida | Orange | Orlando | 32827 | 0.825 | 0.805
4815 | 42856 | Ecs / Amsa #103 (G) | 42560 | 99th Readiness Division | ARRES | 6467 Mikewood Boulevard | United States | Pennsylvania | Crawford | Conneaut Lake | 16316 | 1.065 | 1.105
4817 | 37B05 | Edenton | 370NG | North Carolina National Guard | ARGUARD | 739 Southside Road | United States | North Carolina | Chowan | Edenton | 27932 | 0.885 | 0.855
4818 | 45B60 | Edgefield Armory & FMS 6 | 450NG | South Carolina National Guard | ARGUARD | 225 Augusta Road | United States | South Carolina | Edgefield | Edgefield | 29824 | 0.92 | 0.885
4819 | 38A55 | Edgeley Armory | 380NG | North Dakota National Guard | ARGUARD | 508 1st Avenue | United States | North Dakota | LaMoure | Edgeley | 58433 | 1.09 | 1.09
4820 | 16911 | Edgemeade Ts Mtn Home | 160NG | Idaho National Guard | ARGUARD | 3845 Hot Creek Road | United States | Idaho | Elmore | Mountain Home | 83647 | 1.12 | 1.11
4821 | 42475 | Edgemont Army Reserve Center / AMSA #31 (G) | 42560 | 99th Readiness Division | ARRES | 2101 South Delchester Road | United States | Pennsylvania | Dauphin | Edgemont | 19028 | 0.99 | 1
4824 | 40B20 | Edmond Readiness Center | 400NG | Oklahoma National Guard | ARGUARD | 600 South Bryant Avenue | United States | Oklahoma | Oklahoma | Edmond | 73034 | 0.86 | 0.83
4825 | 40805 | Edward D Watson USARC | 06510 | 63rd Readiness Division | ARRES | 704 North Country Club Road | United States | Oklahoma | Pontotoc | Ada | 74820 | 0.875 | 0.85
4826 | 17B00 | Effingham Armory | 170NG | Illinois National Guard | ARGUARD | 1206 West Temple Avenue | United States | Illinois | Effingham | Effingham | 62401 | 1.03 | 1.045
483 | N68436-HK | HWY 308 KEYPORT | N68436 | NAVAL BASE KITSAP BREMERTON WA | NAVACT | 1600 Washington State Highway 308 | United States | Washington | Kitsap | Keyport | 98345 | 1.2 | 1.23
4830 | EKMG0001 | EKLUTNA MOUNTAIN GLACIER SITE | FXSB | JOINT BASE ELMENDORF-RICHARDSON | AFACT | EKULTNA | United States | Alaska | Anchorage | Fort Richardson | 99505 | 2 | 1.99
4831 | 06B20 | El Cajon | 060NG | California National Guard | ARGUARD | 451 North Pierce Street | United States | California | San Diego | El Cajon | 92020 | 1.05 | 1.08
4832 | 48C85 | El Campo | 480NG | Texas National Guard | ARGUARD | 801 Armory Road | United States | Texas | Wharton | El Campo | 77437 | 0.865 | 0.84
4833 | 06B25 | El Centro | 060NG | California National Guard | ARGUARD | 310 South 4th Street | United States | California | Imperial | El Centro | 92243 | 1.11 | 1.15
4835 | 06425 | South El Monte USARC | 06510 | 63rd Readiness Division | ARRES | 1200 North Potrero Avenue | United States | California | Los Angeles | South El Monte | 91733 | 1.02 | 1.06
4836 | 48C90 | El Paso | 480NG | Texas National Guard | ARGUARD | 9100 Gateway North | United States | Texas | El Paso | El Paso | 79924 | 0.86 | 0.83
4837 | 48210 | El Paso Site Tx | 35955 | White Sands Missile Range | ARACT | 30 miles north of El Paso Texas | United States | Texas | El Paso | El Paso | 88002 | 0.86 | 0.83
4838 | 40B35 | El Reno Readiness Center | 400NG | Oklahoma National Guard | ARGUARD | 2600 Malone Drive | United States | Oklahoma | Canadian | El Reno | 73036 | 0.86 | 0.83
4839 | 13B25 | Elberton | 130NG | Georgia National Guard | ARGUARD | 1031 Calhoun Falls Highway | United States | Georgia | Elbert | Elberton | 30635 | 0.865 | 0.83
4840 | 2026A | Eldorado USARC | 27864 | 88th Readiness Division | ARRES | Vine | United States | Kansas | Unknown | Unknown | 67042-0000 | 1.005 | 1.025
4841 | 05862 | Eldridge-Harrington USARC | 06510 | 63rd Readiness Division | ARRES | 1350 Thomas G. Wilson Drive | United States | Arkansas | Faulkner | Conway | 72032 | 0.845 | 0.82
4842 | 54310 | Eleanor | 540NG | West Virginia National Guard | ARGUARD | 111 Army-Navy Road | United States | West Virginia | Putnam | Red House | 25168 | 1.02 | 1.03
4843 | 17B05 | Elgin Armory | 170NG | Illinois National Guard | ARGUARD | 254 Raymond Street | United States | Illinois | Kane | Elgin | 60120 | 1.03 | 1.045
4844 | 36965 | Elihu Root Army Reserve Center | 42560 | 99th Readiness Division | ARRES | 95 Burrstone Road | United States | New York | Oneida | New York Mills | 13417 | 1.16 | 1.08
4845 | 37B10 | Elizabeth City | 370NG | North Carolina National Guard | ARGUARD | 600 Wover Street | United States | North Carolina | Pasquotank | Elizabeth City | 27909 | 0.885 | 0.855
4846 | 47B10 | Elizabethton | 470NG | Tennessee National Guard | ARGUARD | 901 West Elk Avenue | United States | Tennessee | Carter | Elizabethton | 37643 | 0.835 | 0.82
4847 | 37B20 | Elizabethtown | 370NG | North Carolina National Guard | ARGUARD | Swanzy Street Extension | United States | North Carolina | Bladen | Elizabethtown | 28337 | 0.885 | 0.855
4848 | 21A80 | Elizabethtown Armory | 210NG | Kentucky National Guard | ARGUARD | 205 West Warfield Street | United States | Kentucky | Hardin | Elizabethtown | 42701 | 1.01 | 1
485 | N68436-EH | EDIZ HOOK | N68436 | NAVAL BASE KITSAP BREMERTON WA | NAVACT | 1 Ediz Hook Road | United States | Washington | Clallam | Port Angeles | 98363 | 1.085 | 1.095
4851 | 18A80 | Elkhart | 180NG | Indiana National Guard | ARGUARD | 2313 Oakland Avenue | United States | Indiana | Elkhart | Elkhart |  | 0.955 | 0.96
4852 | 55A75 | Elkhorn | 550NG | Wisconsin National Guard | ARGUARD | 401 East Fair Avenue | United States | Wisconsin | Walworth | Elkhorn | 53121 | 1.085 | 1.12
4853 | 37B25 | Elkin | 370NG | North Carolina National Guard | ARGUARD | 213 West Main Street | United States | North Carolina | Surry | Elkin | 28621 | 0.885 | 0.855
4855 | 54755 | Elkins Usarc-Beverly Wv | 42560 | 99th Readiness Division | ARRES | Route 1, Box 225 | United States | West Virginia | Randolph | Beverly | 26253 | 1.02 | 1.03
4856 | 32A25 | Elko Complex | 320NG | Nevada National Guard | ARGUARD | 1375 13th Street | United States | Nevada | Elko | Elko | 89801 | 1.18 | 1.2
4857 | 42950 | Elks County Memorial Army Reserve Center | 42560 | 99th Readiness Division | ARRES | 500 North Saint Marys Road | United States | Pennsylvania | Elk | St. Marys | 15857 | 1.065 | 1.105
4859 | 3728A | Ellerbe Fort Bragg Lease | 37225 | Fort Bragg | ARACT | Faa Tower 1008450 | United States | North Carolina | Richmond | Ellerbe | 28338 | 0.885 | 0.855
486 | N68436-EA | JEFFERSON COUNTY | N68436 | NAVAL BASE KITSAP BREMERTON WA | NAVACT | 1820 Jefferson Street | United States | Washington | Jefferson | Quilcene | 98345 | 1.21 | 1.24
4860 | 48D95 | Ellington Field | 480NG | Texas National Guard | ARGUARD | Brantley | United States | Texas | Harris | Houston | 77034 | 0.865 | 0.84
4863 | 08705 | Elmer E Fryar Usar Center | 27864 | 88th Readiness Division | ARRES | Denver Federal Center | United States | Colorado | Denver | Denver | 80225 | 0.99 | 0.98
4864 | 38650 | Elton W Ringsak Usar Center | 27864 | 88th Readiness Division | ARRES | 520 North 47th Street | United States | North Dakota | Grand Forks | Grand Forks | 58203 | 1.03 | 1.03
4865 | 18A85 | Elwood | 180NG | Indiana National Guard | ARGUARD | 1600 North K Street | United States | Indiana | Madison | Elwood | 46036 | 0.955 | 0.96
4867 | 16A75 | Emmett Armory | 160NG | Idaho National Guard | ARGUARD | 2175 South Johns Avenue | United States | Idaho | Gem | Emmett | 83617 | 1.055 | 1.045
4868 | 51A80 | EMPORIA RC | 510NG | Virginia National Guard | ARGUARD | 940 Courtland Road | United States | Virginia | Emporia | Emporia | 23847 | 0.92 | 0.89
4869 | 20A90 | Emporia Armory | 200NG | Kansas National Guard | ARGUARD | 1809 Merchant Street | United States | Kansas | Lyon | Emporia | 66801 | 1.005 | 1.025
487 | N68436-DA | TOANDOS PENINSULA | N68436 | NAVAL BASE KITSAP BREMERTON WA | NAVACT | 98376 | United States | Washington | Jefferson | Quilcene | 98376 | 1.21 | 1.24
4870 | 20700 | Emporia Usarc | 27864 | 88th Readiness Division | ARRES | 1412 East Sixth Street | United States | Kansas | Lyon | Emporia | 66801 | 1.005 | 1.025
4871 | 09A40 | Enfield Armory | 090NG | Connecticut National Guard | ARGUARD | 1635 King Street | United States | Connecticut | Hartford | Enfield | 06082 | 1.165 | 1.205
4872 | 22712 | England Authority | 22725 | Fort Polk | ARACT |  | United States | Louisiana | Rapides | Alexandria | 71303 | 0.855 | 0.825
4875 | 50A35 | Enosburg Falls | 500NG | Vermont National Guard | ARGUARD | Pearl Street | United States | Vermont | Franklin | Enosburg Falls | 05450 | 1.04 | 1.04
4876 | 53A57 | Ephrata | 530NG | Washington National Guard | ARGUARD | 426 A Street S.E. | United States | Washington | Grant | Ephrata | 98823 | 1.085 | 1.095
4879 | 36795 | Ernie Pyle Usarc/Amsa #12 | 42560 | 99th Readiness Division | ARRES | 200 Duane Road | United States | New York | New York | Unknown | 11359 | 1.36 | 1.46
4881 | 47B12 | Erwin | 470NG | Tennessee National Guard | ARGUARD | 615 South Main Avenue | United States | Tennessee | Unicoi | Erwin | 37650 | 0.835 | 0.82
4882 | 06B35 | Escondido | 060NG | California National Guard | ARGUARD | 304 East Park Avenue | United States | California | San Diego | Escondido | 92025 | 1.08 | 1.11
4883 | 22A87 | Esler Field | 22C50 | Camp Beauregard | ARGUARD | 7625 Esler Field Road | United States | Louisiana | Rapides | Pineville | 71360 | 0.855 | 0.825
4884 | 35A70 | Espanola | 350NG | New Mexico National Guard | ARGUARD | 705 Johnnie Roybal Road | United States | New Mexico | Rio Arriba | Espanola | 87532 | 0.93 | 0.905
4885 | 19B40 | Estherville | 190NG | Iowa National Guard | ARGUARD | 403 South 18th Street | United States | Iowa | Emmet | Estherville | 51334 | 1.01 | 1.01
4888 | 01A70 | Eugene Nall Atmore | 010NG | Alabama National Guard | ARGUARD | 1401 Highway 31 West | United States | Alabama | Escambia | Atmore | 36502 | 0.855 | 0.83
489 | N68436-BP | BOLTON PENINSULA | N68436 | NAVAL BASE KITSAP BREMERTON WA | NAVACT | 98345 | United States | Washington | Jefferson | Quilcene | 98345 | 1.21 | 1.24
4890 | 28B50 | Eupora | 280NG | Mississippi National Guard | ARGUARD | 604 Roane Avenue | United States | Mississippi | Webster | Eupora | 39744 | 0.9 | 0.86
4891 | 06B40 | Eureka | 060NG | California National Guard | ARGUARD | 3517 W Street | United States | California | Humboldt | Eureka | 95503 | 1.125 | 1.165
4892 | 12A85 | Eustis Readiness Center | 120NG | Florida National Guard | ARGUARD | 605 South Bay Street | United States | Florida | Lake | Eustis | 32726 | 0.825 | 0.805
4893 | 56A40 | Evanston | 560NG | Wyoming National Guard | ARGUARD | 419 2nd Street | United States | Wyoming | Uinta | Evanston | 82930 | 1.045 | 1.035
4895 | 18A92 | Evansville (1998) | 180NG | Indiana National Guard | ARGUARD | 3304 Division Street | United States | Indiana | Vanderburgh | Evansville | 47715 | 0.955 | 0.96
4896 | 18655 | Sgt James W. Harlan Usarc/Amsa #132 | 27864 | 88th Readiness Division | ARRES | 2900 East Division Street | United States | Indiana | Vanderburgh | Evansville | 47711 | 0.955 | 0.96
4899 | 42B45 | EVERETT READINESS CENTER | 420NG | Pennsylvania National Guard | ARGUARD | 135 Armory Street | United States | Pennsylvania | Bedford | Everett | 15537 | 1.065 | 1.105
49 | M62204-0002 | YERMO AREA | M62204 | MCLB BARSTOW CA | MCACT | 437 F Street | United States | California | San Bernardino | Barstow | 92398 | 1.2 | 1.25
4902 | 37B30 | Fair Bluff | 370NG | North Carolina National Guard | ARGUARD | US Highway 76 South | United States | North Carolina | Columbus | Fair Bluff | 28439 | 0.885 | 0.855
4903 | 50A37 | Fair Haven Oms | 500NG | Vermont National Guard | ARGUARD | 792 Airport Road | United States | Vermont | Rutland | Fair Haven | 05743 | 1.04 | 1.04
4904 | 02259 | Fairbanks Eielson Pipeline | 02871 | US Army Garrison Alaska | ARACT | Canol Service Road | United States | Alaska | Fairbanks North Star | Fort Wainwright | 99703 | 2.19 | 2.17
4905 | 02262 | Fairbanks Permafrost Station | 02871 | US Army Garrison Alaska | ARACT | Steese Highway | United States | Alaska | Fairbanks North Star | Fairbanks | 99712 | 2.19 | 2.17
4907 | 06B45 | Fairfield | 060NG | California National Guard | ARGUARD | 510 Parker Road | United States | California | Solano | Fairfield | 94535 | 1.22 | 1.28
4908 | 19B45 | Fairfield Armory | 190NG | Iowa National Guard | ARGUARD | 1501 West Stone Avenue | United States | Iowa | Jefferson | Fairfield | 52556 | 1.01 | 1.01
4909 | 19B50 | Fairfield Oms | 190NG | Iowa National Guard | ARGUARD | 505 West Carpenter Avenue | United States | Iowa | Jefferson | Fairfield | 52556 | 1.01 | 1.01
491 | N68436-BI | BACK ISLAND AK | N68436 | NAVAL BASE KITSAP BREMERTON WA | NAVACT | 1 Back Island Road | United States | Alaska | Ketchikan Gateway | Ketchikan | 99901 | 2.025 | 2.015
4911 | 27A95 | Fairmont Ng Armory | 270NG | Minnesota National Guard | ARGUARD | 700 Fairlakes Avenue | United States | Minnesota | Martin | Fairmont | 56031 | 1.085 | 1.12
4912 | 32A15 | Fairview Complex | 320NG | Nevada National Guard | ARGUARD | 2460 Fairview Drive | United States | Nevada | Carson City | Carson City | 89701 | 1.18 | 1.2
4913 | 25A95 | Fall River | 250NG | Massachusetts National Guard | ARGUARD | 1089 Dwelly Street | United States | Massachusetts | Bristol | Fall River | 02724 | 1.165 | 1.215
4914 | 32A40 | Fallon Armory | 320NG | Nevada National Guard | ARGUARD | 895 East Richards | United States | Nevada | Churchill | Fallon | 89406 | 1.22 | 1.23
4918 | 38A61 | Fargo AFRC | 380NG | North Dakota National Guard | ARGUARD | 3920 North 31st Street | United States | North Dakota | Cass | Fargo | 58102 | 1.09 | 1.09
4919 | 38A63 | Fargo FMS | 380NG | North Dakota National Guard | ARGUARD | 3917 N.W. 31St Street | United States | North Dakota | Cass | Fargo | 58105 | 1.09 | 1.09
492 | N68436-GA | SINCLAIR INLET | N68436 | NAVAL BASE KITSAP BREMERTON WA | NAVACT |  | United States | Washington | Kitsap | Port Orchard | 98366 | 1.21 | 1.24
4921 | 22A92 | Farmerville | 220NG | Louisiana National Guard | ARGUARD | 709 Veterans Circle | United States | Louisiana | Union | Farmerville | 71241 | 0.855 | 0.825
4922 | 29A80 | Farmington | 290NG | Missouri National Guard | ARGUARD | 1210 Morris Street | United States | Missouri | St. Francois | Farmington | 63640 | 0.985 | 1.005
4923 | 35A75 | Farmington | 350NG | New Mexico National Guard | ARGUARD | 1101 West Navajo | United States | New Mexico | San Juan | Farmington | 87401 | 0.93 | 0.905
4924 | 29832 | Farmington Usarc | 27864 | 88th Readiness Division | ARRES | 1610 West Columbia Street | United States | Missouri | St. Francois | Farmington | 63640 | 0.985 | 1.005
4925 | 51A90 | FARMVILLE RC | 510NG | Virginia National Guard | ARGUARD | 813 Longwood Avenue | United States | Virginia | Prince Edward | Farmville | 23901 | 0.86 | 0.84
4926 | 37B35 | Farmville | 370NG | North Carolina National Guard | ARGUARD | 3703 North Main Street | United States | North Carolina | Pitt | Farmville | 27828 | 0.885 | 0.855
4928 | 3728H | Fayetteville | 37225 | Fort Bragg | ARACT | 6310 Cliffdale Road | United States | North Carolina | Cumberland | Fayetteville | 28314 | 0.93 | 0.9
4929 | 37B42 | Fayetteville | 370NG | North Carolina National Guard | ARGUARD | 345 East Mountain Drive | United States | North Carolina | Cumberland | Fayetteville | 28306 | 0.87 | 0.84
493 | N68436-IA | BREMERTON RR | N68436 | NAVAL BASE KITSAP BREMERTON WA | NAVACT | 324 South 1st Street | United States | Washington | Mason | Shelton | 98584 | 1.085 | 1.095
4930 | 47B15 | Fayetteville | 470NG | Tennessee National Guard | ARGUARD | 1805 Wilson Parkway | United States | Tennessee | Lincoln | Fayetteville | 37334 | 0.835 | 0.82
4931 | 05B15 | Fayetteville | 050NG | Arkansas National Guard | ARGUARD | 3590 South School Avenue | United States | Arkansas | Washington | Fayetteville | 72701 | 0.845 | 0.82
4933 | 25A10 | Feeding Hills / Agawam | 250NG | Massachusetts National Guard | ARGUARD | 140 Maynard Street | United States | Massachusetts | Hampden | Feeding Hills | 01030 | 1.13 | 1.17
4935 | 27B05 | Fergus Falls Ng Armory | 270NG | Minnesota National Guard | ARGUARD | 421 East Cecil Avenue | United States | Minnesota | Otter Tail | Fergus Falls | 56537 | 1.085 | 1.12
4937 | 29A85 | Festus | 290NG | Missouri National Guard | ARGUARD | 2740 Highway P | United States | Missouri | Jefferson | Festus | 63028 | 0.985 | 1.005
4938 | 36C70 | Fifth Ave Armory | 360NG | New York National Guard | ARGUARD | 2366 5th Avenue | United States | New York | New York | New York City | 10037 | 1.36 | 1.46
4939 | 24A15 | Fifth Regiment | 240NG | Maryland National Guard | ARGUARD | 29th Division Street | United States | Maryland | Baltimore | Baltimore | 21201 | 0.97 | 0.97
494 | N68967-KO | WIGWAM KOOTENAI ID | N68967 | NAVSTA EVERETT WA | NAVACT | 83809 | United States | Idaho | Bonner | Careywood | 83809 | 1.055 | 1.045
4940 | 49A42 | Fillmore Armory (North) | 490NG | Utah National Guard | ARGUARD | 60 West Center Street | United States | Utah | Millard | Fillmore | 84631 | 1.03 | 0.995
4943 | 01872 | Finnell Afrc/Amsa #154(G) | 01530 | 81st Readiness Division | ARRES | 2627 10th Avenue | United States | Alabama | Tuscaloosa | Tuscaloosa | 35401 | 0.855 | 0.83
4946 | 08612 | Firestone | 080NG | Colorado National Guard | ARGUARD | 5855 Firestone Boulevard | United States | Colorado | Boulder | Longmont | 80504 | 1.015 | 1
4947 | 24B20 | Glen Burnie Readiness Center | 240NG | Maryland National Guard | ARGUARD | 14 Dorsey Road | United States | Maryland | Anne Arundel | Glen Burnie | 21061 | 0.97 | 0.97
4949 | 04A75 | Flagstaff Armory | 040NG | Arizona National Guard | ARGUARD | 320 North thorpe Drive | United States | Arizona | Coconino | Flagstaff | 86001 | 0.925 | 0.905
4950 | 46A65 | Flandreau Armory | 460NG | South Dakota National Guard | ARGUARD | 710 West Community Drive | United States | South Dakota | Moody | Flandreau | 57028 | 0.955 | 0.93
4951 | 46A66 | Flandreau Mvsc | 460NG | South Dakota National Guard | ARGUARD | 102 West 2nd Avenue | United States | South Dakota | Moody | Flandreau | 57028 | 0.955 | 0.93
4952 | 10715 | Fleming-Godwin Army Reserve Center | 42560 | 99th Readiness Division | ARRES | 344 North New Street | United States | Delaware | Kent | Dover | 19904 | 1.09 | 1.11
4953 | 34A80 | Flemington | 340NG | New Jersey National Guard | ARGUARD | 422 New Jersey State Highway 12 | United States | New Jersey | Hunterdon | Flemington | 08822 | 1.165 | 1.235
4955 | 26A90 | Flint | 260NG | Michigan National Guard | ARGUARD | 1101 Ceasar Chevez Drive | United States | Michigan | Genesee | Flint | 48503 | 1.035 | 1.055
4957 | 01D20 | Florala | 010NG | Alabama National Guard | ARGUARD | East Highway 54 | United States | Alabama | Covington | Florala | 36442 | 0.855 | 0.83
4958 | 25C20 | FLORENCE/NORTHAMPTON | 250NG | Massachusetts National Guard | ARGUARD | 1 Col Lavalee Lane | United States | Massachusetts | Hampshire | Northampton | 01060 | 1.165 | 1.215
4959 | 45B70 | Florence Armory & FMS 12 | 450NG | South Carolina National Guard | ARGUARD | 400 S Greer Road | United States | South Carolina | Florence | Florence | 29501 | 0.92 | 0.885
4960 | 45B78 | Florence Darlington Tech Dlc | 450NG | South Carolina National Guard | ARGUARD | 2115 West Lucas Street | United States | South Carolina | Pickens | Clemson | 29634 | 0.92 | 0.885
4961 | 04989 | Florence Military Reservation | 040NG | Arizona National Guard | ARGUARD | 600 East Track Road | United States | Arizona | Pinal | Florence | 85232 | 0.925 | 0.905
4962 | 32A65 | Floyd Edsall Training Center | 320NG | Nevada National Guard | ARGUARD | 6400 Range Road | United States | Nevada | Clark | Las Vegas | 89115 | 1.14 | 1.17
4963 | 40875 | Floyd S Parker USARC | 06510 | 63rd Readiness Division | ARRES | 1016 East South Street | United States | Oklahoma | Pittsburg | Mcalester | 74501 | 0.875 | 0.85
4966 | 06B47 | Folsom | 060NG | California National Guard | ARGUARD | 1015 Riley Street | United States | California | Sacramento | Folsom | 95630 | 1.13 | 1.17
4967 | 55A80 | Fond Du Lac | 550NG | Wisconsin National Guard | ARGUARD | 796 Sullivan Drive | United States | Wisconsin | Fond du Lac | Fond Du Lac | 54935 | 1.085 | 1.12
4968 | 55805 | Fond Du Lac Usarc | 27864 | 88th Readiness Division | ARRES | 474 Fond Du Lac Avenue | United States | Wisconsin | Fond du Lac | Fond Du Lac | 54935 | 1.085 | 1.12
4969 | 42B57 | FORD CITY READINESS CENTER | 420NG | Pennsylvania National Guard | ARGUARD | 108 Valley View Drive | United States | Pennsylvania | Armstrong | Ford City | 16226 | 1.065 | 1.105
497 | N68436-AK | NARL BARROW CAMP TR1 | N68436 | NAVAL BASE KITSAP BREMERTON WA | NAVACT | 100 Stevenson Street | United States | Alaska | North Slope | Barrow | 99723 | 2.52 | 2.47
4971 | 28B55 | Forest | 280NG | Mississippi National Guard | ARGUARD | 300 Frontage Road | United States | Mississippi | Scott | Forest | 39074 | 0.9 | 0.86
4972 | 37B50 | Forest City | 370NG | North Carolina National Guard | ARGUARD | Withrow Road | United States | North Carolina | Rutherford | Forest City | 28043 | 0.885 | 0.855
4973 | 13400 | Forest Park USARC | 01530 | 81st Readiness Division | ARRES | 4984 Jonesboro Road | United States | Georgia | Clayton | Forest Park | 30297 | 0.83 | 0.8
4975 | 05B25 | Forrest City | 050NG | Arkansas National Guard | ARGUARD | 2001 Doctor Martin Luther King Drive | United States | Arkansas | St. Francis | Forrest City | 72335 | 0.845 | 0.82
4976 | 13B35 | Forsyth | 130NG | Georgia National Guard | ARGUARD | 100 Quitman Guards Lane | United States | Georgia | Monroe | Forsyth | 31029 | 0.865 | 0.83
4977 | 13B36 | Forsyth-Dlog | 130NG | Georgia National Guard | ARGUARD | 100 Quitman Guards Lane | United States | Georgia | Monroe | Forsyth | 31029 | 0.865 | 0.83
4978 | 51290 | Fort A P Hill | 51290 | Fort A P Hill | ARACT | Main entrance located at the Intersection of A.P. Hill Blvd and A.P. Hill Drive. | United States | Virginia | Caroline | Bowling Green | 22427 | 1.1 | 1.1
4979 | 55A90 | Fort Atkinson | 550NG | Wisconsin National Guard | ARGUARD | 420 Bark River Drive | United States | Wisconsin | Jefferson | Fort Atkinson | 53538 | 1.085 | 1.12
4980 | 51105 | Fort Belvoir | 51105 | Fort Belvoir | ARACT | Engineer Board, 2 Miles Due Southwest of Springfield Mall | United States | Virginia | Fairfax | Fort Belvoir | 22060 | 1.08 | 1.08
4981 | 18778 | Fort Ben Harrison ARC | 27864 | 88th Readiness Division | ARRES | 9704 Beaumont Road, Building 126 | United States | Indiana | Marion | Indianapolis | 46216 | 0.94 | 0.94
4983 | 01022 | Fort Benning AL | 13025 | Fort Benning | ARACT | Intersection South Dixie Road and 101 Airborne Division Road | United States | Alabama | Russell | Fort Mitchell | 36856 | 0.855 | 0.83
4984 | 13025 | Fort Benning GA | 13025 | Fort Benning | ARACT | Dixie Road and Hourglass Road | United States | Georgia | Muscogee | Columbus | 31905 | 0.94 | 0.91
4985 | 48125 | Fort Bliss | 48125 | Fort Bliss | ARACT | S.W. of the Intersection of Apollo Avenue and Diana Drive | United States | Texas | El Paso | El Paso | 79916 | 0.92 | 0.89
4986 | 35125 | Fort Bliss AAA Ranges | 48125 | Fort Bliss | ARACT | S.W. corner of Otero County | United States | New Mexico | Otero | Orogrande | 88342 | 0.96 | 0.94
4987 | 37225 | Fort Bragg | 37225 | Fort Bragg | ARACT | 0.8 miles North of the Intersection of Murchinson Road and Shaw Road (East of Hurchinson Road) | United States | North Carolina | Cumberland | Fort Bragg | 28310 | 0.93 | 0.9
4989 | 08005 | Fort Carson | 08005 | Fort Carson | ARACT | Main Gate West Boundry Highway 115, North Boundry Highway 83, East Boundry I-25. | United States | Colorado | El Paso | Colorado Spgs | 80913 | 1.04 | 1.02
4990 | 05401 | Fort Chaffee Mtc | 05401 | Fort Chaffee Training Center | ARGUARD | 3318 South 74th Street | United States | Arkansas | Sebastian | Fort Smith | 72903 | 0.845 | 0.82
4991 | 08A80 | Fort Collins | 080NG | Colorado National Guard | ARGUARD | 3324 Laporte Avenue | United States | Colorado | Larimer | Fort Collins | 80521 | 1.015 | 1
4992 | 0881A | Fort Collins Usarc & Amsa #100 | 27864 | 88th Readiness Division | ARRES | 1118 Northeast Frontage Road | United States | Colorado | Larimer | Fort Collins | 80524 | 1.015 | 1
4993 | 15035 | Fort De Russy | 15815 | US Army Garrison Hawaii | ARACT | 2055 Kalia Road | United States | Hawaii | Honolulu | Honolulu | 96815 | 2.37 | 2.28
4995 | 24225 | Fort Detrick | 24225 | Fort Detrick | ARACT | 7th Street | United States | Maryland | Frederick | Frederick | 21702 | 0.94 | 0.94
4996 | HEKP0001 | FORT DIX | PTFL | MCGUIRE AFB | AFACT | 5318 Delaware Avenue | United States | New Jersey | Burlington | Fort Dix | 08640 | 1.19 | 1.26
4997 | 19B55 | Fort Dodge | 190NG | Iowa National Guard | ARGUARD | 1659 Nelson Avenue | United States | Iowa | Webster | Fort Dodge | 50501 | 1.01 | 1.01
4998 | 19560 | PFC Edwin J. Lemke ARC, Fort Dodge | 27864 | 88th Readiness Division | ARRES | 1655 Nelson Avenue | United States | Iowa | Webster | Fort Dodge | 50501 | 1.01 | 1.01
4999 | 49276 | Fort Douglas Afrc Complex | 27864 | 88th Readiness Division | ARRES | 296 South Chase Street | United States | Utah | Salt Lake | Salt Lake City | 84113 | 1.03 | 0.99
5 | M00146-0006 | LAYDOWN AREA 1 | M00146 | MCAS CHERRY POINT NC | MCACT | US Highway 101 | United States | North Carolina | Craven | Cherry Point | 28533 | 1.03 | 1
5000 | 49B16 | Fort Douglas Museum | 490NG | Utah National Guard | ARGUARD | 32 Potter Street | United States | Utah | Salt Lake | Salt Lake City | 84113 | 1.03 | 0.99
5001 | 36205 | Fort Drum | 36205 | Fort Drum | ARACT | 10000 10th Mountain Division Drive | United States | New York | Jefferson | Fort Drum | 13602 | 1.17 | 1.17
5002 | HERT0001 | FT EUSTIS | MUHJ | LANGLEY AFB | AFACT | Northwest of City of Newport News on Washington Boulevard | United States | Virginia | Newport News | Newport News | 23604 | 1 | 0.96
5004 | 24355 | Fort George G Meade | 24355 | Fort George G Meade | ARACT | Intersection of Route 175 and Reece Road | United States | Maryland | Anne Arundel | Fort Meade | 20755 | 1 | 1
5006 | 13055 | Fort Gordon | 13055 | Fort Gordon | ARACT | 307 Chamberlain Avenue | United States | Georgia | Richmond | Augusta | 30905 | 0.91 | 0.88
5007 | 13059 | Fort Gordon Recreation Area | 13055 | Fort Gordon | ARACT | 6703 Washington Road | United States | Georgia | Richmond | Augusta | 30905 | 0.91 | 0.88
5008 | 02341 | Fort Greely | 02871 | US Army Garrison Alaska | ARACT | East of Richardson Highway and West of Jarvis Creek | United States | Alaska | Southeast Fairbanks | Delta Junction | 99731 | 2.32 | 2.3
5009 | 36325 | Fort Hamilton | 36325 | Fort Hamilton | ARACT | Intersection of 101st Street and Sterling Drive | United States | New York | Kings | New York City | 11252 | 1.36 | 1.46
501 | N68436-PP | PULALI POINT | N68436 | NAVAL BASE KITSAP BREMERTON WA | NAVACT | 63379 Coos Head Road | United States | Washington | Jefferson | Quilcene | 98345 | 1.21 | 1.24
5010 | 48255 | Fort Hood | 48255 | Fort Hood | ARACT | 1001 761st Tank Battaltion Avenue | United States | Texas | Bell | Killeen | 76544 | 0.9 | 0.89
5011 | 04005 | Fort Huachuca | 04005 | Fort Huachuca | ARACT | Main Gate; Winrow Avenue & Fry Boulevard | United States | Arizona | Cochise | Fort Huachuca | 85635 | 1.08 | 1.05
5012 | 04009 | Fort Huachuca Gila Bend Area | 04005 | Fort Huachuca | ARACT | Interstate 8, Exit 119 | United States | Arizona | Maricopa | Gila Bend |  | 0.91 | 0.89
5013 | 04011 | Fort Huachuca Willcox Area | 04005 | Fort Huachuca | ARACT | 4 miles South of Intersection of Interstate 10 and AZ State Hwy 191 | United States | Arizona | Cochise | Willcox | 85643 | 1.08 | 1.05
5014 | 06205 | Fort Hunter Liggett | 06685 | Combat Support Training Center And Camp Parks | ARRES | 238 California Avenue | United States | California | Monterey | Jolon | 93928 | 1.22 | 1.26
5015 | 42307 | FORT INDIANTOWN GAP | 42307 | Fort Indiantown Gap Training Site | ARGUARD | Fisher Avenue | United States | Pennsylvania | Lebanon | Annville | 17003 | 1.01 | 1.02
5016 | 42873 | Fort Indiantown Gap | 42560 | 99th Readiness Division | ARRES |  | United States | Pennsylvania | Lebanon | Annville | 17003 | 0.99 | 1
5017 | 45455 | Fort Jackson | 45455 | Fort Jackson | ARACT | Intersection of Jackson Boulevard and Gregg Street. | United States | South Carolina | Richland | Columbia | 29207 | 0.87 | 0.84
5018 | 15245 | Fort Kamehameha | 15815 | US Army Garrison Hawaii | ARACT | 800 Scott Circle | United States | Hawaii | Honolulu | Hickam AFBase | 96853 | 2.37 | 2.28
502 | N00620-CH | COOS HEAD OR | N00620 | NAS WHIDBEY ISLAND WA | NAVACT | 63379 Coos Head Road | United States | Oregon | Coos | Charleston | 97426 | 1.12 | 1.145
5020 | 21405 | Fort Knox | 21405 | Fort Knox | ARACT | US Highway 31-W South, Exit 8A | United States | Kentucky | Jefferson | Muldraugh | 40121 | 0.87 | 0.87
5021 | 53455 | Fort Lawton Usar Complex | 27864 | 88th Readiness Division | ARRES | 4585 TEXAS WAY WEST | United States | Washington | King | Seattle | 98199 | 1.12 | 1.14
5022 | 20395 | Fort Leavenworth | 20395 | Fort Leavenworth | ARACT | 415 Sherman Avenue | United States | Kansas | Leavenworth | Fort Leavenworth | 66027 | 1.07 | 1.08
5023 | 51315 | Fort Lee | 51315 | Fort Lee | ARACT | Intersection of Oaklawn Blvd and Lee Ave | United States | Virginia | Prince George | Fort Lee | 23801 | 0.88 | 0.85
5024 | 29995 | Fort Leonard Wood | 29995 | Fort Leonard Wood | ARACT | South of the Intersection of Missouri Ave and First St | United States | Missouri | Pulaski | Fort Leonard Wood | 65473 | 1.09 | 1.12
5025 | 11605 | Fort Lesley J Mcnair | 51375 | Joint Base Myer Henderson Hall | ARACT | Intersection of P Street SW and 2nd Street SW | United States | District of Columbia | District of Columbia | Washington, DC | 20319 | 1.04 | 1.04
5026 | 53465 | Fort Lewis | 53465 | Joint Base Lewis McChord | ARACT | 41ST Division Dr S., Bldg 2025 | United States | Washington | Pierce | Tacoma | 98433 | 1.12 | 1.14
5028 | 01910 | Fort McClellan ARNG Training Center | 01910 | Fort McClellan Training Center | ARGUARD | 1101 Quintard Avenue | United States | Alabama | Calhoun | Anniston | 36205 | 0.85 | 0.83
5029 | 55425 | Fort Mccoy | 55425 | Fort Mccoy | ARRES | U.S. Highway 21 at Main "M" Street Gate | United States | Wisconsin | Monroe | Sparta | 54656 | 1.15 | 1.17
503 | N68967-SC | SCOTT PAPER COMPANY | N68967 | NAVSTA EVERETT WA | NAVACT | 2100 Grand Avenue | United States | Washington | Snohomish | Everett | 98201 | 1.085 | 1.095
5031 | 42986 | Fort Mifflin | 420NG | Pennsylvania National Guard | ARGUARD | 1000 Tinicum Island RD Lbby | United States | Pennsylvania | Philadelphia | Philadelphia | 19153 | 1.14 | 1.21
5032 | 45B80 | Fort Mill Armory | 450NG | South Carolina National Guard | ARGUARD | 276 Munn RD | United States | South Carolina | York | Fort Mill | 29715 | 0.92 | 0.885
5035 | 51360 | Fort Monroe | 51315 | Fort Lee | ARACT | Intersection of East Mercury Blvd and Ingalls Road | United States | Virginia | Hampton | Hampton | 23651 | 0.98 | 0.94
5036 | 51375 | Fort Myer | 51375 | Joint Base Myer Henderson Hall | ARACT | 204 Lee Ave | United States | Virginia | Arlington | Fort Myer | 22211 | 1.08 | 1.08
5037 | 12A95 | Fort Myers Readiness Center | 120NG | Florida National Guard | ARGUARD | 3405 Marion Street | United States | Florida | Lee | Ft Myers | 33916 | 0.825 | 0.805
5038 | 1282A | Fort Myers Usarc | 01530 | 81st Readiness Division | ARRES | 1717 Corbett Road, Cape Coral | United States | Florida | Lee | North Fort Myers | 33919 | 0.825 | 0.805
504 | N68967-JC | JIM CREEK WA | N68967 | NAVSTA EVERETT WA | NAVACT | 21027 Jim Creek Road | United States | Washington | Snohomish | Oso | 98223 | 1.085 | 1.095
5040 | 51541 | FORT PICKETT MTC & FMS 15 | 51541 | Fort Pickett Training Center | ARGUARD | 400 S Main ST | United States | Virginia | Nottoway | Blackstone | 23824 | 0.88 | 0.85
5041 | 12B00 | Fort Pierce Readiness Center | 120NG | Florida National Guard | ARGUARD | 2805 Delaware Avenue | United States | Florida | St. Lucie | Ft Pierce | 34947 | 0.825 | 0.805
5042 | 22725 | Fort Polk | 22725 | Fort Polk | ARACT | 6661 Warrior Trail, Building 350 | United States | Louisiana | Vernon | Fort Polk | 71459 | 0.95 | 0.91
5043 | HJZH0001 | FORT RICHARDSON | FXSB | JOINT BASE ELMENDORF-RICHARDSON | AFACT | Glenn Highway | United States | Alaska | Anchorage | Fort Richardson | 99505 | 2 | 1.99
5044 | 20605 | Fort Riley | 20605 | Fort Riley | ARACT | Kansas Interstate Highway 70 Exit 301 | United States | Kansas | Geary | Fort Riley | 66442 | 1.17 | 1.18
5046 | 01252 | Fort Rucker AL | 01252 | Fort Rucker | ARACT | 453 Novosel Street | United States | Alabama | Coffee | Fort Rucker | 36362 | 0.89 | 0.86
5047 | JBSF0001 | Fort Sam Houston | JBSF | JOINT BASE SAN ANTONIO - FORT SAM HOUSTON | AFACT | Intersection of I 35 and Binz-Engleman Rd | United States | Texas | Bexar | Fort Sam Houston | 78234 | 0.89 | 0.87
5049 | 15835 | Fort Shafter | 15815 | US Army Garrison Hawaii | ARACT | Buckner Gate, Funston Road | United States | Hawaii | Honolulu | Honolulu | 96819 | 2.37 | 2.28
5050 | 40755 | Fort Sill | 40755 | Fort Sill | ARACT | South of the Intersection of Interstate 44 and State Hwy 49 | United States | Oklahoma | Comanche | Fort Sill | 73503 | 0.92 | 0.9
5052 | 27865 | Fort Snelling USARC AMSA 22 BMA | 27864 | 88th Readiness Division | ARRES | Bldg 506, Roeder Circle | United States | Minnesota | Hennepin | Fort Snelling | 55111 | 1.06 | 1.11
5053 | 41655 | Fort Stevens Military Cemetery | 53465 | Joint Base Lewis McChord | ARACT |  | United States | Oregon | Clatsop | Hammond | 97121 | 1.12 | 1.145
5054 | 13305 | Fort Stewart | 13305 | Fort Stewart | ARACT | Wilson and Gulick Avenue | United States | Georgia | Liberty | Hinesville | 31314 | 0.85 | 0.83
5055 | N50092-FS | JEBLCFS EAST | N50092 | JNTEXPBASE Little Creek - FS VA | NAVACT | North of Virginia Beach at Intersections of Atlantic Avenue and Shore Drive | United States | Virginia | Virginia Beach (City) | Virginia Beach |  | 0.98 | 0.94
5056 | 36780 | Fort Tilden USAR | 42560 | 99th Readiness Division | ARRES | State Rd & Breezy Point | United States | New York | Queens | New York City | 11695 | 1.36 | 1.46
5057 | 02871 | Fort Wainwright | 02871 | US Army Garrison Alaska | ARACT | Gaffney | United States | Alaska | Fairbanks North Star | Fort Wainwright | 99703 | 2.19 | 2.17
5058 | 18B00 | Fort Wayne | 180NG | Indiana National Guard | ARGUARD | Cook | United States | Indiana | Allen | Fort Wayne | 46825 | 0.955 | 0.96
5060 | 48409 | Fort Wolters | 48409 | Fort Wolters Training Center | ARGUARD | 180 | United States | Texas | Palo Pinto | Mineral Wells | 76067 | 0.865 | 0.84
5061 | 53985 | Fort Worden Cemetery | 53465 | Joint Base Lewis McChord | ARACT | Battery | United States | Washington | Jefferson | Port Townsend | 98368 | 1.21 | 1.24
5062 | 48D05 | Fort Worth - Cobb Park | 480NG | Texas National Guard | ARGUARD | Cobb Park | United States | Texas | Tarrant | Fort Worth | 76105 | 0.83 | 0.82
5063 | 48D00 | Fort Worth - Sandage | 480NG | Texas National Guard | ARGUARD | Sandage | United States | Texas | Tarrant | Fort Worth | 76115 | 0.83 | 0.82
5064 | 48C95 | Fort Worth - Shoreview | 480NG | Texas National Guard | ARGUARD | 8111 Shoreview DR | United States | Texas | Tarrant | Fort Worth | 76108 | 0.83 | 0.82
5065 | 45B81 | Fountain Inn Armory | 450NG | South Carolina National Guard | ARGUARD | Speedway | United States | South Carolina | Greenville | Fountain Inn | 29644 | 0.92 | 0.885
5066 | 17815 | Fox Valley Memorial USARC | 27864 | 88th Readiness Division | ARRES | Sullivan | United States | Illinois | Kane | Aurora | 60506 | 1.03 | 1.045
5067 | 25B10 | Framingham | 250NG | Massachusetts National Guard | ARGUARD | Concord | United States | Massachusetts | Middlesex | Framingham | 01702 | 1.165 | 1.215
5068 | 45655 | Frances Marion USARC | 01530 | 81st Readiness Division | ARRES | Cashua | United States | South Carolina | Florence | Florence | 29501 | 0.92 | 0.885
5069 | 01A25 | Frank F Horton Andalusia | 010NG | Alabama National Guard | ARGUARD | Prestwood Bridge | United States | Alabama | Covington | Andalusia | 36420 | 0.855 | 0.83
507 | N63406-HA | NAUTICAL LA JOLLA MILE | N63406 | NAVBASE POINT LOMA | NAVACT | 9500 Gilman Drive | United States | California | San Diego | San Diego | 92093 | 1.05 | 1.08
5071 | 49676 | Frank M. Browning Usar Center | 27864 | 88th Readiness Division | ARRES | 1200 W | United States | Utah | Weber | Ogden | 84404 | 1.03 | 1
5075 | 21A85 | Frankfort Boone NG Center | 210NG | Kentucky National Guard | ARGUARD | 1210 Wilkinson Boulevard | United States | Kentucky | Franklin | Frankfort | 40601 | 0.87 | 0.87
508 | N63406-BA | BALBOA AVENUE | N63406 | NAVBASE POINT LOMA | NAVACT | 9284 Balboa Avenue | United States | California | San Diego | San Diego | 92123 | 1.05 | 1.08
5080 | 37B55 | Franklin | 370NG | North Carolina National Guard | ARGUARD | Industrial Park RD | United States | North Carolina | Macon | Franklin | 28734 | 0.885 | 0.855
5081 | 51A95 | FRANKLIN RC | 510NG | Virginia National Guard | ARGUARD | 900 Armory DR | United States | Virginia | Franklin | Franklin | 23851 | 0.92 | 0.89
5082 | 34A85 | Franklin | 340NG | New Jersey National Guard | ARGUARD | 12 Munsonhurst RD | United States | New Jersey | Sussex | Franklin | 07416 | 1.165 | 1.235
5083 | 40885 | Franklin L Weeks USARC | 06510 | 63rd Readiness Division | ARRES | 104 5th Avenue NE | United States | Oklahoma | Ottawa | Miami | 74354 | 0.875 | 0.85
5084 | 33A25 | Franklin | 330NG | New Hampshire National Guard | ARGUARD | 300 S Main ST | United States | New Hampshire | Merrimack | Franklin | 03235 | 1.07 | 1.06
5085 | 42850 | Franklin Army Reserve Center | 42560 | 99th Readiness Division | ARRES | 1545 Airport Road | United States | Pennsylvania | Cambria | Franklin | 16323 | 1.065 | 1.105
5089 | 01D50 | Fred M Fleming Geneva | 010NG | Alabama National Guard | ARGUARD | 1308 W Maple Avenue | United States | Alabama | Geneva | Geneva | 36340 | 0.89 | 0.86
5091 | 51B00 | FREDERICKSBURG RC & FMS 7 | 510NG | Virginia National Guard | ARGUARD | 2100 Jeff Davis | United States | Virginia | Fredericksburg | Fredericksburg | 22401 | 1.1 | 1.1
5092 | 48D15 | Fredericksburg | 480NG | Texas National Guard | ARGUARD | 598 Armory Rd. | United States | Texas | Gillespie | Fredericksburg | 78624 | 0.865 | 0.84
5093 | 29A90 | Fredericktown | 290NG | Missouri National Guard | ARGUARD | 104 Armory ST | United States | Missouri | Madison | Fredericktown | 63645 | 0.985 | 1.005
5095 | 34A90 | Freehold | 340NG | New Jersey National Guard | ARGUARD | 200 Village Center DR | United States | New Jersey | Monmouth | Freehold | 07728 | 1.24 | 1.31
5096 | 06910 | Freemont Hall USAR Center | 06510 | 63rd Readiness Division | ARRES | 3227 State Street | United States | California | Santa Barbara | Santa Barbara | 93105 | 1.12 | 1.17
5097 | 17B10 | Freeport Armory | 170NG | Illinois National Guard | ARGUARD | 1236 South Adams Avenue | United States | Illinois | Stephenson | Freeport | 61032 | 1.03 | 1.045
510 | N00213-SB | TR SI SADDLEBUNCH KEYS | N00213 | NAS KEY WEST FL | NAVACT | 3205 Overseas Highway | United States | Florida | Monroe | Sugar Loaf Shores | 33040 | 0.91 | 0.89
5100 | 37B60 | Fremont | 370NG | North Carolina National Guard | ARGUARD | E Pipkin ST | United States | North Carolina | Wayne | Fremont | 27830 | 0.87 | 0.84
5103 | 31857 | Fremont Usarc | 27864 | 88th Readiness Division | ARRES | 1306 Ridge Road Drive | United States | Nebraska | Dodge | Fremont | 68025 | 0.93 | 0.915
5105 | 06B55 | Fresno Airways | 060NG | California National Guard | ARGUARD | 5545 East Airways Boulevard | United States | California | Fresno | Fresno | 93727 | 1.125 | 1.165
5106 | 06B60 | Fresno Avcrad Dakota | 060NG | California National Guard | ARGUARD | 5140 E Dakota Avenue | United States | California | Fresno | Fresno | 93727 | 1.125 | 1.165
511 | N62604-MS | STENNIS SPACE CENTER | N62604 | CBC GULFPORT MS | NAVACT | 3101 HIGHWAY 607 | United States | Mississippi | Hancock | Bay St Louis | 39529 | 0.91 | 0.87
5113 | 21145 | Fort Campbell KY | 21145 | Fort Campbell | ARACT | US Highway 41A & Screaming Eagle Boulevard (AKA Gate 4) | United States | Kentucky | Christian | Fort Campbell | 42223 | 0.99 | 0.98
5119 | 53560 | Ft George Wright Spokane | 530NG | Washington National Guard | ARGUARD | Government | United States | Washington | Spokane | Spokane | 99224-5208 | 1.05 | 1.05
5120 | 01C60 | Ft H W Johnson Demopolis | 010NG | Alabama National Guard | ARGUARD | 1701 Highway 43 S | United States | Alabama | Marengo | Demopolis | 36732 | 0.855 | 0.83
5121 | 39220 | Ft Hayes Memorial Usarc | 27864 | 88th Readiness Division | ARRES | 530 Jack Gibbs Blvd, Bldg 300 | United States | Ohio | Franklin | Columbus |  | 0.925 | 0.9195
5124 | 12A90 | Ft Lauderdale Readiness Center | 120NG | Florida National Guard | ARGUARD | 400 SW 24th Street | United States | Florida | Broward | Fort Lauderdale | 33315 | 0.82 | 0.8
5125 | 01C30 | Ft Malcom A Turner, Clayton | 010NG | Alabama National Guard | ARGUARD | 299 Eufaula Avenue | United States | Alabama | Barbour | Clayton | 36016 | 0.855 | 0.83
5126 | 46C15 | Ft Meade RTI Complex | 460NG | South Dakota National Guard | ARGUARD | 54 Sheridan RD | United States | South Dakota | Meade | Sturgis | 57785 | 0.955 | 0.93
5127 | 30585 | Ft Missoula - Fms 02 | 300NG | Montana National Guard | ARGUARD | 3150 Great Nern AVE | United States | Montana | Missoula | Missoula | 59808 | 1.1 | 1.08
5128 | 30565 | Ft Missoula Cemetery | 27864 | 88th Readiness Division | ARRES | Fort Missoula | United States | Montana | Missoula | Missoula | 59801 | 1.1 | 1.08
5129 | 36920 | Ft Ontario Usarc | 42560 | 99th Readiness Division | ARRES | 60 East Ninth Street | United States | New York | Oswego | Oswego | 13126 | 1.06 | 1.075
513 | N60042-AZ | NAVOBSSTA FLAGSTAFF AZ | N60042 | NAF EL CENTRO CA | NAVACT | 10391 W Naval Observatory Road | United States | Arizona | Coconino | Flagstaff | 86001 | 0.925 | 0.905
5130 | 01D10 | Ft Riel, Fairhope | 010NG | Alabama National Guard | ARGUARD | 550 Fairwood Boulevard | United States | Alabama | Baldwin | Fairhope | 36532 | 0.855 | 0.83
5131 | 15A20 | Ft Ruger | 150NG | Hawaii National Guard | ARGUARD | 3949 Diamond Head Road | United States | Hawaii | Honolulu | Honolulu | 96816 | 2.37 | 2.28
5132 | 01D40 | Ft Thomas W. Jester Readiness Center Fort Payne | 010NG | Alabama National Guard | ARGUARD | 4300 Gault Avenue N | United States | Alabama | DeKalb | Fort Payne | 35967 | 0.855 | 0.83
5134 | 01F10 | Ft Whiting Mobile | 010NG | Alabama National Guard | ARGUARD | 1630 South Broad Street | United States | Alabama | Mobile | Mobile | 36605 | 0.84 | 0.81
5136 | 06B65 | Fullerton | 060NG | California National Guard | ARGUARD | 400 S Brookhurst Road | United States | California | Orange | Fullerton | 92833 | 1.02 | 1.06
5137 | 28B60 | Fulton | 280NG | Mississippi National Guard | ARGUARD | 17299 HWY 25 N | United States | Mississippi | Itawamba | Fulton | 38843 | 0.9 | 0.86
5138 | 29A95 | Fulton | 290NG | Missouri National Guard | ARGUARD | 1501 Westminster AVE | United States | Missouri | Callaway | Fulton | 65251 | 0.985 | 1.005
5140 | 17884 | Granite City Usarc | 27864 | 88th Readiness Division | ARRES | 1255 Seventh Street, Price Support Center | United States | Illinois | Madison | Granite City | 62040 | 1.03 | 1.045
5141 | 54A12 | Fwaats-Bridgeport | 540NG | West Virginia National Guard | ARGUARD | 1000 Fixed Wing DR | United States | West Virginia | Harrison | Bridgeport | 26330 | 1.02 | 1.03
5143 | 45B85 | Gaffney Armory | 450NG | South Carolina National Guard | ARGUARD | 410 Hampshire DR | United States | South Carolina | Cherokee | Gaffney | 29341 | 0.92 | 0.885
5145 | 13B40 | Gainesville | 130NG | Georgia National Guard | ARGUARD | 753 Alta Vista Road | United States | Georgia | Hall | Gainesville | 30501 | 0.865 | 0.83
5146 | 12426 | Gainesville Usarc | 01530 | 81st Readiness Division | ARRES | 1300 NE 8th Avenue | United States | Florida | Alachua | Gainesville | 32601 | 0.825 | 0.805
5149 | 47B20 | Gallatin | 470NG | Tennessee National Guard | ARGUARD | 1250 Hartsville Pk | United States | Tennessee | Sumner | Gallatin | 37066 | 0.835 | 0.82
515 | N00245-RM | RAMONA VISTA APTS | N00245 | NAVBASE SAN DIEGO CA | NAVACT | 617 11th Street | United States | California | San Diego | Ramona | 92065 | 1.05 | 1.08
5150 | 35A90 | Gallup | 350NG | New Mexico National Guard | ARGUARD | 54 E Hassler Valley RD | United States | New Mexico | McKinley | Gallup | 87301 | 0.93 | 0.905
5151 | 30755 | Galt Hall Usar Center | 27864 | 88th Readiness Division | ARRES | Airport B | United States | Montana | Cascade | Great Falls | 59404-5568 | 1.1 | 1.08
5152 | 17B20 | Galva Armory | 170NG | Illinois National Guard | ARGUARD | 201 Morgan Road | United States | Illinois | Henry | Galva | 61434 | 1.03 | 1.045
5156 | 2032A | Garden City Usarc | 27864 | 88th Readiness Division | ARRES | Fulton | United States | Kansas | Finney | Garden City | 67846-0931 | 1.005 | 1.025
5157 | 06401 | Garden Grove USAR Center | 06510 | 63rd Readiness Division | ARRES | 11751 Western Avenue | United States | California | Orange | Garden Grove | 92841 | 1.02 | 1.06
5159 | 06B70 | Gardena | 060NG | California National Guard | ARGUARD | 2100 West 154th Street | United States | California | Los Angeles | Gardena | 90249 | 1.02 | 1.06
516 | N00245-WL | WOODLAKE CONDOMINIUMS | N00245 | NAVBASE SAN DIEGO CA | NAVACT | 9830 Summersun Lane | United States | California | San Diego | San Diego | 92040 | 1.05 | 1.08
5161 | 23B00 | GARDINER TRAINING SITE | 230NG | Maine National Guard | ARGUARD | 348 Water Street | United States | Maine | Kennebec | Gardiner | 04345 | 1.02 | 1
5162 | 25B15 | Gardner | 250NG | Massachusetts National Guard | ARGUARD | 323 W Broadway | United States | Massachusetts | Worcester | Gardner | 01440 | 1.2 | 1.26
5169 | 18B15 | Gary | 180NG | Indiana National Guard | ARGUARD | 2501 East 15th Avenue | United States | Indiana | Lake | Gary | 46402 | 0.955 | 0.96
517 | N61014-CA | LA MESA VILLAGE | N61014 | NAVSUPPDET MONTEREY CA | NAVACT | 7 Spruance Road | United States | California | Monterey | Monterey | 93940 | 1.12 | 1.16
5170 | 54A45 | Gassaway | 540NG | West Virginia National Guard | ARGUARD | 1072 State ST | United States | West Virginia | Braxton | Gassaway | 26624 | 1.02 | 1.03
5171 | 37B65 | Gastonia | 370NG | North Carolina National Guard | ARGUARD | 2100 Robinwood RD | United States | North Carolina | Gaston | Gastonia | 28054 | 0.885 | 0.855
5172 | 51B10 | GATE CITY RC & FMS 9 | 510NG | Virginia National Guard | ARGUARD | 157 Beech ST | United States | Virginia | Scott | Gate City | 24251 | 0.92 | 0.89
5173 | 48D25 | Gatesville | 480NG | Texas National Guard | ARGUARD | 3301 E Main ST | United States | Texas | Coryell | Gatesville | 76528 | 0.9 | 0.89
5176 | 45625 | Gen Andrew Pickens Usarc | 01530 | 81st Readiness Division | ARRES | 355 Anderson Highway | United States | South Carolina | Pickens | Clemson | 29631 | 0.92 | 0.885
5177 | 54429 | Gen Charles C. Rogers Army Reserve Center | 42560 | 99th Readiness Division | ARRES | 100 Military Drive | United States | West Virginia | Kanawha | Charleston | 25309 | 1 | 1.01
5178 | 01802 | Gen Joseph Wheeler Usarc | 01530 | 81st Readiness Division | ARRES | 4600 Hatch Boulevard | United States | Alabama | Colbert | Sheffield | 35660 | 0.855 | 0.83
518 | N61008-EA | BEACH SITE 1 | N61008 | NAVAL SUPPORT ACTY PANAMA CITY | NAVACT | 8525 Surf Drive, Unit 151 | United States | Florida | Bay | Panama City | 32408 | 0.87 | 0.85
5181 | 36B35 | Geneseo Armory | 360NG | New York National Guard | ARGUARD | 34 Avon RD | United States | New York | Livingston | Geneseo | 14454 | 1.06 | 1.075
5182 | 36B40 | Geneva Armory | 360NG | New York National Guard | ARGUARD | 300 Main ST | United States | New York | Ontario | Geneva | 14456 | 1.06 | 1.075
5183 | 40825 | George C Farr USARC | 06510 | 63rd Readiness Division | ARRES | 709 SW C Street | United States | Oklahoma | Pushmataha | Antlers |  | 0.875 | 0.85
5185 | 40865 | George D Keathley USARC | 06510 | 63rd Readiness Division | ARRES | 900 Cache Road | United States | Oklahoma | Comanche | Fort Sill | 73503 | 0.89 | 0.87
5186 | 40926 | George D Swanson USARC | 06510 | 63rd Readiness Division | ARRES | 608 S Ohio Street | United States | Oklahoma | Okmulgee | Okmulgee | 74447 | 0.875 | 0.85
5188 | 25905 | George Hampden Crosman Army Reserve Center | 42560 | 99th Readiness Division | ARRES | 130 Eldridge Street | United States | Massachusetts | Bristol | Taunton | 02780 | 1.165 | 1.215
5189 | 12495 | George P Wentworth Usarc | 01530 | 81st Readiness Division | ARRES | College | United States | Florida | Escambia | Pensacola | 32504-8999 | 0.81 | 0.78
519 | N61008-FA | BEACH SITE 2 | N61008 | NAVAL SUPPORT ACTY PANAMA CITY | NAVACT | 7101 Thomas Drive | United States | Florida | Bay | Panama City | 32408 | 0.87 | 0.85
5190 | 10A30 | Georgetown | 100NG | Delaware National Guard | ARGUARD | 109 West Pine Street | United States | Delaware | Sussex | Georgetown | 19947 | 1.06 | 1.085
5191 | 45B90 | Georgetown Armory | 450NG | South Carolina National Guard | ARGUARD | 3777 S Frasier ST | United States | South Carolina | Georgetown | Georgetown | 29442 | 0.92 | 0.885
5193 | 31A60 | Gering Rc/Fms 04 | 310NG | Nebraska National Guard | ARGUARD | 1250 D ST | United States | Nebraska | Scotts Bluff | Gering | 69341 | 0.93 | 0.915
5197 | 36874 | Gerry Army Reserve Center | 42560 | 99th Readiness Division | ARRES | 4455 Lavant Gerry Roads | United States | New York | Chautauqua | Gerry | 14740 | 1.06 | 1.075
5198 | 02322 | Gerstle River Arctic Test Site | 02871 | US Army Garrison Alaska | ARACT | Alaska Highway | United States | Alaska | Fairbanks North Star | Unknown | 99737 | 2.32 | 2.3
520 | N61008-GA | BEACH SITE 3 | N61008 | NAVAL SUPPORT ACTY PANAMA CITY | NAVACT | 6500 Gulf Drive, Unit 152 | United States | Florida | Bay | Panama City | 32408 | 0.87 | 0.85
5201 | 16A18 | Gf Aviation Armory (500) | 160NG | Idaho National Guard | ARGUARD | 3634 W Guard Street | United States | Idaho | Ada | Boise | 83705 | 0.99 | 0.98
5202 | 16A19 | Gf Bennett Building (600) | 160NG | Idaho National Guard | ARGUARD | 4040 W Guard Street | United States | Idaho | Ada | Boise | 83705 | 0.99 | 0.98
5210 | 56A45 | Gillette | 560NG | Wyoming National Guard | ARGUARD | 811 E Laramie ST | United States | Wyoming | Campbell | Gillette | 82716 | 1.045 | 1.035
5211 | 06B75 | Gilroy | 060NG | California National Guard | ARGUARD | 8490 Wren Avenue | United States | California | Santa Clara | Gilroy | 95020 | 1.2 | 1.25
5212 | 26A95 | Gladstone | 260NG | Michigan National Guard | ARGUARD | 604 South 18th Street | United States | Michigan | Delta | Gladstone | 49837 | 1.035 | 1.055
5213 | 21A90 | Glasgow Armory | 210NG | Kentucky National Guard | ARGUARD | 410 Cavalry Road | United States | Kentucky | Barren | Glasgow | 42141 | 0.87 | 0.87
5214 | 21A92 | FMS Glasgow | 210NG | Kentucky National Guard | ARGUARD | 421 Cavalry Road | United States | Kentucky | Barren | Glasgow | 42141 | 0.87 | 0.87
5215 | 30A50 | Glasgow Readiness Center | 300NG | Montana National Guard | ARGUARD | 81 Airport Road | United States | Montana | Valley | Glasgow | 59230 | 1.1 | 1.08
5216 | 54A48 | Glen Jean Afrc Complex | 540NG | West Virginia National Guard | ARGUARD | 409 Wood Mountain RD | United States | West Virginia | Fayette | Glen Jean | 25846 | 1.02 | 1.03
5217 | 06B80 | Glendale | 060NG | California National Guard | ARGUARD | 220 E Colorado Street | United States | California | Los Angeles | Glendale | 91205 | 1.02 | 1.06
5218 | 04A85 | Glendale Armory | 040NG | Arizona National Guard | ARGUARD | 6202 W Myrtle Avenue | United States | Arizona | Maricopa | Glendale | 85301 | 0.91 | 0.89
5220 | 13B45 | Glennville | 130NG | Georgia National Guard | ARGUARD | 1200 East Barnard Street | United States | Georgia | Tattnall | Glennville | 30427 | 0.865 | 0.83
5223 | 36B50 | Gloversville Armory | 360NG | New York National Guard | ARGUARD | 87 Washington ST | United States | New York | Fulton | Gloversville | 12078 | 1.06 | 1.075
5224 | 01060 | Goldberg Stagefield AL | 01252 | Fort Rucker | ARACT | Dale County Road 16 | United States | Alabama | Dale | Ozark | 36360 | 0.89 | 0.86
5225 | 08A90 | Golden | 080NG | Colorado National Guard | ARGUARD | 1181 Kilmer Street | United States | Colorado | Jefferson | Golden | 80401 | 0.99 | 0.98
5226 | 37B71 | Goldsboro Armory | 370NG | North Carolina National Guard | ARGUARD | 200 N William ST | United States | North Carolina | Wayne | Goldsboro | 27530 | 0.87 | 0.84
5228 | 22B10 | Gonzales | 220NG | Louisiana National Guard | ARGUARD | 412 South Irma Boulevard | United States | Louisiana | Ascension | Gonzales | 70737 | 0.855 | 0.825
523 | N61014-DX | DIXON TRANSMITTER FAC | N61014 | NAVSUPPDET MONTEREY CA | NAVACT | 95620 | United States | California | Solano | Dixon | 95620 | 1.22 | 1.28
5230 | 16A80 | Gooding Armory | 160NG | Idaho National Guard | ARGUARD | 417 N Main Street | United States | Idaho | Gooding | Gooding | 83330 | 1.055 | 1.045
5231 | 16A85 | Gooding Ts | 160NG | Idaho National Guard | ARGUARD | 417 Main Street | United States | Idaho | Gooding | Gooding | 83330 | 1.055 | 1.045
5234 | 47A38 | Gordonsville | 470NG | Tennessee National Guard | ARGUARD | 101 Transport DR | United States | Tennessee | Smith | Gordonsville | 38563 | 0.835 | 0.82
5237 | 10A15 | Gov Bacon Health Ctr | 100NG | Delaware National Guard | ARGUARD | 956 Delaware Avenue | United States | Delaware | New Castle | Delaware City | 19706 | 1.03 | 1.06
5238 | 16A20 | Gowen Field Boise | 160NG | Idaho National Guard | ARGUARD | 4040 Guard ST | United States | Idaho | Ada | Boise |  | 0.99 | 0.98
5239 | 40860 | Grady L Robbins USARC | 06510 | 63rd Readiness Division | ARRES | 116 W Oxford | United States | Oklahoma | Garfield | Enid |  | 0.96 | 0.93
5243 | 38685 | Grand Forks Armory | 380NG | North Dakota National Guard | ARGUARD | 1501 S 48th ST | United States | North Dakota | Grand Forks | Grand Forks | 58201 | 1.03 | 1.03
5244 | 38A85 | Grand Forks Complex | 380NG | North Dakota National Guard | ARGUARD | 1511 S 48th ST | United States | North Dakota | Grand Forks | Grand Forks | 58201 | 1.03 | 1.03
5246 | 31C10 | Grand Island Aasf/Rc | 310NG | Nebraska National Guard | ARGUARD | 3010 E Airport RD | United States | Nebraska | Hall | Grand Island | 68801 | 0.94 | 0.92
525 | N61014-IA | NAVY ANNEX | N61014 | NAVSUPPDET MONTEREY CA | NAVACT | 214 Michael J Smith Lane | United States | California | Monterey | Monterey | 93940 | 1.12 | 1.16
5250 | 26B10 | Grand Ledge AASF | 260NG | Michigan National Guard | ARGUARD | 10602 West Eaton Highway | United States | Michigan | Eaton | Grand Ledge | 48837 | 1.035 | 1.055
5251 | 26B05 | Grand Ledge CMF | 260NG | Michigan National Guard | ARGUARD | 118 East Jefferson Street | United States | Michigan | Eaton | Grand Ledge | 48837 | 1.035 | 1.055
5252 | 26B11 | Grand Ledge Hangar | 260NG | Michigan National Guard | ARGUARD | 10980 West Eaton Highway | United States | Michigan | Eaton | Grand Ledge | 48837 | 1.035 | 1.055
5253 | 48C20 | Grand Prairie (Dnas) | 480NG | Texas National Guard | ARGUARD | 1013 Lake Crest DR | United States | Texas | Dallas | Grand Prairie | 75051 | 0.83 | 0.82
5254 | 48941 | Grand Prairie Reserve Complex | 06510 | 63rd Readiness Division | ARRES | 310 Armed Forces Drive | United States | Texas | Tarrant | Grand Prairie | 75051 | 0.83 | 0.82
5255 | 27B10 | Grand Rapids Ng Armory | 270NG | Minnesota National Guard | ARGUARD | 930 NE 1st AVE | United States | Minnesota | Itasca | Grand Rapids | 55744 | 1.085 | 1.12
5256 | 53A63 | Grandview | 530NG | Washington National Guard | ARGUARD | 800 Wallace Way | United States | Washington | Yakima | Grandview | 98930 | 1.09 | 1.1
5257 | 16A90 | Grangeville Armory | 160NG | Idaho National Guard | ARGUARD | 105 East North 4th Street | United States | Idaho | Idaho | Grangeville | 83530 | 1.055 | 1.045
5258 | 45B92 | Graniteville Armory | 450NG | South Carolina National Guard | ARGUARD | 365 Bettis Academy RD | United States | South Carolina | Aiken | Graniteville | 29829 | 0.92 | 0.885
5259 | 35A97 | Grants | 350NG | New Mexico National Guard | ARGUARD | 2001 E Santa Fe RD | United States | New Mexico | Cibola | Grants | 87020 | 0.93 | 0.905
526 | N61014-MA | MARINA AIRPORT | N61014 | NAVSUPPDET MONTEREY CA | NAVACT | 721 Neeson Road | United States | California | Monterey | Monterey | 93940 | 1.12 | 1.16
5260 | 41A75 | Grants Pass Armory | 410NG | Oregon National Guard | ARGUARD | 666 Brookside BLVD | United States | Oregon | Josephine | Grants Pass | 97526 | 1.12 | 1.145
5261 | 26515 | Grayling Airfield | 26B15 | Camp Grayling | ARGUARD | 300 East Michigan Avenue | United States | Michigan | Crawford | Grayling | 49738 | 1.035 | 1.055
5262 | 20B22 | Great Bend Armory | 200NG | Kansas National Guard | ARGUARD | 9571 B-29 Way | United States | Kansas | Barton | Great Bend | 67530 | 1.005 | 1.025
5264 | 20725 | MAJ Ralph B. Praeger ARC, Great Bend KS | 27864 | 88th Readiness Division | ARRES | 2222 19th Street | United States | Kansas | Barton | Great Bend | 67530 | 1.005 | 1.025
5266 | 55A95 | Green Bay | 550NG | Wisconsin National Guard | ARGUARD | 800 N Military AVE | United States | Wisconsin | Brown | Green Bay | 54303 | 1.085 | 1.12
5267 | 49350 | Green River Test Complex Ut | 35955 | White Sands Missile Range | ARACT | Green River Utah, middle of town | United States | Utah | Unknown | Unknown | 88002 | 1.03 | 0.995
5268 | 01532 | Green Springs Usarc/Amsa #141 | 01530 | 81st Readiness Division | ARRES | 1900 Green Springs Highway | United States | Alabama | Jefferson | Birmingham | 35205 | 0.855 | 0.83
5269 | 18B20 | Greencastle | 180NG | Indiana National Guard | ARGUARD | 401 North Arlington Street | United States | Indiana | Putnam | Greencastle | 46135 | 0.955 | 0.96
527 | N61014-PS | POINT SUR | N61014 | NAVSUPPDET MONTEREY CA | NAVACT | 93920 | United States | California | Monterey | Big Sur | 93920 | 1.12 | 1.16
5271 | 47B25 | Greeneville | 470NG | Tennessee National Guard | ARGUARD | 1030 Hal Henard RD | United States | Tennessee | Greene | Greeneville | 37743 | 0.835 | 0.82
5272 | 47625 | Greeneville USARC | 01530 | 81st Readiness Division | ARRES | 701 E. Barton Ridge Road | United States | Tennessee | Greene | Unknown | 37745 | 0.835 | 0.82
5273 | 25B20 | Greenfield | 250NG | Massachusetts National Guard | ARGUARD | 71 Hope Street | United States | Massachusetts | Franklin | Greenfield | 01301 | 1.165 | 1.215
5274 | 18B25 | Greenfield | 180NG | Indiana National Guard | ARGUARD | Apple Street | United States | Indiana | Hancock | Greenfield | 46140 | 0.955 | 0.96
5275 | 31480 | Greenlief TS/UTES 01 | 31480 | Greenlief Training Site | ARGUARD | 6700 E J ST | United States | Nebraska | Adams | Hastings | 68901 | 0.93 | 0.915
5276 | 37B75 | Greensboro | 370NG | North Carolina National Guard | ARGUARD | 110 Franklin BLVD | United States | North Carolina | Guilford | Greensboro | 27401 | 0.885 | 0.855
5277 | 39C05 | Green | 390NG | Ohio National Guard | ARGUARD | 5989 Airport DR Nw | United States | Ohio | Stark | North Canton | 44720 | 0.925 | 0.9195
5278 | 42B65 | Greensburg Readiness Center | 420NG | Pennsylvania National Guard | ARGUARD | Rd # 2 Donohue RD | United States | Pennsylvania | Westmoreland | Greensburg | 15601 | 1.065 | 1.105
5279 | 42860 | Greensburg Usarc | 42560 | 99th Readiness Division | ARRES | 900 Armory Drive | United States | Pennsylvania | Westmoreland | Greensburg | 15601 | 1.065 | 1.105
528 | N61014-SC | NAVPMSSOP SANTA CRUZ | N61014 | NAVSUPPDET MONTEREY CA | NAVACT | 4203 Smith Grade Road | United States | California | Santa Cruz | Santa Cruz | 95060 | 1.12 | 1.16
5281 | 2935A | Greentop Usarc | 27864 | 88th Readiness Division | ARRES | Hungry Hollow | United States | Missouri | Schuyler | Greentop | 63546-9609 | 0.985 | 1.005
5282 | 48D45 | Greenville | 480NG | Texas National Guard | ARGUARD | 9314 Jack Finney BLVD | United States | Texas | Hunt | Greenville | 75401 | 0.865 | 0.84
5283 | 28B65 | Greenville | 280NG | Mississippi National Guard | ARGUARD | 322 Airport BLVD | United States | Mississippi | Washington | Greenville | 38703 | 0.9 | 0.86
5284 | 39C10 | Greenville | 390NG | Ohio National Guard | ARGUARD | 1434 Wagner AVE | United States | Ohio | Darke | Greenville | 45331 | 0.925 | 0.9195
5285 | 26B25 | Greenville | 260NG | Michigan National Guard | ARGUARD | 317 S Hillcrest ST | United States | Michigan | Montcalm | Greenville | 48838 | 1.035 | 1.055
5286 | 37B80 | Greenville | 370NG | North Carolina National Guard | ARGUARD | Memorial DR | United States | North Carolina | Pitt | Greenville | 27834 | 0.885 | 0.855
5287 | 45B95 | Greenville Armory | 450NG | South Carolina National Guard | ARGUARD | 209 Perimeter RD | United States | South Carolina | Greenville | Greenville | 29605 | 0.92 | 0.885
5288 | 28743 | Greenville Ms Usarc | 01530 | 81st Readiness Division | ARRES | 1635 Hamlin Road | United States | Mississippi | Washington | Greenville | 38703 | 0.9 | 0.86
5289 | 28B70 | Greenville Fms #6 | 280NG | Mississippi National Guard | ARGUARD | 1146 S Beauchamp ST | United States | Mississippi | Washington | Greenville | 38704 | 0.9 | 0.86
529 | N61014-UT | NAVPMOSSP MAGNA UTAH | N61014 | NAVSUPPDET MONTEREY CA | NAVACT | 111 Lockheed Martin Way | United States | Utah | Salt Lake | Magna | 84089 | 1.03 | 0.99
5290 | 37992 | WINTERVILLE (AFRC) | 01530 | 81st Readiness Division | ARRES | 3000 Mill Street Winterville, NC 28590 | United States | North Carolina | Pitt | Greenville | 28590 | 0.885 | 0.855
5291 | 28B75 | Greenwood Armory & Fms #6a | 280NG | Mississippi National Guard | ARGUARD | 1002 Sycamore ST | United States | Mississippi | Leflore | Greenwood | 38930 | 0.9 | 0.86
5292 | 45C00 | Greenwood Armory & FMS 4 | 450NG | South Carolina National Guard | ARGUARD | 518 Emerald RD | United States | South Carolina | Greenwood | Greenwood | 29648 | 0.92 | 0.885
5293 | 28744 | Greenwood ARC/AMSA #144 (G) | 01530 | 81st Readiness Division | ARRES | Route 1, Box 462 Greenwood, MS 38930-9624 | United States | Mississippi | Leflore | Greenwood | 38930 | 0.9 | 0.86
5294 | 45C10 | Greer Armory | 450NG | South Carolina National Guard | ARGUARD | 105 Old Woodruff RD | United States | South Carolina | Spartanburg | Greer | 29651 | 0.92 | 0.885
5296 | 41A80 | Gresham Armory | 410NG | Oregon National Guard | ARGUARD | 500 NE Division | United States | Oregon | Multnomah | Gresham | 97030 | 1.08 | 1.1
5298 | 13B50 | Griffin | 130NG | Georgia National Guard | ARGUARD | 1015 South Hill Street | United States | Georgia | Spalding | Griffin | 30223 | 0.865 | 0.83
5299 | 48575 | Grimes Memorial USARC | 06510 | 63rd Readiness Division | ARRES | Treadaway | United States | Texas | Taylor | Abilene | 79602-7898 | 0.88 | 0.86
530 | N61007-CN | NOTU CAPE CANAVERAL | N61007 | NAVAL SUPPORT ACTIVITY ORLANDO | NAVACT | 68220 Pier Road | United States | Florida | Brevard | Cape Canaveral |  | 0.78 | 0.75
5301 | 42B70 | GROVE CITY READINESS CENTER | 420NG | Pennsylvania National Guard | ARGUARD | 160 George Jr. RD | United States | Pennsylvania | Mercer | Grove City | 16127 | 1.065 | 1.105
5307 | 47615 | Guerry Usarc/Amsa #142 (G) | 01530 | 81st Readiness Division | ARRES | 2021 E 23rd Street | United States | Tennessee | Hamilton | Chattanooga | 73542 | 0.82 | 0.8
5308 | 36B55 | Guilderland Tng Site | 360NG | New York National Guard | ARGUARD | Grant Hill RD | United States | New York | Albany | Guilderland | 12084 | 1.03 | 1.05
531 | N61065-AD | FALLBROOK CALIFORNIA | N61065 | NAVWPNSTA SEAL BEACH | NAVACT | 700 Ammunition Road | United States | California | San Diego | Fallbrook | 92028 | 1.05 | 1.08
5310 | 28B92 | Gulfport Readiness Center & Fms #4 | 280NG | Mississippi National Guard | ARGUARD | 415 Hewes AVE | United States | Mississippi | Harrison | Gulfport | 39507 | 0.91 | 0.87
5311 | 28B90 | Gulfport Avcrad | 280NG | Mississippi National Guard | ARGUARD | Hanger 1 Hewes AVE | United States | Mississippi | Harrison | Gulfport | 39507 | 0.91 | 0.87
5315 | 08805 | Gunnison Usar Center | 27864 | 88th Readiness Division | ARRES | 2599-B 3/4 Road, Bldg 7 | United States | Colorado | Mesa | Grand Junction | 81503 | 1.015 | 1
5318 | 25875 | Guy Cardillo Army Reserve Center | 42560 | 99th Readiness Division | ARRES | 675 American Legion Highway | United States | Massachusetts | Suffolk | Boston | 02131 | 1.2 | 1.26
5319 | 28875 | Guy Ii & Will Jones Mem Usarc | 01530 | 81st Readiness Division | ARRES | 343 Highway 12 W | United States | Mississippi | Oktibbeha | Starkville | 39759 | 0.9 | 0.86
5320 | 08B07 | Gypsum (HAATS) | 080NG | Colorado National Guard | ARGUARD | 517 North Airport Road | United States | Colorado | Eagle | Gypsum | 81637 | 1.015 | 1
5322 | 34A95 | Hackettstown | 340NG | New Jersey National Guard | ARGUARD | 901 Willow Grove ST | United States | New Jersey | Warren | Hackettstown | 07840 | 1.165 | 1.235
5323 | 16A95 | Hailey Armory | 160NG | Idaho National Guard | ARGUARD | 704 4th Avenue South | United States | Idaho | Blaine | Hailey | 83333 | 1.055 | 1.045
5326 | 12B05 | Haines City Readiness Center | 120NG | Florida National Guard | ARGUARD | 1107 Commerce Avenue | United States | Florida | Polk | Haines City | 33844 | 0.825 | 0.805
5327 | 02851 | Haines Terminal | 02871 | US Army Garrison Alaska | ARACT | Lutak Road | United States | Alaska | Haines | Haines | 99827 | 2.52 | 2.47
5328 | 42B75 | HAMBURG READINESS CENTER | 420NG | Pennsylvania National Guard | ARGUARD | 321 N 5th ST | United States | Pennsylvania | Berks | Hamburg | 19526 | 1.065 | 1.105
5329 | 39C15 | Hamilton | 390NG | Ohio National Guard | ARGUARD | 3000 Symmes RD | United States | Ohio | Butler | Hamilton | 45015 | 0.925 | 0.9195
533 | N69168-CD | DET CONCORD (BRAC) | N69168 | CSO NS TREASURE ISLAND CA | NAVACT | 10 Delta Street | United States | California | Contra Costa | Concord | 94518 | 1.22 | 1.27
5330 | 01E00 | FMS 06 | 010NG | Alabama National Guard | ARGUARD | 582 6th Street SW | United States | Alabama | Marion | Hamilton | 35570 | 0.855 | 0.83
5331 | 06160 | Hamilton Army Airfield | 53465 | Joint Base Lewis McChord | ARACT | Landfill 26 in POL Hill | United States | California | Marin | Novato | 94949 | 1.2 | 1.25
5333 | 37B85 | Hamlet | 370NG | North Carolina National Guard | ARGUARD | Boyd Lake RD | United States | North Carolina | Richmond | Hamlet | 28345 | 0.885 | 0.855
5334 | 22B15 | Hammond | 220NG | Louisiana National Guard | ARGUARD | 1700 South Holly Street | United States | Louisiana | Tangipahoa | Hammond | 70403 | 0.855 | 0.825
5335 | 18B30 | Hammond | 180NG | Indiana National Guard | ARGUARD | 2530 173rd Street | United States | Indiana | Lake | Hammond | 46323 | 0.955 | 0.96
5336 | 22B17 | Hammond Airport | 220NG | Louisiana National Guard | ARGUARD | 1399 Industrial Park Drive | United States | Louisiana | Tangipahoa | Hammond | 70401 | 0.855 | 0.825
5338 | 34B00 | Hammonton | 340NG | New Jersey National Guard | ARGUARD | 550 S Egg Harbor RD | United States | New Jersey | Atlantic | Hammonton | 08037 | 1.165 | 1.235
5340 | 51961 | HAMPTON RC | 510NG | Virginia National Guard | ARGUARD | 208 Marcella RD | United States | Virginia | Hampton | Hampton | 23666 | 0.98 | 0.94
5341 | 15A05 | Hanapepe | 150NG | Hawaii National Guard | ARGUARD | 13-460 Kaumualii Highway | United States | Hawaii | Kauai | Hanapepe | 96716 | 2.8 | 2.72
5346 | 06B85 | Hanford | 060NG | California National Guard | ARGUARD | 902 N 11th Avenue | United States | California | Kings | Hanford | 93230 | 1.07 | 1.12
5348 | 29B00 | Hannibal | 290NG | Missouri National Guard | ARGUARD | 561 US HWY 61 S | United States | Missouri | Marion | Hannibal | 63401 | 0.985 | 1.005
5350 | 42B80 | HANOVER READINESS CENTER | 420NG | Pennsylvania National Guard | ARGUARD | 51 W Clearview RD | United States | Pennsylvania | York | Hanover | 17331 | 1.065 | 1.105
5352 | 2581A | Hanscom Usarc | 42560 | 99th Readiness Division | ARRES | Bldg 1503, 55 Grenier Street | United States | Massachusetts | Middlesex | Hanscom AFB |  | 1.165 | 1.215
5353 | 35922 | Carlsbad - Happy Valley | 350NG | New Mexico National Guard | ARGUARD | 3200 San Jose BLVD | United States | New Mexico | Eddy | Carlsbad | 88220 | 0.93 | 0.905
5354 | 21B00 | Harlan Armory | 210NG | Kentucky National Guard | ARGUARD | 3625 South US Highway 421 | United States | Kentucky | Harlan | Harlan | 40831 | 1.01 | 1
5356 | 30A65 | Harlowton Readiness Center | 300NG | Montana National Guard | ARGUARD | 211 5th Northeast Highway 12 West | United States | Montana | Wheatland | Harlowton | 59036 | 1.1 | 1.08
5357 | 13505 | Harold B Durham Jr Usarc | 01530 | 81st Readiness Division | ARRES | 212 Victory Drive North | United States | Georgia | Tift | Tifton | 31794 | 0.865 | 0.83
5359 | 28815 | Harris Lockhard Usarc | 01530 | 81st Readiness Division | ARRES | 5701 Old US Highhway 80 W. | United States | Mississippi | Lauderdale | Meridian | 39305 | 0.97 | 0.93
5360 | 05B40 | Harrisburg | 050NG | Arkansas National Guard | ARGUARD | 912 E Jackson Street | United States | Arkansas | Poinsett | Harrisburg | 72432 | 0.845 | 0.82
5361 | 42B90 | HARRISBURG READINESS CENTER/FMS 1 | 420NG | Pennsylvania National Guard | ARGUARD | 813 Market ST | United States | Pennsylvania | Dauphin | Harrisburg | 17105 | 0.99 | 1
5362 | 42865 | Harrisburg Armed Forces Reserve Center | 42560 | 99th Readiness Division | ARRES | 2997 North 2nd Street | United States | Pennsylvania | Dauphin | Harrisburg | 17110 | 0.99 | 1
5363 | 05B45 | Harrison | 050NG | Arkansas National Guard | ARGUARD | 2810 Airport Road | United States | Arkansas | Boone | Harrison | 72601 | 0.845 | 0.82
5364 | 51B20 | HARRISONBURG RC | 510NG | Virginia National Guard | ARGUARD | 340 S Willow ST | United States | Virginia | Harrisonburg | Harrisonburg | 22801 | 0.92 | 0.89
5365 | 29B03 | Harrisonville | 290NG | Missouri National Guard | ARGUARD | 1503 Jefferson Parkway | United States | Missouri | Cass | Harrisonville | 64701 | 0.95 | 0.97
5366 | 21B05 | Harrodsburg Armory | 210NG | Kentucky National Guard | ARGUARD | 500 Tapp Road | United States | Kentucky | Mercer | Harrodsburg | 40330 | 0.87 | 0.87
5368 | 13497 | Harry Milton Kandel Usarc | 01530 | 81st Readiness Division | ARRES | 1327 Eisenhower Drive | United States | Georgia | Chatham | Savannah | 31406 | 0.84 | 0.81
5369 | 32A84 | Harry Reid Training Center | 320NG | Nevada National Guard | ARGUARD | 19880 Army Aviation DR | United States | Nevada | Washoe | Reno | 89506 | 1.18 | 1.2
5370 | 55B00 | Hartford | 550NG | Wisconsin National Guard | ARGUARD | 880 W State ST | United States | Wisconsin | Washington | Hartford | 53027 | 1.085 | 1.12
5371 | 09A50 | Hartford Armory | 090NG | Connecticut National Guard | ARGUARD | 360 Broad Street | United States | Connecticut | Hartford | Hartford | 06105 | 1.165 | 1.205
5372 | 18B35 | Hartford City | 180NG | Indiana National Guard | ARGUARD | 1620 North Jefferson Street | United States | Indiana | Blackford | Hartford City | 47348 | 0.955 | 0.96
5374 | 45C20 | Hartsville Armory And FMS 11 | 450NG | South Carolina National Guard | ARGUARD | 700 14th ST | United States | South Carolina | Darlington | Hartsville | 29550 | 0.92 | 0.885
5375 | 13B55 | Hartwell | 130NG | Georgia National Guard | ARGUARD | 504 Fairview Avenue | United States | Georgia | Hart | Hartwell | 30643 | 0.865 | 0.83
5378 | 27B15 | Hastings Ng Armory | 270NG | Minnesota National Guard | ARGUARD | 3050 HWY 316 S | United States | Minnesota | Dakota | Hastings | 55033 | 1.085 | 1.12
5382 | 28C05 | Hattiesburg | 280NG | Mississippi National Guard | ARGUARD | 6450 HWY 49 S | United States | Mississippi | Forrest | Hattiesburg | 39401 | 0.9 | 0.86
5383 | 28780 | Hattiesburg Usarc | 01530 | 81st Readiness Division | ARRES | 36 Academy Road | United States | Mississippi | Forrest | Hattiesburg | 39401 | 0.9 | 0.86
5385 | 24B35 | Havre De Grace Military Res | 240NG | Maryland National Guard | ARGUARD | 301 Old Bay Lane | United States | Maryland | Harford | Havre De Grace | 21078 | 0.94 | 0.94
5386 | 30A70 | Havre Readiness Center | 300NG | Montana National Guard | ARGUARD | 1050 2nd Street West | United States | Montana | Hill | Havre | 59501 | 1.1 | 1.08
5387 | 28C55 | Hawkins Field | 280NG | Mississippi National Guard | ARGUARD | 364 Shop ST | United States | Mississippi | Hinds | Jackson | 39209 | 0.9 | 0.86
5389 | 32225 | Hawthorne Army Depot | 32225 | Hawthorne Army Depot | ARACT | 1 So. Maine AVE | United States | Nevada | Mineral | Hawthorne | 89415 | 1.29 | 1.3
5392 | 20B30 | Hays Armory | 200NG | Kansas National Guard | ARGUARD | 200 Main Street | United States | Kansas | Ellis | Hays | 67601 | 1.005 | 1.025
5393 | 20968 | 1SG Robert L. Kuhn USARC | 27864 | 88th Readiness Division | ARRES | Commerce | United States | Kansas | Ellis | Hays | 67601 | 1.005 | 1.025
5394 | 55B10 | Hayward | 550NG | Wisconsin National Guard | ARGUARD | 10691 Main ST | United States | Wisconsin | Sawyer | Hayward | 54843 | 1.085 | 1.12
5395 | 55B12 | Hayward Oms 12 | 550NG | Wisconsin National Guard | ARGUARD | 9745N Boys Camp RD | United States | Wisconsin | Sawyer | Hayward | 54843 | 1.085 | 1.12
5396 | 21B07 | Hazard Armory | 210NG | Kentucky National Guard | ARGUARD | 782 Dawahare Drive | United States | Kentucky | Perry | Hazard | 41701 | 0.87 | 0.87
5398 | 42C00 | HAZLETON READINESS CENTER | 420NG | Pennsylvania National Guard | ARGUARD | 515 E Samuels AVE | United States | Pennsylvania | Luzerne | Hazleton | 18201 | 1.065 | 1.105
5399 | 05B50 | Hazen | 050NG | Arkansas National Guard | ARGUARD | 1523 Highway 63 N | United States | Arkansas | Prairie | Hazen | 72064 | 0.845 | 0.82
5402 | 06B90 | Healdsburg | 060NG | California National Guard | ARGUARD | Powell | United States | California | Sonoma | Healdsburg | 95448-4506 | 1.125 | 1.165
5404 | 05B55 | Heber Springs | 050NG | Arkansas National Guard | ARGUARD | 701 South 7th Street | United States | Arkansas | Cleburne | Heber Springs | 72543 | 0.845 | 0.82
541 | N61007-CC | NSWCDET CAPE CANAVERAL | N61007 | NAVAL SUPPORT ACTIVITY ORLANDO | NAVACT | 740 Mullet Road | United States | Florida | Brevard | Cape Canaveral | 32920 | 0.78 | 0.75
5413 | 15115 | Helemano Military Reservation | 15815 | US Army Garrison Hawaii | ARACT | Pupukea Paalaa Uka Road | United States | Hawaii | Honolulu | Wahiawa | 96786 | 2.37 | 2.28
5414 | 30A75 | Helena - Womack Rc | 300NG | Montana National Guard | ARGUARD | 2010 N Williams ST | United States | Montana | Lewis and Clark | Helena | 59602 | 1.1 | 1.08
5415 | 30A80 | Helena Aviation Rc- Aasf- C12 | 300NG | Montana National Guard | ARGUARD | 3333 Skyway Drive | United States | Montana | Lewis and Clark | Helena | 59601 | 1.1 | 1.08
5416 | 30A90 | Helena Fms 03 | 300NG | Montana National Guard | ARGUARD | 2177 Williams ST | United States | Montana | Lewis and Clark | Helena | 59602 | 1.1 | 1.08
5417 | 45C25 | Hemingway Armory & FMS 3 | 450NG | South Carolina National Guard | ARGUARD | 502 E Cribb RD | United States | South Carolina | Williamsburg | Hemingway | 29554 | 0.92 | 0.885
5418 | 47B35 | Henderson | 470NG | Tennessee National Guard | ARGUARD | 759 E Main ST | United States | Tennessee | Chester | Henderson | 38340 | 0.835 | 0.82
542 | N00639-MT | NSWC CARDEROCK DIV | N00639 | NAVSUPPACT MIDSOUTH MEMPHIS TN | NAVACT | 2700 Channel Avenue | United States | Tennessee | Shelby | Memphis | 38113 | 0.82 | 0.8
5420 | 21B15 | Henderson Armory | 210NG | Kentucky National Guard | ARGUARD | 735 North Elm Street | United States | Kentucky | Henderson | Henderson | 42420 | 0.87 | 0.87
5421 | 32A50 | Henderson Complex | 320NG | Nevada National Guard | ARGUARD | 151 Horizon Ridge PA | United States | Nevada | Clark | Henderson | 89002 | 1.14 | 1.17
5423 | 01B20 | Birmingham AFRC Building 800 | 010NG | Alabama National Guard | ARGUARD | 5700 East Lake Boulevard | United States | Alabama | Jefferson | Birmingham | 35217 | 0.855 | 0.83
5425 | 13C20 | Henry D Russell Arm | 130NG | Georgia National Guard | ARGUARD | 475 Shurling Drive | United States | Georgia | Bibb | Macon | 31201 | 0.88 | 0.85
5426 | 01G03 | Henry H Cobb Jr Pelham | 010NG | Alabama National Guard | ARGUARD | 1000 Yeager Parkway | United States | Alabama | Shelby | Pelham | 35124 | 0.855 | 0.83
5427 | 27965 | Henry H. Sibley Memorial Usarc | 27864 | 88th Readiness Division | ARRES | 600 N Brown Avenue | United States | Minnesota | Sibley | Winthrop | 55396 | 1.085 | 1.12
5430 | 41A83 | Hermiston Armory | 410NG | Oregon National Guard | ARGUARD | 900 SE Columbia BLVD | United States | Oregon | Umatilla | Hermiston | 97838 | 1.16 | 1.19
5431 | 28C20 | Hernando | 280NG | Mississippi National Guard | ARGUARD | 3003 McCracken RD | United States | Mississippi | DeSoto | Hernando | 38632 | 0.9 | 0.86
5432 | 04855 | Herrea Hall USAR Center | 06510 | 63rd Readiness Division | ARRES | 7334 East Ulysses Avenue | United States | Arizona | Maricopa | Mesa | 85212 | 0.91 | 0.89
5433 | 42C05 | HERSHEY READINESS CENTER | 420NG | Pennsylvania National Guard | ARGUARD | 1720 E Caracas AVE | United States | Pennsylvania | Dauphin | Hershey | 17033 | 0.99 | 1
5435 | 4746C | Hewgley Usarc | 01530 | 81st Readiness Division | ARRES | 1334 East Weisgarber Road | United States | Tennessee | Knox | Knoxville | 37909 | 0.835 | 0.82
5436 | 20B35 | Hiawatha Armory | 200NG | Kansas National Guard | ARGUARD | 108 1st Street | United States | Kansas | Brown | Hiawatha | 66434 | 1.005 | 1.025
5437 | 27B20 | Hibbing Nga Oms 13 | 270NG | Minnesota National Guard | ARGUARD | 2310 Brooklyn DR | United States | Minnesota | St. Louis | Hibbing | 55746 | 1.11 | 1.13
5439 | 37C00 | Hickory | 370NG | North Carolina National Guard | ARGUARD | 1251 8th ST NE | United States | North Carolina | Catawba | Hickory | 28601 | 0.885 | 0.855
5440 | 37C10 | High Point | 370NG | North Carolina National Guard | ARGUARD | 3515 Armory DR | United States | North Carolina | Guilford | High Point | 27260 | 0.885 | 0.855
5441 | 37945 | High Point Usarc | 01530 | 81st Readiness Division | ARRES | 156 West Parris Avenue | United States | North Carolina | Guilford | High Point | 27262 | 0.885 | 0.855
5442 | 01080 | Highbluff Stagefield AL | 01252 | Fort Rucker | ARACT | East of the Intersection of Iroquois Rd and CR-41 | United States | Alabama | Geneva | Hartford | 36344 | 0.89 | 0.86
5443 | 01085 | Highfalls Stagefield AL | 01252 | Fort Rucker | ARACT | NE of the Intersection of CR-34 and CR 41 | United States | Alabama | Geneva | Hartford | 36344 | 0.89 | 0.86
5446 | 49555 | Hill AFB RR Maint - Permit | 01012 | Anniston Army Depot | ARACT | 7302 Wardleigh Road | United States | Utah | Davis | Hill AFB | 84056 | 1.05 | 1.02
5447 | 41A85 | Hillsboro Armory | 410NG | Oregon National Guard | ARGUARD | 848 NE 28th AVE | United States | Oregon | Washington | Hillsboro | 97123 | 1.08 | 1.1
5448 | 33A30 | Hillsborough | 330NG | New Hampshire National Guard | ARGUARD | 140 W Main ST | United States | New Hampshire | Hillsborough | Hillsboro | 03244 | 1.075 | 1.075
5449 | 15A12 | Hilo Aasf 2 | 150NG | Hawaii National Guard | ARGUARD | 1095 Kekuanaoa Street | United States | Hawaii | Hawaii | Hilo | 96720 | 2.51 | 2.42
5450 | 13B75 | Hinesville | 130NG | Georgia National Guard | ARGUARD | 611 E Oglethorpe Highway | United States | Georgia | Liberty | Hinesville | 31313 | 0.85 | 0.83
5451 | 25B25 | Hingham | 250NG | Massachusetts National Guard | ARGUARD | 96 Central Street | United States | Massachusetts | Plymouth | Hingham | 02043 | 1.165 | 1.215
5456 | 35B00 | Hobbs | 350NG | New Mexico National Guard | ARGUARD | 5002 Jack Gomez DR | United States | New Mexico | Lea | Hobbs | 88240 | 0.93 | 0.905
5457 | 45C26 | Hodges Armory | 450NG | South Carolina National Guard | ARGUARD | 6918 HWY 25 N | United States | South Carolina | Greenwood | Hodges | 29653 | 0.92 | 0.885
5462 | 47B37 | Hohenwald | 470NG | Tennessee National Guard | ARGUARD | 1177 W Main ST | United States | Tennessee | Lewis | Hohenwald | 38462 | 0.835 | 0.82
5463 | 40B85 | Holdenville Readiness Center | 400NG | Oklahoma National Guard | ARGUARD | 123 W 7th ST | United States | Oklahoma | Hughes | Holdenville | 74848 | 0.875 | 0.85
5464 | 06866 | Holderman Hall USAR Center | 06510 | 63rd Readiness Division | ARRES | 1250 FEDERAL Avenue | United States | California | Los Angeles | Los Angeles | 90025 | 1.02 | 1.06
5465 | 42C07 | Hollidaysburg Readiness Center | 420NG | Pennsylvania National Guard | ARGUARD | 525 Allegheny ST | United States | Pennsylvania | Blair | Duncansville | 16635 | 1.065 | 1.105
5466 | 23A65 | HOLLIS PLAINS TRAINING SITE | 230NG | Maine National Guard | ARGUARD | 14 Bar Mills Road | United States | Maine | York | Hollis Center | 04042 | 1.13 | 1.13
5467 | 06C00 | Hollister | 060NG | California National Guard | ARGUARD | 2302 San Felipe Road | United States | California | San Benito | Hollister | 95023 | 1.2 | 1.25
5468 | 28C25 | Holly Springs | 280NG | Mississippi National Guard | ARGUARD | 2708 HWY 4 E | United States | Mississippi | Marshall | Holly Springs | 38635 | 0.9 | 0.86
5469 | 12B10 | Hollywood Readiness Center | 120NG | Florida National Guard | ARGUARD | 910 North Dixie Highway | United States | Florida | Broward | Hollywood | 33020 | 0.82 | 0.8
5470 | 27C95 | Holman Field Aasf | 270NG | Minnesota National Guard | ARGUARD | 206 Airport RD | United States | Minnesota | Ramsey | St. Paul | 55107 | 1.06 | 1.11
5471 | 47305 | Holston AAP | 47305 | Holston Army Ammunition Plant | ARACT | 4509 West Stone Drive | United States | Tennessee | Sullivan | Kingsport | 37660 | 0.835 | 0.82
5472 | 20B40 | Holton Armory | 200NG | Kansas National Guard | ARGUARD | 1003 West 4th Street | United States | Kansas | Jackson | Holton | 66436 | 1.005 | 1.025
5475 | 48D75 | Hondo | 480NG | Texas National Guard | ARGUARD | 2404 18th ST | United States | Texas | Medina | Hondo | 78861 | 0.865 | 0.84
5476 | 42C10 | HONESDALE READINESS CENTER | 420NG | Pennsylvania National Guard | ARGUARD | Tryon ST | United States | Pennsylvania | Wayne | Honesdale | 18431 | 1.065 | 1.105
5478 | 41A90 | Hood River Armory | 410NG | Oregon National Guard | ARGUARD | 1590 12th ST | United States | Oregon | Hood River | Hood River | 97031 | 1.12 | 1.145
548 | N47609-HF | HARVEY FIELD AREA | N47609 | NAWS CHINA LAKE | NAVACT | 93555 | United States | California | Kern | China Lake | 93555 | 1.16 | 1.21
5481 | 05B60 | Hope | 050NG | Arkansas National Guard | ARGUARD | 2400 Holiday Drive | United States | Arkansas | Hempstead | Hope | 71801 | 0.845 | 0.82
5482 | 21B25 | Hopkinsville Reserve Center | 210NG | Kentucky National Guard | ARGUARD | 1600 Woodson Drive | United States | Kentucky | Christian | Hopkinsville | 42240 | 0.99 | 0.98
5484 | 01533 | MG Horace B. Hanson USARC | 01530 | 81st Readiness Division | ARRES | 1400 Golden Acorn Drive | United States | Alabama | Jefferson | Birmingham | 35244 | 0.855 | 0.83
5485 | 40830 | Horace H Sayre USARC | 06510 | 63rd Readiness Division | ARRES | 9095 S Commerce | United States | Oklahoma | Carter | Ardmore | 73401 | 0.875 | 0.85
5486 | 36B70 | Hornell Armory | 360NG | New York National Guard | ARGUARD | 100 SEneca ST | United States | New York | Steuben | Hornell | 14843 | 1.06 | 1.075
5487 | 36A43 | Horseheads Armory | 360NG | New York National Guard | ARGUARD | 128 Colonial DR | United States | New York | Chemung | Horseheads | 14845 | 1.06 | 1.075
5492 | 23B05 | HOULTON ARMORY | 230NG | Maine National Guard | ARGUARD | 84 Pleasant Street | United States | Maine | Aroostook | Houlton | 04730 | 1.02 | 1
5493 | 22B25 | Houma | 220NG | Louisiana National Guard | ARGUARD | 1000 Williams Avenue | United States | Louisiana | Terrebonne | Houma | 70364 | 0.855 | 0.825
5494 | 28C30 | Houston | 280NG | Mississippi National Guard | ARGUARD | 623 Pearl ST | United States | Mississippi | Chickasaw | Houston | 38851 | 0.9 | 0.86
5495 | 48412 | Houston - Westheimer | 480NG | Texas National Guard | ARGUARD | 15150 Wheimer PKWY | United States | Texas | Harris | Houston | 77082 | 0.865 | 0.84
5497 | 26B35 | Howell | 260NG | Michigan National Guard | ARGUARD | 725 Isbell ST | United States | Michigan | Livingston | Howell | 48843 | 1.035 | 1.055
550 | N47609-LM | LAUREL MOUNTAIN | N47609 | NAWS CHINA LAKE | NAVACT | 1 Motorcross | United States | California | Kern | China Lake | 93555 | 1.16 | 1.21
5500 | 47B40 | Humboldt | 470NG | Tennessee National Guard | ARGUARD | 15 Hadley DR | United States | Tennessee | Gibson | Humboldt | 38343 | 0.835 | 0.82
5501 | 01070 | Hunt Stagefield AL | 01252 | Fort Rucker | ARACT | 0.5 miles West of the Intersection of Rt 18 and Rt 53 | United States | Alabama | Dale | Ozark | 36360 | 0.89 | 0.86
5502 | 13070 | Hunter Army Airfield | 13305 | Fort Stewart | ARACT | West Derenne Avenue and Montogomery Street, Savannah, GA | United States | Georgia | Chatham | Savannah | 31409 | 0.84 | 0.81
5503 | 06905 | Hunter Hall USAR Center | 06510 | 63rd Readiness Division | ARRES | 2600 Castro Road | United States | California | Contra Costa | San Pablo | 94806 | 1.22 | 1.27
5505 | 47B45 | Huntingdon | 470NG | Tennessee National Guard | ARGUARD | 400 Mustang DR | United States | Tennessee | Carroll | Huntingdon | 38344 | 0.835 | 0.82
5506 | 42872 | Huntingdon Land | 42560 | 99th Readiness Division | ARRES | South Park Manor | United States | Pennsylvania | Huntingdon | Huntingdon | 15132 | 1.065 | 1.105
5507 | 18B40 | Huntington | 180NG | Indiana National Guard | ARGUARD | 800 Zahn Street | United States | Indiana | Huntington | Huntington | 46750 | 0.955 | 0.96
5510 | 54A60 | Huntington Tri-State | 540NG | West Virginia National Guard | ARGUARD | 2194 Booth DR | United States | West Virginia | Wayne | Kanawha City | 25330 | 1.02 | 1.03
5511 | 01E45 | Fort James C. Sims | 010NG | Alabama National Guard | ARGUARD | 2824 Green Cove Road | United States | Alabama | Madison | Huntsville | 35803 | 0.83 | 0.8
5512 | 48E20 | Huntsville | 480NG | Texas National Guard | ARGUARD | 6575 Sam Houston | United States | Texas | Walker | Huntsville | 77340 | 0.865 | 0.84
5513 | 01743 | Huntsville Usarc/Amsa #145(G) | 01530 | 81st Readiness Division | ARRES | 2720 Patton Road | United States | Alabama | Madison | Huntsville | 35805 | 0.83 | 0.8
5514 | 5538A | Hurley Usarc/S-S | 27864 | 88th Readiness Division | ARRES | 380 Ringle Drive | United States | Wisconsin | Iron | Hurley | 54534 | 1.085 | 1.12
5515 | 46A91 | Huron Airport | 460NG | South Dakota National Guard | ARGUARD | 410 Dakota AVE S | United States | South Dakota | Beadle | Huron | 57350 | 0.955 | 0.93
5516 | 46A90 | Huron Readiness Center | 460NG | South Dakota National Guard | ARGUARD | 1030 3Rd ST SW | United States | South Dakota | Beadle | Huron | 57350 | 0.955 | 0.93
5519 | 20B50 | Hutchinson Armory | 200NG | Kansas National Guard | ARGUARD | 1111 North Severance Street | United States | Kansas | Reno | Hutchinson | 67501 | 1.005 | 1.025
552 | N00128-OC | OKLAHOMA CITY NADEP | N00128 | NAVAL STATION GREAT LAKES IL | NAVACT | 5316 South Douglas Boulevard | United States | Oklahoma | Oklahoma | Oklahoma City | 73150 | 0.86 | 0.83
5520 | 27B25 | Hutchinson Ng Armory | 270NG | Minnesota National Guard | ARGUARD | 1200 Adams ST SE | United States | Minnesota | McLeod | Hutchinson | 55350 | 1.085 | 1.12
5522 | 01C00 | I Judson Snead, Centreville | 010NG | Alabama National Guard | ARGUARD | 133 Walnut Street | United States | Alabama | Bibb | Centreville | 35042 | 0.855 | 0.83
5524 | 16B10 | Idaho Falls Armory Fms6 | 160NG | Idaho National Guard | ARGUARD | 575 West 21st Street | United States | Idaho | Bonneville | Idaho Falls | 83402 | 1.055 | 1.045
5525 | 16912 | Idaho Falls Ts | 160NG | Idaho National Guard | ARGUARD |  | United States | Idaho | Bonneville | Idaho Falls | 83402 | 1.055 | 1.045
5526 | 16690 | Idaho Launch Complex | 35955 | White Sands Missile Range | ARACT |  | United States | Idaho | Elmore | Mountain Home | 88002 | 1.17 | 1.16
5530 | 29B05 | Independence | 290NG | Missouri National Guard | ARGUARD | 2323 S Crysler | United States | Missouri | Jackson | Independence | 64052 | 0.99 | 1.02
5531 | 22B27 | Independence | 220NG | Louisiana National Guard | ARGUARD | 55420 North Railroad Avenue | United States | Louisiana | Tangipahoa | Independence | 70443 | 0.855 | 0.825
5532 | 20735 | Independence KS ARC | 27864 | 88th Readiness Division | ARRES | 620 West Oak Street | United States | Kansas | Montgomery | Independence | 67301 | 1.005 | 1.025
5533 | 29898 | Independence Usarc | 27864 | 88th Readiness Division | ARRES | 11101 E Independence Avenue | United States | Missouri | Jackson | Independence | 64054 | 0.99 | 1.02
5534 | 42C25 | INDIANA READINESS CENTER | 420NG | Pennsylvania National Guard | ARGUARD | 280 Stormer RD | United States | Pennsylvania | Indiana | Indiana | 15701 | 1.065 | 1.105
5536 | 42875 | Indiana County Mem Army Reserve Center | 42560 | 99th Readiness Division | ARRES | 443 Route 119 North | United States | Pennsylvania | Indiana | Indiana | 15701 | 1.065 | 1.105
5538 | 18B50 | Indianapolis 38 Id | 180NG | Indiana National Guard | ARGUARD | 3912 West Minnesota Street | United States | Indiana | Marion | Indianapolis | 46241 | 0.94 | 0.94
5539 | 18B52 | Indianapolis Csms #1 | 180NG | Indiana National Guard | ARGUARD | 4150 West Minnesota Street | United States | Indiana | Marion | Indianapolis | 46241 | 0.94 | 0.94
554 | JBCG0001 | ISSOT NORTH CHARLESTON | N42237 | SUBASE KINGS BAY GA | AFACT | 4682 Franchise Street | United States | South Carolina | Charleston | North Charleston | 29418 | 0.97 | 0.94
5540 | 18B56 | Indianapolis Pakway | 180NG | Indiana National Guard | ARGUARD | 2024 Stout Field East Drive | United States | Indiana | Marion | Indianapolis | 46241 | 0.94 | 0.94
5541 | 18B45 | Indianapolis Tyndall | 180NG | Indiana National Guard | ARGUARD | 711 North Pine Street | United States | Indiana | Marion | Indianapolis | 46204 | 0.94 | 0.94
5542 | 28C35 | Indianola | 280NG | Mississippi National Guard | ARGUARD | 15 Terminal RD | United States | Mississippi | Sunflower | Indianola | 38751 | 0.9 | 0.86
5544 | 13A67 | Industrial Hygienist | 130NG | Georgia National Guard | ARGUARD | 510 Plaza Drive | United States | Georgia | Fulton | Atlanta | 30349 | 0.83 | 0.8
5545 | 06C10 | Inglewood | 060NG | California National Guard | ARGUARD | 111 Grosvenor Street | United States | California | Los Angeles | Inglewood | 90302 | 1.02 | 1.06
5547 | 27B27 | Inver Grove Hieghts Armory | 270NG | Minnesota National Guard | ARGUARD | 8076 Babcock TR | United States | Minnesota | Dakota | Inver Grove Heights | 55077 | 1.085 | 1.12
5548 | 20B55 | Iola Armory | 200NG | Kansas National Guard | ARGUARD | 1021 North State Street | United States | Kansas | Allen | Iola | 66749 | 1.005 | 1.025
5550 | 19C00 | Iowa City Melrose | 190NG | Iowa National Guard | ARGUARD | 4540 Melrose Avenue | United States | Iowa | Johnson | Iowa City | 52246 | 1.01 | 1.01
5551 | 19605 | Robert C. Kadgihn ARC Iowa City | 27864 | 88th Readiness Division | ARRES | 1913 South Riverside Drive | United States | Iowa | Johnson | Iowa City | 52240 | 1.01 | 1.01
5552 | 19C05 | Iowa Falls | 190NG | Iowa National Guard | ARGUARD | 217 Georgetown Road | United States | Iowa | Hardin | Iowa Falls | 50126 | 1.01 | 1.01
5553 | 19105 | Iowa AAP | 19105 | Iowa Army Ammunition Plant | ARACT | 17575 Highway 79 | United States | Iowa | Des Moines | Middletown | 52638 | 1.14 | 1.15
5554 | 26B45 | Iron River | 260NG | Michigan National Guard | ARGUARD | 9 E Franklin ST | United States | Michigan | Iron | Iron River | 49935 | 1.035 | 1.055
5555 | 26B50 | Ironwood | 260NG | Michigan National Guard | ARGUARD | 10333 Greenbush Road | United States | Michigan | Gogebic | Ironwood | 49938 | 1.035 | 1.055
5558 | 26B55 | Ishpeming | 260NG | Michigan National Guard | ARGUARD | 900 Palms AVE | United States | Michigan | Marquette | Ishpeming | 49849 | 1.04 | 1.05
5559 | 06F35 | Itc Camp San Luis Obisbo | 06F35 | Camp San Luis Obisbo | ARGUARD | 1655 Dalidio Drive | United States | California | San Luis Obispo | San Luis Obispo | 93401 | 1.22 | 1.26
5560 | 36B87 | Ithaca Armroy | 360NG | New York National Guard | ARGUARD | 1765 Hanshaw RD | United States | New York | Tompkins | Ithaca | 14850 | 1.06 | 1.075
5561 | 28C40 | Iuka | 280NG | Mississippi National Guard | ARGUARD | 901 E Quitman AVE | United States | Mississippi | Tishomingo | Iuka | 38852 | 0.9 | 0.86
5562 | 01C25 | Ivan F Smith, Clanton | 010NG | Alabama National Guard | ARGUARD | 413 Airport Road | United States | Alabama | Chilton | Chelsea | 35043 | 0.855 | 0.83
5565 | 22835 | J Diamond Usarc | 01530 | 81st Readiness Division | ARRES | 5030 Leroy Johnson Drive | United States | Louisiana | Orleans | New Orleans | 70146 | 0.89 | 0.86
5566 | 01G10 | Jabe Brassell Phenix City | 010NG | Alabama National Guard | ARGUARD | 3614 S Railroad Street | United States | Alabama | Russell | Phenix City | 36867 | 0.855 | 0.83
5567 | 24491 | Jachman Army Reserve Center | 42560 | 99th Readiness Division | ARRES |  | United States | Maryland | Baltimore | Owings Mills | 21117 | 0.97 | 0.97
5568 | 47B48 | Jacksboro | 470NG | Tennessee National Guard | ARGUARD | 301 Industrial PKWY | United States | Tennessee | Campbell | Jacksboro | 37757 | 0.835 | 0.82
5569 | 13B80 | Jackson | 130NG | Georgia National Guard | ARGUARD | 468 Franklin Street | United States | Georgia | Butts | Jackson | 30233 | 0.865 | 0.83
557 | N47609-RA | RANDSBURG WASH AREA | N47609 | NAWS CHINA LAKE | NAVACT | 93562 | United States | California | San Bernardino | Trona | 93562 | 1.16 | 1.21
5570 | 29B10 | Jackson | 290NG | Missouri National Guard | ARGUARD | 224 W Park ST | United States | Missouri | Cape Girardeau | Jackson | 63755 | 0.985 | 1.005
5572 | 47B50 | Jackson | 470NG | Tennessee National Guard | ARGUARD | 1510 HWY 70 Bypass | United States | Tennessee | Madison | Jackson | 38301 | 0.835 | 0.82
5573 | 28791 | Jackson Afrc | 01530 | 81st Readiness Division | ARRES | 4350 South Drive | United States | Mississippi | Hinds | Jackson | 39209 | 0.9 | 0.86
5574 | 47B51 | Jackson Airport Armory | 470NG | Tennessee National Guard | ARGUARD | 2254 Wover RD | United States | Tennessee | Madison | Jackson | 38301 | 0.835 | 0.82
5575 | 21B30 | Jackson Armory | 210NG | Kentucky National Guard | ARGUARD | 672 Armory Drive | United States | Kentucky | Breathitt | Jackson | 41339 | 0.87 | 0.87
5576 | 41B55 | Jackson Armory | 410NG | Oregon National Guard | ARGUARD | 6255 NE Cornfoot RD | United States | Oregon | Multnomah | Portland | 97218 | 1.08 | 1.1
5577 | 22C25 | Jackson Bks | 44502 | Camp Villere | ARGUARD | 100 Airport Service Road | United States | Louisiana | Orleans | New Orleans | 70117 | 0.89 | 0.86
5578 | 01E50 | Jackson M Balch Huntsville | 010NG | Alabama National Guard | ARGUARD | 2499 Johnson Road SW | United States | Alabama | Madison | Huntsville | 35805 | 0.83 | 0.8
5579 | 28C45 | Jackson N.W. St. | 280NG | Mississippi National Guard | ARGUARD | 2497 N W ST | United States | Mississippi | Hinds | Jackson | 39216 | 0.9 | 0.86
5580 | 27B30 | Jackson Ng Armory | 270NG | Minnesota National Guard | ARGUARD | 108 County RD 51 | United States | Minnesota | Jackson | Jackson | 56143 | 1.085 | 1.12
5582 | 13B85 | Jackson Oms15 | 130NG | Georgia National Guard | ARGUARD | 468 Franklin Street | United States | Georgia | Butts | Jackson | 30233 | 0.865 | 0.83
5583 | 28C50 | Jackson Raymond Road Armory | 280NG | Mississippi National Guard | ARGUARD | 1420 Raymond RD | United States | Mississippi | Hinds | Jackson | 39204 | 0.9 | 0.86
5584 | 28793 | Jackson ARC 3 | 01530 | 81st Readiness Division | ARRES | North | United States | Mississippi | Hinds | Jackson | 39201-1817 | 0.9 | 0.86
5585 | 37C15 | Jacksonville | 370NG | North Carolina National Guard | ARGUARD | 309 BRDhurst RD | United States | North Carolina | Onslow | Jacksonville | 28540 | 1.01 | 0.98
5586 | 24402 | Phoenix Nike Site | 24355 | Fort George G Meade | ARACT | Merrymans Mill Road | United States | Maryland | Baltimore | Phoenix | 21131 | 0.97 | 0.97
5587 | 3737C | Jacksonville Usarc | 01530 | 81st Readiness Division | ARRES | Drumer-Kellum | United States | North Carolina | Onslow | Jacksonville | 28546-9349 | 1.01 | 0.98
5588 | 12B17 | Jacksonville, Cecil Fld, AASF#1 | 120NG | Florida National Guard | ARGUARD | 13650 Aerospace Way | United States | Florida | Duval | Jacksonville | 32221 | 0.8 | 0.78
5590 | 12B20 | Jacksonville, Snyder Rc | 120NG | Florida National Guard | ARGUARD | 9900 Normandy Boulevard | United States | Florida | Duval | Jacksonville | 32221 | 0.8 | 0.78
5591 | 36B90 | Jamaica Armroy / FMS 9 | 360NG | New York National Guard | ARGUARD | 168th | United States | New York | Queens | New York City | 11433 | 1.36 | 1.46
5593 | 18725 | James T St Clair Usarc | 27864 | 88th Readiness Division | ARRES | 1100 Penn Street | United States | Indiana | Clark | Jeffersonville | 47130 | 0.955 | 0.96
5594 | 42830 | James W Reese Usarc | 42560 | 99th Readiness Division | ARRES | 500 W 24th Street (Upland) | United States | Pennsylvania | Delaware | Chester | 73542 | 1.065 | 1.105
5595 | 36945 | James W Wadsworth Army Reserve Center | 42560 | 99th Readiness Division | ARRES | 2035 North Goodman St North | United States | New York | Monroe | Rochester | 14609 | 1.06 | 1.075
5596 | 12445 | James West Usarc | 01530 | 81st Readiness Division | ARRES | 905 North Ingraham Avenue | United States | Florida | Polk | Lakeland | 33801 | 0.825 | 0.805
5597 | 47B52 | Jamestown | 470NG | Tennessee National Guard | ARGUARD | 3399 S York HWY | United States | Tennessee | Fentress | Jamestown | 38556 | 0.835 | 0.82
5598 | 38B05 | Jamestown Armory | 380NG | North Dakota National Guard | ARGUARD | 212 3Rd ST NE | United States | North Dakota | Stutsman | Jamestown | 58401 | 1.09 | 1.09
5599 | 38B10 | Jamestown Fms | 380NG | North Dakota National Guard | ARGUARD | 1501 Us HWY 81 N | United States | North Dakota | Stutsman | Jamestown | 58401 | 1.09 | 1.09
56 | M62974-0001 | MCAS YUMA MAIN BASE | M62974 | MCAS YUMA AZ | MCACT | 980 Shaw Avenue W | United States | Arizona | Yuma | Yuma | 85369 | 1.07 | 1.04
5600 | 36B95 | Jamestown Armory / FMS 2 | 360NG | New York National Guard | ARGUARD | 34 Porter AVE | United States | New York | Chautauqua | Jamestown | 14701 | 1.06 | 1.075
5601 | 54487 | Jane Lew Army Reserve Center/OMS | 42560 | 99th Readiness Division | ARRES | 7605 US Highway 19N | United States | West Virginia | Lewis | Unknown | 26508 | 1.02 | 1.03
5602 | 55B15 | Janesville | 550NG | Wisconsin National Guard | ARGUARD | 11 Palmer DR | United States | Wisconsin | Rock | Janesville | 53545 | 1.085 | 1.12
5603 | 55B20 | Janesville Mvsb | 550NG | Wisconsin National Guard | ARGUARD | 1120 So Academy ST | United States | Wisconsin | Rock | Janesville | 53546 | 1.085 | 1.12
5604 | 18B60 | Jasper | 180NG | Indiana National Guard | ARGUARD | 1481 Bartley Street | United States | Indiana | Dubois | Jasper |  | 0.955 | 0.96
5605 | 01597 | Jasper Usarc | 01530 | 81st Readiness Division | ARRES | 1010 11th Street NE | United States | Alabama | Walker | Jasper | 35504 | 0.855 | 0.83
5606 | 22B30 | Jeanerette | 220NG | Louisiana National Guard | ARGUARD | 291 Martin Luther King Drive | United States | Louisiana | Iberia | Jeanerette | 70544 | 0.855 | 0.825
5607 | 24703 | Jecelin Usarc | 42560 | 99th Readiness Division | ARRES | BROENING | United States | Maryland | Baltimore | Baltimore | 21224 | 0.97 | 0.97
5609 | 37C20 | Jefferson | 370NG | North Carolina National Guard | ARGUARD | 965 N Main ST | United States | North Carolina | Ashe | Jefferson | 28640 | 0.885 | 0.855
561 | N00245-HP | HILLEARY PARK HSG | N00245 | NAVBASE SAN DIEGO CA | NAVACT | 13547 Hilleary Park Drive | United States | California | San Diego | Poway | 92064 | 1.05 | 1.08
5612 | 29C75 | Jefferson Bks St Louis | 290NG | Missouri National Guard | ARGUARD | 78 Davis ST | United States | Missouri | St. Louis | Jefferson Barracks | 63125 | 0.985 | 1.005
5613 | 47B53 | Jefferson City | 470NG | Tennessee National Guard | ARGUARD | 270 E Old Andrew Johnson HWY | United States | Tennessee | Jefferson | Jefferson City | 37760 | 0.835 | 0.82
5614 | 29B15 | Jefferson City | 290NG | Missouri National Guard | ARGUARD | 801 Armory DR | United States | Missouri | Cole | Jefferson City | 65101 | 0.985 | 1.005
5615 | 29B25 | Jefferson City Aasf | 290NG | Missouri National Guard | ARGUARD | 1225 Cooper DR | United States | Missouri | Callaway | Jefferson City | 65101 | 0.985 | 1.005
5616 | 29855 | 1LT Ralph W. Hesinger ARC, Jefferson City MO | 27864 | 88th Readiness Division | ARRES | 1749 Tanner Bridge Road | United States | Missouri | Cole | Jefferson City | 65101 | 0.985 | 1.005
5619 | 22B35 | Jena Armory | 220NG | Louisiana National Guard | ARGUARD | 210 Armory Road | United States | Louisiana | La Salle | Jena | 71342 | 0.855 | 0.825
562 | N00245-PG | PARADISE GARDENS HSG | N00245 | NAVBASE SAN DIEGO CA | NAVACT | 1126 South Woodman Street | United States | California | San Diego | San Diego | 92114 | 1.05 | 1.08
5620 | 22B37 | Jena Fms | 220NG | Louisiana National Guard | ARGUARD | 8 | United States | Louisiana | La Salle | Jena | 71342 | 0.855 | 0.825
5622 | 22B40 | Jennings | 220NG | Louisiana National Guard | ARGUARD | Cary | United States | Louisiana | Jefferson Davis | Jennings | 70546-1130 | 0.89 | 0.86
5623 | 16B20 | Jerome Armory | 160NG | Idaho National Guard | ARGUARD | 601 2nd Avenue West | United States | Idaho | Jerome | Jerome | 83338 | 1.055 | 1.045
5624 | 16B25 | Jerome Fms4 | 160NG | Idaho National Guard | ARGUARD | 125 2nd Avenue East | United States | Idaho | Jerome | Jerome | 83338 | 1.055 | 1.045
5625 | 34B05 | Jersey City | 340NG | New Jersey National Guard | ARGUARD | 678 Montgomery ST | United States | New Jersey | Hudson | Jersey City | 07306 | 1.165 | 1.235
5627 | 22820 | Jessie E Stewart Usarc | 01530 | 81st Readiness Division | ARRES | 111 Walker Street | United States | Louisiana | Washington | Bogalusa | 70427 | 0.855 | 0.825
563 | N00245-PT | POMERADO TERRACE HSG | N00245 | NAVBASE SAN DIEGO CA | NAVACT | 10425 Scripps Ranch Row | United States | California | San Diego | San Diego | 92131 | 1.05 | 1.08
5630 | 01F50 | MONTGOMERY JFHQ AFRC / CSMS 01 | 010NG | Alabama National Guard | ARGUARD | 1720 Cong W L Dickinson Drive | United States | Alabama | Montgomery | Montgomery | 36109 | 0.87 | 0.85
5631 | 41C00 | JFHQ Owen Summers Bldg FMS 4 | 410NG | Oregon National Guard | ARGUARD | 1776 Militia Way | United States | Oregon | Marion | Salem | 97309 | 1.12 | 1.145
5633 | 28905 | Joe Harris Towery Usarc | 01530 | 81st Readiness Division | ARRES | 1115 South Gloster Street | United States | Mississippi | Lee | Tupelo | 38801 | 0.9 | 0.86
5634 | 08660 | Joe P Martinez Usarc/Amsa #100 | 27864 | 88th Readiness Division | ARRES | 12211 East 56th Avenue | United States | Colorado | Denver | Denver | 80239 | 0.99 | 0.98
5636 | 01H35 | Fort Oscar L. Adams Winfield | 010NG | Alabama National Guard | ARGUARD | 707 Rockridge Road | United States | Alabama | Marion | Winfield | 35594 | 0.855 | 0.83
5638 | 01E60 | John H Forney, Jacksonville | 010NG | Alabama National Guard | ARGUARD | 1655 S Pelham Road | United States | Alabama | Calhoun | Jacksonville | 36265 | 0.85 | 0.83
564 | N00245-PV | PROSPECT VIEW HSG | N00245 | NAVBASE SAN DIEGO CA | NAVACT | 8700 Redwood Drive | United States | California | San Diego | Santee | 92071 | 1.05 | 1.08
5640 | 47B22 | Johnson City Gray | 470NG | Tennessee National Guard | ARGUARD | 253 Don May DR | United States | Tennessee | Washington | Johnson City | 37615 | 0.835 | 0.82
5641 | 47695 | Johnson City USARC | 01530 | 81st Readiness Division | ARRES | Highway 81 | United States | Tennessee | Washington | Unknown | 37643 | 0.835 | 0.82
5642 | 42C35 | JOHNSTOWN AIRPORT ROAD READINESS CENTER | 420NG | Pennsylvania National Guard | ARGUARD | 554 Airport RD | United States | Pennsylvania | Cambria | Johnstown | 15904 | 1.065 | 1.105
5643 | 4288A | Johnstown Aviation Support Fac | 42560 | 99th Readiness Division | ARRES | 218 Aviation Drive | United States | Pennsylvania | Cambria | Johnstown | 15902 | 1.065 | 1.105
5644 | 42C36 | JOHNSTOWN FMS 33 | 420NG | Pennsylvania National Guard | ARGUARD | 570 Airport RD | United States | Pennsylvania | Cambria | Johnstown | 15904 | 1.065 | 1.105
5645 | 42880 | Johnstown Army Reserve Center #1 / BMA #104 | 42560 | 99th Readiness Division | ARRES | 295 Goucher Street | United States | Pennsylvania | Cambria | Johnstown | 15905 | 1.065 | 1.105
5646 | 42881 | Johnstown Army Reserve Center #2 | 42560 | 99th Readiness Division | ARRES | 1300 Saint Clair Road | United States | Pennsylvania | Cambria | Johnstown | 15905 | 1.065 | 1.105
5647 | 42C30 | JOHNSTOWN WALTERS AVE READINESS CENTER | 420NG | Pennsylvania National Guard | ARGUARD | 565 Walters AVE | United States | Pennsylvania | Cambria | Johnstown | 15904 | 1.065 | 1.105
5648 | 17305 | Joliet AAP Elwood | 17305 | Joliet Army Ammunition Plant Elwood | ARACT | 29401 South Route 53 | United States | Illinois | Will | Wilmington | 60481 | 1.03 | 1.045
5649 | 17306 | Joliet AAP Kankakee | 17306 | Joliet Army Ammunition Plant Kankakee | ARACT | 29401 South Route 53 | United States | Illinois | Will | Wilmington | 60481 | 1.03 | 1.045
565 | N00245-RP | RIVERPLACE HSG | N00245 | NAVBASE SAN DIEGO CA | NAVACT | 8705 Bushy Hill Drive | United States | California | San Diego | Santee | 92071 | 1.05 | 1.08
5650 | 17B25 | Joliet Armory Fms 12 | 170NG | Illinois National Guard | ARGUARD | 2900 West Jefferson Street | United States | Illinois | Will | Joliet | 60435 | 1.03 | 1.045
5652 | 46655 | Jonas H. Lien AFRC | 460NG | South Dakota National Guard | ARGUARD | Russell | United States | South Dakota | Minnehaha | Sioux Falls | 57104 | 0.96 | 0.94
5654 | 05B70 | Jonesboro | 050NG | Arkansas National Guard | ARGUARD | 1921 Aggie Road | United States | Arkansas | Craighead | Jonesboro | 72401 | 0.845 | 0.82
5655 | 22B45 | Jonesboro | 220NG | Louisiana National Guard | ARGUARD | 520 East Main Street | United States | Louisiana | Jackson | Jonesboro | 71251 | 0.855 | 0.825
5656 | 05370 | Jonesboro Usarc | 06510 | 63rd Readiness Division | ARRES | 1001 S Caraway Rd | United States | Arkansas | Craighead | Jonesboro | 72401 | 0.845 | 0.82
5659 | 29B36 | Joplin | 290NG | Missouri National Guard | ARGUARD | 2000 W 32D ST | United States | Missouri | Jasper | Joplin | 64804 | 0.985 | 1.005
566 | N00245-TV | TERRACE VIEW VILLAS HSG | N00245 | NAVBASE SAN DIEGO CA | NAVACT | 4025 Home Avenue | United States | California | San Diego | San Diego | 92105 | 1.05 | 1.08
5660 | 29B35 | Joplin Mvsb | 290NG | Missouri National Guard | ARGUARD | 16th Empire | United States | Missouri | Jasper | Joplin | 64804 | 0.985 | 1.005
5661 | 29865 | Landreth ARC, Joplin MO | 27864 | 88th Readiness Division | ARRES | 1001 North Murphy Blvd | United States | Missouri | Jasper | Joplin | 64801 | 0.985 | 1.005
5662 | 49680 | Jose F. Valdez Usar Center | 27864 | 88th Readiness Division | ARRES | 635 South Locust Avenue | United States | Utah | Utah | Pleasant Grove | 84062 | 1.03 | 0.995
5664 | 35935 | Joseph I Gonzales Usarc | 06510 | 63rd Readiness Division | ARRES | 43A Batann Blvd (ARNG Complex) | United States | New Mexico | Santa Fe | Santa Fe | 87505 | 0.93 | 0.905
5665 | 12485 | Joseph Stillwell Usarc/Amsa#55 | 01530 | 81st Readiness Division | ARRES | 4300 Saint Johns Avenue | United States | Florida | Putnam | Palatka | 32177 | 0.825 | 0.805
5667 | 48675 | Jules E Muchert Usarc | 06510 | 63rd Readiness Division | ARRES | 10031 E. Northwest Highway | United States | Texas | Dallas | Dallas | 75238 | 0.83 | 0.82
5668 | 23845 | Julian P. Clukey Usarc | 42560 | 99th Readiness Division | ARRES | 54 Prospect Street | United States | Maine | Penobscot | Dexter | 04930 | 1.21 | 1.24
5669 | 01C90 | Julis W Hicks Enterprise | 010NG | Alabama National Guard | ARGUARD | 1883 Guardian Way | United States | Alabama | Coffee | Enterprise | 36331 | 0.89 | 0.86
567 | N63406-EA | FUEL FARM | N63406 | NAVBASE POINT LOMA | NAVACT | 199 Rosecrans Road | United States | California | San Diego | San Diego | 92106 | 1.05 | 1.08
5671 | 20B65 | Junction City Armory | 200NG | Kansas National Guard | ARGUARD | 500 Airport Road | United States | Kansas | Geary | Junction City | 66441 | 1.17 | 1.18
5672 | 55840 | Junction City Usarc | 27864 | 88th Readiness Division | ARRES | 201 County Road G | United States | Wisconsin | Portage | Junction City | 54443 | 1.085 | 1.12
5673 | 02B41 | Juneau Armory And Fms | 020NG | Alaska National Guard | ARGUARD | 12300 Mendenhall Loop Road | United States | Alaska | Juneau | Juneau | 99801 | 2.025 | 2.015
5677 | 15225 | Kahuku Tng Area | 15815 | US Army Garrison Hawaii | ARACT | Kamehameha Highway | United States | Hawaii | Honolulu | Kahuku | 96731 | 2.51 | 2.42
568 | N63406-SP | SPAWARSYSCEN | N63406 | NAVBASE POINT LOMA | NAVACT | 49275 Electron Drive | United States | California | San Diego | San Diego | 921525435 | 1.05 | 1.08
5681 | 15001 | Kalaeloa | 150NG | Hawaii National Guard | ARGUARD | 91-1227 Enterprise Avenue | United States | Hawaii | Honolulu | Kapolei | 96707 | 2.37 | 2.28
5682 | 26B65 | Kalamazoo | 260NG | Michigan National Guard | ARGUARD | 5353 Parkview AVE | United States | Michigan | Kalamazoo | Kalamazoo | 49009 | 1.035 | 1.055
5683 | 26865 | Kalamazoo Memorial, Usarc | 27864 | 88th Readiness Division | ARRES | 5243 Portage Road | United States | Michigan | Kalamazoo | Portage | 49002 | 1.035 | 1.055
5685 | 30B00 | Kalispell Fms 01-Afrc | 300NG | Montana National Guard | ARGUARD | 2987 HWY 93 N | United States | Montana | Flathead | Kalispell | 59901 | 1.1 | 1.08
569 | N63406-LF | LINDBERGH FIELD | N63406 | NAVBASE POINT LOMA | NAVACT | 3707 North Harbor Drive | United States | California | San Diego | San Diego | 92106 | 1.05 | 1.08
5690 | 17B35 | Kankakee (Cpt Stefanich Jafrc) | 170NG | Illinois National Guard | ARGUARD | 1191 E 4000 S Road | United States | Illinois | Kankakee | Kankakee | 60901 | 1.03 | 1.045
5692 | 29B40 | Kansas City | 290NG | Missouri National Guard | ARGUARD | 7600 Ozark RD | United States | Missouri | Jackson | Kansas City | 64129 | 0.95 | 0.97
5693 | 20B70 | Kansas City Armory | 200NG | Kansas National Guard | ARGUARD | 100 South 20th Street | United States | Kansas | Wyandotte | Kansas City | 66102 | 1.005 | 1.025
5694 | 29B43 | Kansas City North | 290NG | Missouri National Guard | ARGUARD | Congress | United States | Missouri | Platte | Kansas City | 64153-1731 | 0.95 | 0.97
5699 | 15A50 | Kaunakakai | 150NG | Hawaii National Guard | ARGUARD | 220 Puali Place | United States | Hawaii | Maui | Kaunakakai | 96748 | 2.51 | 2.42
57 | M62974-0002 | 16TH ST HOUSING | M62974 | MCAS YUMA AZ | MCACT | 5027 31st Drive W | United States | Arizona | Yuma | Yuma | 85365 | 1.07 | 1.04
570 | N63406-FC | C3F COMPLEX | N63406 | NAVBASE POINT LOMA | NAVACT | 53690 Tomahawk Drive | United States | California | San Diego | San Diego | 921475004 | 1.05 | 1.08
5700 | 15295 | Kawaihae Mil Reserve | 15815 | US Army Garrison Hawaii | ARACT | Kawaihae Road | United States | Hawaii | Hawaii | Unknown | 96796 | 2.51 | 2.42
5701 | 15325 | Kawailoa Training Area | 15815 | US Army Garrison Hawaii | ARACT | Kamehameha Highway | United States | Hawaii | Honolulu | Haleiwa | 96712 | 2.37 | 2.28
5703 | 01E01 | Kd Range | 010NG | Alabama National Guard | ARGUARD | 315 Bexar Avenue E | United States | Alabama | Marion | Hamilton | 35570 | 0.855 | 0.83
5705 | 15A60 | Kealakekua | 150NG | Hawaii National Guard | ARGUARD | 81-1032 Nani-Kupuna Place | United States | Hawaii | Hawaii | Kealakekua | 96750 | 2.51 | 2.42
5706 | 31A85 | Kearney NGRC/FMS 02 | 310NG | Nebraska National Guard | ARGUARD | 5710 Airport RD | United States | Nebraska | Buffalo | Kearney | 68847 | 0.93 | 0.915
5708 | 33A40 | Keene | 330NG | New Hampshire National Guard | ARGUARD | 110 Hastings AVE | United States | New Hampshire | Cheshire | Keene | 03431 | 1.075 | 1.075
571 | N63406-CG | MT SOLEDAD SIGNAL STA | N63406 | NAVBASE POINT LOMA | NAVACT | 6905 La Jolla Scenic Drive South | United States | California | San Diego | San Diego | 92037 | 1.05 | 1.08
5714 | 49850 | Kenichi (Ken) Uchida USARC | 27864 | 88th Readiness Division | ARRES | 5290 West 700 South | United States | Utah | Davis | Centerville | 84014 | 1.03 | 0.99
5715 | 13B92 | Kennesaw | 130NG | Georgia National Guard | ARGUARD | 1901 McCollum Parkway | United States | Georgia | Cobb | Kennesaw | 30144 | 0.83 | 0.8
5716 | 29B45 | Kennett | 290NG | Missouri National Guard | ARGUARD | 1450 N By-Pass | United States | Missouri | Dunklin | Kennett | 63857 | 0.985 | 1.005
5717 | 55B25 | Kenosha Oms 6 | 550NG | Wisconsin National Guard | ARGUARD | 4200 43Rd AVE | United States | Wisconsin | Kenosha | Kenosha | 53144 | 1.085 | 1.12
5718 | 53743 | Kent | 530NG | Washington National Guard | ARGUARD | 24410 Military RD | United States | Washington | King | Kent | 98032 | 1.12 | 1.14
5719 | 19C25 | Keokuk | 190NG | Iowa National Guard | ARGUARD | 170 Boulevard Road | United States | Iowa | Lee | Keokuk | 52632 | 1.01 | 1.01
572 | N63406-OT | OLD TOWN SITE 1 | N63406 | NAVBASE POINT LOMA | NAVACT | 53560 Hull Street | United States | California | San Diego | San Diego | 92152 | 1.05 | 1.08
5721 | 39C40 | Kettering | 390NG | Ohio National Guard | ARGUARD | 2555 County Line RD | United States | Ohio | Montgomery | Dayton | 45430 | 0.9 | 0.889
5722 | 17B40 | Kewanee Armory Fms 07 | 170NG | Illinois National Guard | ARGUARD | 111 North East Street | United States | Illinois | Henry | Kewanee | 61443 | 1.03 | 1.045
5724 | 15375 | Kilauea Mil Reserve | 15815 | US Army Garrison Hawaii | ARACT | Crater Rim Drive, Hawaii National Park | United States | Hawaii | Hawaii | Hawaii Natl Park | 96718 | 2.51 | 2.42
5726 | 48E55 | Kilgore | 480NG | Texas National Guard | ARGUARD | 1807 STone RD | United States | Texas | Gregg | Kilgore | 75662 | 0.865 | 0.84
5727 | 48E52 | Killeen | 480NG | Texas National Guard | ARGUARD | 3101 West South Young DR | United States | Texas | Bell | Killeen | 73542 | 0.9 | 0.89
5728 | 16B95 | Kimama Ts Rupert | 160NG | Idaho National Guard | ARGUARD | F | United States | Idaho | Minidoka | Rupert | 83350-9998 | 1.055 | 1.045
573 | N63406-TS | TAYLOR STREET | N63406 | NAVBASE POINT LOMA | NAVACT | 4635 Pacific Highway | United States | California | San Diego | San Diego | 92110 | 1.05 | 1.08
5732 | 39195 | Kings Mills Memorial Usarc | 27864 | 88th Readiness Division | ARRES | 6195 Striker Road | United States | Ohio | Warren | Maineville | 45039 | 0.925 | 0.9195
5733 | 37C25 | Kings Mountain | 370NG | North Carolina National Guard | ARGUARD | 200 Phifer RD | United States | North Carolina | Cleveland | Kings Mountain | 28086 | 0.885 | 0.855
5734 | 26B70 | Kingsford | 260NG | Michigan National Guard | ARGUARD | 401 Carpenter Avenue | United States | Michigan | Dickinson | Iron Mountain | 49802 | 1.035 | 1.055
5737 | 36C00 | Kingston RC / FMS 7 | 360NG | New York National Guard | ARGUARD | 25 Kiersted AVE | United States | New York | Ulster | Kingston | 12401 | 1.06 | 1.075
5738 | 45C50 | Kingstree Armory | 450NG | South Carolina National Guard | ARGUARD | 1001 Eland AVE | United States | South Carolina | Williamsburg | Kingstree | 29556 | 0.92 | 0.885
574 | N63406-CN | CABRILLO NATIONAL | N63406 | NAVBASE POINT LOMA | NAVACT | 1800 Cabrillo Memorial Drive | United States | California | San Diego | San Diego | 92106 | 1.05 | 1.08
5741 | 37C30 | Kinston | 370NG | North Carolina National Guard | ARGUARD | 2001 Dobbs Farm RD | United States | North Carolina | Lenoir | Kinston | 28504 | 0.885 | 0.855
5742 | 37950 | Kinston Usarc | 01530 | 81st Readiness Division | ARRES | 2695 Rouse road Ext | United States | North Carolina | Lenoir | Kinston | 28504 | 0.885 | 0.855
5743 | 15395 | Kipapa Ammo Storage Site | 15815 | US Army Garrison Hawaii | ARACT | Old Kamehameha Highway & Kamehameha Highway | United States | Hawaii | Honolulu | Unknown | 96789 | 2.51 | 2.42
5744 | 29879 | Kirksville ARC | 27864 | 88th Readiness Division | ARRES | Route 63 North | United States | Missouri | Adair | Kirksville | 63501 | 0.985 | 1.005
5745 | 29B50 | Kirksville | 290NG | Missouri National Guard | ARGUARD | 500 S Elson ST | United States | Missouri | Adair | Kirksville | 63501 | 0.985 | 1.005
5746 | 29B55 | Kirksville Mvsb | 290NG | Missouri National Guard | ARGUARD | S Florence | United States | Missouri | Adair | Kirksville | 63501 | 0.985 | 1.005
5747 | 10775 | Kirkwood Usarc - Wilmington | 42560 | 99th Readiness Division | ARRES | 3931 Kirkwood Highway | United States | Delaware | New Castle | Wilmington |  | 1.03 | 1.06
5748 | 42433 | Kittanning Usarc | 42560 | 99th Readiness Division | ARRES | RD 8, BOX 282A | United States | Pennsylvania | Armstrong | Kittanning | 16201 | 1.065 | 1.105
575 | N00128-AB | BRATENAHL | N00128 | NAVAL STATION GREAT LAKES IL | NAVACT | 555 East 88th Street | United States | Ohio | Cuyahoga | Cleveland | 44108 | 0.925 | 0.9195
5754 | 41B65 | Kliever Memorial Armory FMS 1 | 410NG | Oregon National Guard | ARGUARD | 10000 NE 33rd DR | United States | Oregon | Multnomah | Portland | 97211 | 1.08 | 1.1
5755 | 19C35 | Knoxville | 190NG | Iowa National Guard | ARGUARD | 1015 North Lincoln Street | United States | Iowa | Marion | Knoxville | 50138 | 1.01 | 1.01
5756 | 47B71 | Knoxville Concord St | 470NG | Tennessee National Guard | ARGUARD | 711 Concord ST | United States | Tennessee | Knox | Knoxville | 37939 | 0.835 | 0.82
5757 | 47B70 | Knoxville Sutherland | 470NG | Tennessee National Guard | ARGUARD | 3330 Sutherland AVE | United States | Tennessee | Knox | Knoxville | 37919 | 0.835 | 0.82
5759 | 18B70 | Kokomo | 180NG | Indiana National Guard | ARGUARD | 315 East Markland Avenue | United States | Indiana | Howard | Kokomo | 46901 | 0.955 | 0.96
5765 | 20747 | Ks City Ks | 27864 | 88th Readiness Division | ARRES | 1325 North 78th Street | United States | Kansas | Wyandotte | Kansas City | 66122 | 1.005 | 1.025
5768 | 42C50 | KUTZTOWN READINESS CENTER | 420NG | Pennsylvania National Guard | ARGUARD | 390 N College BLVD | United States | Pennsylvania | Berks | Kutztown | 19530 | 1.065 | 1.105
577 | N00128-FS | FORT SHERIDAN | N00128 | NAVAL STATION GREAT LAKES IL | NAVACT | 2870 South Overlook Road | United States | Illinois | Lake | Highland Park | 60035 | 1.18 | 1.25
5771 | 48E65 | La Marque | 480NG | Texas National Guard | ARGUARD | 3006 Gulf Freeway | United States | Texas | Galveston | La Marque | 77568 | 0.865 | 0.84
5772 | 18B80 | La Porte | 180NG | Indiana National Guard | ARGUARD | 2391 State Road #2 West | United States | Indiana | LaPorte | La Porte | 46350 | 0.955 | 0.96
5773 | 18B75 | Lafayette | 180NG | Indiana National Guard | ARGUARD | 5280 Haggarty Lane | United States | Indiana | Tippecanoe | Lafayette | 47905 | 0.955 | 0.96
5774 | 47B79 | Lafayette | 470NG | Tennessee National Guard | ARGUARD | 1200 Russell DR | United States | Tennessee | Macon | Lafayette | 37083 | 0.835 | 0.82
5775 | 22B55 | Lafayette | 220NG | Louisiana National Guard | ARGUARD | 1806 Surrey Street | United States | Louisiana | Lafayette | Lafayette | 70508 | 0.855 | 0.825
5776 | 22850 | Lafayette Usarc | 01530 | 81st Readiness Division | ARRES | 1640 Surrey Street | United States | Louisiana | Lafayette | Lafayette | 70508 | 0.855 | 0.825
5777 | 41B02 | Lagrande Armory | 410NG | Oregon National Guard | ARGUARD | 404 12th ST | United States | Oregon | Union | La Grande | 97850 | 1.12 | 1.145
5778 | 41B01 | Lagrande FMS 7 | 410NG | Oregon National Guard | ARGUARD | 64082 Airport LN | United States | Oregon | Union | La Grande | 97850 | 1.12 | 1.145
5779 | 13B95 | Lagrange | 130NG | Georgia National Guard | ARGUARD | 205 Youngs Mill Road | United States | Georgia | Troup | La Grange | 30240 | 0.865 | 0.83
578 | N00128-GV | GLENVIEW | N00128 | NAVAL STATION GREAT LAKES IL | NAVACT | 2101 1st Street | United States | Illinois | Cook | Glenview | 60026 | 1.18 | 1.25
5780 | 22B60 | Lake Charles | 220NG | Louisiana National Guard | ARGUARD | 1111 1st Avenue | United States | Louisiana | Calcasieu | Lake Charles | 70601 | 0.855 | 0.825
5781 | 29405 | Lake City AAP | 29405 | Lake City Army Ammunition Plant | ARACT | South of the Intersection of N Lake City Valley Rd and E Heidelberger Rd | United States | Missouri | Jackson | Independence | 64051 | 0.99 | 1.02
5783 | 12B35 | Lake City Readiness Center/FMS #12 | 120NG | Florida National Guard | ARGUARD | 490 NW Lake Jeffery Road | United States | Florida | Columbia | Lake City | 32055 | 0.825 | 0.805
5785 | 06992 | Lake Mendocino LTA | 06510 | 63rd Readiness Division | ARRES | Lake Mendocino | United States | California | Mendocino | Ukiah | 95482-9404 | 1.125 | 1.165
5786 | 29999 | Lake Of The Ozarks Recreation | 29995 | Fort Leonard Wood | ARACT | Just off HWY A, 12 miles north of Richland | United States | Missouri | Camden | Linn Creek | 65052 | 0.985 | 1.005
5788 | 12B45 | Lake Wales Readiness Center | 120NG | Florida National Guard | ARGUARD | 435 South Airport Road | United States | Florida | Polk | Lake Wales | 33853 | 0.825 | 0.805
579 | N68469-NR | NAVAL RESEARCH LAB | N68469 | NAVAL SUPPORT ACTIVITY WASH | NAVACT | 4555 Overlook Avenue SW | United States | District of Columbia | District of Columbia | Washington, DC | 20375 | 1.04 | 1.04
5790 | 12B40 | Lakeland Readiness Center | 120NG | Florida National Guard | ARGUARD | 4140 Drane Field Road | United States | Florida | Polk | Lakeland | 33811 | 0.825 | 0.805
5791 | 06C21 | Lakeport | 060NG | California National Guard | ARGUARD | 1431 Hoyt AVE | United States | California | Lake | Lakeport | 95453 | 1.125 | 1.165
5792 | 29B65 | Lamar | 290NG | Missouri National Guard | ARGUARD | 106 Broadway | United States | Missouri | Barton | Lamar | 64759 | 0.985 | 1.005
5795 | 45C60 | Lancaster Armory | 450NG | South Carolina National Guard | ARGUARD | 803 Nichols RD | United States | South Carolina | Lancaster | Lancaster | 29720 | 0.92 | 0.885
5797 | 33A45 | Lancaster | 330NG | New Hampshire National Guard | ARGUARD | 532 Main ST | United States | New Hampshire | Coos | Lancaster | 03584 | 1.075 | 1.075
5799 | 42885 | Lancaster Army Reserve Center | 42560 | 99th Readiness Division | ARRES | 1135 Ranck Mill Road | United States | Pennsylvania | Lancaster | Lancaster | 17602 | 1.065 | 1.105
58 | M62974-0003 | MARTINEZ LAKE | M62974 | MCAS YUMA AZ | MCACT | Martinez Lake Road | United States | Arizona | Yuma | Martinez Lake | 85365 | 1.07 | 1.04
5801 | 21460 | Land For Future Usarc-Ky-21460 | 01530 | 81st Readiness Division | ARRES | Blue Grass Army Depot Lexington, 40505 | United States | Kentucky | Fayette | Lexington | 40510 | 0.87 | 0.87
5802 | 47727 | Csm Paul B. Huff Usarc | 01530 | 81st Readiness Division | ARRES | 3598 Bell Road | United States | Tennessee | Davidson | Nashville | 37214 | 0.835 | 0.82
5803 | 55786 | Land For Future Usarc-Wi-55786 | 27864 | 88th Readiness Division | ARRES | White Avenue & Hogarth Street | United States | Wisconsin | Eau Claire | Eau Claire | 54703 | 1.085 | 1.12
5804 | 55897 | Neenah Usarc | 27864 | 88th Readiness Division | ARRES | Tuller Road & Hwy 114 | United States | Wisconsin | Winnebago | Neenah | 54956 | 1.085 | 1.12
5805 | 3913E | Pfc Devin J. Grella Usarc/Amsa 3 | 27864 | 88th Readiness Division | ARRES | 3688 Highland Park NW | United States | Ohio | Stark | North Canton | 44720 | 0.925 | 0.9195
5806 | 56A60 | Lander Armory | 560NG | Wyoming National Guard | ARGUARD | 201 Main St | United States | Wyoming | Fremont | Lander | 82520 | 1.045 | 1.035
5810 | 41B06 | Lane County AFRC FMS 5 | 410NG | Oregon National Guard | ARGUARD | 3110 Pierce PKWY | United States | Oregon | Lane | Springfield | 97478 | 1.12 | 1.145
5812 | 26B77 | Lease Lansing Airport Hangar | 260NG | Michigan National Guard | ARGUARD | Capital City | United States | Michigan | Clinton | Lansing | 48906-2125 | 1.035 | 1.055
5814 | 26B83 | Lansing Csms | 260NG | Michigan National Guard | ARGUARD | 3201 W ST Joseph ST | United States | Michigan | Ingham | Lansing | 48917 | 1.035 | 1.055
5817 | 26B92 | Lansing Joint Forces Readiness Center | 260NG | Michigan National Guard | ARGUARD | 3323 N Martin Luther King BLVD | United States | Michigan | Ingham | Lansing | 48906 | 1.035 | 1.055
5820 | 26B90 | Lapeer | 260NG | Michigan National Guard | ARGUARD | 2140 W Genesee ST | United States | Michigan | Lapeer | Lapeer | 48446 | 1.035 | 1.055
5821 | 39868 | Lapointe Usarc | 27864 | 88th Readiness Division | ARRES | 38 N. Woodman Drive | United States | Ohio | Montgomery | Dayton | 45431 | 0.9 | 0.889
5822 | 18740 | Laporte Co Veterans Usarc | 27864 | 88th Readiness Division | ARRES | 8200 S. County Rd. E300 | United States | Indiana | LaPorte | Kingsbury | 46345 | 0.955 | 0.96
5823 | 56A65 | Laramie | 560NG | Wyoming National Guard | ARGUARD | 2901 Armory RD | United States | Wyoming | Albany | Laramie | 82072 | 1.045 | 1.035
5824 | 48369 | Laredo | 480NG | Texas National Guard | ARGUARD | 5119 E Corridor RD | United States | Texas | Webb | Laredo | 78041 | 0.865 | 0.84
5827 | 35B10 | Las Cruces | 350NG | New Mexico National Guard | ARGUARD | 249 Armory RD | United States | New Mexico | Dona Ana | Las Cruces | 88007 | 1.02 | 1
5828 | 35966 | Las Cruces Hanger | 350NG | New Mexico National Guard | ARGUARD | 201 E Las Cruces AVE | United States | New Mexico | Dona Ana | Las Cruces | 88001 | 1.02 | 1
5829 | 42C70 | TORRANCE READINESS CENTER | 420NG | Pennsylvania National Guard | ARGUARD | 333 State Route 1014 | United States | Pennsylvania | Westmoreland | Latrobe | 15650 | 1.065 | 1.105
5830 | 28C75 | Laurel | 280NG | Mississippi National Guard | ARGUARD | 2126 Ellisville BLVD | United States | Mississippi | Jones | Laurel | 39440 | 0.9 | 0.86
5831 | 28801 | Laurel Usarc/Amsa #149 (G) | 01530 | 81st Readiness Division | ARRES | 2012 Sandy Lane Laurel, MS 39443-9085 | United States | Mississippi | Jones | Laurel | 39443 | 0.9 | 0.86
5832 | 45C65 | Laurens Armory | 450NG | South Carolina National Guard | ARGUARD | 302 N Harper ST | United States | South Carolina | Laurens | Laurens | 29360 | 0.92 | 0.885
5833 | 37C35 | Laurinburg | 370NG | North Carolina National Guard | ARGUARD | 1520 S Main ST | United States | North Carolina | Scotland | Laurinburg | 28352 | 0.885 | 0.855
5834 | 3728C | Laurinburg Maxton Airport | 37225 | Fort Bragg | ARACT | 15423 Airport Road Maxton, NC 28364 Laurinburg/Maxton Airport | United States | North Carolina | Scotland | Laurinburg | 28352 | 0.885 | 0.855
5835 | 01G80 | Lauris D Graves Talladega | 010NG | Alabama National Guard | ARGUARD | 518 Broadway Avenue | United States | Alabama | Talladega | Talladega | 35161 | 0.855 | 0.83
5837 | 20B90 | Lawrence Armory | 200NG | Kansas National Guard | ARGUARD | 201 Mcdonald Drive | United States | Kansas | Douglas | Lawrence | 66044 | 1.005 | 1.025
5838 | 42895 | Lawrence Co Vet Memorial Army Reserve Center | 42560 | 99th Readiness Division | ARRES | 410 Miller Avenue | United States | Pennsylvania | Lawrence | New Castle | 16101 | 1.065 | 1.105
5839 | 20755 | Samuel J. Churchill ARC, Lawrence KS | 27864 | 88th Readiness Division | ARRES | 2100 Iowa Street | United States | Kansas | Douglas | Lawrence | 66046 | 1.005 | 1.025
5840 | 47B80 | Lawrenceburg | 470NG | Tennessee National Guard | ARGUARD | 2113 Helton DR | United States | Tennessee | Lawrence | Lawrenceburg | 38464 | 0.835 | 0.82
5841 | 34B15 | Lawrenceville | 340NG | New Jersey National Guard | ARGUARD | 101 Eggert Crossing RD | United States | New Jersey | Mercer | Trenton | 08648 | 1.17 | 1.24
5842 | 17B45 | Lawrenceville Armory | 170NG | Illinois National Guard | ARGUARD | 1522 Porter Avenue | United States | Illinois | Lawrence | Lawrenceville | 62439 | 1.03 | 1.045
5844 | 19C40 | Le Mars | 190NG | Iowa National Guard | ARGUARD | 1050 Lincoln Street Northeast | United States | Iowa | Plymouth | Le Mars | 51031 | 1.01 | 1.01
5845 | 20967 | Leavenworth Usarc | 27864 | 88th Readiness Division | ARRES | 2021 Metropolitan Street | United States | Kansas | Leavenworth | Leavenworth | 66048 | 1.07 | 1.08
5846 | 39C50 | Lebanon | 390NG | Ohio National Guard | ARGUARD | 113 E Taylor ST | United States | Ohio | Warren | Lebanon | 45036 | 0.925 | 0.9195
5847 | 29B70 | Lebanon | 290NG | Missouri National Guard | ARGUARD | 301 W Freemont | United States | Missouri | Laclede | Lebanon | 65536 | 0.985 | 1.005
5848 | 42C75 | LEBANON READINESS CENTER | 420NG | Pennsylvania National Guard | ARGUARD | 1000 E Cumberland | United States | Pennsylvania | Lebanon | Lebanon | 17042 | 0.99 | 1
5849 | 47B95 | Lebanon | 470NG | Tennessee National Guard | ARGUARD | 1010 Leeville RD | United States | Tennessee | Wilson | Lebanon | 37090 | 0.835 | 0.82
5850 | 18B85 | Lebanon | 180NG | Indiana National Guard | ARGUARD | 801 North Lebanon Street | United States | Indiana | Boone | Lebanon | 46052 | 0.955 | 0.96
5851 | 41B10 | Lebanon Armory | 410NG | Oregon National Guard | ARGUARD | 350 Maple ST | United States | Oregon | Linn | Lebanon | 97355 | 1.12 | 1.145
5852 | 41B12 | Lebanon Motor Pool | 410NG | Oregon National Guard | ARGUARD | 36646 Oak DR | United States | Oregon | Linn | Lebanon | 97355 | 1.12 | 1.145
5854 | 33A50 | Lebanon | 330NG | New Hampshire National Guard | ARGUARD | 174 Heater RD | United States | New Hampshire | Grafton | Lebanon | 03766 | 1.075 | 1.075
5856 | 36C05 | Leeds RC | 360NG | New York National Guard | ARGUARD | 1155 Main ST | United States | New York | Greene | Leeds | 12451 | 1.06 | 1.075
5857 | 12B50 | Leesburg Readiness Center | 120NG | Florida National Guard | ARGUARD | 400 West Meadow Street | United States | Florida | Lake | Leesburg | 34748 | 0.825 | 0.805
5858 | 49A55 | Lehi Armory | 490NG | Utah National Guard | ARGUARD | 348 E Main ST | United States | Utah | Utah | Lehi | 84043 | 1.03 | 0.995
5859 | 42C80 | LEHIGHTON READINESS CENTER | 420NG | Pennsylvania National Guard | ARGUARD | 1000 Bridge ST | United States | Pennsylvania | Carbon | Lehighton | 18235 | 1.065 | 1.105
5861 | 21B40 | Leitchfield Armory | 210NG | Kentucky National Guard | ARGUARD | 541 High School Road | United States | Kentucky | Grayson | Leitchfield | 42754 | 0.87 | 0.87
5863 | 36850 | Lemma-Whyman Usarc | 42560 | 99th Readiness Division | ARRES | 145 Charlotte Street | United States | New York | Ontario | Canandaigua | 14424 | 1.06 | 1.075
5866 | 20B97 | Lenexa Armory | 200NG | Kansas National Guard | ARGUARD | 18200 West 87th Street | United States | Kansas | Johnson | Lenexa | 66219 | 1.005 | 1.025
5868 | 47C00 | Lenoir City | 470NG | Tennessee National Guard | ARGUARD | 2325 Old HWY 95 | United States | Tennessee | Loudon | Lenoir City | 37771 | 0.835 | 0.82
5869 | 25B45 | Leominster | 250NG | Massachusetts National Guard | ARGUARD | Oak & Mill Streets | United States | Massachusetts | Worcester | Leominster | 01453 | 1.2 | 1.26
5870 | 22815 | Leonard C Saurage Usarc | 01530 | 81st Readiness Division | ARRES | 1735 Foss Street | United States | Louisiana | East Baton Rouge | Baton Rouge | 70802 | 0.855 | 0.825
5873 | 36970 | Leso-Leano Usarc | 42560 | 99th Readiness Division | ARRES | 500 South Massey Street | United States | New York | Jefferson | Watertown | 13601 | 1.17 | 1.17
5874 | 42345 | Letterkenny Army Depot | 42345 | Letterkenny Army Depot | ARACT | 1 Overcash Avenue | United States | Pennsylvania | Franklin | Chambersburg | 17201 | 1.01 | 1.02
5877 | 38525 | Lewis And Clark Usar Center | 27864 | 88th Readiness Division | ARRES | 3319 University Drive | United States | North Dakota | Burleigh | Bismarck | 58504 | 1.09 | 1.09
5878 | 47C05 | Lewisburg | 470NG | Tennessee National Guard | ARGUARD | 822 E Commerce | United States | Tennessee | Marshall | Lewisburg | 37091 | 0.835 | 0.82
5879 | 42C85 | LEWISBURG READINESS CENTER | 420NG | Pennsylvania National Guard | ARGUARD | 4700 Westbranch HWY | United States | Pennsylvania | Union | Lewisburg | 17837 | 1.065 | 1.105
5880 | 42887 | Lewisburg ARC | 42560 | 99th Readiness Division | ARRES | Hafer & JPM | United States | Pennsylvania | Union | Lewisburg | 17837-9714 | 1.065 | 1.105
5881 | 54466 | Lewisburg Usarc | 42560 | 99th Readiness Division | ARRES | 748 North Jefferson Street | United States | West Virginia | Greenbrier | Lewisburg | 24901 | 1.02 | 1.03
5882 | 23B10 | LEWISTON AFRC | 230NG | Maine National Guard | ARGUARD | 55 Alfred A Plourde Parkway | United States | Maine | Androscoggin | Lewiston | 04240 | 1.02 | 1
5883 | 16B30 | Lewiston Armory Fms1 | 160NG | Idaho National Guard | ARGUARD | 2707 16th Avenue | United States | Idaho | Nez Perce | Lewiston | 83501 | 1.055 | 1.045
5884 | 42C90 | LEWISTOWN READINESS CENTER | 420NG | Pennsylvania National Guard | ARGUARD | 1085 Route 522 N | United States | Pennsylvania | Mifflin | Lewistown | 17044 | 1.065 | 1.105
5885 | 30B05 | Lewistown Readiness Center | 300NG | Montana National Guard | ARGUARD | W Airport Road | United States | Montana | Fergus | Lewistown | 59457 | 1.1 | 1.08
5886 | 29B75 | Lexington | 290NG | Missouri National Guard | ARGUARD | 408 S 26 ST | United States | Missouri | Lafayette | Lexington | 64067 | 0.985 | 1.005
5887 | 51B28 | LEXINGTON RC | 510NG | Virginia National Guard | ARGUARD | 199 Greenhouse RD | United States | Virginia | Lexington | Lexington | 24450 | 0.92 | 0.89
5888 | 47C10 | Lexington | 470NG | Tennessee National Guard | ARGUARD | 690 Airways DR | United States | Tennessee | Henderson | Lexington | 38351 | 0.835 | 0.82
5889 | 37C45 | Lexington | 370NG | North Carolina National Guard | ARGUARD | 201 W 9th ST | United States | North Carolina | Davidson | Lexington | 27293 | 0.885 | 0.855
5890 | 40C35 | Lexington Aasf No 1 | 400NG | Oklahoma National Guard | ARGUARD | 115-A NE 2nd ST | United States | Oklahoma | Cleveland | Lexington | 73051 | 0.86 | 0.83
5891 | 21960 | Lexington Afrc | 01530 | 81st Readiness Division | ARRES | 151 Opportunity Way | United States | Kentucky | Fayette | Lexington | 40511 | 0.87 | 0.87
5892 | 21B35 | Lexington Armory | 210NG | Kentucky National Guard | ARGUARD | 4201 Parkers Mill Roaad | United States | Kentucky | Fayette | Lexington | 40510 | 0.87 | 0.87
5893 | 36C50 | Lexington Ave Armory | 360NG | New York National Guard | ARGUARD | 68 Lexington AVE | United States | New York | New York | New York City | 10010 | 1.36 | 1.46
5895 | 40C36 | Lexington Fms 7 | 400NG | Oklahoma National Guard | ARGUARD | 115-B NE 2nd ST | United States | Oklahoma | Cleveland | Lexington | 73051 | 0.86 | 0.83
5896 | 40C37 | Lexington Readiness Center | 400NG | Oklahoma National Guard | ARGUARD | 115C NE 2nd ST | United States | Oklahoma | Cleveland | Lexington | 73051 | 0.86 | 0.83
5898 | 06845 | Leymel Hall Usar Center | 06510 | 63rd Readiness Division | ARRES | 910 West Kearney Boulevard | United States | California | Fresno | Fresno | 93706 | 1.125 | 1.165
5899 | 30B08 | Libby Readiness Center | 300NG | Montana National Guard | ARGUARD | 1004 Treasure Avenue | United States | Montana | Lincoln | Libby | 59923 | 1.1 | 1.08
59 | M62974-0004 | CHOC MT AIR GNRY RNG | M62974 | MCAS YUMA AZ | MCACT |  | United States | California | Imperial | Niland | 92283 | 1.11 | 1.15
5900 | 20C00 | Liberal Armory | 200NG | Kansas National Guard | ARGUARD | 730 Armory Road | United States | Kansas | Seward | Liberal | 67901 | 1.005 | 1.025
5902 | 39C55 | LIMA | 390NG | OHIO NATIONAL GUARD | ARGUARD | 855 S Collett ST | United States | Ohio | Allen | Lima | 45805 | 0.925 | 0.9195
5903 | 05B80 | LINCOLN | 050NG | ARKANSAS NATIONAL GUARD | ARGUARD | 705 W Pridemore Drive | United States | Arkansas | Washington | Lincoln | 72744 | 0.845 | 0.82
5905 | 31490 | LINCOLN AASF/READINESS CENTER | 310NG | NEBRASKA NATIONAL GUARD | ARGUARD | 2400 Nw 24th ST | United States | Nebraska | Lancaster | Lincoln | 68524 | 0.93 | 0.915
5906 | 31B05 | LINCOLN COMPLEX/FMS 01 | 310NG | NEBRASKA NATIONAL GUARD | ARGUARD | 1234 Military RD | United States | Nebraska | Lancaster | Lincoln | 68508 | 0.93 | 0.915
5907 | 31B01 | LINCOLN CSMS 31/USPFO | 310NG | NEBRASKA NATIONAL GUARD | ARGUARD | 2950 N Park RD | United States | Nebraska | Lancaster | Lincoln | 68524 | 0.93 | 0.915
5909 | 31875 | EAST CAMPUS RC | 310NG | NEBRASKA NATIONAL GUARD | ARGUARD | 2000 North 33rd Street | United States | Nebraska | Lancaster | Lincoln | 68503 | 0.93 | 0.915
591 | N61142 | JBAB ANACOSTIA BOLLING | N61142 | JBAB ANACOSTIA BOLLING | NAVACT | 2701 South Capitol Street SW | United States | District of Columbia | District of Columbia | Washington, DC | 20374 | 1.04 | 1.04
5910 | 31941 | LINCOLN USARC #2 | 27864 | 88TH RRC - MINNESOTA | ARRES | O | United States | Nebraska | Lancaster | Lincoln | 68503 | 0.93 | 0.915
5912 | 25955 | LINCOLN W. STODDARD USARC | 42560 | 99TH RRC - PENNSYLVANIA | ARRES | 25 North Lake Avenue | United States | Massachusetts | Worcester | Worcester | 01605 | 1.2 | 1.26
5913 | 17C07 | LINCOLN YOUTH CHALLENGE | 170NG | ILLINOIS NATIONAL GUARD | ARGUARD | 205 West Dodge Street | United States | Illinois | Champaign | Rantoul | 61866 | 1.03 | 1.045
5915 | 37C50 | LINCOLNTON | 370NG | NORTH CAROLINA NATIONAL GUARD | ARGUARD | 1224 N Aspen ST | United States | North Carolina | Lincoln | Lincolnton | 28092 | 0.885 | 0.855
5917 | 18B90 | LINTON | 180NG | INDIANA NATIONAL GUARD | ARGUARD | Rural Route #1 | United States | Indiana | Greene | Linton |  | 0.955 | 0.96
5918 | 38B20 | LISBON ARMORY | 380NG | NORTH DAKOTA NATIONAL GUARD | ARGUARD | 504 Prospect ST | United States | North Dakota | Ransom | Lisbon | 58054 | 1.09 | 1.09
5919 | 17B50 | LITCHFIELD ARMORY | 170NG | ILLINOIS NATIONAL GUARD | ARGUARD | 1617 North Jefferson Street | United States | Illinois | Montgomery | Litchfield | 62056 | 1.03 | 1.045
592 | N68967-AC | BAYVIEW IDAHO | N68967 | NAVSTA EVERETT WA | NAVACT | 33890 North Main Street | United States | Idaho | Kootenai | Bayview | 83803 | 1.055 | 1.045
5920 | 27B35 | LITCHFIELD NG ARMORY | 270NG | MINNESOTA NATIONAL GUARD | ARGUARD | 525 Gilman AVE N | United States | Minnesota | Meeker | Litchfield | 55355 | 1.085 | 1.12
5922 | 33A55 | LITTLETON | 330NG | NEW HAMPSHIRE NATIONAL GUARD | ARGUARD | 350 Meadow ST | United States | New Hampshire | Grafton | Littleton | 03561 | 1.075 | 1.075
5923 | 12B55 | LIVE OAK READINESS CENTER | 120NG | FLORIDA NATIONAL GUARD | ARGUARD | 11057 County Road 136 | United States | Florida | Suwannee | Live Oak | 32060 | 0.825 | 0.805
5924 | 47C20 | LIVINGSTON | 470NG | TENNESSEE NATIONAL GUARD | ARGUARD | 2029 Cookeville HWY | United States | Tennessee | Overton | Livingston | 38570 | 0.835 | 0.82
5925 | 30B10 | LIVINGSTON READINESS CENTER | 300NG | MONTANA NATIONAL GUARD | ARGUARD | 24 Fleshman Cr RD | United States | Montana | Park | Livingston | 59047 | 1.1 | 1.08
5929 | 47C15 | LOBELVILLE | 470NG | TENNESSEE NATIONAL GUARD | ARGUARD | Main ST | United States | Tennessee | Perry | Lobelville | 37097 | 0.835 | 0.82
5930 | 42D00 | LOCK HAVEN | 420NG | PENNSYLVANIA NATIONAL GUARD | ARGUARD | 66 Armory Rd | United States | Pennsylvania | Clinton | Lock Haven | 17745 | 1.065 | 1.105
5931 | 42888 | LOCK HAVEN USARC | 42560 | 99TH RRC - PENNSYLVANIA | ARRES | 120 Pine Mountain Road | United States | Pennsylvania | Clinton | Lock Haven | 17745 | 1.065 | 1.105
5934 | 36C10 | LOCKPORT READINESS CENTER | 360NG | NEW YORK NATIONAL GUARD | ARGUARD | 158 Willow ST | United States | New York | Niagara | Lockport | 14094 | 1.11 | 1.17
5935 | 06255 | LOCKWOOD ARMY COMM FACILITY | 06685 | FORT HUNTER LIGGETT | ARRES | Williams Hill | United States | California | Monterey | Lockwood | 93932 | 1.22 | 1.26
5936 | 06C25 | LODI | 060NG | CALIFORNIA NATIONAL GUARD | ARGUARD | 333 North Washington Street | United States | California | San Joaquin | Lodi | 95240 | 1.12 | 1.17
5937 | 34B25 | LODI ARMORY | 340NG | NEW JERSEY NATIONAL GUARD | ARGUARD | 178 Essex ST | United States | New Jersey | Bergen | Lodi | 07644 | 1.165 | 1.235
5938 | 49A65 | LOGAN ARMORY/FMS 1A | 490NG | UTAH NATIONAL GUARD | ARGUARD | 530 S 500 W | United States | Utah | Cache | Logan | 84321 | 1.03 | 0.995
5939 | 18B95 | LOGANSPORT | 180NG | INDIANA NATIONAL GUARD | ARGUARD | 912 South Cicott Street | United States | Indiana | Cass | Logansport | 46947 | 0.97 | 0.98
594 | N68469-MI | NMIC SUITLAND | N68469 | NAVAL SUPPORT ACTIVITY WASH | NAVACT | 4251 Suitland Road | United States | Maryland | Prince George's | Suitland | 20395 | 0.97 | 0.97
5940 | 21B51 | LONDON ARMORY | 210NG | KENTUCKY NATIONAL GUARD | ARGUARD | 20 State Police Road | United States | Kentucky | Laurel | London | 40741 | 0.87 | 0.87
5941 | 21B50 | FMS London | 210NG | Kentucky National Guard | ARGUARD | 213 Armory Street | United States | Kentucky | Laurel | London | 40741 | 0.87 | 0.87
5943 | 06C30 | Long Beach (Redondo) | 060NG | California National Guard | ARGUARD | 2200 Redondo Avenue | United States | California | Los Angeles | Long Beach | 90822 | 1.02 | 1.06
5944 | 06C40 | Long Beach 7th | 060NG | California National Guard | ARGUARD | 845 East 7th Street | United States | California | Los Angeles | Long Beach | 90813 | 1.02 | 1.06
5945 | 06C45 | Long Beach Csms Stearns | 060NG | California National Guard | ARGUARD | 3500 Stearns Street | United States | California | Los Angeles | Long Beach | 90822 | 1.02 | 1.06
5946 | 27B45 | Long Prairie Ng Armory | 270NG | Minnesota National Guard | ARGUARD | 701 9th ST NE | United States | Minnesota | Todd | Long Prairie | 56347 | 1.085 | 1.12
5949 | 08B25 | Longmont | 080NG | Colorado National Guard | ARGUARD | 1512 North Main Street | United States | Colorado | Boulder | Longmont | 80501 | 1.015 | 1
595 | N68469-AH | TILGHMAN ISLAND | N68469 | NAVAL SUPPORT ACTIVITY WASH | NAVACT | 21671 | United States | Maryland | Talbot | Tilghman | 21671 | 1.005 | 1
5950 | 53A70 | Longview | 530NG | Washington National Guard | ARGUARD | 819 Vandercook Way | United States | Washington | Cowlitz | Longview | 98632 | 1.085 | 1.095
5952 | 05B90 | Lonoke | 050NG | Arkansas National Guard | ARGUARD | 2005 E Front Street | United States | Arkansas | Lonoke | Lonoke | 72086 | 0.845 | 0.82
5953 | 39C70 | Lorain | 390NG | Ohio National Guard | ARGUARD | 3520 Grove AVE | United States | Ohio | Lorain | Lorain | 44054 | 0.925 | 0.9195
5954 | 35B25 | Lordsburg | 350NG | New Mexico National Guard | ARGUARD | 702 E 2nd ST | United States | New Mexico | Hidalgo | Lordsburg | 88045 | 0.93 | 0.905
5956 | 06C65 | Los Angeles | 060NG | California National Guard | ARGUARD | 1300 Federal Avenue | United States | California | Los Angeles | Los Angeles | 90025 | 1.02 | 1.06
5957 | M67861-0002 | LOUIS JOLIET AFRC | M67861 | MARCORRESFOR New Orleans LA | MCRES | 2709 McDonough Street | United States | Illinois | Will | Joliet | 60436 | 1.03 | 1.045
5958 | 37C55 | Louisburg | 370NG | North Carolina National Guard | ARGUARD | S Bickett BLVD | United States | North Carolina | Franklin | Louisburg | 27549 | 0.885 | 0.855
5959 | 22505 | Louisiana AAP | 22505 | Louisiana Army Ammunition Plant | ARACT |  | United States | Louisiana | Webster | Doyline | 71023 | 0.84 | 0.81
5960 | 28C90 | Louisville Armory & Fms #2a | 280NG | Mississippi National Guard | ARGUARD | 2310 HWY 15 S | United States | Mississippi | Winston | Louisville | 39339 | 0.9 | 0.86
5963 | 21965 | Louisville Kentucky | 01530 | 81st Readiness Division | ARRES | 3590 Century Division Way, Suite P-1 | United States | Kentucky | Jefferson | Louisville | 40205 | 0.87 | 0.87
5964 | 01090 | Louisville Stagefield AL | 01252 | Fort Rucker | ARACT | 2.5 miles North of the Intersection of CR-9 and Rt 13 | United States | Alabama | Barbour | Louisville | 36048 | 0.855 | 0.83
5965 | 56A70 | Lovell | 560NG | Wyoming National Guard | ARGUARD | 360 E 5th ST | United States | Wyoming | Big Horn | Lovell | 82431 | 1.045 | 1.035
5966 | 12420 | Lt Alexander Ninninger Jr Usar | 01530 | 81st Readiness Division | ARRES | 5515 NW 15th Avenue | United States | Florida | Broward | Fort Lauderdale | 33309 | 0.82 | 0.8
5968 | 48785 | Lt Luis Garcia Memorial Usarc | 06510 | 63rd Readiness Division | ARRES | 600 S. 2nd Street | United States | Texas | Hidalgo | Mcallen | 78501 | 0.865 | 0.84
5969 | 2100A | Disney Training Center | 210NG | Kentucky National Guard | ARGUARD | 3214 Kentucky State Higway 225 | United States | Kentucky | Knox | Artemus | 40903 | 0.87 | 0.87
597 | N68469-PM | POMONKEY MD | N68469 | NAVAL SUPPORT ACTIVITY WASH | NAVACT | 7425 Bumpy Oak Road | United States | Maryland | Charles | La Plata | 20646 | 1 | 0.99
5972 | 5472A | LTA Rainelle | 42560 | 99th Readiness Division | ARRES | Southwest US Route 60 | United States | West Virginia | Greenbrier | Rainelle | 25962 | 1.02 | 1.03
5973 | 24A10 | Annapolis Readiness Center | 240NG | Maryland National Guard | ARGUARD | 21 Hudson Street | United States | Maryland | Anne Arundel | Annapolis | 21401 | 0.97 | 0.97
5974 | 23875 | Ltc Charles L. Butler Army Reserve Center | 42560 | 99th Readiness Division | ARRES | 101 Franklin Street | United States | Maine | York | Saco | 04072 | 1.13 | 1.13
5976 | 24A90 | Elkton Readiness Center | 240NG | Maryland National Guard | ARGUARD | 101 Railroad Avenue | United States | Maryland | Cecil | Elkton | 21921 | 1.005 | 1
5977 | 24A20 | Ltc Melvin H. Cade | 240NG | Maryland National Guard | ARGUARD | 2620 Winchester Street | United States | Maryland | Baltimore | Baltimore | 21216 | 0.97 | 0.97
5978 | 12436 | Ltc Robert R Milam Usarc | 01530 | 81st Readiness Division | ARRES | 31 Pecan Street | United States | Florida | Duval | Jacksonville | 32211 | 0.8 | 0.78
598 | N68469-MR | MIDWAY RESEARCH CENTER | N68469 | NAVAL SUPPORT ACTIVITY WASH | NAVACT | 635 Telegraph Road | United States | Virginia | Stafford | Stafford | 22554 | 1.08 | 1.08
5980 | 48F07 | Lubbock | 480NG | Texas National Guard | ARGUARD | 301 E Regis ST | United States | Texas | Lubbock | Lubbock | 79403 | 0.865 | 0.84
5982 | 28C95 | Lucedale | 280NG | Mississippi National Guard | ARGUARD | 323 Cowart ST | United States | Mississippi | George | Lucedale | 39452 | 0.9 | 0.86
5985 | 4898A | Lufkin ARC | 06510 | 63rd Readiness Division | ARRES | RR 16 | United States | Texas | Angelina | Lufkin | 75901-9218 | 0.865 | 0.84
5987 | 37C60 | Lumberton | 370NG | North Carolina National Guard | ARGUARD | 4503 N Fayetteville | United States | North Carolina | Robeson | Lumberton | 28359 | 0.885 | 0.855
5990 | 27B50 | Luverne Ng Armory | 270NG | Minnesota National Guard | ARGUARD | 309 S Freeman AVE | United States | Minnesota | Rock | Luverne | 56156 | 1.085 | 1.12
5992 | 32A55 | Anthony Cometa Complex | 320NG | Nevada National Guard | ARGUARD | 4500 Silverado Ranch Boulevard | United States | Nevada | Clark | Las Vegas | 89139 | 1.14 | 1.17
5993 | 42975 | Lycoming Mem Usarc | 42560 | 99th Readiness Division | ARRES | Four Mile | United States | Pennsylvania | Lycoming | Williamsport | 17701-1989 | 1.065 | 1.105
5994 | 47726 | CPL WILLIAM LYELL Afrc/Amsa #153(G) | 01530 | 81st Readiness Division | ARRES | 160 White Bridge Road | United States | Tennessee | Davidson | Nashville | 37209 | 0.835 | 0.82
5995 | 51B30 | LYNCHBURG RC & FMS 11 | 510NG | Virginia National Guard | ARGUARD | 168 Constitution LN | United States | Virginia | Lynchburg | Lynchburg | 24502 | 0.92 | 0.89
5996 | 5151A | Lynchburg AFRC | 42560 | 99th Readiness Division | ARRES | 314 Graves Mill Road | United States | Virginia | Lynchburg | Lynchburg | 24502 | 0.92 | 0.89
5997 | 50A50 | Lyndonville | 500NG | Vermont National Guard | ARGUARD | 4 Overlook DR | United States | Vermont | Caledonia | Lyndonville | 05851 | 1.04 | 1.04
5998 | 50A53 | Lyndonville Oms 5 | 500NG | Vermont National Guard | ARGUARD | Hill ST | United States | Vermont | Caledonia | Lyndonville | 05851 | 1.04 | 1.04
5999 | 25B55 | Lynn | 250NG | Massachusetts National Guard | ARGUARD | 38 South Common Street | United States | Massachusetts | Essex | Lynn | 01902 | 1.165 | 1.215
6 | M00146-0007 | LAYDOWN AREA 2 | M00146 | MCAS CHERRY POINT NC | MCACT | US Highway 101 | United States | North Carolina | Craven | Cherry Point | 28533 | 1.03 | 1
60 | M62974-0005 | BARRY GOLDWATER RANGE | M62974 | MCAS YUMA AZ | MCACT | East County 19 Road | United States | Arizona | Yuma | Yuma | 85356 | 1.07 | 1.04
600 | N68469-UD | FISHING CR CHES BEACH | N68469 | NAVAL SUPPORT ACTIVITY WASH | NAVACT | 8037 Bayside Road | United States | Maryland | Calvert | Chesapeake Beach | 20732 | 0.99 | 0.98
6002 | 01A15 | M W Speaks Alexander City | 010NG | Alabama National Guard | ARGUARD | Sugar Creek Road | United States | Alabama | Tallapoosa | Alexander City | 35010 | 0.855 | 0.83
6003 | 17B53 | Machesney Park Armory Fms 13 | 170NG | Illinois National Guard | ARGUARD | 10451 North 2nd Street | United States | Illinois | Winnebago | Machesney Park | 61115 | 1.03 | 1.045
6004 | 17B55 | Macomb Armory Fms 19a | 170NG | Illinois National Guard | ARGUARD | 135 West Grant Street | United States | Illinois | McDonough | Macomb | 61455 | 1.03 | 1.045
6005 | 29B77 | Macon | 290NG | Missouri National Guard | ARGUARD | 1616 S Missouri ST | United States | Missouri | Macon | Macon | 63552 | 0.985 | 1.005
6007 | 13C32 | Macon Readiness Center | 130NG | Georgia National Guard | ARGUARD | 1030 Shurling Drive | United States | Georgia | Bibb | Macon | 31201 | 0.88 | 0.85
6008 | 29B78 | Macon Ts | 290NG | Missouri National Guard | ARGUARD | 29614 Jaguar ST | United States | Missouri | Macon | Macon | 63552 | 0.985 | 1.005
6009 | 13445 | Macon Usarc/Amsa #46 (G) | 01530 | 81st Readiness Division | ARRES | 1690 Riverside Drive | United States | Georgia | Bibb | Macon | 31201 | 0.88 | 0.85
6010 | 06C75 | Madera | 060NG | California National Guard | ARGUARD | 701 East Yosemite Avenue | United States | California | Madera | Madera | 93638 | 1.125 | 1.165
6012 | 18C00 | Madison | 180NG | Indiana National Guard | ARGUARD | 1533 Clifty Drive | United States | Indiana | Jefferson | Madison | 47250 | 0.955 | 0.96
6018 | 55B30 | MADISON WRIGHT STREET ARMORY | 550NG | Wisconsin National Guard | ARGUARD | 1420 Wright ST | United States | Wisconsin | Dane | Madison | 53704 | 1.08 | 1.11
6020 | 46B15 | Madison Armory | 460NG | South Dakota National Guard | ARGUARD | 1302 N Washington AVE | United States | South Dakota | Lake | Madison | 57042 | 0.955 | 0.93
6021 | 27B55 | Madison Ng Armory | 270NG | Minnesota National Guard | ARGUARD | 504 3rd ST | United States | Minnesota | Lac qui Parle | Madison | 56256 | 1.085 | 1.12
6023 | 21A66 | Madisonville Airport Land | 210NG | Kentucky National Guard | ARGUARD | Airport Road | United States | Kentucky | Hopkins | Madisonville | 42431 | 0.87 | 0.87
6024 | 21B65 | Madisonville Armory | 210NG | Kentucky National Guard | ARGUARD | 670 Park Avenue | United States | Kentucky | Hopkins | Madisonville | 42431 | 0.87 | 0.87
6025 | 21975 | Madisonville Memorial Usarc | 01530 | 81st Readiness Division | ARRES | 2215 South Main Street | United States | Kentucky | Hopkins | Madisonville | 42431 | 0.87 | 0.87
6026 | 28D05 | Magee | 280NG | Mississippi National Guard | ARGUARD | 111 Guard AVE SE | United States | Mississippi | Simpson | Magee | 39111 | 0.9 | 0.86
6028 | 45725 | Mahon ARC AMSA 127 G | 01530 | 81st Readiness Division | ARRES | Laurens | United States | South Carolina | Greenville | Greenville | 29607-3299 | 0.92 | 0.885
6032 | 42935 | Maj Charles D Stoops Army Reserve Center | 42560 | 99th Readiness Division | ARRES | 215 Center Street | United States | Pennsylvania | Jefferson | Punxsutawney | 15767 | 1.065 | 1.105
6033 | 21985 | Maj Clifford F. Criley Usarc | 01530 | 81st Readiness Division | ARRES | 7 Dublin Lane | United States | Kentucky | Daviess | Owensboro | 42301 | 0.87 | 0.87
6034 | 36976 | Maj D W Holleder Army Reserve Center | 42560 | 99th Readiness Division | ARRES | 515 Ridge Road | United States | New York | Monroe | Webster | 14580 | 1.06 | 1.075
6037 | 17863 | Maj Herbert J Dexter Usarc | 27864 | 88th Readiness Division | ARRES | 2300 North 22nd Street | United States | Illinois | Macon | Decatur | 62526 | 1.03 | 1.045
6038 | 36825 | Maj James J.O'Donovan Army Reserve Center | 42560 | 99th Readiness Division | ARRES | 90 North Main Ave | United States | New York | Albany | Albany | 12203 | 1.03 | 1.05
6039 | 17965 | Maj M D O'Donnell Usarc | 27864 | 88th Readiness Division | ARRES | 4480 S 6th Street Frontage Road East | United States | Illinois | Sangamon | Springfield | 62703 | 1.03 | 1.045
604 | N68436-JA | JACKSON PARK | N68436 | NAVAL BASE KITSAP BREMERTON WA | NAVACT | 780 Olding Road | United States | Washington | Kitsap | Bremerton | 98312 | 1.21 | 1.24
6040 | 16910 | Major Allred ARC | 27864 | 88th Readiness Division | ARRES | Joslin Field; 600 Yards West of the Intersection of Airport and 2900 East Rd | United States | Idaho | Twin Falls | Twin Falls | 83301 | 1.055 | 1.045
6041 | 15545 | Makua Mil Reserve | 15815 | US Army Garrison Hawaii | ARACT | 81-601 Farrington Highway | United States | Hawaii | Honolulu | Waianae | 96792 | 2.51 | 2.42
6043 | 30B15 | Malta Readiness Center | 300NG | Montana National Guard | ARGUARD | 207 S 1st AVE E | United States | Montana | Phillips | Malta | 59538 | 1.1 | 1.08
6044 | 05C00 | Malvern | 050NG | Arkansas National Guard | ARGUARD | 1430 Division Street | United States | Arkansas | Hot Spring | Malvern | 72104 | 0.845 | 0.82
6047 | 33A60 | Manchester | 330NG | New Hampshire National Guard | ARGUARD | 1059 Canal ST | United States | New Hampshire | Hillsborough | Manchester | 03101 | 1.075 | 1.075
6049 | 06C80 | Manhattan Beach | 060NG | California National Guard | ARGUARD | 3601 Bell Avenue | United States | California | Los Angeles | Manhattan Beach | 90266 | 1.02 | 1.06
6050 | 20765 | Manhattan ARC | 27864 | 88th Readiness Division | ARRES | 715 Griffith Street | United States | Kansas | Riley | Manhattan | 66502 | 1.05 | 1.07
6054 | 27B60 | Mankato Ng Armory | 270NG | Minnesota National Guard | ARGUARD | 100 Martin Luther King Jr. DR | United States | Minnesota | Blue Earth | Mankato | 56001 | 1.085 | 1.12
6055 | 27895 | Mankato Usarc | 27864 | 88th Readiness Division | ARRES | 1550 Pohl Road | United States | Minnesota | Blue Earth | Mankato | 56001 | 1.085 | 1.12
6058 | 45C95 | Manning Armory | 450NG | South Carolina National Guard | ARGUARD | 2883 Racoon RD | United States | South Carolina | Clarendon | Manning | 29102 | 0.92 | 0.885
606 | N68436-ZP | ZELATCHED POINT | N68436 | NAVAL BASE KITSAP BREMERTON WA | NAVACT | 1051 Zelatched Point Road | United States | Washington | Jefferson | Quilcene | 98376 | 1.21 | 1.24
6061 | 42F15 | WELLSBORO READINESS CENTER | 420NG | Pennsylvania National Guard | ARGUARD | 1810 Shumway Hill RD | United States | Pennsylvania | Tioga | Wellsboro | 16901 | 1.065 | 1.105
6062 | 49A70 | Manti Armory | 490NG | Utah National Guard | ARGUARD | 85 W Union ST | United States | Utah | Sanpete | Manti | 84642 | 1.03 | 0.995
6064 | 40916 | Manuel A Perez Jr Usarc | 06510 | 63rd Readiness Division | ARRES | 3021 W Reno Avenue | United States | Oklahoma | Oklahoma | Oklahoma City | 73107 | 0.86 | 0.83
6065 | 06777 | MARCH AFRC/AMSA 19(G) | 06510 | 63rd Readiness Division | ARRES | 14945 4th Street | United States | California | Riverside | Riverside | 92518 | 1.08 | 1.12
6067 | 06991 | Mare Is. Usarc.Oms.Marine Amsa | 06510 | 63rd Readiness Division | ARRES | 1480 Railroad Avenue | United States | California | Solano | Vallejo | 94592 | 1.22 | 1.28
6069 | 12B60 | Marianna Readiness Center | 120NG | Florida National Guard | ARGUARD | 3645 US Highway 90 West | United States | Florida | Jackson | Marianna | 32446 | 0.825 | 0.805
607 | N69212-NK | NEW KENT | N69212 | NAVAL WEAPONS STATION YORKTOWN | NAVACT | 9980 Rockahock Bar Road | United States | Virginia | New Kent | New Kent | 23124 | 0.92 | 0.89
6070 | 13C40 | Marietta | 130NG | Georgia National Guard | ARGUARD | 631 North Marietta Parkway | United States | Georgia | Cobb | Marietta | 30065 | 0.83 | 0.8
6071 | 06628 | Marina Usar Center | 06510 | 63rd Readiness Division | ARRES | 17425 Imjin Parkway | United States | California | Monterey | Marina | 93933 | 1.12 | 1.16
6072 | 55B55 | Marinette | 550NG | Wisconsin National Guard | ARGUARD | 2000 Mary ST | United States | Wisconsin | Marinette | Marinette | 54143 | 1.085 | 1.12
6074 | 37C63 | Marion | 370NG | North Carolina National Guard | ARGUARD | 363 Spaulding RD | United States | North Carolina | McDowell | Marion | 28752 | 0.885 | 0.855
6075 | 01F00 | Marion | 010NG | Alabama National Guard | ARGUARD | 123 Magnolia Drive | United States | Alabama | Perry | Marion | 36756 | 0.855 | 0.83
6076 | 18C08 | Marion | 180NG | Indiana National Guard | ARGUARD | 728 East 4th Street | United States | Indiana | Grant | Marion |  | 0.955 | 0.96
6077 | 18C05 | Marion (1938) | 180NG | Indiana National Guard | ARGUARD | 521 East 5th Street | United States | Indiana | Grant | Marion |  | 0.955 | 0.96
6078 | 21B70 | Marion Armory | 210NG | Kentucky National Guard | ARGUARD | 131 Rochester Avenue | United States | Kentucky | Crittenden | Marion | 42064 | 0.87 | 0.87
6079 | 45D00 | Marion Armory | 450NG | South Carolina National Guard | ARGUARD | 800 Green ST | United States | South Carolina | Marion | Marion | 29571 | 0.92 | 0.885
608 | N00196-AF | DOBBINS AIR FORCE BASE | N00196 | NAS ATLANTA GA | NAVACT | 1000 Hausey Avenue | United States | Georgia | Cobb | Dobbins Afb | 30060 | 0.83 | 0.8
6080 | 17B57 | Marion Armory Fms 18 | 170NG | Illinois National Guard | ARGUARD | 11427 Minuteman Lane | United States | Illinois | Williamson | Marion | 62959 | 1.03 | 1.045
6083 | 22B85 | Marksville | 220NG | Louisiana National Guard | ARGUARD | 510 West Waddil Street | United States | Louisiana | Avoyelles | Marksville | 71351 | 0.855 | 0.825
6086 | 26C05 | Marquette | 260NG | Michigan National Guard | ARGUARD | 1820 Lincoln AVE | United States | Michigan | Marquette | Marquette | 49855 | 1.04 | 1.05
6087 | 2653A | Christensen/Hattamer USARC | 27864 | 88th Readiness Division | ARRES | 204 Cherry Creek Road | United States | Michigan | Marquette | Marquette | 49855 | 1.04 | 1.05
6088 | 22B86 | Marrero | 220NG | Louisiana National Guard | ARGUARD | 1855 Ames Boulevard | United States | Louisiana | Jefferson | Marrero | 70072 | 0.89 | 0.86
6089 | 17B60 | Marseilles (Mta Tng Area) | 17B60 | Marseilles Training Site | ARGUARD | 1700 Army Road | United States | Illinois | LaSalle | Marseilles | 61341 | 1.03 | 1.045
6090 | 05C15 | Marshall | 050NG | Arkansas National Guard | ARGUARD | W Fair Street | United States | Arkansas | Searcy | Marshall | 72650 | 0.845 | 0.82
6092 | 29B80 | Marshall | 290NG | Missouri National Guard | ARGUARD | 475 S Davis ST | United States | Missouri | Saline | Marshall | 65340 | 0.985 | 1.005
6093 | 27B65 | Marshall Ng Armory | 270NG | Minnesota National Guard | ARGUARD | 500 Timmerman DR | United States | Minnesota | Lyon | Marshall | 56258 | 1.085 | 1.12
6095 | 19C50 | Marshalltown | 190NG | Iowa National Guard | ARGUARD | 909 Summit Street | United States | Iowa | Marshall | Marshalltown | 50158 | 1.01 | 1.01
6096 | 55B60 | Marshfield | 550NG | Wisconsin National Guard | ARGUARD | 319 W 29th ST | United States | Wisconsin | Wood | Marshfield | 54449 | 1.085 | 1.12
6098 | 48G75 | Martindale - Aasf | 480NG | Texas National Guard | ARGUARD | 5500 IH 10 E | United States | Texas | Bexar | San Antonio | 78219 | 0.87 | 0.85
6099 | 54A85 | Martinsburg | 540NG | West Virginia National Guard | ARGUARD | 2096 Kelly Island RD | United States | West Virginia | Berkeley | Martinsburg | 25401 | 1.02 | 1.03
61 | M67001-0001 | MCB CAMP LEJEUNE (EAST SITE) | M67001 | MCB CAMP LEJEUNE NC | MCACT | 1 Holcomb Boulevard | United States | North Carolina | Onslow | Camp Lejeune | 28542 | 1.01 | 0.98
610 | N61007-TR | NAVOPSPTCEN TAMPA-RATTLESNAKE | N61007 | NAVAL SUPPORT ACTIVITY ORLANDO | NAVRES | 5178 West Tyson Avenue | United States | Florida | Hillsborough | Tampa | 33611 | 0.82 | 0.8
6100 | 54595 | Martinsburg Mem Usarc | 42560 | 99th Readiness Division | ARRES | 900 Maryland Avenue | United States | West Virginia | Berkeley | Martinsburg | 25401 | 1.02 | 1.03
6101 | 51B45 | MARTINSVILLE RC | 510NG | Virginia National Guard | ARGUARD | 315 Commonwealth BLVD W | United States | Virginia | Martinsville | Martinsville | 24112 | 0.92 | 0.89
6102 | 18C10 | Martinsville | 180NG | Indiana National Guard | ARGUARD | 1900 Hospital Drive | United States | Indiana | Morgan | Martinsville | 46151 | 0.955 | 0.96
6103 | 22816 | Marvin J Roberts Usarc | 01530 | 81st Readiness Division | ARRES | 8453 Veterans Memorial Boulevard | United States | Louisiana | East Baton Rouge | Baton Rouge | 70807 | 0.855 | 0.825
6104 | 20C15 | Marysville Armory | 200NG | Kansas National Guard | ARGUARD | 306 North 19th Street | United States | Kansas | Marshall | Marysville | 66508 | 1.005 | 1.025
6105 | 47C40 | Maryville | 470NG | Tennessee National Guard | ARGUARD | 1721 W Lamar Alexander PKWY | United States | Tennessee | Blount | Maryville | 37801 | 0.835 | 0.82
6106 | 29B85 | Maryville | 290NG | Missouri National Guard | ARGUARD | 1407 N Country Club DR | United States | Missouri | Nodaway | Maryville | 64468 | 0.985 | 1.005
6108 | 19C55 | Mason City | 190NG | Iowa National Guard | ARGUARD | 1160 19th Street Southwest | United States | Iowa | Cerro Gordo | Mason City | 50401 | 1.01 | 1.01
6109 | 36A95 | Masten Ave Armory / FMS 1 | 360NG | New York National Guard | ARGUARD | 27 Masten AVE | United States | New York | Erie | Buffalo | 14204 | 1.09 | 1.1
611 | N61007-RC | NAVOPSPTCEN ORLANDO | N61007 | NAVAL SUPPORT ACTIVITY ORLANDO | NAVRES | 9500 Armed Forces Reserve Drive | United States | Florida | Orange | Orlando | 32875 | 0.825 | 0.805
6111 | 17B65 | Mattoon Armory Fms 5 | 170NG | Illinois National Guard | ARGUARD | 120 North 15th Street | United States | Illinois | Coles | Mattoon | 61938 | 1.03 | 1.045
6112 | 15585 | Mauna Kapu Comm Site | 15815 | US Army Garrison Hawaii | ARACT | Palehua Road | United States | Hawaii | Honolulu | Ewa Beach | 96706 | 2.37 | 2.28
6113 | 05265 | Maurice Britt Usarc | 06510 | 63rd Readiness Division | ARRES | 8000 Camp Robinson Road | United States | Arkansas | Pulaski | North Little Rock | 72118 | 0.83 | 0.8
6114 | 24825 | Maus-Warfield Usarc | 42560 | 99th Readiness Division | ARRES | 1850 Baltimore Road | United States | Maryland | Montgomery | Rockville | 20851 | 1.02 | 1.02
6115 | 55B70 | Mauston | 550NG | Wisconsin National Guard | ARGUARD | 919 Division ST | United States | Wisconsin | Juneau | Mauston | 53948 | 1.085 | 1.12
612 | N00216-TX | BEAUMONT TX MSC | N00216 | NAS CORPUS CHRISTI TX | NAVRES | 350 Pine Street | United States | Texas | Jefferson | Beaumont | 77701 | 0.865 | 0.84
6120 | 40520 | McAlester AAP | 40520 | McAlester Army Ammunition Plant | ARACT | 1 C Tree Road | United States | Oklahoma | Pittsburg | Mcalester | 74501 | 0.875 | 0.85
6123 | 01921 | McClellan Cemetary | 01012 | Anniston Army Depot | ARACT | Goode Road at McClellan, Main Entrance Baltzell Gate off of Highway 21 | United States | Alabama | Calhoun | Anniston | 36205 | 0.85 | 0.83
6124 | 28D15 | Mccomb | 280NG | Mississippi National Guard | ARGUARD | 319 N W AVE | United States | Mississippi | Pike | McComb | 39648 | 0.9 | 0.86
6125 | 39345 | Mcconnelsville Training Site | 390NG | Ohio National Guard | ARGUARD | 4497 Hawk DR | United States | Ohio | Morgan | McConnelsville | 43756 | 0.925 | 0.9195
6128 | 45D05 | Mccormick Armory | 450NG | South Carolina National Guard | ARGUARD | 715 Bradley ST | United States | South Carolina | McCormick | McCormick | 29835 | 0.92 | 0.885
6129 | 12401 | COL MICHAEL MCOY USARC | 01530 | 81st Readiness Division | ARRES | 3682 Wiley Drive | United States | Florida | Orange | Orlando | 32824 | 0.825 | 0.805
613 | N00213-PB | NAVOPSPTCEN WPALM BEACH | N00213 | NAS KEY WEST FL | NAVRES | 1227 Marine Drive | United States | Florida | Palm Beach | West Palm Beach | 33409 | 0.82 | 0.8
6132 | 47C25 | Mckenzie | 470NG | Tennessee National Guard | ARGUARD | 15075 Highland DR | United States | Tennessee | Carroll | McKenzie | 38201 | 0.835 | 0.82
6133 | 37450 | McKinney Fish Hatchery Hoffman | 37225 | Fort Bragg | ARACT | Tract 73-B Hoffman, NC 28347 | United States | North Carolina | Richmond | Hoffman | 28347 | 0.885 | 0.855
6134 | 47C30 | Mcminnville | 470NG | Tennessee National Guard | ARGUARD | 106 Security Circle | United States | Tennessee | Warren | McMinnville | 37110 | 0.835 | 0.82
6135 | 41B15 | Mcminnville Armory | 410NG | Oregon National Guard | ARGUARD | 333 Armory Way | United States | Oregon | Yamhill | McMinnville | 97128 | 1.12 | 1.145
6136 | 41C05 | Mcnary Field Salem AASF | 410NG | Oregon National Guard | ARGUARD | 1921 Turner RD SE | United States | Oregon | Marion | Salem | 97302 | 1.12 | 1.145
6137 | 24401 | Mdarng Ng Olney | 240NG | Maryland National Guard | ARGUARD | 5115 Riggs Road | United States | Maryland | Montgomery | Gaithersburg | 20882 | 1.02 | 1.02
6138 | 31487 | Mead Ts/Fms 06/Utes 02 | 31475 | Camp Ashland | ARGUARD | 1249 County RD 10 | United States | Nebraska | Saunders | Mead | 68041 | 0.93 | 0.915
6139 | 31895 | Mead LTA | 27864 | 88th Readiness Division | ARRES | Nebraska Highway 63 | United States | Nebraska | Saunders | Mead | 68041 | 0.93 | 0.915
614 | N61008-TA | NOSC-MCRC TALLAHASSEE | N61008 | NAVAL SUPPORT ACTY PANAMA CITY | NAVRES | 2910 Roberts Avenue | United States | Florida | Leon | Tallahassee | 32310 | 0.825 | 0.805
6141 | 55B75 | Medford | 550NG | Wisconsin National Guard | ARGUARD | 630 Jensen DR | United States | Wisconsin | Taylor | Medford | 54451 | 1.085 | 1.12
6142 | 41B20 | Medford Armory FMS 6 | 410NG | Oregon National Guard | ARGUARD | 1701 S Pacific HWY | United States | Oregon | Jackson | Medford | 97501 | 1.12 | 1.145
6143 | 39D07 | Medina | 390NG | Ohio National Guard | ARGUARD | 920 W Lafayette RD | United States | Ohio | Medina | Medina | 44256 | 0.925 | 0.9195
6144 | 12456 | Melbourne Readiness Center | 120NG | Florida National Guard | ARGUARD | 1889 Stewart Road | United States | Florida | Brevard | Melbourne | 32935 | 0.78 | 0.75
6146 | 25B70 | Melrose | 250NG | Massachusetts National Guard | ARGUARD | 120 Main Street | United States | Massachusetts | Middlesex | Melrose | 02176 | 1.165 | 1.215
6147 | 54B82 | Memorial Training Tunnel | 540NG | West Virginia National Guard | ARGUARD | 100 Memorial Tunnel RD | United States | West Virginia | Kanawha | Gallagher | 25083 | 1 | 1.01
6148 | 47C45 | Memphis | 470NG | Tennessee National Guard | ARGUARD | 2610 E Holmes RD | United States | Tennessee | Shelby | Memphis | 38118 | 0.82 | 0.8
6149 | 05C25 | Mena | 050NG | Arkansas National Guard | ARGUARD | 804 Morrow Street | United States | Arkansas | Polk | Mena | 71953 | 0.845 | 0.82
615 | N61007-TA | NAVOPSPTCEN TAMPA | N61007 | NAVAL SUPPORT ACTIVITY ORLANDO | NAVRES | 1325 East York Street | United States | Florida | Hillsborough | Tampa | 33602 | 0.82 | 0.8
6150 | 55896 | Menasha USARC | 27864 | 88th Readiness Division | ARRES | 993 3rd Street | United States | Wisconsin | Winnebago | Menasha | 54952 | 1.085 | 1.12
6152 | 08250 | Menefee Peak Co | 35955 | White Sands Missile Range | ARACT | In mountains of Durango, Colorado | United States | Colorado | Unknown | Unknown | 88002 | 1.015 | 1
6154 | 55B80 | Menomonie | 550NG | Wisconsin National Guard | ARGUARD | 315 28th AVE W | United States | Wisconsin | Dunn | Menomonie | 54751 | 1.085 | 1.12
6155 | 06C90 | Merced | 060NG | California National Guard | ARGUARD | 1240 W 8th Street | United States | California | Merced | Merced | 95340 | 1.24 | 1.28
6156 | 28D29 | Meridian | 280NG | Mississippi National Guard | ARGUARD | 1551 65th AVE S | United States | Mississippi | Lauderdale | Meridian | 39307 | 0.97 | 0.93
6159 | 55B85 | Merrill | 550NG | Wisconsin National Guard | ARGUARD | 106 N Memorial DR | United States | Wisconsin | Lincoln | Merrill | 54452 | 1.085 | 1.12
6160 | 04B05 | Mesa Armory | 040NG | Arizona National Guard | ARGUARD | 615 N Center Street | United States | Arizona | Maricopa | Mesa | 85201 | 0.91 | 0.89
6162 | 25B75 | Methuen | 250NG | Massachusetts National Guard | ARGUARD | 619 Lowell Street | United States | Massachusetts | Essex | Methuen | 01844 | 1.165 | 1.215
6163 | 13C48 | Metter | 130NG | Georgia National Guard | ARGUARD | 815 Fortner Road | United States | Georgia | Candler | Metter | 30439 | 0.865 | 0.83
6165 | 29B90 | Mexico | 290NG | Missouri National Guard | ARGUARD | 917 W Curtis ST | United States | Missouri | Audrain | Mexico | 65265 | 0.985 | 1.005
6166 | 24B25 | Greenbelt Readiness Center | 240NG | Maryland National Guard | ARGUARD | 7100 Greenbelt Road | United States | Maryland | Prince George's | Greenbelt | 20770 | 0.97 | 0.97
6168 | 51695 | Mg Albert C Lieber Usarc | 42560 | 99th Readiness Division | ARRES | 6901 Telegraph Road | United States | Virginia | Alexandria | Alexandria | 22310 | 1.08 | 1.08
6169 | 24494 | Mg B L Hunton Mem Army Reserve Center | 42560 | 99th Readiness Division | ARRES | 8791 Snouffers School Road | United States | Maryland | Montgomery | Gaithersburg | 20879 | 1.02 | 1.02
617 | N32414-BA | NAVOPSPTCEN BALTIMORE MD | N32414 | NAVSUPPACT MECHANICSBURG PA | NAVRES | 1201 Halsey Road | United States | Maryland | Baltimore | Baltimore | 21230 | 0.97 | 0.97
6170 | 24C35 | White Oak Readiness Center | 240NG | Maryland National Guard | ARGUARD | 12200 Cherry Hill Road | United States | Maryland | Montgomery | Silver Spring | 20904 | 1.02 | 1.02
6171 | 51743 | Mg Guy B. Denit Army Reserve Center | 42560 | 99th Readiness Division | ARRES | 4444 Lee Highway. | United States | Virginia | Smyth | Marion | 24354 | 0.92 | 0.89
6173 | 24C20 | Mg Harry C. Ruhl | 240NG | Maryland National Guard | ARGUARD | 1035 York Road | United States | Maryland | Baltimore | Towson | 21204 | 0.97 | 0.97
6174 | 24C31 | Westminster Readiness Center | 240NG | Maryland National Guard | ARGUARD | 300 Hahn Road | United States | Maryland | Carroll | Westminster | 21157 | 1.005 | 1
6175 | 23815 | Mg Oliver Otis Howard Usarc | 42560 | 99th Readiness Division | ARRES | 1072 Minot Avenue | United States | Maine | Androscoggin | Auburn | 04210 | 1.02 | 1
6176 | 24A40 | Catonsville Readiness Center | 240NG | Maryland National Guard | ARGUARD | 130 Mellor Avenue | United States | Maryland | Baltimore | Catonsville | 21228 | 0.97 | 0.97
6177 | 34995 | Mg William S. Stryker Army Reserve Center | 42560 | 99th Readiness Division | ARRES | 2150 Nottingham Way | United States | New Jersey | Mercer | Trenton | 08619 | 1.17 | 1.24
6178 | 34965 | Mg William Weigel Usarc | 42560 | 99th Readiness Division | ARRES | Woodbridge | United States | New Jersey | Middlesex | Edison | 08817 | 1.165 | 1.235
6179 | 12B65 | Miami Readiness Center | 120NG | Florida National Guard | ARGUARD | 700 Northwest 28th Street | United States | Florida | Miami-Dade | Miami-Dade | 33127 | 0.82 | 0.8
6181 | 18C15 | Michigan City | 180NG | Indiana National Guard | ARGUARD | Wash Park Lake Front | United States | Indiana | LaPorte | Michigan City | 46360 | 0.955 | 0.96
6183 | 51350 | Microwave Sta Tysons Corner | 51105 | Fort Belvoir | ARACT | 100 Yards NE of the Intersection of State Hwy 123 and Route 7 | United States | Virginia | Fairfax | Dulles Airport | 20101 | 1.08 | 1.08
6184 | 25B80 | Middleboro | 250NG | Massachusetts National Guard | ARGUARD | 1 Elm Street | United States | Massachusetts | Plymouth | Middleboro | 02346 | 1.165 | 1.215
6185 | 21B75 | Middlesboro Armory | 210NG | Kentucky National Guard | ARGUARD | 705 North 30th Street | United States | Kentucky | Bell | Middlesboro | 40965 | 0.87 | 0.87
6187 | 39D10 | Middletown | 390NG | Ohio National Guard | ARGUARD | 2002 S Main ST | United States | Ohio | Butler | Middletown | 45044 | 0.925 | 0.9195
6188 | 44A27 | Middletown Armory | 440NG | Rhode Island National Guard | ARGUARD | 320 Thames ST STE 1 | United States | Rhode Island | Newport | Middletown | 02842 | 1.2 | 1.24
6189 | 26C10 | Midland | 260NG | Michigan National Guard | ARGUARD | 2847 E Airport RD | United States | Michigan | Midland | Midland | 48642 | 1.035 | 1.055
619 | N32414-AV | NAVOPSPTCEN AVOCA PA | N32414 | NAVSUPPACT MECHANICSBURG PA | NAVRES | 1200 Navy Way Road | United States | Pennsylvania | Luzerne | Avoca | 18641 | 1.065 | 1.105
6191 | 48793 | Midland Usarc | 06510 | 63rd Readiness Division | ARRES | 2414 Windecker Street | United States | Texas | Midland | Midland | 79711 | 0.865 | 0.84
6192 | 40C65 | Midwest City Readiness Center | 400NG | Oklahoma National Guard | ARGUARD | 2550 N Air Depot Boulevard | United States | Oklahoma | Oklahoma | Oklahoma City | 73141 | 0.86 | 0.83
6196 | 47475 | Milan AAP | 47475 | Milan Army Ammunition Plant | ARACT | 2280 Highway 104 West, Suite 1 | United States | Tennessee | Gibson | Milan | 38358 | 0.835 | 0.82
6197 | 46B20 | Milbank Armory | 460NG | South Dakota National Guard | ARGUARD | 1001 E Park AVE | United States | South Dakota | Grant | Milbank | 57252 | 0.955 | 0.93
62 | M67001-0002 | OAK GROVE | M67001 | MCB CAMP LEJEUNE NC | MCACT | 8526 Oak Crove Road | United States | North Carolina | Jones | Pollocksville | 28573 | 0.885 | 0.855
620 | N32414-ER | NAVOPSPTCEN ERIE PA | N32414 | NAVSUPPACT MECHANICSBURG PA | NAVRES | 3938 Old French Road | United States | Pennsylvania | Erie | Erie | 16504 | 1.065 | 1.105
6200 | 33A65 | Milford | 330NG | New Hampshire National Guard | ARGUARD | 154 Osgood RD | United States | New Hampshire | Hillsborough | Milford | 03055 | 1.075 | 1.075
6201 | 25B87 | Milford, Jfhq Afrc, Uspfo Whse | 250NG | Massachusetts National Guard | ARGUARD | Maple | United States | Massachusetts | Worcester | Milford | 01757 | 1.2 | 1.26
6203 | 37745 | Military Ocean Tml Sunny Point | 37745 | Military Ocean Terminal Sunny Point | ARACT | 6280 Sunny Point Road SE | United States | North Carolina | Brunswick | Southport | 28461 | 0.92 | 0.89
6204 | 13C50 | Milledgeville | 130NG | Georgia National Guard | ARGUARD | 107 West 49 Highway | United States | Georgia | Baldwin | Milledgeville | 31061 | 0.865 | 0.83
6207 | 46T44 | Miller Ta | 460NG | South Dakota National Guard | ARGUARD | 201 N Commercial AVE | United States | South Dakota | Hand | St. Lawrence | 57373 | 0.955 | 0.93
6208 | 37885 | Miller-Duckett Usarc | 01530 | 81st Readiness Division | ARRES | 306 East French Broad Street | United States | North Carolina | Transylvania | Brevard | 28712 | 0.885 | 0.855
621 | N32414-PI | NAVOPSPTCEN PITTSBURGH | N32414 | NAVSUPPACT MECHANICSBURG PA | NAVRES | 625 East Pittsburgh McKeesport Boulevard | United States | Pennsylvania | Allegheny | Pittsburgh | 15137 | 1.065 | 1.105
6211 | 41B25 | Milton Freewater Armory | 410NG | Oregon National Guard | ARGUARD | 149 S Main ST | United States | Oregon | Umatilla | Milton-Freewater | 97862 | 1.16 | 1.19
6212 | 12463 | Milton Usarc | 01530 | 81st Readiness Division | ARRES | 2781 Northwest Dogwood Drive | United States | Florida | Santa Rosa | Milton | 32570 | 0.81 | 0.78
6213 | 55B90 | Milwaukee Oms 3 | 550NG | Wisconsin National Guard | ARGUARD | 4108 N Richards ST | United States | Wisconsin | Milwaukee | Milwaukee | 53212 | 1.09 | 1.13
6218 | 27B75 | Minneapolis Ng Armory | 270NG | Minnesota National Guard | ARGUARD | 1025 BRDway ST NE | United States | Minnesota | Hennepin | Minneapolis | 55413 | 1.06 | 1.11
6219 | 38637 | Minot Afrc | 380NG | North Dakota National Guard | ARGUARD | 3420 2Nd ST NE | United States | North Dakota | Ward | Minot | 58703 | 1.15 | 1.15
622 | M67861-0008 | MCRC WILMINGTON | M67861 | MARCORRESFOR NEW ORLEANS LA | MCRES | 3920 Kirkwood Highway NE | United States | Delaware | New Castle | Wilmington | 19808 | 1.03 | 1.06
6220 | 38655 | Minot Armed Forces Reserve Center | 27864 | 88th Readiness Division | ARRES | 3450 2nd Street NE | United States | North Dakota | Ward | Minot | 58703 | 1.15 | 1.15
6222 | 38B41 | Minot Fms1 | 380NG | North Dakota National Guard | ARGUARD | 1810 6th St SE | United States | North Dakota | Ward | Minot | 58703 | 1.15 | 1.15
6225 | 46B30 | Mitchell Complex | 460NG | South Dakota National Guard | ARGUARD | 5501 Airport RD | United States | South Dakota | Davison | Mitchell | 57301 | 0.955 | 0.93
6226 | 29B95 | Moberly | 290NG | Missouri National Guard | ARGUARD | 310 E Mckinsey ST | United States | Missouri | Randolph | Moberly | 65270 | 0.985 | 1.005
6229 | 37C65 | Mocksville | 370NG | North Carolina National Guard | ARGUARD | US HWY 64 E | United States | North Carolina | Davie | Mocksville | 27028 | 0.885 | 0.855
623 | N32414-EB | NAVOPSPTCEN EBENSBURG | N32414 | NAVSUPPACT MECHANICSBURG PA | NAVRES | 261 Industrial Park Road | United States | Pennsylvania | Cambria | Ebensburg | 15931 | 1.065 | 1.105
6230 | 06C95 | Modesto | 060NG | California National Guard | ARGUARD | 630 Rouse Avenue | United States | California | Stanislaus | Modesto | 95351 | 1.125 | 1.165
6232 | 06240 | Moffett Community Housing | 06685 | Combat Support Training Center And Camp Parks | ARRES | 1776 Old Middlefield Way | United States | California | Santa Clara | Mountain View | 94035 | 1.2 | 1.25
6234 | 15590 | Mokuleia Army Beach | 15815 | US Army Garrison Hawaii | ARACT | 68-901 Farrington Highway | United States | Hawaii | Honolulu | Waialua | 96791 | 2.51 | 2.42
6235 | 45D07 | Moncks Corner Armory | 450NG | South Carolina National Guard | ARGUARD | Airport | United States | South Carolina | Berkeley | Moncks Corner | 29461 | 0.97 | 0.94
6236 | 29C00 | Monett | 290NG | Missouri National Guard | ARGUARD | 300 Chapel DR | United States | Missouri | Barry | Monett | 65708 | 0.985 | 1.005
6237 | 34010 | Monmouth Afrc | 42560 | 99th Readiness Division | ARRES | 338 Newman Springs Road | United States | New Jersey | Monmouth | Red Bank | 07701 | 1.24 | 1.31
6239 | 22B95 | Monroe | 220NG | Louisiana National Guard | ARGUARD | 5000 Central Avenue | United States | Louisiana | Ouachita | Monroe | 71210 | 0.855 | 0.825
624 | N32414-RD | NAVOPSPTCEN READING PA | N32414 | NAVSUPPACT MECHANICSBURG PA | NAVRES | 615 Kenhorst Boulevard SE | United States | Pennsylvania | Berks | Reading | 196111717 | 1.065 | 1.105
6240 | 13C55 | Monroe | 130NG | Georgia National Guard | ARGUARD | 436 East Washington Street | United States | Georgia | Walton | Monroe | 30655 | 0.865 | 0.83
6242 | 37C70 | Monroe | 370NG | North Carolina National Guard | ARGUARD | 700 Charles ST | United States | North Carolina | Union | Monroe | 28110 | 0.885 | 0.855
6243 | 55B95 | Monroe | 550NG | Wisconsin National Guard | ARGUARD | 1130 30th ST | United States | Wisconsin | Green | Monroe | 53566 | 1.085 | 1.12
6244 | 22885 | Monroe Usarc | 01530 | 81st Readiness Division | ARRES | 5101 Squadron Road | United States | Louisiana | Ouachita | Monroe | 71203 | 0.855 | 0.825
6246 | 26C20 | Montague | 260NG | Michigan National Guard | ARGUARD | 8061 Cook ST | United States | Michigan | Muskegon | Montague | 49437 | 1.035 | 1.055
6247 | 47C59 | Monteagle | 470NG | Tennessee National Guard | ARGUARD | 320 Moffat ST | United States | Tennessee | Grundy | Monteagle | 37356 | 0.92 | 0.89
6248 | 06D10 | Montebello | 060NG | California National Guard | ARGUARD | 244 S Taylor Avenue | United States | California | Los Angeles | Montebello | 90640 | 1.02 | 1.06
6249 | 06309 | Monterey Recr Site | 06305 | Presidio Of Monterey | ARACT | Intersection of Camino el Estero and Webster St | United States | California | Monterey | Monterey | 93940 | 1.12 | 1.16
6250 | 53A75 | Montesano | 530NG | Washington National Guard | ARGUARD | 21 N Clemons RD | United States | Washington | Grays Harbor | Montesano | 98563 | 1.085 | 1.095
6251 | 0192A | Montevallo Road Usarc | 01530 | 81st Readiness Division | ARRES | 2110 Montevallo Road | United States | Alabama | Jefferson | Birmingham | 35211 | 0.855 | 0.83
6252 | 27B80 | Montevideo Ng Armory | 270NG | Minnesota National Guard | ARGUARD | 711 S 17th STree | United States | Minnesota | Chippewa | Montevideo | 56265 | 1.085 | 1.12
6255 | 18C20 | Monticello | 180NG | Indiana National Guard | ARGUARD | 299 Armory Road | United States | Indiana | White | Monticello | 47960 | 0.955 | 0.96
6257 | 28D35 | Monticello FMS 3A | 280NG | Mississippi National Guard | ARGUARD | 74 Old HWY 27 N | United States | Mississippi | Lawrence | Monticello | 39654 | 0.9 | 0.86
6258 | 21B80 | Monticello Armory | 210NG | Kentucky National Guard | ARGUARD | 1460 North Main Street | United States | Kentucky | Wayne | Monticello | 42633 | 0.87 | 0.87
6259 | 27B82 | Monticello Ng Armory | 270NG | Minnesota National Guard | ARGUARD | 505 Wallnut ST, Suite 2 | United States | Minnesota | Wright | Monticello | 55362 | 1.085 | 1.12
626 | SDLH0001 | KEESLER AIRFORCE BASE SITE 2 | MAHG | KEESLER AFB | AFACT | 500 Fisher Street | United States | Mississippi | Harrison | Biloxi | 39534 | 0.87 | 0.83
6260 | 08B37 | Montrose | 080NG | Colorado National Guard | ARGUARD | 12147 6390 Road | United States | Colorado | Montrose | Montrose | 81401 | 1.015 | 1
6261 | 49745 | Moore Hall Usar Center | 27864 | 88th Readiness Division | ARRES | 4550 South 1300 East | United States | Utah | Salt Lake | Salt Lake City | 84117 | 1.03 | 0.99
6263 | 37C75 | Mooresville | 370NG | North Carolina National Guard | ARGUARD | N BRD ST | United States | North Carolina | Iredell | Mooresville | 28115 | 0.885 | 0.855
6264 | 27B85 | Moorhead Ng Armory | 270NG | Minnesota National Guard | ARGUARD | 1002 15th AVE N | United States | Minnesota | Clay | Moorhead | 56560 | 1.085 | 1.12
6265 | 37C80 | Morehead City | 370NG | North Carolina National Guard | ARGUARD | 3413 Bridges ST | United States | North Carolina | Carteret | Morehead City | 28557 | 1.03 | 1
6266 | 37960 | Morehead City Usarc/Amsa #128 | 01530 | 81st Readiness Division | ARRES | 410 Fisher Street | United States | North Carolina | Carteret | Morehead City | 28557 | 1.03 | 1
6268 | 21B83 | Morehead Readiness Center | 210NG | Kentucky National Guard | ARGUARD | 4911 Kentucky Highway 801 North | United States | Kentucky | Rowan | Morehead | 40351 | 0.87 | 0.87
627 | N60241-AD | ALF ORANGE | N60241 | NAS KINGSVILLE TX | NAVACT | 78372 | United States | Texas | Jim Wells | Orange Grove | 78372 | 0.865 | 0.84
6271 | 06D20 | Moreno Valley | 060NG | California National Guard | ARGUARD | 14941 Riverside Drive | United States | California | Riverside | Riverside | 92518 | 1.08 | 1.12
6272 | 37C85 | Morganton | 370NG | North Carolina National Guard | ARGUARD | 411 Kirksey DR | United States | North Carolina | Burke | Morganton | 28655 | 0.885 | 0.855
6274 | 54750 | Morgantown Usarc | 42560 | 99th Readiness Division | ARRES | 228 Comfort Inn Road | United States | West Virginia | Monongalia | Morgantown | 26508 | 1.02 | 1.03
6275 | 05C35 | Morrilton | 050NG | Arkansas National Guard | ARGUARD | 306 Will Street | United States | Arkansas | Conway | Morrilton | 72110 | 0.845 | 0.82
6276 | 27B90 | Morris Ng Armory | 270NG | Minnesota National Guard | ARGUARD | 722 Iowa AVE | United States | Minnesota | Stevens | Morris | 56267 | 1.085 | 1.12
6277 | 36D37 | Morrisonville Armory | 360NG | New York National Guard | ARGUARD | 16 Fairground RD | United States | New York | Clinton | Morrisonville | 12962 | 1.06 | 1.075
6278 | 47C60 | Russellville | 470NG | Tennessee National Guard | ARGUARD | 803 S Cumberland ST | United States | Tennessee | Hamblen | Russellville | 37860 | 0.835 | 0.82
6279 | 34B40 | Morristown | 340NG | New Jersey National Guard | ARGUARD | 430 Western AVE | United States | New Jersey | Morris | Morristown | 07960 | 1.19 | 1.26
628 | N60191-AB | NSRR/US58 VA BEACH VA | N60191 | NAS OCEANA VA | NAVACT | 2106 West Great Neck Road | United States | Virginia | Virginia Beach (City) | Virginia Beach | 23454 | 1 | 0.96
6280 | 37C90 | Morrisville | 370NG | North Carolina National Guard | ARGUARD | National Guard DR | United States | North Carolina | Wake | Morrisville | 27560 | 0.885 | 0.855
6281 | 50A55 | Morrisville | 500NG | Vermont National Guard | ARGUARD | Washington HWY | United States | Vermont | Lamoille | Morrisville | 05661 | 1.01 | 1.01
6283 | 28D45 | Morton | 280NG | Mississippi National Guard | ARGUARD | 5177 HWY 80 E | United States | Mississippi | Scott | Morton | 39177 | 0.9 | 0.86
6284 | 16B35 | Moscow Armory | 160NG | Idaho National Guard | ARGUARD | 1011 Harold Street | United States | Idaho | Latah | Moscow | 83843 | 1.055 | 1.045
6285 | 53A77 | Moses Lake | 530NG | Washington National Guard | ARGUARD | 6500 32nd AVE NE | United States | Washington | Grant | Moses Lake | 98837 | 1.085 | 1.095
6286 | 55C00 | Mosinee | 550NG | Wisconsin National Guard | ARGUARD | 1000 Jackson ST | United States | Wisconsin | Marathon | Mosinee | 54455 | 1.085 | 1.12
629 | N60191-AM | PEA ISLAND NC | N60191 | NAS OCEANA VA | NAVACT | 708 NC ROUTE 12NORTH HIGHWAY 64 | United States | North Carolina | Dare | Wanchese | 27954 | 0.885 | 0.855
6291 | 54B05 | Moundsville | 540NG | West Virginia National Guard | ARGUARD | 1501 9th ST | United States | West Virginia | Marshall | Moundsville | 26041 | 1.02 | 1.03
6292 | 37C95 | Mount Airy | 370NG | North Carolina National Guard | ARGUARD | US HWY 52 N | United States | North Carolina | Surry | Mount Airy | 27030 | 0.885 | 0.855
6293 | 34B45 | Mount Holly | 340NG | New Jersey National Guard | ARGUARD | 1670 Rt 38 E | United States | New Jersey | Burlington | Mount Holly | 08060 | 1.17 | 1.24
6295 | 19C65 | Mount Pleasant | 190NG | Iowa National Guard | ARGUARD | 1000 South Walnut Street | United States | Iowa | Henry | Mt Pleasant | 52641 | 1.01 | 1.01
6296 | 49A75 | Mount Pleasant Armory | 490NG | Utah National Guard | ARGUARD | 525 W 1000 S | United States | Utah | Sanpete | Mount Pleasant | 84647 | 1.03 | 0.995
6297 | 06D25 | Mount Shasta | 060NG | California National Guard | ARGUARD | 618 Evertt Memorial Highway | United States | California | Siskiyou | Mount Shasta | 96067 | 1.125 | 1.165
6298 | 47C67 | Mountain City | 470NG | Tennessee National Guard | ARGUARD | 1923 S Shady ST | United States | Tennessee | Johnson | Mountain City | 37683 | 0.835 | 0.82
6299 | 05C40 | Mountain Home | 050NG | Arkansas National Guard | ARGUARD | 1640 Fuller Street | United States | Arkansas | Baxter | Mountain Home | 72653 | 0.845 | 0.82
63 | M67001-0003 | USO 9 TALLMAN JAX NC | M67001 | MCB CAMP LEJEUNE NC | MCACT | 9 Tallman Street | United States | North Carolina | Onslow | Jacksonville | 28540 | 1.01 | 0.98
630 | N50092-FA | LITTLE CRK APTS | N50092 | JNTEXPBASE LITTLE CREEK FS VA | NAVACT | 5568 Shore Drive | United States | Virginia | Norfolk | Norfolk | 23455 | 0.98 | 0.94
6300 | 44A65 | Armory Of Mounted Commands | 440NG | Rhode Island National Guard | ARGUARD | 1051 N Main ST | United States | Rhode Island | Providence | Providence | 02904 | 1.11 | 1.15
6303 | 42D22 | MOUNT PLEASANT READINESS CENTER | 420NG | Pennsylvania National Guard | ARGUARD | 2239 School ST | United States | Pennsylvania | Westmoreland | Mount Pleasant | 15666 | 1.065 | 1.105
6304 | 45D10 | Mt Pleasant Armory | 450NG | South Carolina National Guard | ARGUARD | 245 Mathis Ferry RD | United States | South Carolina | Charleston | Mt Pleasant | 29465 | 0.99 | 0.96
631 | N00129-OA | MITCHEL MANOR 1 NY | N00129 | NAVSUBASE NEW LONDON CT | NAVACT | 82A Mitchell Court | United States | New York | Nassau | Hempstead | 11530 | 1.06 | 1.075
6310 | 29505 | MTA Camp Clark Nevada | 45914 | Camp Clark Nevada | ARGUARD | 104 S Oak ST | United States | Missouri | Vernon | Nevada | 64772 | 0.985 | 1.005
6311 | 29155 | MTA Camp Crowder Neosho | 29155 | Camp Crowder Neosho | ARGUARD | 890 Ray A Carver AVE | United States | Missouri | Newton | Neosho | 64850 | 0.985 | 1.005
6312 | 25C50 | Mta Camp Curtis Guil | 250NG | Massachusetts National Guard | ARGUARD | 25 Haverhill Street | United States | Massachusetts | Middlesex | Reading | 01867 | 1.165 | 1.215
6313 | 25175 | Mta Camp Edwards | 25175 | Camp Edwards | ARGUARD | 3435 Merchants Way | United States | Massachusetts | Barnstable | Bourne | 02532 | 1.165 | 1.215
6314 | 24C03 | Mta Camp Fretterd | 240NG | Maryland National Guard | ARGUARD | 13700 Hanover Pike | United States | Maryland | Baltimore | Reisterstown | 21136 | 0.97 | 0.97
6315 | 41C30 | Mta Camp Rilea | 41C30 | Camp Rilea | ARGUARD | 33168 Patriot Way | United States | Oregon | Clatsop | Warrenton | 97146 | 1.12 | 1.145
6317 | 28941 | Mta Camp Shelby | 28941 | Camp Shelby | ARGUARD | Bldg 1001, Lee AVE | United States | Mississippi | Forrest | Hattiesburg | 39401 | 0.9 | 0.86
6318 | 4596A | Mta Clarks Hill Reservation | 450NG | South Carolina National Guard | ARGUARD | 102 Depot ST N | United States | South Carolina | McCormick | Plum Branch | 29845 | 0.92 | 0.885
6319 | 21A67 | MTA Eastern KY WETS | 210NG | Kentucky National Guard | ARGUARD | 70 River Street | United States | Kentucky | Powell | Clay City | 40312 | 0.87 | 0.87
632 | N00129-PA | MITCHEL MANOR 2 NY | N00129 | NAVSUBASE NEW LONDON CT | NAVACT | 82 Mitchell Avenue | United States | New York | Nassau | East Meadow | 11554 | 1.06 | 1.075
6321 | 30655 | MTA Ft Wm Henry Harrison | 30655 | Fort William Henry Harrison Training Site | ARGUARD | 1900 Williams ST | United States | Montana | Lewis and Clark | Helena | 59602 | 1.1 | 1.08
6322 | 24B15 | Mta Gunpowder Military Reserva | 240NG | Maryland National Guard | ARGUARD | 10901 Notchcliff Road | United States | Maryland | Baltimore | Glen Arm | 21057 | 0.97 | 0.97
6323 | 30816 | Mta Limestone Hills | 30655 | Fort William Henry Harrison Training Site | ARGUARD | 501 S Front ST | United States | Montana | Broadwater | Townsend | 59644 | 1.1 | 1.08
6324 | 49911 | Mta-L Camp Williams | 49911 | Camp Williams | ARGUARD | 17800 Camp Williams RD | United States | Utah | Salt Lake | Riverton | 84065 | 1.03 | 0.99
6326 | 12A01 | MTC Camp Blanding | 12A01 | Camp Blanding | ARGUARD | 122 North Walnut Street | United States | Florida | Clay | Unknown | 32091 | 0.8 | 0.78
6327 | 26B15 | Mtc-H Camp Grayling | 26B15 | Camp Grayling | ARGUARD | 300 East Michigan Avenue | United States | Michigan | Crawford | Grayling | 49738 | 1.035 | 1.055
6328 | 06740 | MTC-H Camp Roberts | 06740 | Camp Roberts | ARGUARD | 1185 Mission Street | United States | California | San Luis Obispo | San Miguel | 93451 | 1.22 | 1.26
6329 | 56A55 | Mtch Camp Guernsey | 56A55 | Camp Guernsey | ARGUARD | 51 S Guernsey HWY | United States | Wyoming | Platte | Guernsey | 82214 | 1.045 | 1.035
633 | N00129-QA | MITCHEL FIELD NY | N00129 | NAVSUBASE NEW LONDON CT | NAVACT | 55 Charles Lindbergh Boulevard | United States | New York | Nassau | Hempstead | 11530 | 1.06 | 1.075
6330 | 45D15 | Mullins Armory | 450NG | South Carolina National Guard | ARGUARD | 1018 Gilchrist RD | United States | South Carolina | Marion | Mullins | 29574 | 0.92 | 0.885
6331 | 18C25 | Muncie | 180NG | Indiana National Guard | ARGUARD | 401 North Country Club Road | United States | Indiana | Delaware | Muncie |  | 0.955 | 0.96
6333 | 47C65 | Murfreesboro | 470NG | Tennessee National Guard | ARGUARD | 2350 Armory DR | United States | Tennessee | Rutherford | Murfreesboro | 37129 | 0.835 | 0.82
6335 | 21B82 | Murray Armory | 210NG | Kentucky National Guard | ARGUARD | 1501 State Route 121 North | United States | Kentucky | Calloway | Murray | 42071 | 0.87 | 0.87
634 | N00246-MM | CAMP MICHAEL MONSOOR | N00246 | NAVBASE CORONADO | NAVACT | 595 La Posta Truck Trail | United States | California | San Diego | Pine Valley | 91962 | 1.05 | 1.08
6340 | 45D20 | Myrtle Beach Armory | 450NG | South Carolina National Guard | ARGUARD | 501 19th AVE S | United States | South Carolina | Horry | Myrtle Beach | 29577 | 0.92 | 0.885
6341 | 45590 | Myrtle Beach Usarc (Brac 93) | 01530 | 81st Readiness Division | ARRES | 3392 Phillis Blvd | United States | South Carolina | Horry | Myrtle Beach | 29577 | 0.92 | 0.885
6342 | 45601 | N Charleston USARC/AMSA #121 | 01530 | 81st Readiness Division | ARRES | Bldgs. 3270 & 3271, 1050 Remount Road | United States | South Carolina | Charleston | Charleston | 29406 | 0.97 | 0.94
6343 | 05C50 | N Little Rock | 050NG | Arkansas National Guard | ARGUARD | 2600 Poplar Street | United States | Arkansas | Pulaski | North Little Rock | 72114 | 0.83 | 0.8
6344 | 3162C | N Platte Amsa | 27864 | 88th Readiness Division | ARRES | 921 E. 6th Street | United States | Nebraska | Lincoln | North Platte | 69101 | 0.93 | 0.915
6345 | 17465 | N Riverside (Ng Maint Center) | 170NG | Illinois National Guard | ARGUARD | 8660 West Cermak Road | United States | Illinois | Cook | Riverside | 60546 | 1.18 | 1.25
6346 | 37D25 | N. Wilkesboro | 370NG | North Carolina National Guard | ARGUARD | 191 Armory RD | United States | North Carolina | Wilkes | North Wilkesboro | 28659 | 0.885 | 0.855
635 | N32411-DA | FORT ADAMS RI | N32411 | NAVAL STATION NEWPORT RI | NAVACT | 402 Monroe Road | United States | Rhode Island | Newport | Newport | 02841 | 1.2 | 1.24
6350 | 16B40 | Nampa Armory Fmss2 | 160NG | Idaho National Guard | ARGUARD | 212 North Kings Road | United States | Idaho | Canyon | Nampa | 83651 | 1.055 | 1.045
6351 | 3729B | Nantahala National Forest | 37225 | Fort Bragg | ARACT |  | United States | North Carolina | Macon | Unknown | 28744 | 0.885 | 0.855
6352 | 42D35 | NANTICOKE READINESS CENTER | 420NG | Pennsylvania National Guard | ARGUARD | 490 E Main ST | United States | Pennsylvania | Luzerne | Nanticoke | 18634 | 1.065 | 1.105
6354 | 22B97 | Napoleonville | 220NG | Louisiana National Guard | ARGUARD | 181 Highway 401 | United States | Louisiana | Assumption | Napoleonville | 70390 | 0.855 | 0.825
6355 | 33A70 | Nashua | 330NG | New Hampshire National Guard | ARGUARD | 154 Daniel Webster HWY | United States | New Hampshire | Hillsborough | Nashua | 03060 | 1.075 | 1.075
6356 | 47C70 | Nashville | 470NG | Tennessee National Guard | ARGUARD | 3041 Sidco DR | United States | Tennessee | Davidson | Nashville | 37204 | 0.835 | 0.82
6357 | 37D10 | Nashville | 370NG | North Carolina National Guard | ARGUARD | 1030 Eastern AVE | United States | North Carolina | Nash | Nashville | 27856 | 0.885 | 0.855
6359 | 28D50 | Natchez | 280NG | Mississippi National Guard | ARGUARD | 349 Liberty RD | United States | Mississippi | Adams | Natchez | 39120 | 0.9 | 0.86
636 | N32411-HA | CLOYNE COURT | N32411 | NAVAL STATION NEWPORT RI | NAVACT | 1377 Training Station Road | United States | Rhode Island | Newport | Newport | 02841 | 1.2 | 1.24
6360 | 22C00 | Natchitoches | 220NG | Louisiana National Guard | ARGUARD | 500 Fairgrounds Road | United States | Louisiana | Natchitoches | Natchitoches | 71457 | 0.855 | 0.825
6363 | 25B95 | Natick, Speen St | 250NG | Massachusetts National Guard | ARGUARD | 143 Speen Street | United States | Massachusetts | Middlesex | Natick | 01760 | 1.22 | 1.28
6364 | 06D35 | National City | 060NG | California National Guard | ARGUARD | 303 Palm Avenue | United States | California | San Diego | National City | 91950 | 1.05 | 1.08
6365 | 24075 | National Geospatial Itelligence | 51375 | Joint Base Myer Henderson Hall | ARACT | Surrounding Brooks Lane between Overlea Rd. and Sangamore Rd. | United States | Maryland | Montgomery | Bethesda |  | 1.02 | 1.02
6366 | 20D22 | National Guard Museum | 200NG | Kansas National Guard | ARGUARD | 6700 Southwest Topeka Boulevard | United States | Kansas | Shawnee | Topeka | 66619 | 1.005 | 1.025
6371 | 31B20 | Nebraska City Readiness Center | 310NG | Nebraska National Guard | ARGUARD | 2020 4th Corso | United States | Nebraska | Otoe | Nebraska City | 68410 | 0.93 | 0.915
6372 | 5512A | Neenah Usarc | 27864 | 88th Readiness Division | ARRES | Jensen | United States | Wisconsin | Winnebago | Neenah | 54957-0000 | 1.085 | 1.12
6373 | 01E65 | Jasper Readiness Center | 010NG | Alabama National Guard | ARGUARD | 2901 Highway 69 S | United States | Alabama | Walker | Jasper | 35502 | 0.855 | 0.83
6375 | 55C05 | Neillsville | 550NG | Wisconsin National Guard | ARGUARD | 411 W 18 ST | United States | Wisconsin | Clark | Neillsville | 54456 | 1.085 | 1.12
6377 | 32778 | Nellis AFB | 06510 | 63rd Readiness Division | ARRES | 5095 RANGE ROAD | United States | Nevada | Clark | Las Vegas | 89191 | 1.14 | 1.17
6378 | 21915 | Nelson County Mem Usarc | 01530 | 81st Readiness Division | ARRES | 609 Loretto Road | United States | Kentucky | Nelson | Bardstown | 40004 | 0.87 | 0.87
6379 | 49A85 | Nephi Land | 490NG | Utah National Guard | ARGUARD | Main | United States | Utah | Juab | Nephi | 84648 | 1.03 | 0.995
638 | N32411-KA | MELVILLE | N32411 | NAVAL STATION NEWPORT RI | NAVACT | 48 Bradford Avenue | United States | Rhode Island | Newport | Portsmouth | 02841 | 1.2 | 1.24
6383 | 29C15 | Nevada | 290NG | Missouri National Guard | ARGUARD | 1400 W Cherry ST | United States | Missouri | Vernon | Nevada | 64772 | 0.985 | 1.005
6385 | 42500 | Neville Island Mnt Sup Fac | 42155 | Carlisle Barracks | ARACT | Grand | United States | Pennsylvania | Allegheny | Pittsburgh | 15225 | 1.065 | 1.105
6386 | 18C30 | New Albany | 180NG | Indiana National Guard | ARGUARD | 2909 Grant Line Road | United States | Indiana | Floyd | New Albany |  | 0.955 | 0.96
6389 | 37D15 | New Bern | 370NG | North Carolina National Guard | ARGUARD | 301 Glenburnie DR | United States | North Carolina | Craven | New Bern | 28560 | 1.03 | 1
639 | N32411-MA | GREENE LANE | N32411 | NAVAL STATION NEWPORT RI | NAVACT | 1283 Greene Landing | United States | Rhode Island | Newport | Middletown | 02841 | 1.2 | 1.24
6392 | 09A86 | New Britain Armory | 090NG | Connecticut National Guard | ARGUARD | 855 Stanley Street | United States | Connecticut | Hartford | New Britain | 06051 | 1.165 | 1.205
6393 | 42D45 | NEW CASTLE READINESS CENTER/FMS 9 | 420NG | Pennsylvania National Guard | ARGUARD | 820 Frank AVE | United States | Pennsylvania | Lawrence | New Castle | 16101 | 1.065 | 1.105
6395 | 4259C | New Castle Amsa # 110 (G) | 42560 | 99th Readiness Division | ARRES | 2313 West State Street | United States | Pennsylvania | Lawrence | New Castle | 16101 | 1.065 | 1.105
6396 | 20966 | New Century USARC AMSA 57 | 27864 | 88th Readiness Division | ARRES | 223 Gardner Drive | United States | Kansas | Johnson | Gardner | 66031 | 1.005 | 1.025
6397 | 20769 | New Century Usarc/Asf # 37 | 27864 | 88th Readiness Division | ARRES | 21 Gardner Drive | United States | Kansas | Johnson | Gardner | 66031 | 1.005 | 1.025
6399 | 22C05 | New Iberia | 220NG | Louisiana National Guard | ARGUARD | 700 Parkview Drive | United States | Louisiana | Iberia | New Iberia | 70560 | 0.855 | 0.825
64 | M67001-0004 | MOREHEAD CITY NC | M67001 | MCB CAMP LEJEUNE NC | MCACT | 3 Garage Street | United States | North Carolina | Carteret | Morehead City | 28557 | 1.03 | 1
640 | N32411-RA | NAVAL HOSPITAL | N32411 | NAVAL STATION NEWPORT RI | NAVACT | 23 Smith Avenue | United States | Rhode Island | Newport | Newport | 02841 | 1.2 | 1.24
6400 | 42900 | New Kensington Memorial Army Reserve Center | 42560 | 99th Readiness Division | ARRES | 2450 Leechburg Road | United States | Pennsylvania | Westmoreland | New Kensington | 15068 | 1.065 | 1.105
6401 | 09A95 | New London Armory | 090NG | Connecticut National Guard | ARGUARD | 249 Bayonet Street | United States | Connecticut | New London | New London | 06320 | 1.17 | 1.21
6402 | 42D48 | NEW MILFORD READINESS CENTER | 420NG | Pennsylvania National Guard | ARGUARD | State 492 | United States | Pennsylvania | Susquehanna | New Milford | 18834 | 1.065 | 1.105
6405 | 55C15 | New Richmond | 550NG | Wisconsin National Guard | ARGUARD | 1245 Wall ST | United States | Wisconsin | St. Croix | New Richmond | 54017 | 1.085 | 1.12
6406 | 51780 | New River Valley Mem Army Reserve Center | 42560 | 99th Readiness Division | ARRES | 5746 Reserve Way | United States | Virginia | Pulaski | Unknown | 24084 | 0.92 | 0.89
6407 | 22C30 | New Roads | 220NG | Louisiana National Guard | ARGUARD | 303 Park Avenue | United States | Louisiana | Pointe Coupee | New Roads | 70760 | 0.855 | 0.825
6408 | 49B15 | North Salt Lake Readiness Center | 490NG | Utah National Guard | ARGUARD | 1624 N 2200 W | United States | Utah | Salt Lake | Salt Lake City | 84116 | 1.03 | 0.99
6409 | 47C72 | New Tazewell | 470NG | Tennessee National Guard | ARGUARD | 505 Old Knoxville HWY | United States | Tennessee | Claiborne | New Tazewell | 37825 | 0.835 | 0.82
641 | N32411-UA | CAPEHART NORTH | N32411 | NAVAL STATION NEWPORT RI | NAVACT | 760 Stringham Road | United States | Rhode Island | Newport | Portsmouth | 02841 | 1.2 | 1.24
6411 | 27C00 | New Ulm Ng Armory | 270NG | Minnesota National Guard | ARGUARD | 205 N Broadway | United States | Minnesota | Brown | New Ulm | 56073 | 1.085 | 1.12
6412 | 27C05 | New Ulm Oms #6 | 270NG | Minnesota National Guard | ARGUARD | 1523 S Washington | United States | Minnesota | Brown | New Ulm | 56073 | 1.085 | 1.12
6413 | 39D25 | Newark | 390NG | Ohio National Guard | ARGUARD | 1257 Hollar Lane | United States | Ohio | Licking | Newark | 43055 | 0.925 | 0.9195
6414 | 34B50 | Newark | 340NG | New Jersey National Guard | ARGUARD | 120 Roseville AVE | United States | New Jersey | Essex | Newark | 07107 | 1.16 | 1.23
6417 | 45D24 | Newberry Armory | 450NG | South Carolina National Guard | ARGUARD | 275 Henderson RD | United States | South Carolina | Newberry | Newberry | 29108 | 0.92 | 0.885
6419 | 25C05 | Newburyport | 250NG | Massachusetts National Guard | ARGUARD | 57 Low Street | United States | Massachusetts | Essex | Newburyport | 01950 | 1.165 | 1.215
642 | N32411-VA | CAPEHART SOUTH | N32411 | NAVAL STATION NEWPORT RI | NAVACT | 508 Read Drive | United States | Rhode Island | Newport | Middletown | 02842 | 1.2 | 1.24
6421 | 12490 | Newkirk Sutherland Jr Usarc | 01530 | 81st Readiness Division | ARRES | 1215 East 15th Street | United States | Florida | Bay | Panama City | 32405 | 0.85 | 0.83
6422 | 13C70 | Newnan | 130NG | Georgia National Guard | ARGUARD | 12 Armory RD | United States | Georgia | Coweta | Newnan | 30263 | 0.865 | 0.83
6423 | 50A60 | Newport | 500NG | Vermont National Guard | ARGUARD | Union ST | United States | Vermont | Orleans | Newport | 05855 | 1.04 | 1.04
6424 | 47C80 | Newport | 470NG | Tennessee National Guard | ARGUARD | 1751 Cosby HWY | United States | Tennessee | Cocke | Newport | 37821 | 0.835 | 0.82
6426 | 26516 | Newport Wets | 260NG | Michigan National Guard | ARGUARD | 800 E Newport RD | United States | Michigan | Monroe | Newport |  | 1.035 | 1.055
6427 | 41B35 | Newport Armory | 410NG | Oregon National Guard | ARGUARD | 541 SW Coast HWY | United States | Oregon | Lincoln | Newport | 97365 | 1.12 | 1.145
6430 | 37D20 | Newton | 370NG | North Carolina National Guard | ARGUARD | 218 S Main AVE | United States | North Carolina | Catawba | Newton | 28658 | 0.885 | 0.855
6431 | 28D65 | Newton | 280NG | Mississippi National Guard | ARGUARD | 412 Northside DR | United States | Mississippi | Newton | Newton | 39345 | 0.9 | 0.86
6433 | 20C35 | Newton Armory | 200NG | Kansas National Guard | ARGUARD | 400 Grandview Avenue | United States | Kansas | Harvey | Newton | 67114 | 1.005 | 1.025
6434 | 09C00 | Newtown Military Reservation | 090NG | Connecticut National Guard | ARGUARD | 4 Wildlife Drive | United States | Connecticut | Fairfield | Newtown | 06470 | 1.16 | 1.2
6435 | 01260 | Nexrad Site AL | 01252 | Fort Rucker | ARACT | South of the Intersection of Ammons Pond Rd and Rt 67 (Echo, AL) | United States | Alabama | Dale | Unknown | 36353 | 0.89 | 0.86
6439 | 02D92 | Ng Alcantra Armory Complex | 020NG | Alaska National Guard | ARGUARD | 500 S Cobb ST | United States | Alaska | Matanuska-Susitna | Palmer | 99645 | 2.32 | 2.3
644 | N57095-LA | LAFAYETTE RVR COMPLEX | N57095 | NAVSUPPACT HAMPTON ROADS VA | NAVACT | 6506 Hampton Boulevard | United States | Virginia | Norfolk | Norfolk | 23508 | 1 | 0.96
6445 | 04685 | Ng Buckeye Ts | 040NG | Arizona National Guard | ARGUARD | 552 North Miler Road | United States | Arizona | Maricopa | Buckeye | 85396 | 0.91 | 0.89
6446 | 02481 | Ng Chefornak Armory | 020NG | Alaska National Guard | ARGUARD | 500 Second Boardwalk Street | United States | Alaska | Bethel | Chefornak | 99561 | 2.52 | 2.47
6447 | 02485 | Ng Chevak Armory | 020NG | Alaska National Guard | ARGUARD | 9998 Chevak Road | United States | Alaska | Wade Hampton | Chevak | 99563 | 2.32 | 2.3
6448 | 06840 | Ng Chico | 060NG | California National Guard | ARGUARD | 2415 Tom Polk Avenue | United States | California | Butte | Chico | 95928 | 1.125 | 1.165
645 | N60191-DN | DAM NECK | N60191 | NAS OCEANA VA | NAVACT | 1912 Regulus Avenue | United States | Virginia | Virginia Beach (City) | Virginia Beach | 23461 | 1 | 0.96
6450 | 35505 | Deming Firing Range (Black Mountain) | 350NG | New Mexico National Guard | ARGUARD | 201 W Spruce ST | United States | New Mexico | Luna | Deming | 88030 | 0.93 | 0.905
6454 | 02568 | Ng Emmonak Armory | 020NG | Alaska National Guard | ARGUARD | 9998 Kwiguk Street | United States | Alaska | Wade Hampton | Emmonak | 99581 | 2.32 | 2.3
6455 | 50295 | Ng Ethan Allen Afb Mta | 500NG | Vermont National Guard | ARGUARD | 789 Vermont National Guard RD | United States | Vermont | Chittenden | Colchester | 05446 | 1.01 | 1.01
6456 | 02B05 | Ng Fairbanks Arm Oms | 020NG | Alaska National Guard | ARGUARD | 202 Wein Street | United States | Alaska | Fairbanks North Star | Fairbanks | 99701 | 2.09 | 2.08
6457 | 36999 | Farmingdale AFRC / FMS 14 | 360NG | New York National Guard | ARGUARD | 25 Bating Place RD | United States | New York | Nassau | Farmingdale | 11735 | 1.06 | 1.075
646 | N60191-OA | SALT MARSH POINT | N60191 | NAS OCEANA VA | NAVACT | 1099 Atlantis Drive | United States | Virginia | Virginia Beach (City) | Virginia Beach | 23451 | 1 | 0.96
6462 | 06355 | Ng Hammer Field | 060NG | California National Guard | ARGUARD | 5575 East Airways Boulevard | United States | California | Fresno | Fresno | 93727 | 1.125 | 1.165
6463 | 12155 | Homestead Ars | 120NG | Florida National Guard | ARGUARD | 1000 West Palm Drive | United States | Florida | Miami-Dade | Homestead | 33034 | 0.82 | 0.8
6464 | 02521 | Ng Hooper Bay Armory | 020NG | Alaska National Guard | ARGUARD | 1 Uniaq Avenue | United States | Alaska | Wade Hampton | Hooper Bay | 99604 | 2.32 | 2.3
6466 | 02B43 | Ng Juneau Aaof | 020NG | Alaska National Guard | ARGUARD | 145 S Franklin Street | United States | Alaska | Juneau | Juneau | 99801 | 2.025 | 2.015
647 | N60191-OE | CLEAR ZONE RWY 32 | N60191 | NAS OCEANA VA | NAVACT | 2188 Potters Road | United States | Virginia | Virginia Beach (City) | Virginia Beach | 23454 | 1 | 0.96
6470 | 02531 | Ng Kasigluk Armory | 020NG | Alaska National Guard | ARGUARD | 19 Nayagaam And Misvigmuit RDS | United States | Alaska | Bethel | Kasigluk | 99609 | 2.52 | 2.47
6471 | 02B60 | Ng Kenai Armory | 020NG | Alaska National Guard | ARGUARD | 140 Bidarka Street | United States | Alaska | Kenai Peninsula | Kenai | 99611 | 2.32 | 2.3
6472 | 02B65 | Ng Ketchikan Arm Omss | 020NG | Alaska National Guard | ARGUARD | 645 Jackson Street | United States | Alaska | Ketchikan Gateway | Ketchikan | 99901 | 2.025 | 2.015
6474 | 02541 | Ng Kipnuk Armory | 020NG | Alaska National Guard | ARGUARD | 9998 Kipnuk Way | United States | Alaska | Bethel | Kipnuk | 99614 | 2.52 | 2.47
6476 | 02B70 | Ng Klawock Armory | 020NG | Alaska National Guard | ARGUARD | 6488 Klawock Hollis Highway | United States | Alaska | Prince of Wales-Outer Ketchikan | Klawock | 99925 | 2.025 | 2.015
6477 | 02B85 | Ng Kodiak Armory | 020NG | Alaska National Guard | ARGUARD | Powell | United States | Alaska | Kodiak Island | Kodiak | 99615 | 2.025 | 2.015
6482 | 02C01 | Ng Kotzebue Arm Oms | 020NG | Alaska National Guard | ARGUARD | 333 Shore Avenue | United States | Alaska | Northwest Arctic | Kotzebue | 99752 | 2.52 | 2.47
6485 | 02561 | Ng Kwethluk Armory | 020NG | Alaska National Guard | ARGUARD | 500 Airport Road | United States | Alaska | Bethel | Kwethluk | 99621 | 2.52 | 2.47
6492 | 02585 | Ng Mountain Village Armory | 020NG | Alaska National Guard | ARGUARD | 9998 Airport R0ad | United States | Alaska | Wade Hampton | Mountain Village | 99632 | 2.32 | 2.3
6493 | 44113 | Ng N Smithfield | 440NG | Rhode Island National Guard | ARGUARD | Pound Hill RD | United States | Rhode Island | Providence | Slatersville | 02876 | 1.11 | 1.15
6496 | 10605 | River Road Training Site | 100NG | Delaware National Guard | ARGUARD | 1197 River Road | United States | Delaware | New Castle | New Castle | 19720 | 1.03 | 1.06
6497 | 37579 | New Hanover | 370NG | North Carolina National Guard | ARGUARD | 2412 Infantry RD | United States | North Carolina | New Hanover | Wilmington | 28401 | 0.9 | 0.87
6498 | 36C40 | Ng Newark Tng Area | 360NG | New York National Guard | ARGUARD | 300 S Main ST | United States | New York | Wayne | Newark | 14513 | 1.06 | 1.075
65 | M67001-0005 | MCB CAMP LEJEUNE (WEST SITE) | M67001 | MCB CAMP LEJEUNE NC | MCACT | 185 Curtis Road | United States | North Carolina | Onslow | Camp Lejeune | 28540 | 1.01 | 0.98
6502 | 02C50 | Ng Nome Aaof | 020NG | Alaska National Guard | ARGUARD | 113 E Front Street | United States | Alaska | Nome | Nome | 99762 | 2.52 | 2.47
6503 | 02C55 | Ng Nome Arm Oms | 020NG | Alaska National Guard | ARGUARD | 113 E Front Street | United States | Alaska | Nome | Nome | 99762 | 2.52 | 2.47
6507 | 02C77 | Ng Petersburg Armory | 020NG | Alaska National Guard | ARGUARD | 1201 Haugen Drive | United States | Alaska | Wrangell-Petersburg | Petersburg | 99833 | 2.025 | 2.015
6508 | 02611 | Ng Point Barrow Armory | 020NG | Alaska National Guard | ARGUARD | 66 Taylor Highway | United States | Alaska | North Slope | Barrow | 99723 | 2.52 | 2.47
6509 | 02616 | Ng Point Hope Armory | 020NG | Alaska National Guard | ARGUARD | 655 Agviviq Street | United States | Alaska | North Slope | Point Hope |  | 2.52 | 2.47
6510 | 02621 | Ng Quinhagak Armory | 020NG | Alaska National Guard | ARGUARD | 101 Qanirtuuq Road | United States | Alaska | Bethel | Quinhagak | 99655 | 2.52 | 2.47
6511 | 36490 | Ng Rochester Csms C | 360NG | New York National Guard | ARGUARD | 1500 E Henrietta | United States | New York | Monroe | Rochester | 14623 | 1.06 | 1.075
6512 | 06388 | Sacramento Okinawa | 060NG | California National Guard | ARGUARD | 8400 Okinawa Street | United States | California | Sacramento | Sacramento | 95828 | 1.13 | 1.17
6513 | 0639C | Ng Sacramento Mather | 060NG | California National Guard | ARGUARD | 10616 Superfortress Drive | United States | California | Sacramento | Mather AFB | 95655 | 1.13 | 1.17
6515 | 02631 | Ng Scammon Bay Armory | 020NG | Alaska National Guard | ARGUARD | 102 Johnson Road | United States | Alaska | Wade Hampton | Scammon Bay | 99662 | 2.32 | 2.3
652 | N69212-CA | CHEATHAM ANNEX | N69212 | NAVAL WEAPONS STATION YORKTOWN | NAVACT | 23185 | United States | Virginia | Williamsburg (City) | Williamsburg | 23185 | 1 | 0.96
6521 | 02D24 | Ng Sitka Armory | 020NG | Alaska National Guard | ARGUARD | Sawmill Ck Rosf | United States | Alaska | Sitka | Sitka | 99835 | 2.025 | 2.015
6526 | 02668 | Ng Togiak Armory | 020NG | Alaska National Guard | ARGUARD | 9998 Airport Way | United States | Alaska | Dillingham | Togiak | 99678 | 2.52 | 2.47
6527 | 02678 | Ng Toksook Bay Armory | 020NG | Alaska National Guard | ARGUARD | 9679 Tuluksak Road | United States | Alaska | Bethel | Tuluksak | 99679 | 2.52 | 2.47
6529 | 02675 | Ng Tuntutuliak Armory | 020NG | Alaska National Guard | ARGUARD | 100 Main Street | United States | Alaska | Bethel | Tuntutuliak | 99680 | 2.52 | 2.47
653 | N69212-EA | LITTLE MUMFORT ISLAND | N69212 | NAVAL WEAPONS STATION YORKTOWN | NAVACT | 23691 | United States | Virginia | Gloucester | Gloucester | 23691 | 1 | 0.96
6532 | 02D80 | Ng Valdez Armory | 020NG | Alaska National Guard | ARGUARD | 221 Tatitlek Street | United States | Alaska | Valdez-Cordova | Valdez | 99686 | 2.025 | 2.015
6533 | 0639A | Ng Van Nuys | 060NG | California National Guard | ARGUARD | 17330 Victory Boulevard | United States | California | Los Angeles | Van Nuys | 91406 | 1.02 | 1.06
6536 | 44114 | Ng Warwick | 440NG | Rhode Island National Guard | ARGUARD | 541 Airport RD | United States | Rhode Island | Kent | Warwick | 02886 | 1.11 | 1.15
6537 | 54425 | NG West Va Ord Works | 540NG | West Virginia National Guard | ARGUARD | Fairgrounds | United States | West Virginia | Mason | Point Pleasant | 25550 | 1.02 | 1.03
6539 | 02693 | Ng Wrangell Armory | 020NG | Alaska National Guard | ARGUARD | 112 Federal Way | United States | Alaska | Wrangell-Petersburg | Wrangell | 99929 | 2.025 | 2.015
654 | N69212-YG | YORKTOWN FUEL DEPOT | N69212 | NAVAL WEAPONS STATION YORKTOWN | NAVACT | 236905000 | United States | Virginia | York | Yorktown | 23690 | 1 | 0.96
6540 | 36998 | Ng Youngstown Tng Site | 360NG | New York National Guard | ARGUARD | Balmer RD | United States | New York | Niagara | Ransomville | 14131 | 1.11 | 1.17
6541 | 33A16 | Army Aviation Support Facility | 330NG | New Hampshire National Guard | ARGUARD | 26 Regional DR | United States | New Hampshire | Merrimack | Concord | 03301 | 1.07 | 1.06
6542 | 33A12 | Training Site | 330NG | New Hampshire National Guard | ARGUARD | 1079 Parker Mountain RD | United States | New Hampshire | Strafford | Strafford | 03884 | 1.075 | 1.075
6544 | 36555 | Niagara Falls Afrc | 42560 | 99th Readiness Division | ARRES | 9400 Porter Road | United States | New York | Niagara | Niagara Falls | 14304 | 1.11 | 1.17
6547 | 02709 | Nike Alaska Mike | 02871 | US Army Garrison Alaska | ARACT | 101 Quarry Road | United States | Alaska | Fairbanks North Star | Fairbanks | 99775 | 2.19 | 2.17
6548 | 02714 | Nike Alaska Peter | 02871 | US Army Garrison Alaska | ARACT | 100 Johnson Road | United States | Alaska | Fairbanks North Star | Fairbanks | 99775 | 2.19 | 2.17
6549 | 18C40 | Noblesville | 180NG | Indiana National Guard | ARGUARD | 2021 Field Drive | United States | Indiana | Hamilton | Noblesville | 46060 | 0.94 | 0.94
6550 | 04B10 | Nogales Armory | 040NG | Arizona National Guard | ARGUARD | 918 N Western Avenue | United States | Arizona | Santa Cruz | Nogales | 85621 | 0.925 | 0.905
6551 | 51B55 | NORFOLK RC & FMS 5 | 510NG | Virginia National Guard | ARGUARD | 3777 Va Beach BLVD | United States | Virginia | Norfolk | Norfolk | 23502 | 0.98 | 0.94
6552 | 31B90 | Norfolk Fms 07 | 310NG | Nebraska National Guard | ARGUARD | 1707 N Airport RD | United States | Nebraska | Madison | Norfolk | 68701 | 0.93 | 0.915
6553 | 31B25 | Norfolk Readiness Center | 310NG | Nebraska National Guard | ARGUARD | 817 S 1St ST | United States | Nebraska | Madison | Norfolk | 68701 | 0.93 | 0.915
6554 | 3162A | Norfolk Usarc | 27864 | 88th Readiness Division | ARRES | 405 Northwestern Avenue | United States | Nebraska | Madison | Norfolk | 68701 | 0.93 | 0.915
6556 | 40C91 | Norman Wmd/Cst | 400NG | Oklahoma National Guard | ARGUARD | 3620 24th AVE Nw | United States | Oklahoma | Cleveland | Norman | 73069 | 0.86 | 0.83
6557 | 40C90 | Norman Csms | 400NG | Oklahoma National Guard | ARGUARD | 3745 thunderbird ST | United States | Oklahoma | Cleveland | Norman | 73069 | 0.86 | 0.83
656 | N69213-WF | WATERFRONT | N69213 | NAVAL WEAPONS STATION EARLE NJ | NAVACT | 07737 | United States | New Jersey | Monmouth | Colts Neck | 07737 | 1.24 | 1.31
6561 | 45A75 | North Charleston Armory | 450NG | South Carolina National Guard | ARGUARD | 7220 Cross County RD | United States | South Carolina | Charleston | North Charleston | 29418 | 0.97 | 0.94
6562 | 42435 | North Hills Usarc | 42560 | 99th Readiness Division | ARRES | 9225 Peeples Road | United States | Pennsylvania | Allegheny | Allison Park | 15101 | 1.065 | 1.105
6564 | 31C00 | North Omaha Readiness Center | 310NG | Nebraska National Guard | ARGUARD | 11650 Rainwood RD | United States | Nebraska | Douglas | Omaha | 68142 | 0.92 | 0.91
6566 | 31B30 | North Platte Rc/Fms 03 | 310NG | Nebraska National Guard | ARGUARD | 1700 N Jeffers ST | United States | Nebraska | Lincoln | North Platte | 69101 | 0.93 | 0.915
6567 | 3162B | North Platte USARC | 27864 | 88th Readiness Division | ARRES | 3111 S. Willow Street | United States | Nebraska | Lincoln | North Platte | 69101 | 0.93 | 0.915
6568 | 17B80 | North Riverside Armory | 170NG | Illinois National Guard | ARGUARD | 8660 West Cermak Road | United States | Illinois | Cook | Riverside | 60546 | 1.18 | 1.25
657 | N69232-AN | CAMARILLO AIRPORT | N69232 | NAVBASE VENTURA CTY PT MUGU CA | NAVACT | 555 Airport Way | United States | California | Ventura | Camarillo | 93010 | 1.08 | 1.12
6570 | 17898 | North Shore Memorial Usarc | 27864 | 88th Readiness Division | ARRES | 401 Anderson Road, Building 900 | United States | Illinois | Lake | Highland Park | 60037 | 1.18 | 1.25
6571 | 18C45 | North Vernon | 180NG | Indiana National Guard | ARGUARD | 775 West Madison Street | United States | Indiana | Jennings | North Vernon | 47265 | 0.955 | 0.96
6573 | 01F71 | Northport | 010NG | Alabama National Guard | ARGUARD | 2509 44th Avenue | United States | Alabama | Tuscaloosa | Northport | 35476 | 0.855 | 0.83
6574 | 20C40 | Norton Armory | 200NG | Kansas National Guard | ARGUARD | 1200 North State Street | United States | Kansas | Norton | Norton | 67654 | 1.005 | 1.025
6575 | 39D45 | Norwalk | 390NG | Ohio National Guard | ARGUARD | 400 W Main ST | United States | Ohio | Huron | Norwalk | 44857 | 0.925 | 0.9195
6577 | 23B30 | NORWAY ARMORY | 230NG | Maine National Guard | ARGUARD | 17 Elm Street | United States | Maine | Oxford | Norway | 04268 | 1.02 | 1
6578 | 5082A | Norwich | 500NG | Vermont National Guard | ARGUARD | 161 University DR | United States | Vermont | Washington | Northfield | 05663 | 1.07 | 1.07
6579 | 09B15 | Norwich Armory | 090NG | Connecticut National Guard | ARGUARD | 38 Stott Avenue | United States | Connecticut | New London | Norwich | 06360 | 1.17 | 1.21
658 | N69232-KA | LAGUNA PEAK CA | N69232 | NAVBASE VENTURA CTY PT MUGU CA | NAVACT | 625 Laguna Road | United States | California | Ventura | Point Mugu | 93033 | 1.08 | 1.12
6581 | 4763A | Nsa Millington Usarc | 01530 | 81st Readiness Division | ARRES | 5722 Integrity Drive | United States | Tennessee | Shelby | Millington | 38054 | 0.82 | 0.8
6582 | 06225 | NTC and Fort Irwin | 06225 | Fort Irwin NTC | ARACT | F | United States | California | San Bernardino | Fort Irwin | 92310 | 1.24 | 1.28
6584 | 55C20 | Oak Creek | 550NG | Wisconsin National Guard | ARGUARD | 8520 S Howell AVE | United States | Wisconsin | Milwaukee | Oak Creek | 53154 | 1.09 | 1.13
6586 | 47755 | Oak Ridge Usarc | 01530 | 81st Readiness Division | ARRES | 104 E. Oak Ridge Turnpike | United States | Tennessee | Anderson | Oak Ridge | 37830 | 0.835 | 0.82
6588 | 06D40 | Oakdale Yosemite | 060NG | California National Guard | ARGUARD | 800 S Yosemite Avenue | United States | California | Stanislaus | Oakdale | 95361 | 1.125 | 1.165
659 | N00204-SF | SAUFLEY FIELD | N00204 | NAS PENSACOLA FL | NAVACT | 6200 Saufley Field Road | United States | Florida | Escambia | Pensacola | 32526 | 0.81 | 0.78
6590 | 22C40 | Oakgrove | 220NG | Louisiana National Guard | ARGUARD | 105 South Briggs Street | United States | Louisiana | West Carroll | Oak Grove | 71263 | 0.855 | 0.825
6594 | 12B75 | Ocala Readiness Center | 120NG | Florida National Guard | ARGUARD | 3001 Southwest College Road | United States | Florida | Marion | Ocala | 34474 | 0.825 | 0.805
6595 | 12465 | Ocala Usarc | 01530 | 81st Readiness Division | ARRES | 2803 Southeast 36th Avenue | United States | Florida | Marion | Ocala | 34471 | 0.825 | 0.805
6597 | 55C25 | Oconomowoc | 550NG | Wisconsin National Guard | ARGUARD | 1215 Wall ST | United States | Wisconsin | Waukesha | Oconomowoc | 53095 | 1.085 | 1.12
6599 | 19C90 | Oelwein | 190NG | Iowa National Guard | ARGUARD | 201 10th Street Southeast | United States | Iowa | Fayette | Oelwein | 50662 | 1.01 | 1.01
66 | M67001-0006 | MIDWAY PARK | M67001 | MCB CAMP LEJEUNE NC | MCACT | 4042 RG Anderson | United States | North Carolina | Onslow | Camp Lejeune | 28542 | 1.01 | 0.98
660 | N60201-FJ | FLC FUEL DEPOT HECKSCHER | N60201 | NAVSTA MAYPORT FL | NAVACT | 8808 Somers Road South | United States | Florida | Duval | Jacksonville | 32218 | 0.8 | 0.78
6602 | 49A90 | Ogden Armory/Fms 1 | 490NG | Utah National Guard | ARGUARD | 625 E 5300 S | United States | Utah | Weber | Ogden | 84405 | 1.03 | 1
6603 | 49856 | Ogden Maintenance Center 269 | 27864 | 88th Readiness Division | ARRES | 649 West 400 North | United States | Utah | Weber | Ogden | 84404 | 1.03 | 1
6604 | 49844 | Ogden Storage Facility 11-C | 27864 | 88th Readiness Division | ARRES | 968 West 400 North | United States | Utah | Weber | Ogden | 84404 | 1.03 | 1
6605 | 36C85 | Ogdensburg Armory | 360NG | New York National Guard | ARGUARD | 225 Elizabeth ST | United States | New York | St. Lawrence | Ogdensburg | 13669 | 1.06 | 1.075
6606 | 13042 | Ogeechee Stagefield Cu Chi 0 | 13305 | Fort Stewart | ARACT | Savannah | United States | Georgia | Liberty | Fort Stewart |  | 0.85 | 0.83
6607 | 13B27 | Oglethorpe Armory | 130NG | Georgia National Guard | ARGUARD | 5019 Highway 42 | United States | Georgia | Clayton | Ellenwood | 30294 | 0.83 | 0.8
6608 | 54468 | Ohio Co A/P Usarc / Amsa #109 | 42560 | 99th Readiness Division | ARRES | Route 5, Box 3 | United States | West Virginia | Ohio | Wheeling | 26003 | 1.02 | 1.03
661 | N60508-AJ | NOLF CHOCTAW | N60508 | NAS WHITING FLD MILTON FL | NAVACT | 6201 Choctaw Field Road | United States | Florida | Santa Rosa | Navarre | 32566 | 0.81 | 0.78
6613 | 40D20 | Oklahoma Military Department | 400NG | Oklahoma National Guard | ARGUARD | 3501 Military Circle | United States | Oklahoma | Oklahoma | Oklahoma City | 73111 | 0.86 | 0.83
6615 | 40D30 | Okmulgee Readiness Center | 400NG | Oklahoma National Guard | ARGUARD | 400-B E Gun Club RD | United States | Oklahoma | Okmulgee | Okmulgee | 74447 | 0.875 | 0.85
6616 | 28D75 | Okolona | 280NG | Mississippi National Guard | ARGUARD | 214 W Monroe ST | United States | Mississippi | Chickasaw | Okolona | 38860 | 0.9 | 0.86
6617 | 20C42 | Olathe Armory | 200NG | Kansas National Guard | ARGUARD | 1601 West Old 56 Highway | United States | Kansas | Johnson | Olathe | 66061 | 1.005 | 1.025
6619 | 36C95 | Olean Armory | 360NG | New York National Guard | ARGUARD | 119 Times SQ | United States | New York | Cattaraugus | Olean | 14760 | 1.06 | 1.075
6620 | 21B85 | Olive Hill Armory | 210NG | Kentucky National Guard | ARGUARD | 345 Armory Drive | United States | Kentucky | Carter | Olive Hill | 41164 | 0.87 | 0.87
6621 | 27C20 | Olivia Mvsb | 270NG | Minnesota National Guard | ARGUARD | 1316 W Lincoln | United States | Minnesota | Renville | Olivia | 56277 | 1.085 | 1.12
6622 | 27C15 | Olivia Ng Armory | 270NG | Minnesota National Guard | ARGUARD | 910 W Lincoln ST | United States | Minnesota | Renville | Olivia | 56277 | 1.085 | 1.12
6623 | 53A85 | Olympia | 530NG | Washington National Guard | ARGUARD | 515 S Eside ST | United States | Washington | Thurston | Olympia | 98401 | 1.085 | 1.095
6624 | 31B40 | Omaha Readiness Center | 310NG | Nebraska National Guard | ARGUARD | 6929 Mercy RD | United States | Nebraska | Douglas | Omaha | 68106 | 0.92 | 0.91
6625 | 21A10 | FMS Ashland | 210NG | Kentucky National Guard | ARGUARD | 926 Summit Road | United States | Kentucky | Boyd | Ashland | 41101 | 0.87 | 0.87
6626 | 44A90 | Oms #2 Warren | 440NG | Rhode Island National Guard | ARGUARD | 1 CRDe ST | United States | Rhode Island | Bristol | Warren | 02885 | 1.11 | 1.15
6627 | 01B15 | Oms 11 Birmingham | 010NG | Alabama National Guard | ARGUARD | 5268 57th Street N | United States | Alabama | Jefferson | Birmingham | 35217 | 0.855 | 0.83
6629 | 27927 | AMSA #101 | 27864 | 88th Readiness Division | ARRES | 212 20TH ST | United States | Minnesota | Stearns | St. Joseph | 56374 | 1.085 | 1.12
6630 | 55C35 | Onalaska | 550NG | Wisconsin National Guard | ARGUARD | 910 Oak Forest DR | United States | Wisconsin | La Crosse | Onalaska | 54650 | 1.085 | 1.12
6631 | 5569A | Onalaska Storage Facility | 27864 | 88th Readiness Division | ARRES | W6821 Industrial Road | United States | Wisconsin | La Crosse | La Crosse | 55947 | 1.085 | 1.12
6632 | 51B60 | ONANCOCK RC | 510NG | Virginia National Guard | ARGUARD | 67 Kerr ST | United States | Virginia | Accomack | Onancock | 23417 | 1.13 | 1.11
6633 | 35B67 | Santa Fe - Onate Complex Ts | 350NG | New Mexico National Guard | ARGUARD | 47 Bataan BLVD | United States | New Mexico | Santa Fe | Santa Fe | 87508 | 0.93 | 0.905
6634 | 47C92 | Oneida | 470NG | Tennessee National Guard | ARGUARD | 1796 Airport RD | United States | Tennessee | Scott | Oneida | 37841 | 0.835 | 0.82
6635 | 31B45 | Oneill Readiness Center | 310NG | Nebraska National Guard | ARGUARD | 635 N 4th ST | United States | Nebraska | Holt | Oneill | 68763 | 0.93 | 0.915
6636 | 01F75 | Oneonta | 010NG | Alabama National Guard | ARGUARD | 1625 Pocato Road | United States | Alabama | Blount | Oneonta | 35121 | 0.855 | 0.83
6637 | 06D55 | Ontario | 060NG | California National Guard | ARGUARD | 950 North Cucamonga Avenue | United States | California | San Bernardino | Ontario | 91764 | 1.2 | 1.25
6639 | 01F81 | Opelika | 010NG | Alabama National Guard | ARGUARD | 300 Consumer Avenue | United States | Alabama | Lee | Opelika | 36801 | 0.855 | 0.83
6640 | 22C45 | Opelousas | 220NG | Louisiana National Guard | ARGUARD | 1017 Highway 749 | United States | Louisiana | St. Landry | Opelousas | 70570 | 0.855 | 0.825
6643 | 12475 | Orange County Usarc | 01530 | 81st Readiness Division | ARRES | 3701 Corrine Drive | United States | Florida | Orange | Orlando | 32803 | 0.825 | 0.805
6644 | 45D30 | Orangeburg Armory | 450NG | South Carolina National Guard | ARGUARD | 1645 Stonewall Jackson | United States | South Carolina | Orangeburg | Orangeburg | 29116 | 0.92 | 0.885
6645 | 45845 | Orangeburg Memorial Usarc | 01530 | 81st Readiness Division | ARRES | NE of the Intersection of Sprinkle and US Hwy 301 | United States | South Carolina | Orangeburg | Orangeburg | 29115 | 0.92 | 0.885
6646 | 36D10 | Orangeburg Armory | 360NG | New York National Guard | ARGUARD | 84 Old Orangeburg RD | United States | New York | Rockland | Orangeburg | 10962 | 1.06 | 1.075
6647 | 36575 | Orangeburg Army Reserve Center | 42560 | 99th Readiness Division | ARRES | 123 Route 303 | United States | New York | Rockland | Orangeburg | 10962 | 1.06 | 1.075
6648 | 41B27 | Orarng Regional Trng Institute | 410NG | Oregon National Guard | ARGUARD | 701 N Monmouth AVE | United States | Oregon | Polk | Monmouth | 97361 | 1.12 | 1.145
6649 | 16A22 | CAMP ORCHARD Cantonement Area | 16A25 | Orchard Range | ARGUARD | 33400 Orchard Access | United States | Idaho | Ada | Boise | 83716 | 0.99 | 0.98
6650 | 16A25 | Orchard Combat Training Center | 16A25 | Orchard Range | ARGUARD | 770 South 13th Street | United States | Idaho | Ada | Boise | 83708 | 0.99 | 0.98
6651 | 06307 | Ord Military Community | 06305 | Presidio Of Monterey | ARACT |  | United States | California | Monterey | Seaside | 93955 | 1.12 | 1.16
6652 | 41B45 | Oregon City Armory | 410NG | Oregon National Guard | ARGUARD | 204 S John Adams ST | United States | Oregon | Clackamas | Oregon City | 97045 | 1.12 | 1.145
6653 | 49A93 | Orem Armory | 490NG | Utah National Guard | ARGUARD | 951 S Geneva RD | United States | Utah | Utah | Orem | 84058 | 1.03 | 0.995
6654 | 12212 | Orlando Asf 49 | 01530 | 81st Readiness Division | ARRES | 8601 Ave B | United States | Florida | Orange | Orlando | 32827 | 0.825 | 0.805
6655 | 12B80 | Orlando Readiness Center | 120NG | Florida National Guard | ARGUARD | 2809 South Ferncreek Avenue | United States | Florida | Orange | Orlando | 32806 | 0.825 | 0.805
6656 | 1267Q | Orlando, Naval Training Center | 120NG | Florida National Guard | ARGUARD | 8385 Daetwyler Drive | United States | Florida | Orange | Orlando | 32827 | 0.825 | 0.805
6657 | 16B45 | Orofino Armory | 160NG | Idaho National Guard | ARGUARD | 10210 US Highway 12 | United States | Idaho | Clearwater | Orofino | 83544 | 1.055 | 1.045
6658 | 06D65 | Oroville | 060NG | California National Guard | ARGUARD | 1125 Pomona Avenue | United States | California | Butte | Oroville | 95965 | 1.125 | 1.165
6659 | 27C25 | Ortonville Ng Armory | 270NG | Minnesota National Guard | ARGUARD | 309 Madison AVE | United States | Minnesota | Big Stone | Ortonville | 56278 | 1.085 | 1.12
6660 | 20767 | Osage City ARC | 27864 | 88th Readiness Division | ARRES | 1521 East Laing Street | United States | Kansas | Osage | Osage City | 66523 | 1.005 | 1.025
6661 | 05255 | Oscar C Finkbeiner USARC | 06510 | 63rd Readiness Division | ARRES | 1201 Bond Street | United States | Arkansas | Pulaski | Little Rock | 72202 | 0.83 | 0.8
6663 | 55C40 | Oshkosh & Fms | 550NG | Wisconsin National Guard | ARGUARD | 1415 Armory Place | United States | Wisconsin | Winnebago | Oshkosh | 54902 | 1.085 | 1.12
6664 | 19C95 | Oskaloosa | 190NG | Iowa National Guard | ARGUARD | 2260 US Highway 63 | United States | Iowa | Mahaska | Oskaloosa | 52577 | 1.01 | 1.01
6668 | 20C45 | Ottawa Armory | 200NG | Kansas National Guard | ARGUARD | 208 West 17th Street | United States | Kansas | Franklin | Ottawa | 66067 | 1.005 | 1.025
6669 | 19D00 | Ottumwa | 190NG | Iowa National Guard | ARGUARD | 2858 North Court Street | United States | Iowa | Wapello | Ottumwa | 52501 | 1.01 | 1.01
6670 | 24050 | Outer Marker | 51105 | Fort Belvoir | ARACT | 5629 River Road | United States | Maryland | Charles | Bryans Road | 20616 | 1 | 0.99
6671 | 27C30 | Owatonna Ng Armory | 270NG | Minnesota National Guard | ARGUARD | 2323 W Bridge | United States | Minnesota | Steele | Owatonna | 55060 | 1.085 | 1.12
6676 | 28D81 | Oxford | 280NG | Mississippi National Guard | ARGUARD | 100 Ed Perry Boulevard | United States | Mississippi | Lafayette | Oxford | 38655 | 0.9 | 0.86
6681 | 05C60 | Ozark | 050NG | Arkansas National Guard | ARGUARD | 1907 W Commercial Street | United States | Arkansas | Franklin | Ozark |  | 0.845 | 0.82
6683 | 21B96 | Paducah AFRC | 210NG | Kentucky National Guard | ARGUARD | 8400 US Highway 60 West | United States | Kentucky | McCracken | West Paducah | 42086 | 0.87 | 0.87
6685 | 21995 | Paducah Memorial Usarc | 01530 | 81st Readiness Division | ARRES | 2956 Park Avenue | United States | Kentucky | McCracken | Paducah | 42002 | 0.87 | 0.87
6686 | 21996 | Paducah Usarc #2 | 01530 | 81st Readiness Division | ARRES | 2001 North 12th Street | United States | Kentucky | McCracken | Paducah | 42001 | 0.87 | 0.87
6687 | 12B85 | Palatka Readiness Center | 120NG | Florida National Guard | ARGUARD | 1301 Moseley Avenue | United States | Florida | Putnam | Palatka | 32177 | 0.825 | 0.805
6688 | 48F90 | Palestine | 480NG | Texas National Guard | ARGUARD | 601 Armory RD | United States | Texas | Anderson | Palestine | 75801 | 0.865 | 0.84
6689 | 06D73 | Palmdale | 060NG | California National Guard | ARGUARD | 38315 30th Street East | United States | California | Los Angeles | Palmdale | 93550 | 1.02 | 1.06
6690 | 12B90 | Palmetto Readiness Center | 120NG | Florida National Guard | ARGUARD | 1107 14th Avenue West | United States | Florida | Manatee | Palmetto | 34221 | 0.825 | 0.805
6692 | 12B95 | Panama City Readiness Center | 120NG | Florida National Guard | ARGUARD | 3121 North Lisenby Avenue | United States | Florida | Bay | Panama City | 32405 | 0.85 | 0.83
6695 | 20C50 | Paola Armory | 200NG | Kansas National Guard | ARGUARD | 1010 Hedge Lane | United States | Kansas | Miami | Paola | 66071 | 1.005 | 1.025
6696 | 04686 | Papago Military Reservation | 040NG | Arizona National Guard | ARGUARD | 5636 E Mcdowell Road | United States | Arizona | Maricopa | Phoenix | 85008 | 0.91 | 0.89
6697 | 05C65 | Paragould | 050NG | Arkansas National Guard | ARGUARD | 1201 Highway 135 N | United States | Arkansas | Greene | Paragould | 72450 | 0.845 | 0.82
6698 | 47C95 | Paris | 470NG | Tennessee National Guard | ARGUARD | 285 County Home RD | United States | Tennessee | Henry | Paris | 38242 | 0.835 | 0.82
6699 | 05C70 | Paris | 050NG | Arkansas National Guard | ARGUARD | 800 W Grober Street | United States | Arkansas | Logan | Paris | 72855 | 0.845 | 0.82
67 | M67001-0007 | NORTH SITE | M67001 | MCB CAMP LEJEUNE NC | MCACT | 160 Montford Landing Road | United States | North Carolina | Onslow | Camp Lejeune | 28540 | 1.01 | 0.98
6700 | 17B90 | Paris Armory Fms 10 | 170NG | Illinois National Guard | ARGUARD | 139 East Wood Street | United States | Illinois | Edgar | Paris | 61944 | 1.03 | 1.045
6701 | 36C60 | Park Ave Armory | 360NG | New York National Guard | ARGUARD | Park | United States | New York | New York | New York City | 10021-6198 | 1.36 | 1.46
6702 | 54B15 | Parkersburg | 540NG | West Virginia National Guard | ARGUARD | 1500 Blizzard DR | United States | West Virginia | Wood | Parkersburg | 26101 | 1.02 | 1.03
6703 | 54B25 | Williamstown | 540NG | West Virginia National Guard | ARGUARD | 285 Aviation DR | United States | West Virginia | Wood | Williamstown | 26187 | 1.02 | 1.03
6704 | 17812 | Parkhurst Usarc/Oms/Ds | 27864 | 88th Readiness Division | ARRES | 100 South Frontage Road | United States | Illinois | DuPage | Darien | 60561 | 1.18 | 1.25
6705 | 06685 | Parks Reserve Forces Tng Area | 06685 | Combat Support Training Center And Camp Parks | ARRES | 790 5th Street | United States | California | Alameda | Dublin | 94568 | 1.2 | 1.25
6706 | 46B40 | Parkston Armory | 460NG | South Dakota National Guard | ARGUARD | 102B S Chapman DR | United States | South Dakota | Hutchinson | Parkston | 57366 | 0.955 | 0.93
6707 | 37D40 | Parkton | 370NG | North Carolina National Guard | ARGUARD | 401N Washington ST | United States | North Carolina | Robeson | Parkton | 28371 | 0.885 | 0.855
6708 | 47D00 | Parsons | 470NG | Tennessee National Guard | ARGUARD | 256 W 9th ST | United States | Tennessee | Decatur | Parsons | 38363 | 0.835 | 0.82
6709 | 20768 | SSG Daved A Brenner, Parsons ARC, KS | 27864 | 88th Readiness Division | ARRES | 2700 Southern Boulevard | United States | Kansas | Labette | Parsons | 67357 | 1.005 | 1.025
6710 | 48G05 | Pasadena | 480NG | Texas National Guard | ARGUARD | 2917 San Augustine | United States | Texas | Harris | Pasadena | 77503 | 0.865 | 0.84
6711 | 48800 | Pasadena Usarc | 06510 | 63rd Readiness Division | ARRES | 3105 San Augustine Avenue | United States | Texas | Harris | Pasadena | 73542 | 0.865 | 0.84
6712 | 28D85 | Pascagoula | 280NG | Mississippi National Guard | ARGUARD | 2802 Shortcut RD | United States | Mississippi | Jackson | Pascagoula | 39567 | 0.91 | 0.87
6713 | 28846 | Pascagoula Usarc | 01530 | 81st Readiness Division | ARRES | 3622 Jefferson Avenue | United States | Mississippi | Jackson | Moss Point | 39563 | 0.91 | 0.87
6714 | 53A90 | Pasco | 530NG | Washington National Guard | ARGUARD | 127 W Clark ST | United States | Washington | Franklin | Pasco | 99301 | 1.085 | 1.095
6719 | 06837 | Patton Hall Usar Center | 06510 | 63rd Readiness Division | ARRES | 5340 Bandini Boulevard | United States | California | Los Angeles | Bell | 90201 | 1.02 | 1.06
6722 | 33885 | Paul A. Doble Usarc | 42560 | 99th Readiness Division | ARRES | 125 Cottage Street | United States | New Hampshire | Rockingham | Portsmouth | 03801 | 1.08 | 1.09
6723 | 09905 | Paul J. Sutcovoy Usarc | 42560 | 99th Readiness Division | ARRES | Lydia Street Extension | United States | Connecticut | New Haven | Waterbury | 06705 | 1.165 | 1.205
6728 | 16B50 | Payette Armory | 160NG | Idaho National Guard | ARGUARD | 1920 Center Avenue | United States | Idaho | Payette | Payette | 83661 | 1.055 | 1.045
6731 | 02852 | Pd Tok Junction | 02871 | US Army Garrison Alaska | ARACT | 6 Miles North of intersection of Alaska and Glenn Highways | United States | Alaska | Southeast Fairbanks | Tanacross | 99776 | 2.025 | 2.015
6732 | 34775 | Pedricktown Support Facility | 42560 | 99th Readiness Division | ARRES | Pedricktown | United States | New Jersey | Salem | Pedricktown | 08067 | 1.165 | 1.235
6733 | 36D30 | Peekskill Armory | 360NG | New York National Guard | ARGUARD | 955 Washington ST | United States | New York | Westchester | Peekskill | 10566 | 1.06 | 1.075
6735 | 42845 | Pendel-Caminti Usarc | 42560 | 99th Readiness Division | ARRES | 950 New Castle Road | United States | Pennsylvania | Mercer | Farrell | 16121 | 1.065 | 1.105
6737 | 41B50 | Pendleton Armory AASF Complex | 410NG | Oregon National Guard | ARGUARD | 2100 Nw 56th DR | United States | Oregon | Umatilla | Pendleton | 97801 | 1.16 | 1.19
6740 | 12C06 | Pensacola (Ellyson Field) | 120NG | Florida National Guard | ARGUARD | 3311 Copter Road | United States | Florida | Escambia | Pensacola | 32514 | 0.81 | 0.78
6741 | 17996 | Peoria Aasf # 3 | 170NG | Illinois National Guard | ARGUARD | 2323 South Airport Road | United States | Illinois | Peoria | Peoria | 61607 | 1.03 | 1.045
6742 | 19D05 | Perry | 190NG | Iowa National Guard | ARGUARD | 2930 Willis Avenue | United States | Iowa | Dallas | Perry | 50220 | 1.01 | 1.01
6745 | 29C25 | Perryville | 290NG | Missouri National Guard | ARGUARD | 905 S KingsHWY | United States | Missouri | Perry | Perryville | 63775 | 0.985 | 1.005
6746 | 06D80 | Petaluma | 060NG | California National Guard | ARGUARD | 580 Vallejo Street | United States | California | Sonoma | Petaluma | 94952 | 1.125 | 1.165
6747 | 01A55 | Pete Phillips, Ashland | 010NG | Alabama National Guard | ARGUARD | 81774 Highway 9 S | United States | Alabama | Clay | Ashland | 36251 | 0.855 | 0.83
6749 | 51B65 | PETERSBURG RC | 510NG | Virginia National Guard | ARGUARD | 1800 Baylor Lane | United States | Virginia | Petersburg | Petersburg | 23805 | 0.86 | 0.84
675 | N60508-AF | NOLF SITE 8 | N60508 | NAS WHITING FLD MILTON FL | NAVACT | 5845 Frank Reeder Road | United States | Florida | Escambia | Pensacola | 32526 | 0.81 | 0.78
6750 | 55955 | Pewaukee Mem Usarc/Oms | 27864 | 88th Readiness Division | ARRES | 619 West Wisconsin Avenue | United States | Wisconsin | Waukesha | Pewaukee | 53095 | 1.085 | 1.12
6752 | 54725 | Pfc Anthony F Eafrati Usarc | 42560 | 99th Readiness Division | ARRES | 100 Front Street | United States | West Virginia | Hancock | Weirton | 26062 | 1.02 | 1.03
6753 | 36960 | Pfc Charles N Deglopper Army Reserve Center | 42560 | 99th Readiness Division | ARRES | 2393 Colvin Blvd | United States | New York | Erie | Tonawanda | 14150 | 1.09 | 1.1
6754 | 51815 | PFC Cloyse E. Hall Army Reserve Center | 42560 | 99th Readiness Division | ARRES | 1915 Blvd-Roanoke | United States | Virginia | Unknown | Unknown | 24153 | 0.92 | 0.89
6755 | 51735 | Pfc Curtis B. Schooley Army Reserve Center | 42560 | 99th Readiness Division | ARRES | 125 Armory Road | United States | Virginia | Galax | Galax | 24333 | 0.92 | 0.89
6757 | 41765 | Pfc Edwin L. Webb Usarc | 27864 | 88th Readiness Division | ARRES | 1355 Chambers Street | United States | Oregon | Lane | Eugene | 97402 | 1.12 | 1.145
6759 | 36930 | Pfc Harold P Lynch Army Reserve Center | 42560 | 99th Readiness Division | ARRES | 5363 Peru Street (Rte 9) | United States | New York | Clinton | Plattsburgh | 12901 | 1.06 | 1.075
676 | N60508-AL | NOLF HOLLEY | N60508 | NAS WHITING FLD MILTON FL | NAVACT | 7801 East Bay Boulevard | United States | Florida | Santa Rosa | Navarre | 32566 | 0.81 | 0.78
6760 | 51715 | Pfc Harry J. Fridley Usarc | 42560 | 99th Readiness Division | ARRES | 1617 South Greenlawn Avenue | United States | Virginia | Covington | Covington | 24426 | 0.92 | 0.89
6764 | 42835 | Pfc M L Brown Army Reserve Center / BMA #106 | 42560 | 99th Readiness Division | ARRES | State Route 322 East | United States | Pennsylvania | Clearfield | Clearfield | 16830 | 1.065 | 1.105
6768 | 54766 | Pfc R. E. Pomeroy Army Reserve Center | 42560 | 99th Readiness Division | ARRES | 6 John Raine Drive | United States | West Virginia | Greenbrier | Rainelle | 25962 | 1.02 | 1.03
6769 | 54627 | Pfc Reyndolds Army Reserve Center/AMSA #114 | 42560 | 99th Readiness Division | ARRES | 4603 Camden Avenue | United States | West Virginia | Wood | Parkersburg | 26101 | 1.02 | 1.03
677 | N60508-AO | NOLF SANTA ROSA | N60508 | NAS WHITING FLD MILTON FL | NAVACT | 4600 Highway 87 | United States | Florida | Santa Rosa | Milton | 32526 | 0.81 | 0.78
6770 | 18675 | Pfc Wm L Gillespie Usarc | 27864 | 88th Readiness Division | ARRES | 2233 Nuttman Avenue | United States | Indiana | Allen | Fort Wayne | 46809 | 0.955 | 0.96
6772 | 28D90 | Philadelphia | 280NG | Mississippi National Guard | ARGUARD | 911 Herman Alford Memorial HWY | United States | Mississippi | Neshoba | Philadelphia | 39350 | 0.9 | 0.86
6773 | 42D75 | PHILADELPHIA LANCASTER AVE READINESS CENTER | 420NG | Pennsylvania National Guard | ARGUARD | 3205 Lancaster AVE | United States | Pennsylvania | Philadelphia | Philadelphia | 19104 | 1.14 | 1.21
6777 | 42D85 | PHILADELPHIA SOUTH 23RD ST READINESS CENTER | 420NG | Pennsylvania National Guard | ARGUARD | 22 S 23D ST | United States | Pennsylvania | Philadelphia | Philadelphia | 19103 | 1.14 | 1.21
6778 | 42D65 | PHILADELPHIA SOUTHAMPTON RD READINESS CENTER/FMS 10 | 420NG | Pennsylvania National Guard | ARGUARD | 2700 Sampton RD | United States | Pennsylvania | Philadelphia | Philadelphia | 19154 | 1.14 | 1.21
678 | N60508-AQ | NOLF SPENCER | N60508 | NAS WHITING FLD MILTON FL | NAVACT | 5201 East Spencer Field Road | United States | Florida | Santa Rosa | Pace | 32571 | 0.81 | 0.78
6782 | 42D90 | PHOENIXVILLE READINESS CENTER | 420NG | Pennsylvania National Guard | ARGUARD | 1159 Rapps Dam RD | United States | Pennsylvania | Chester | Phoenixville | 19460 | 1.065 | 1.105
6784 | 04B45 | Picacho Aviation Ts | 040NG | Arizona National Guard | ARGUARD | 6546 E Camino Adelante Road | United States | Arizona | Pinal | Picacho | 85241 | 0.925 | 0.905
6785 | 34855 | Picatinny Arsenal | 34855 | Picatinny Arsenal | ARACT | 0.5 miles West of intersection of RT 80 West and RT 15 South | United States | New Jersey | Morris | Dover | 07806 | 1.19 | 1.26
6786 | 28E00 | Picayune | 280NG | Mississippi National Guard | ARGUARD | 1251B HWY 11 S | United States | Mississippi | Pearl River | Picayune | 39466 | 0.9 | 0.86
6787 | 45D36 | Pickens Armory And Tng Site | 450NG | South Carolina National Guard | ARGUARD | 698 Concord Church RD | United States | South Carolina | Pickens | Pickens | 29671 | 0.92 | 0.885
6789 | 29C31 | Pierce City (New) | 290NG | Missouri National Guard | ARGUARD | 600 S Pine ST | United States | Missouri | Lawrence | Pierce City | 65723 | 0.985 | 1.005
679 | N60508-AR | NOLF SUMMERDALE | N60508 | NAS WHITING FLD MILTON FL | NAVACT | 21754 County Road 38 South | United States | Alabama | Baldwin | Summerdale | 36580 | 0.855 | 0.83
6790 | 46B50 | Pierre | 460NG | South Dakota National Guard | ARGUARD | 3440 E HWY 34 | United States | South Dakota | Hughes | Pierre | 57501 | 0.955 | 0.93
6791 | 46B54 | Pierre Museum | 460NG | South Dakota National Guard | ARGUARD | 301 E Dakota | United States | South Dakota | Hughes | Pierre | 57501 | 0.955 | 0.93
6792 | 46T42 | Pierre Oahe Ta | 460NG | South Dakota National Guard | ARGUARD | 225 S Pierre ST STE 101 | United States | South Dakota | Hughes | Pierre | 57501 | 0.955 | 0.93
6793 | 46B52 | Pierre Ts Rg | 460NG | South Dakota National Guard | ARGUARD | 225 S Pierre ST STE 101 | United States | South Dakota | Hughes | Pierre | 57501 | 0.955 | 0.93
6794 | 10A90 | Pigman Armory | 100NG | Delaware National Guard | ARGUARD | 601 Bridgewille Highway | United States | Delaware | Sussex | Seaford | 19973 | 1.06 | 1.085
6795 | 24B90 | Pikesville Mil Res | 240NG | Maryland National Guard | ARGUARD | 610 Reisterstown Road | United States | Maryland | Baltimore | Pikesville | 21208 | 0.97 | 0.97
6798 | 05087 | Pine Bluff Arsenal | 05087 | Pine Bluff Arsenal | ARACT | 10020 Kabrich Circle | United States | Arkansas | Jefferson | White Hall | 71602 | 0.88 | 0.86
6799 | 27C40 | Pine City Ng Armory | 270NG | Minnesota National Guard | ARGUARD | 1305 Main ST S | United States | Minnesota | Pine | Pine City | 55063 | 1.085 | 1.12
68 | M67004-0001 | MCLB ALBANY MAIN SITE | M67004 | MCLB ALBANY GA | MCACT | 814 Radford Boulevard | United States | Georgia | Dougherty | Albany | 31704 | 0.9 | 0.87
680 | N60508-AS | NOLF WOLF | N60508 | NAS WHITING FLD MILTON FL | NAVACT | 2851 Fish Trap Road | United States | Alabama | Baldwin | Summerdale | 36580 | 0.855 | 0.83
6801 | 45D37 | Pine Ridge Armory | 450NG | South Carolina National Guard | ARGUARD | 1100 Fish Hatchery RD | United States | South Carolina | Lexington | West Columbia | 29171 | 0.87 | 0.83
6804 | 27C45 | Pipestone Ng Armory | 270NG | Minnesota National Guard | ARGUARD | 421 2nd AVE SW | United States | Minnesota | Pipestone | Pipestone | 56164 | 1.085 | 1.12
6805 | 39D65 | Piqua | 390NG | Ohio National Guard | ARGUARD | 623 E Ash ST | United States | Ohio | Darke | Piqua | 45356 | 0.925 | 0.9195
6808 | 3729C | Pisgah National Forest | 37225 | Fort Bragg | ARACT |  | United States | North Carolina | Buncombe | Unknown | 28768 | 0.885 | 0.855
681 | N60508-CA | WHITING PINES | N60508 | NAS WHITING FLD MILTON FL | NAVACT | 570 Merrill Drive | United States | Florida | Santa Rosa | Milton | 32570 | 0.81 | 0.78
6810 | 06D85 | Pittsburg | 060NG | California National Guard | ARGUARD | 99 Power Avenue | United States | California | Contra Costa | Pittsburg | 94565 | 1.22 | 1.27
6812 | 20780 | LT WM. M. Benefield JR ARC, Pittsburg KS | 27864 | 88th Readiness Division | ARRES | 1310 East Atkinson Road | United States | Kansas | Crawford | Pittsburg | 66762 | 1.005 | 1.025
6813 | 42E05 | PITTSBURGH CRANE READINESS CENTER/FMS 22 | 420NG | Pennsylvania National Guard | ARGUARD | 826 Crane AVE | United States | Pennsylvania | Allegheny | Pittsburgh | 15216 | 1.065 | 1.105
6815 | 25C35 | Pittsfield | 250NG | Massachusetts National Guard | ARGUARD | 171 Vin Hebert Boulevard | United States | Massachusetts | Berkshire | Pittsfield | 01201 | 1.165 | 1.215
6816 | 06D90 | Placerville | 060NG | California National Guard | ARGUARD | 212 Armory Road | United States | California | El Dorado | Placerville | 95667 | 1.125 | 1.165
6819 | 12C10 | Plant City Readiness Center | 120NG | Florida National Guard | ARGUARD | 4004 North Airport Road | United States | Florida | Hillsborough | Plant City | 33567 | 0.82 | 0.8
682 | N60508-EV | NOLF EVERGREEN | N60508 | NAS WHITING FLD MILTON FL | NAVACT | 14134 Highway 84 | United States | Alabama | Conecuh | Evergreen | 36401 | 0.855 | 0.83
6820 | 22C60 | Plaquemine | 220NG | Louisiana National Guard | ARGUARD | 1400 Railroad Avenue | United States | Louisiana | Iberville | Plaquemine | 70764 | 0.855 | 0.825
6821 | 46B60 | Platte Armory | 460NG | South Dakota National Guard | ARGUARD | 401 Iowa AVE | United States | South Dakota | Charles Mix | Platte | 57369 | 0.955 | 0.93
6822 | 55C55 | Platteville | 550NG | Wisconsin National Guard | ARGUARD | 475 N Water ST | United States | Wisconsin | Grant | Platteville | 53818 | 1.085 | 1.12
6823 | 32650 | Plumb Lane Armory | 320NG | Nevada National Guard | ARGUARD | 685 E Plumb Lane | United States | Nevada | Washoe | Reno | 89502 | 1.18 | 1.2
6824 | 55C60 | Plymouth | 550NG | Wisconsin National Guard | ARGUARD | 625 Sunset DR | United States | Wisconsin | Sheboygan | Plymouth | 53073 | 1.085 | 1.12
6826 | 42E10 | PLYMOUTH READINESS CENTER | 420NG | Pennsylvania National Guard | ARGUARD | 747 W Main ST | United States | Pennsylvania | Luzerne | Plymouth | 18651 | 1.065 | 1.105
6827 | 18C55 | Plymouth | 180NG | Indiana National Guard | ARGUARD | 1220 West Madison Street | United States | Indiana | Marshall | Plymouth | 46563 | 0.955 | 0.96
6828 | 42D55 | PLYMOUTH MEETING READINESS CENTER | 420NG | Pennsylvania National Guard | ARGUARD | 1046 Belvoir RD | United States | Pennsylvania | Montgomery | Plymouth Meeting | 19462 | 1.065 | 1.105
6829 | 33A80 | Plymouth | 330NG | New Hampshire National Guard | ARGUARD | 19 Armory RD | United States | New Hampshire | Grafton | Plymouth | 03264 | 1.075 | 1.075
683 | N60508-FA | ALLENTOWN ND BEACON | N60508 | NAS WHITING FLD MILTON FL | NAVACT | 6074 Allentown Road | United States | Florida | Santa Rosa | Milton | 32570 | 0.81 | 0.78
6830 | 23B25 | PLYMOUTH TRAINING SITE | 230NG | Maine National Guard | ARGUARD | 85 Main Street | United States | Maine | Penobscot | Newport | 04953 | 1.05 | 1.03
6831 | 19635 | Pocahontas Usarc | 27864 | 88th Readiness Division | ARRES | 23242 510th Street | United States | Iowa | Pocahontas | Pocahontas | 50574 | 1.01 | 1.01
6833 | 16B55 | Pocatello Armory Fms5 | 160NG | Idaho National Guard | ARGUARD | 10714 Fairgrounds Road | United States | Idaho | Bannock | Pocatello | 83202 | 1.055 | 1.045
6834 | 16B60 | Pocatello Ts | 160NG | Idaho National Guard | ARGUARD | 730 East Clark Street | United States | Idaho | Bannock | Pocatello | 83201 | 1.055 | 1.045
6836 | 15705 | Pohakuloa Training Area | 15815 | US Army Garrison Hawaii | ARACT | Saddle Road, 36-mile marker, Highway 200, | United States | Hawaii | Hawaii | Hilo | 96720 | 2.51 | 2.42
6837 | 54B30 | Point Pleasant | 540NG | West Virginia National Guard | ARGUARD | 329 Main ST | United States | West Virginia | Mason | Point Pleasant | 25550 | 1.02 | 1.03
6839 | 06E00 | Pomona | 060NG | California National Guard | ARGUARD | 600 S Park Avenue | United States | California | Los Angeles | Pomona | 91766 | 1.02 | 1.06
684 | N60508-HA | NOLF BREWTON | N60508 | NAS WHITING FLD MILTON FL | NAVACT | 205 Airport Road | United States | Alabama | Escambia | Brewton | 36426 | 0.855 | 0.83
6840 | 06380 | Pomona Annex | 060NG | California National Guard | ARGUARD | 1700 E 1st Street | United States | California | Los Angeles | Pomona | 91766 | 1.02 | 1.06
6841 | 40D70 | Ponca City Readiness Center | 400NG | Oklahoma National Guard | ARGUARD | 1915 W S ST | United States | Oklahoma | Kay | Ponca City | 74602 | 0.875 | 0.85
6844 | 17C00 | Pontiac Armory | 170NG | Illinois National Guard | ARGUARD | 825 West Reynolds Street | United States | Illinois | Livingston | Pontiac | 61764 | 1.03 | 1.045
6845 | 28E05 | Pontotoc | 280NG | Mississippi National Guard | ARGUARD | 1743 HWY 15 N | United States | Mississippi | Pontotoc | Pontotoc | 38863 | 0.9 | 0.86
6846 | 29C40 | Poplar Bluff | 290NG | Missouri National Guard | ARGUARD | 1605 Cravens RD | United States | Missouri | Butler | Poplar Bluff | 63901 | 0.985 | 1.005
685 | N60508-IA | NOLF PACE | N60508 | NAS WHITING FLD MILTON FL | NAVACT | 3230 Joppa Road | United States | Florida | Santa Rosa | Pace | 32571 | 0.81 | 0.78
6851 | 06961 | Port Hueneme USARC | 06510 | 63rd Readiness Division | ARRES | 36th | United States | California | Ventura | Port Hueneme | 93043-4301 | 1.08 | 1.12
6852 | 26C40 | Port Huron | 260NG | Michigan National Guard | ARGUARD | 2525 Dove ST | United States | Michigan | St. Clair | Port Huron | 48060 | 1.035 | 1.055
6855 | 53B00 | Port Orchard | 530NG | Washington National Guard | ARGUARD | 1950 SE Mile Hill DR | United States | Washington | Kitsap | Port Orchard | 98366 | 1.21 | 1.24
6856 | 55C65 | Portage | 550NG | Wisconsin National Guard | ARGUARD | 2425 W Wisconsin | United States | Wisconsin | Columbia | Portage | 53901 | 1.085 | 1.12
6857 | 29C45 | Portageville | 290NG | Missouri National Guard | ARGUARD | 400 W 10th ST | United States | Missouri | New Madrid | Portageville | 63873 | 0.985 | 1.005
6858 | 35B35 | Portales | 350NG | New Mexico National Guard | ARGUARD | 109 Airport RD | United States | New Mexico | Roosevelt | Portales | 88130 | 0.93 | 0.905
686 | N60508-JA | NOLF HAROLD | N60508 | NAS WHITING FLD MILTON FL | NAVACT | 6801 Deaton Bridge Road | United States | Florida | Santa Rosa | Milton | 32583 | 0.81 | 0.78
6860 | 13031 | Porter Village | 13025 | Fort Benning | ARACT | West of the Intersection of Rable Dr and Wimpy Mill Road | United States | Georgia | Lumpkin | Dahlonega | 30533 | 0.865 | 0.83
6861 | 06E05 | Porterville | 060NG | California National Guard | ARGUARD | 29 North Plano Street | United States | California | Tulare | Porterville | 93257 | 1.125 | 1.165
6863 | 23B40 | PORTLAND ARMORY | 230NG | Maine National Guard | ARGUARD | 772 Stevens Avenue | United States | Maine | Cumberland | Portland | 04103 | 0.99 | 0.97
6864 | 39935 | Portsmouth | 390NG | Ohio National Guard | ARGUARD | 1620 Coles Boulevard | United States | Ohio | Scioto | Portsmouth | 45662 | 0.925 | 0.9195
6865 | 51B70 | PORTSMOUTH RC & FMS 6 | 510NG | Virginia National Guard | ARGUARD | 3200 Elmhurst Ln | United States | Virginia | Portsmouth | Portsmouth | 23701 | 0.98 | 0.94
6866 | 33A85 | Portsmouth | 330NG | New Hampshire National Guard | ARGUARD | 803 Mcgee DR | United States | New Hampshire | Rockingham | Portsmouth | 03801 | 1.08 | 1.09
6867 | 16B62 | Post Falls Armory Fmss1 | 160NG | Idaho National Guard | ARGUARD | 5453 East Seltice Way | United States | Idaho | Kootenai | Post Falls | 83854 | 1.055 | 1.045
687 | N68967-BM | NAVOPSPTCEN BILLINGS | N68967 | NAVSTA EVERETT WA | NAVACT | 2917 Gabel Road | United States | Montana | Yellowstone | Billings | 59102 | 1.1 | 1.08
6873 | 56A85 | Powell | 560NG | Wyoming National Guard | ARGUARD | 1102 E 7th ST | United States | Wyoming | Park | Powell | 82435 | 1.045 | 1.035
6875 | 51B75 | POWHATAN RC | 510NG | Virginia National Guard | ARGUARD | 276 Essayons DR | United States | Virginia | Powhatan | Powhatan | 23139 | 0.92 | 0.89
6876 | 55C70 | Prairie Du Chien | 550NG | Wisconsin National Guard | ARGUARD | 601 N Marquette RD | United States | Wisconsin | Crawford | Prairie Du Chien | 53821 | 1.085 | 1.12
6877 | 20C75 | Pratt Armory | 200NG | Kansas National Guard | ARGUARD | 207 Rochester Street | United States | Kansas | Pratt | Pratt | 67124 | 1.005 | 1.025
6878 | 01G20 | Ft. Lindsey D. Wright Readiness Center | 010NG | Alabama National Guard | ARGUARD | 508 US Highway 82 W | United States | Alabama | Autauga | Prattville | 36067 | 0.89 | 0.87
6880 | 05C90 | Prescott | 050NG | Arkansas National Guard | ARGUARD | 841 Gee Street | United States | Arkansas | Nevada | Prescott | 71857 | 0.845 | 0.82
6881 | 04B50 | Prescott Armory | 040NG | Arizona National Guard | ARGUARD | 1500 Heritage Park Road | United States | Arizona | Yavapai | Prescott | 86302 | 0.925 | 0.905
6882 | 06305 | Presidio of Monterey | 06305 | Presidio Of Monterey | ARACT | West of the Intersection of Artillery St and Lighthouse Ave | United States | California | Monterey | Monterey | 93944 | 1.12 | 1.16
6884 | 16B65 | Preston Armory | 160NG | Idaho National Guard | ARGUARD | 594 North State State | United States | Idaho | Franklin | Preston | 83263 | 1.055 | 1.045
6886 | 54735 | Preston County Usarc | 42560 | 99th Readiness Division | ARRES | 13 Albright Road | United States | West Virginia | Preston | Kingwood | 26537 | 1.02 | 1.03
6887 | 21C00 | Prestonburg Armory | 210NG | Kentucky National Guard | ARGUARD | 26 Armory Drive, Suite 1 | United States | Kentucky | Floyd | Prestonsburg | 41653 | 0.87 | 0.87
6888 | 49A95 | Price Armory | 490NG | Utah National Guard | ARGUARD | 584 N 500 E | United States | Utah | Carbon | Price | 84501 | 1.03 | 0.995
6889 | 24805 | Prince George Cty Mem Usarc | 42560 | 99th Readiness Division | ARRES | 6601 Baltimore Avenue | United States | Maryland | Prince George's | Riverdale | 20737 | 0.97 | 0.97
6890 | 04B54 | Project Challenge | 040NG | Arizona National Guard | ARGUARD | 20395 E Rittenhouse Road | United States | Arizona | Maricopa | Queen Creek | 85242 | 0.91 | 0.89
6891 | 40D78 | Thunderbird Youth Academy | 400NG | Oklahoma National Guard | ARGUARD | 820 Park ST | United States | Oklahoma | Mayes | Pryor | 74361 | 0.875 | 0.85
6892 | 15B10 | Puunene | 150NG | Hawaii National Guard | ARGUARD | 2701 Mokulele Highway | United States | Hawaii | Maui | Kihei | 96753 | 2.51 | 2.42
6893 | 08B40 | Pueblo | 080NG | Colorado National Guard | ARGUARD | 1215 Acero Avenue | United States | Colorado | Pueblo | Pueblo | 81004 | 1.08 | 1.06
6894 | 08505 | Pueblo Chemical Depot | 08505 | Pueblo Chemical Depot | ARACT | 0.3 miles North of the Intersection of Rt 50 and Rt 96 | United States | Colorado | Pueblo | Pueblo | 81006 | 1.08 | 1.06
6896 | 51B80 | PULASKI RC | 510NG | Virginia National Guard | ARGUARD | 140 1st ST NW | United States | Virginia | Pulaski | Pulaski | 24301 | 0.92 | 0.89
6897 | 47D05 | Pulaski | 470NG | Tennessee National Guard | ARGUARD | 2398 Industrial Loop RD | United States | Tennessee | Giles | Pulaski | 38478 | 0.835 | 0.82
69 | M67011-0001 | GARDEN CITY NY MAIN BASE | M67011 | MARCORPS DIST 1 GARDEN CITY NY | MCACT | 605 Stewart Avenue | United States | New York | Nassau | Garden City | 11530 | 1.06 | 1.075
690 | N68967-HM | NAVOPSPTCEN HELENA MT | N68967 | NAVSTA EVERETT WA | NAVACT | USS Helena Drive | United States | Montana | Lewis and Clark | Fort Harrison | 59636 | 1.1 | 1.08
6900 | 42E25 | PUNXSUTAWNEY READINESS CENTER | 420NG | Pennsylvania National Guard | ARGUARD | 461 N Findley ST | United States | Pennsylvania | Jefferson | Punxsutawney | 15767 | 1.065 | 1.105
6901 | 15725 | Pupukea Paalaa Uka Mil Road | 15815 | US Army Garrison Hawaii | ARACT | Pupukea Paalaa Uka Road and Kamehameha Highway | United States | Hawaii | Honolulu | Haleiwa | 96712 | 2.37 | 2.28
6902 | 28E25 | Purvis | 280NG | Mississippi National Guard | ARGUARD | 115 Baxterville RD | United States | Mississippi | Lamar | Purvis | 39475 | 0.9 | 0.86
6905 | 53B15 | Puyallup | 530NG | Washington National Guard | ARGUARD | 622 4th AVE SE | United States | Washington | Pierce | Puyallup | 98372 | 1.12 | 1.14
6906 | 24891 | Laurel Readiness Center | 240NG | Maryland National Guard | ARGUARD | 8301 Odell Road | United States | Maryland | Prince George's | Laurel | 20708 | 0.97 | 0.97
6907 | 16735 | Pvt Lloyd G. Mccarter Usarc | 27864 | 88th Readiness Division | ARRES | 601 West Wyoming Avenue | United States | Idaho | Kootenai | Hayden | 83835 | 1.055 | 1.045
6908 | 44905 | Pvt Lloyd S Coper Iii Usarc | 42560 | 99th Readiness Division | ARRES | Sandy | United States | Rhode Island | Kent | Warwick | 02886-3762 | 1.11 | 1.15
6909 | 42928 | Pvt Sterling L Morelock Army Reserve Center | 42560 | 99th Readiness Division | ARRES | 7100 Leech Farm Road | United States | Pennsylvania | Allegheny | Pittsburgh | 15206 | 1.065 | 1.105
6910 | 39825 | Pvt William Knight Usarc | 27864 | 88th Readiness Division | ARRES | 630 Newdale Drive | United States | Ohio | Williams | Bryan | 43506 | 0.925 | 0.9195
6912 | 17C03 | Quad Cities Ng Armory Fms 19 | 170NG | Illinois National Guard | ARGUARD | 5212 78th Avenue | United States | Illinois | Rock Island | Milan | 61264 | 0.98 | 0.99
6913 | 25C45 | Quincy | 250NG | Massachusetts National Guard | ARGUARD | 1000 Hancock Street | United States | Massachusetts | Norfolk | Quincy | 02169 | 1.165 | 1.215
6914 | 17C05 | Quincy (Gen Grimmer) Fms 20 | 170NG | Illinois National Guard | ARGUARD | 702 Bluff Road | United States | Illinois | Adams | Quincy | 62301 | 1.03 | 1.045
6915 | 12C15 | Quincy Readiness Center | 120NG | Florida National Guard | ARGUARD | 2049 Pat thomas Parkway | United States | Florida | Gadsden | Quincy | 32351 | 0.825 | 0.805
6916 | 47675 | SPC CHRISTOPHER T . FOX USAR AMSA | 01530 | 81st Readiness Division | ARRES | 2562 Avery Avenue | United States | Tennessee | Shelby | Memphis | 38112 | 0.82 | 0.8
6917 | 44725 | Quinta-Gamelin Usarc | 42560 | 99th Readiness Division | ARRES | Asylum Road | United States | Rhode Island | Bristol | Bristol | 02809 | 1.11 | 1.15
6919 | 44A45 | Quonset Point | 440NG | Rhode Island National Guard | ARGUARD | 7715 Post RD | United States | Rhode Island | Washington | North Kingstown | 02852 | 1.155 | 1.195
692 | N68967-PO | NAVOPSPTCEN PORTLAND | N68967 | NAVSTA EVERETT WA | NAVACT | 6735 North Basin Avenue | United States | Oregon | Multnomah | Portland | 97217 | 1.08 | 1.1
6921 | 01G85 | R Dewey Piper Tallassee | 010NG | Alabama National Guard | ARGUARD | 2382 Gilmer Avenue | United States | Alabama | Elmore | Tallassee | 36078 | 0.855 | 0.83
6923 | 01F45 | R W Shepherd Hope Hull | 010NG | Alabama National Guard | ARGUARD | 4555 Bobby W Hogan | United States | Alabama | Montgomery | Hope Hull | 36043 | 0.87 | 0.85
6924 | 55C75 | Racine | 550NG | Wisconsin National Guard | ARGUARD | 700 24th ST | United States | Wisconsin | Racine | Racine | 53403 | 1.085 | 1.12
6926 | 51565 | Radford AAP | 51565 | Radford Army Ammunition Plant | ARACT | Rt 114, Peppers Ferry Road | United States | Virginia | Radford | Radford | 24143 | 1 | 0.96
6927 | 37680 | Radio Beacon Site SAAF | 37225 | Fort Bragg | ARACT | Near Beard/Wade, NC | United States | North Carolina | Cumberland | Wade | 28395 | 0.93 | 0.9
6928 | 37D45 | Raeford | 370NG | North Carolina National Guard | ARGUARD | 305 Teal DR | United States | North Carolina | Hoke | Raeford | 28376 | 0.885 | 0.855
693 | N69212-CP | CAMP PEARY (NON-CNIC) | N69212 | NAVAL WEAPONS STATION YORKTOWN | NAVACT | 231884005 | United States | Virginia | Williamsburg (City) | Williamsburg | 231884005 | 1 | 0.96
6930 | 37D50 | Raleigh | 370NG | North Carolina National Guard | ARGUARD | 4105 Reedy Creek | United States | North Carolina | Wake | Raleigh | 27607 | 0.885 | 0.855
6931 | 01G90 | Ralph W Adams Troy | 010NG | Alabama National Guard | ARGUARD | 202 S George Wallace Drive | United States | Alabama | Pike | Troy | 36081 | 0.89 | 0.86
6933 | 46B65 | Range Road Readiness Center | 460NG | South Dakota National Guard | ARGUARD | 3740 Range RD | United States | South Dakota | Pennington | Rapid City | 57702 | 0.95 | 0.92
6934 | 46B70 | Rapid City Airport Complex | 460NG | South Dakota National Guard | ARGUARD | 4750 Guard RD | United States | South Dakota | Pennington | Rapid City | 57701 | 0.95 | 0.92
6935 | 46B73 | Rapid City CSMS | 460NG | South Dakota National Guard | ARGUARD | 1205 E HWY 16-B | United States | South Dakota | Pennington | Rapid City | 57701 | 0.95 | 0.92
6936 | 19060 | Rathbun Lake | 190NG | Iowa National Guard | ARGUARD | J5t | United States | Iowa | Appanoose | Centerville | 52544-0000 | 1.01 | 1.01
6938 | 35B40 | Raton | 350NG | New Mexico National Guard | ARGUARD | 245 Park AVE | United States | New Mexico | Colfax | Raton | 87740 | 0.93 | 0.905
6939 | 12419 | Rattlesnake Pt Usarc/Amsa #51 | 01530 | 81st Readiness Division | ARRES | 5201 West Tyson Avenue | United States | Florida | Hillsborough | Tampa | 33611 | 0.82 | 0.8
6940 | 39747 | Ravenna Army Ammunition Plant | 39747 | Ravenna Army Ammunition Plant | ARACT | 8451 State Rt 5 | United States | Ohio | Portage | Ravenna | 44266 | 0.96 | 0.97
6941 | 21C05 | Ravenna Armory | 210NG | Kentucky National Guard | ARGUARD | 335 Cow Creek Road | United States | Kentucky | Estill | Ravenna | 40472 | 0.87 | 0.87
6942 | 39430 | Camp Ravenna Joint Military Training Center | 39430 | Ravenna Training And Logistics Site | ARGUARD | 1438 ST Route 534 SW | United States | Ohio | Trumbull | Newton Falls | 44444 | 0.96 | 0.97
6944 | 49655 | Ray G. Jenkins Usarc | 27864 | 88th Readiness Division | ARRES | 1800 North | United States | Utah | Cache | Logan | 84341 | 1.03 | 0.995
6945 | 33905 | Raymond Bisson | 330NG | New Hampshire National Guard | ARGUARD | 70 Rochester Hill Road | United States | New Hampshire | Strafford | Rochester | 03867 | 1.075 | 1.075
6946 | 01C95 | Raymond Blackmon, Eufaula | 010NG | Alabama National Guard | ARGUARD | 1680 N Eufaula Avenue | United States | Alabama | Barbour | Eufaula | 36072 | 0.855 | 0.83
6947 | 01E47 | Raymond W Jones Huntsville | 010NG | Alabama National Guard | ARGUARD | 3514 Memorial Parkway S | United States | Alabama | Madison | Huntsville | 35801 | 0.83 | 0.8
6949 | 3730A | Readiness Bus Ctr Warehouse | 37225 | Fort Bragg | ARACT | 902 Southern Avenue Fayetteville, NC 28306 | United States | North Carolina | Cumberland | Fayetteville | 28306 | 0.93 | 0.9
6950 | 42E30 | READING READINESS CENTER | 420NG | Pennsylvania National Guard | ARGUARD | 2601 River RD | United States | Pennsylvania | Berks | Reading | 19605 | 1.065 | 1.105
6951 | 42941 | Reading Army Reserve Center / AMSA #116 | 42560 | 99th Readiness Division | ARRES | 547 Philadelphia Avenue | United States | Pennsylvania | Berks | Reading | 19608 | 1.065 | 1.105
6953 | 06E15 | Red Bluff | 060NG | California National Guard | ARGUARD | 2000 Park Avenue | United States | California | Tehama | Red Bluff | 96080 | 1.125 | 1.165
6954 | 19D15 | Red Oak | 190NG | Iowa National Guard | ARGUARD | 2001 G Avenue | United States | Iowa | Montgomery | Red Oak | 51566 | 1.01 | 1.01
6956 | 37D55 | Red Springs | 370NG | North Carolina National Guard | ARGUARD | 215 Roberts ST Ext | United States | North Carolina | Robeson | Red Springs | 28377 | 0.885 | 0.855
6957 | 27C55 | Red Wing Ng Armory | 270NG | Minnesota National Guard | ARGUARD | 885 E 7th ST | United States | Minnesota | Goodhue | Red Wing | 55066 | 1.085 | 1.12
6958 | 06E20 | Redding | 060NG | California National Guard | ARGUARD | 3025 S Street | United States | California | Shasta | Redding | 96001 | 1.125 | 1.165
6962 | 53755 | Redmond | 530NG | Washington National Guard | ARGUARD | 17230 NE 95th | United States | Washington | King | Redmond | 98052 | 1.12 | 1.14
6963 | 41B70 | Redmond Armory | 410NG | Oregon National Guard | ARGUARD | 822 SW Highland AVE | United States | Oregon | Deschutes | Redmond | 97756 | 1.12 | 1.145
6964 | 01202 | Redstone Arsenal | 01202 | Redstone Arsenal | ARACT | Main entrance 0.5 miles south of intersection of Research Blvd and I-565 | United States | Alabama | Madison | Huntsville | 35898 | 0.83 | 0.8
6965 | 06E30 | Redwood City | 060NG | California National Guard | ARGUARD | 939 Valota Road | United States | California | San Mateo | Redwood City | 94061 | 1.125 | 1.165
6966 | 27C60 | Redwood Falls Ng Armory | 270NG | Minnesota National Guard | ARGUARD | 530 HWY 101 N | United States | Minnesota | Redwood | Redwood Falls | 56283 | 1.085 | 1.12
6967 | 24605 | Fort Detrick Forest Glen Annex | 24225 | Fort Detrick | ARACT | 100 yards North of the Intersection of Brookville Rd and Garfield Ave | United States | Maryland | Montgomery | Silver Spring | 20910 | 1.02 | 1.02
6968 | 24606 | Fort Detrick Glen Haven Annex | 24225 | Fort Detrick | ARACT | Intersection of Horde Street and Windham Drive | United States | Maryland | Montgomery | Silver Spring | 20902 | 1.02 | 1.02
6969 | 11865 | Walter Reed AMC Main Post | 24225 | Fort Detrick | ARACT | Intersection of 16th Street and Alaska Ave. | United States | District of Columbia | District of Columbia | Washington, DC | 20307 | 1.04 | 1.04
6970 | 06E35 | Reedley | 060NG | California National Guard | ARGUARD | 601 East 11th Street | United States | California | Fresno | Reedley | 93654 | 1.125 | 1.165
6971 | 55C85 | Reedsburg | 550NG | Wisconsin National Guard | ARGUARD | 549 S Dewey AVE | United States | Wisconsin | Sauk | Reedsburg | 53959 | 1.085 | 1.12
6973 | 40585 | Regional Trng Inst | 400NG | Oklahoma National Guard | ARGUARD | 6500 N Kelley | United States | Oklahoma | Oklahoma | Oklahoma City | 73111 | 0.86 | 0.83
6974 | 25178 | Rehoboth-Ts Nike 19 Coe #25326 | 250NG | Massachusetts National Guard | ARGUARD | 13 Fire Tower Road | United States | Massachusetts | Bristol | Rehoboth | 02769 | 1.165 | 1.215
6975 | 37D60 | Reidsville | 370NG | North Carolina National Guard | ARGUARD | 292 NC HWY 65 | United States | North Carolina | Rockingham | Reidsville | 27320 | 0.885 | 0.855
6977 | 18C65 | Remington | 180NG | Indiana National Guard | ARGUARD | 345 West Division Street | United States | Indiana | Jasper | Remington | 47977 | 0.955 | 0.96
6978 | 18C70 | Rensselaer | 180NG | Indiana National Guard | ARGUARD | 1117 East Grace Street | United States | Indiana | Jasper | Rensselaer | 47978 | 0.955 | 0.96
6979 | 53732 | Renton Usarc | 27864 | 88th Readiness Division | ARRES | 14631 SE 192nd Street | United States | Washington | King | Renton | 98058 | 1.12 | 1.14
6980 | 22C65 | Reserve | 220NG | Louisiana National Guard | ARGUARD | Airline | United States | Louisiana | St. John the Baptist | Reserve | 70084 | 0.855 | 0.825
6982 | 16B70 | Rexburg Armory | 160NG | Idaho National Guard | ARGUARD | 330 West 7th South | United States | Idaho | Madison | Rexburg | 83440 | 1.055 | 1.045
6986 | 55C90 | Rhinelander | 550NG | Wisconsin National Guard | ARGUARD | 1136 Military RD | United States | Wisconsin | Oneida | Rhinelander | 54501 | 1.09 | 1.13
6987 | 55C95 | Rice Lake | 550NG | Wisconsin National Guard | ARGUARD | 307 E Barker ST | United States | Wisconsin | Barron | Rice Lake | 54868 | 1.085 | 1.12
6988 | 41A72 | Richard A Miller Armory FMS 3 | 410NG | Oregon National Guard | ARGUARD | 2950 Taylor Way | United States | Oregon | Washington | Forest Grove | 97116 | 1.08 | 1.1
6991 | 49B05 | RICHFIELD ARMORY/FMS 5A | 490NG | UTAH NATIONAL GUARD | ARGUARD | 620 W 200 S | United States | Utah | Sevier | Richfield | 84701 | 1.03 | 0.995
6992 | 55C97 | RICHLAND CENTER | 550NG | WISCONSIN NATIONAL GUARD | ARGUARD | 1350 Peebles DR | United States | Wisconsin | Richland | Richland Center | 53581 | 1.085 | 1.12
6993 | 18C75 | RICHMOND | 180NG | INDIANA NATIONAL GUARD | ARGUARD | 1200 West Main Street | United States | Indiana | Wayne | Richmond | 47374 | 0.955 | 0.96
6995 | 06E45 | RICHMOND | 060NG | CALIFORNIA NATIONAL GUARD | ARGUARD | 624 Carlson Boulevard | United States | California | Contra Costa | Richmond | 94804 | 1.22 | 1.27
6996 | 29C55 | RICHMOND | 290NG | MISSOURI NATIONAL GUARD | ARGUARD | 860 E Lexington | United States | Missouri | Ray | Richmond | 64085 | 0.985 | 1.005
6997 | 51015 | RICHMOND AFRC | 42560 | 99TH RRC - PENNSYLVANIA | ARRES | 6002 Strathmore Road | United States | Virginia | Richmond | Richmond | 23234 | 0.92 | 0.89
6998 | 21C15 | RICHMOND ARMORY | 210NG | KENTUCKY NATIONAL GUARD | ARGUARD | 1812 Irvine Road | United States | Kentucky | Madison | Richmond | 40475 | 0.95 | 0.95
7 | M00146-0008 | LAYDOWN AREA 3 | M00146 | MCAS CHERRY POINT NC | MCACT | US Highway 101 | United States | North Carolina | Craven | Cherry Point | 28533 | 1.03 | 1
70 | M67021-0001 | PASADENA CA MCRC | M67021 | HDQTRS 4TH MAW NEW ORLEANS LA | MCRES | 2755 East Sierra Madre Boulevard | United States | California | Los Angeles | Pasadena | 91107 | 1.02 | 1.06
7000 | 18790 | RICHMOND USARC-IN-18790 | 27864 | 88TH RRC - MINNESOTA | ARRES | 1801 Industries Road | United States | Indiana | Wayne | Richmond | 47374 | 0.955 | 0.96
7001 | 2172A | RICHMOND USARC-KY-2172A | 01530 | 81ST RRC - ALABAMA | ARRES | 597 S. Keeneland Drive | United States | Kentucky | Madison | Richmond |  | 0.95 | 0.95
7004 | 39356 | RICKENBACKER (MTA) | 390NG | OHIO NATIONAL GUARD | ARGUARD | 8227 S Access RD | United States | Ohio | Franklin | Columbus | 43217 | 0.925 | 0.9195
7005 | 39865 | RICKENBACKER USARC | 27864 | 88TH RRC - MINNESOTA | ARRES | 7351 Zistel Street | United States | Ohio | Franklin | Columbus | 43217 | 0.925 | 0.9195
7008 | 16B80 | RIGBY ARMORY | 160NG | IDAHO NATIONAL GUARD | ARGUARD | 165 West 2nd South | United States | Idaho | Jefferson | Rigby | 83442 | 1.055 | 1.045
7010 | 35B43 | RIO RANCHO TS | 350NG | NEW MEXICO NATIONAL GUARD | ARGUARD | 4001 Nw Loop | United States | New Mexico | Sandoval | Rio Rancho | 87124 | 0.9 | 0.87
7011 | 47D10 | RIPLEY | 470NG | TENNESSEE NATIONAL GUARD | ARGUARD | 2425 HWY 51 S | United States | Tennessee | Lauderdale | Ripley | 38063 | 0.835 | 0.82
7012 | 28E40 | RIPLEY ARMORY & FMS #1A | 280NG | MISSISSIPPI NATIONAL GUARD | ARGUARD | 750 S Line ST | United States | Mississippi | Tippah | Ripley | 38663 | 0.9 | 0.86
7013 | 55D00 | RIPON | 550NG | WISCONSIN NATIONAL GUARD | ARGUARD | 707 E Fond Du Lac ST | United States | Wisconsin | Fond du Lac | Ripon | 54971 | 1.085 | 1.12
7014 | 04988 | RITTENHOUSE TS | 040NG | ARIZONA NATIONAL GUARD | ARGUARD | 22048 S EllSWorth Road | United States | Arizona | Maricopa | Queen Creek | 85242 | 0.91 | 0.89
7015 | 51175 | RIVANNA STATION | 51105 | FORT BELVOIR | ARACT | 2055 Boulders Road | United States | Virginia | Charlottesville | Charlottesville | 22060 | 0.92 | 0.89
7016 | 55D05 | RIVER FALLS | 550NG | WISCONSIN NATIONAL GUARD | ARGUARD | 815 W Division ST | United States | Wisconsin | Pierce | River Falls | 54022 | 1.085 | 1.12
7018 | 34B85 | RIVERDALE | 340NG | NEW JERSEY NATIONAL GUARD | ARGUARD | 107 Newark-Pompton TPKE | United States | New Jersey | Morris | Riverdale | 07457 | 1.19 | 1.26
7020 | 06E50 | RIVERSIDE | 060NG | CALIFORNIA NATIONAL GUARD | ARGUARD | 2501 Fairmount Court | United States | California | Riverside | Riverside | 92501 | 1.08 | 1.12
7023 | 37D65 | ROANOKE RAPIDS | 370NG | NORTH CAROLINA NATIONAL GUARD | ARGUARD | 1400 E Va AVE | United States | North Carolina | Halifax | Roanoke Rapids | 27870 | 0.885 | 0.855
7025 | 42930 | Robert E Roeder Army Reserve Center | 42560 | 99th Readiness Division | ARRES | 101 Route 61 South | United States | Pennsylvania | Schuylkill | Schuylkill Haven | 17972 | 1.065 | 1.105
7027 | 01732 | Robert R Marde Usarc | 01530 | 81st Readiness Division | ARRES | 2001 Pepperell Parkway | United States | Alabama | Lee | Opelika | 36801 | 0.855 | 0.83
7028 | 3728D | Robin Sage Training Star, NC | 37225 | Fort Bragg | ARACT | Route 1 Star, NC 27356 | United States | North Carolina | Montgomery | Star | 27356 | 0.885 | 0.855
7029 | 3724A | Robin Sage Tng Pisgah | 37225 | Fort Bragg | ARACT |  | United States | North Carolina | Montgomery | Unknown | 27203 | 0.885 | 0.855
703 | N62604-JA | WOOLMARKET (DE SOTO) | N62604 | CBC GULFPORT MS | NAVACT | 16410 Highway 67 | United States | Mississippi | Harrison | Biloxi | 39532 | 0.91 | 0.87
7034 | 27C65 | Rochester Nga And Oms 2 | 270NG | Minnesota National Guard | ARGUARD | 1715 Marion RD SE | United States | Minnesota | Olmsted | Rochester | 55901 | 1.085 | 1.12
7035 | 36D52 | Rochester RC / AASF 2 | 360NG | New York National Guard | ARGUARD | 42nd Patriot Way | United States | New York | Monroe | Rochester | 14624 | 1.06 | 1.075
7036 | 33A90 | Rochester | 330NG | New Hampshire National Guard | ARGUARD | 106 Brock ST | United States | New Hampshire | Strafford | Rochester | 03866 | 1.075 | 1.075
7037 | 17C10 | Rock Falls Armory Fms 11 | 170NG | Illinois National Guard | ARGUARD | 716 6th Avenue | United States | Illinois | Whiteside | Rock Falls | 61071 | 1.03 | 1.045
7038 | 45D50 | Rock Hill Armory And FMS 5 | 450NG | South Carolina National Guard | ARGUARD | 150 Museum RD | United States | South Carolina | York | Rock Hill | 29732 | 0.92 | 0.885
704 | N62604-KF | KEESLER AFB | N62604 | CBC GULFPORT MS | NAVACT | 1 Larcher Boulevard | United States | Mississippi | Harrison | Biloxi | 39534 | 0.87 | 0.83
7040 | 17775 | Rock Island Arsenal | 17775 | Rock Island Arsenal | ARACT | Rock Island Arsenal | United States | Illinois | Rock Island | Rock Island | 61299 | 1 | 1.01
7041 | 56B00 | Rock Springs | 560NG | Wyoming National Guard | ARGUARD | 3255 Yellowstone RD | United States | Wyoming | Sweetwater | Rock Springs | 82901 | 1.045 | 1.035
7043 | 37D70 | Rockingham | 370NG | North Carolina National Guard | ARGUARD | Rockingham RD | United States | North Carolina | Richmond | Rockingham | 28379 | 0.885 | 0.855
7044 | 18C80 | Rockville | 180NG | Indiana National Guard | ARGUARD | Strawberry Road | United States | Indiana | Parke | Rockville | 47872 | 0.955 | 0.96
7045 | 09B25 | Rockville Armory | 090NG | Connecticut National Guard | ARGUARD | 120 W Street | United States | Connecticut | Tolland | Vernon | 06066 | 1.165 | 1.205
7046 | 47D15 | Rockwood | 470NG | Tennessee National Guard | ARGUARD | 111 S Hewitt AVE | United States | Tennessee | Roane | Rockwood | 37854 | 0.835 | 0.82
7047 | 08B45 | Rocky Ford Fms 6 | 080NG | Colorado National Guard | ARGUARD | 720 North Main Street | United States | Colorado | Otero | Rocky Ford | 81067 | 1.015 | 1
7048 | 37D75 | Rocky Mount | 370NG | North Carolina National Guard | ARGUARD | 1033 Hammond ST | United States | North Carolina | Edgecombe | Rocky Mount | 27803 | 0.885 | 0.855
7049 | 51C25 | ROCKY MOUNT RC | 510NG | Virginia National Guard | ARGUARD | 280 Tanyard RD | United States | Virginia | Franklin | Rocky Mount | 24151 | 0.92 | 0.89
705 | N62604-LA | MUNICIPAL AIRPORT | N62604 | CBC GULFPORT MS | NAVACT | 14035-L Airport Road | United States | Mississippi | Harrison | Gulfport | 39507 | 0.87 | 0.83
7050 | 37975 | Rocky Mount Usarc | 01530 | 81st Readiness Division | ARRES | 804 Fairview Road | United States | North Carolina | Edgecombe | Rocky Mount | 27801 | 0.885 | 0.855
7052 | 05D01 | Rogers | 050NG | Arkansas National Guard | ARGUARD | 1408 W 1st Street | United States | Arkansas | Benton | Rogers | 72756 | 0.845 | 0.82
7053 | 47D17 | Rogersville | 470NG | Tennessee National Guard | ARGUARD | 208 Frontage RD | United States | Tennessee | Hawkins | Rogersville | 37857 | 0.835 | 0.82
7054 | 29C60 | Rolla | 290NG | Missouri National Guard | ARGUARD | 201 Fairgrounds RD | United States | Missouri | Phelps | Rolla | 65401 | 1.09 | 1.12
7057 | 13C95 | Rome | 130NG | Georgia National Guard | ARGUARD | 340 Wilshire Road Northeast | United States | Georgia | Floyd | Rome | 30162 | 0.865 | 0.83
7059 | 54670 | Romney Army Reserve Center | 42560 | 99th Readiness Division | ARRES | 11 Industrial Park | United States | West Virginia | Hampshire | Romney | 26757 | 1.02 | 1.03
706 | N62688-YD | ELIZABETH RVR CHANNEL | N62688 | NAVSTA NORFOLK VA | NAVACT | 23511 | United States | Virginia | Norfolk | Norfolk | 23511 | 1 | 0.96
7061 | 36D75 | Ronkonkoma RC / AASF 1 | 360NG | New York National Guard | ARGUARD | 201 Schaefer DR | United States | New York | Suffolk | Ronkonkoma | 11779 | 1.06 | 1.075
7064 | 18735 | Roper R. Peddicord Usarc | 27864 | 88th Readiness Division | ARRES | 3475 Wisconsin Street | United States | Indiana | Lake | Hobart | 46342 | 0.955 | 0.96
7065 | 37D80 | Roseboro | 370NG | North Carolina National Guard | ARGUARD | 201 W Pleasant ST | United States | North Carolina | Sampson | Roseboro | 28382 | 0.885 | 0.855
7066 | 41B85 | Roseburg Armory | 410NG | Oregon National Guard | ARGUARD | 111 General AVE | United States | Oregon | Douglas | Roseburg | 97470 | 1.12 | 1.145
7067 | 27C67 | Rosemount Ng Armory | 270NG | Minnesota National Guard | ARGUARD | 13865 S Robert T | United States | Minnesota | Dakota | Rosemount | 55068 | 1.085 | 1.12
7068 | 27C68 | Rosemount Ng Maint Facility | 270NG | Minnesota National Guard | ARGUARD | 14221 Biscayne AVE | United States | Minnesota | Dakota | Rosemount | 55068 | 1.085 | 1.12
7069 | 48G50 | Rosenberg | 480NG | Texas National Guard | ARGUARD | 2020 Wallace Wehring | United States | Texas | Fort Bend | Rosenberg | 77471 | 0.865 | 0.84
707 | N68967-LR | LAMOURE ND REMOTE SITE | N68967 | NAVSTA EVERETT WA | NAVACT | 58431 | United States | North Dakota | LaMoure | Dickey | 58431 | 1.09 | 1.09
7070 | 06E55 | Roseville | 060NG | California National Guard | ARGUARD | 850 All America City Boulevard | United States | California | Placer | Roseville | 95678 | 1.125 | 1.165
7072 | 35B45 | Roswell | 350NG | New Mexico National Guard | ARGUARD | 1 Earl Cummings Loop | United States | New Mexico | Chaves | Roswell | 88201 | 0.93 | 0.905
7073 | 35545 | Roswell Wets | 350NG | New Mexico National Guard | ARGUARD | 131 Earl Cummings Loop | United States | New Mexico | Chaves | Roswell | 88201 | 0.93 | 0.905
7076 | 36745 | Rotterdam Housing | 36990 | Watervliet Arsenal | ARACT | Duanesburg | United States | New York | Schenectady | Schenectady | 12309 | 1.05 | 1.07
7077 | 36951 | Rotterdam Army Reserve Center | 42560 | 99th Readiness Division | ARRES | 101 Remsen St | United States | New York | Schenectady | Schenectady | 12306 | 1.05 | 1.07
7080 | 37D85 | Roxboro | 370NG | North Carolina National Guard | ARGUARD | 1322 N Main ST | United States | North Carolina | Person | Roxboro | 27573 | 0.885 | 0.855
7081 | 30705 | Roysdon Usar Center | 27864 | 88th Readiness Division | ARRES | 1430 Broadwater Avenue | United States | Montana | Yellowstone | Billings | 59102 | 1.1 | 1.08
7082 | 01230 | Rt330 Ridgeline 04 AL | 01252 | Fort Rucker | ARACT | Judge Logue | United States | Alabama | Houston | Dothan | 36305 | 0.89 | 0.86
7083 | 01231 | Rt331 Ridgeline 03 AL | 01252 | Fort Rucker | ARACT | County Line Road | United States | Alabama | Houston | Dothan | 36305 | 0.89 | 0.86
7084 | 01232 | Rt332 Ridgeline 01 AL | 01252 | Fort Rucker | ARACT | Judge Logue | United States | Alabama | Houston | Dothan | 36305 | 0.89 | 0.86
7085 | 01233 | Rt333 Ridgeline 02 AL | 01252 | Fort Rucker | ARACT | 3 1/2 Miles S. of Pinckard. Access dirt Road off Dale Country Road 560 | United States | Alabama | Dale | Pinckard | 36371 | 0.89 | 0.86
7086 | 01234 | Rt334 Ridgeline 06 AL | 01252 | Fort Rucker | ARACT | Hawridge Road, 4 1/2 Miles West of Ozark | United States | Alabama | Dale | Ozark | 36360 | 0.89 | 0.86
7087 | 01235 | Rt335 Ridgeline 05 AL | 01252 | Fort Rucker | ARACT | Henry County Road 83 | United States | Alabama | Henry | Headland | 36345 | 0.89 | 0.86
7088 | 01236 | Rt336 Ridgeline 08 AL | 01252 | Fort Rucker | ARACT | State Hwy 27, Dale County 36 | United States | Alabama | Dale | Unknown | 36353 | 0.89 | 0.86
7089 | 01237 | Rt337 Ridgeline 07 AL | 01252 | Fort Rucker | ARACT | State Highway 51. | United States | Alabama | Coffee | Enterprise | 36330 | 0.89 | 0.86
7092 | 01280 | Runkle Stagefield AL | 01252 | Fort Rucker | ARACT | 0.6 miles SW of the Intersection of CR.495 and Cr.410 | United States | Alabama | Coffee | Elba | 36323 | 0.89 | 0.86
7095 | 05D07 | Russellville | 050NG | Arkansas National Guard | ARGUARD | 217 Airport RD | United States | Arkansas | Pope | Russellville | 72801 | 0.845 | 0.82
7096 | 21C20 | Russellville Armory | 210NG | Kentucky National Guard | ARGUARD | 200 Armory Drive | United States | Kentucky | Logan | Russellville | 42276 | 0.87 | 0.87
7097 | 05861 | Russellville USARC | 06510 | 63rd Readiness Division | ARRES | 2500 E. Second Street | United States | Arkansas | Pope | Russellville | 72801 | 0.845 | 0.82
7098 | 22C67 | Ruston | 220NG | Louisiana National Guard | ARGUARD | 3102 McDonald Avenue | United States | Louisiana | Lincoln | Ruston | 71270 | 0.855 | 0.825
71 | M67021-0002 | WYOMING PA MCRC | M67021 | HDQTRS 4TH MAW NEW ORLEANS LA | MCRES | 1118 Wyoming Avenue | United States | Pennsylvania | Luzerne | Wyoming | 41000 | 1.065 | 1.105
7101 | 01B05 | BIRMINGHAM AFRC 1 - Airport | 010NG | Alabama National Guard | ARGUARD | 5300 N 57th Street | United States | Alabama | Jefferson | Birmingham | 35217 | 0.855 | 0.83
7104 | 19640 | Freeman-Davis USARTC Sac City Usarc | 27864 | 88th Readiness Division | ARRES | 1801 Gishwiller Street | United States | Iowa | Sac | Sac City | 50583 | 1.01 | 1.01
7105 | 06E63 | Sacramento (B) | 060NG | California National Guard | ARGUARD | 2814 B Street | United States | California | Sacramento | Sacramento | 95816 | 1.13 | 1.17
7107 | 06E60 | Sacramento Arden | 060NG | California National Guard | ARGUARD | Arden | United States | California | Sacramento | Sacramento | 95815 | 1.13 | 1.17
7109 | 06E77 | Sacramento Jfhq | 060NG | California National Guard | ARGUARD | 9800 Goethe Road | United States | California | Sacramento | Sacramento | 95827 | 1.13 | 1.17
7110 | 06E78 | Sacramento Jfhq Annex | 060NG | California National Guard | ARGUARD | Mather | United States | California | Sacramento | Mather Afb | 95655-4176 | 1.13 | 1.17
7111 | 06E65 | Sacramento Meadowview | 060NG | California National Guard | ARGUARD | 3250 Meadowview Road | United States | California | Sacramento | Sacramento | 95832 | 1.13 | 1.17
7112 | 04986 | Safford | 040NG | Arizona National Guard | ARGUARD | Golf Course Road | United States | Arizona | Graham | Safford | 85546 | 0.925 | 0.905
7113 | 04B55 | Safford Armory | 040NG | Arizona National Guard | ARGUARD | 3625 S US Highway 191 | United States | Arizona | Graham | Safford | 85546 | 0.925 | 0.905
7116 | 48417 | Saginaw | 480NG | Texas National Guard | ARGUARD | 855 E Industrial | United States | Texas | Tarrant | Fort Worth | 76131 | 0.83 | 0.82
7117 | 26C45 | Saginaw | 260NG | Michigan National Guard | ARGUARD | 1800 S Outer DR | United States | Michigan | Saginaw | Saginaw | 48601 | 1.035 | 1.055
7118 | 49912 | Saint George/FMS 5B | 490NG | Utah National Guard | ARGUARD | 1710 E 4150 S | United States | Utah | Washington | St. George | 84790 | 1.03 | 0.995
7119 | 37D90 | Saint Pauls | 370NG | North Carolina National Guard | ARGUARD | N Old STage RD | United States | North Carolina | Robeson | St. Pauls | 28384 | 0.885 | 0.855
712 | N68436-CM | CAMP MCKEAN | N68436 | NAVAL BASE KITSAP BREMERTON WA | NAVACT | 1034 Kitsap Lake Road Northwest | United States | Washington | Kitsap | Bremerton | 98315 | 1.21 | 1.24
7121 | 18C85 | Salem | 180NG | Indiana National Guard | ARGUARD | 1100 North Shelby Street | United States | Indiana | Washington | Salem | 47167 | 0.955 | 0.96
7126 | 41B95 | Salem Armory | 410NG | Oregon National Guard | ARGUARD | 2310 17th ST NE | United States | Oregon | Marion | Salem | 97303 | 1.12 | 1.145
7128 | 41C12 | Salem Reserve Center | 410NG | Oregon National Guard | ARGUARD | 775 Airport RD SE | United States | Oregon | Marion | Salem | 97301 | 1.12 | 1.145
7130 | 20D00 | SALINA KS TRAINING CENTER | 200NG | KANSAS NATIONAL GUARD | ARGUARD | 2930 Scanlan Avenue | United States | Kansas | Saline | Salina | 67401 | 1.005 | 1.025
7132 | 20785 | SALINA USARC | 27864 | 88TH RRC - MINNESOTA | ARRES | 1700 South Broadway Boulevard | United States | Kansas | Saline | Salina | 67401 | 1.005 | 1.025
7133 | 06E85 | SALINAS AIRPORT BLVD | 060NG | CALIFORNIA NATIONAL GUARD | ARGUARD | 368 Airport Boulevard | United States | California | Monterey | Salinas | 93905 | 1.12 | 1.16
7134 | 37E00 | SALISBURY | 370NG | NORTH CAROLINA NATIONAL GUARD | ARGUARD | 1235 National Gd RD | United States | North Carolina | Rowan | Salisbury | 28147 | 0.885 | 0.855
7135 | 45D65 | SALUDA ARMORY AND OMS 6A | 450NG | SOUTH CAROLINA NATIONAL GUARD | ARGUARD | 400 Greenwood HWY | United States | South Carolina | Saluda | Saluda | 29138 | 0.92 | 0.885
7139 | 48G57 | SAN ANGELO - US 67 | 480NG | TEXAS NATIONAL GUARD | ARGUARD | 4149 N Us 67 | United States | Texas | Tom Green | San Angelo | 76905 | 0.89 | 0.86
7140 | 06E90 | SAN BERNARDINO | 060NG | CALIFORNIA NATIONAL GUARD | ARGUARD | 266 East 3rd Street | United States | California | San Bernardino | San Bernardino | 92410 | 1.2 | 1.25
7141 | 06890 | SAN BERNARDINO 3RD | 060NG | CALIFORNIA NATIONAL GUARD | ARGUARD | 296 East 3rd Street | United States | California | San Bernardino | San Bernardino | 92410 | 1.2 | 1.25
7142 | 06E95 | SAN BRUNO | 060NG | CALIFORNIA NATIONAL GUARD | ARGUARD | 455 3rd Avenue | United States | California | San Mateo | San Bruno | 94066 | 1.125 | 1.165
7143 | 06F00 | SAN DIEGO | 060NG | CALIFORNIA NATIONAL GUARD | ARGUARD | Mesa College | United States | California | San Diego | San Diego | 92111 | 1.05 | 1.08
7145 | 0698A | SAN DIEGO USARC # 2 | 06510 | 63RD RRC - CALIFORNIA | ARRES | 7747 Opportunity Road | United States | California | San Diego | San Diego | 92111 | 1.05 | 1.08
7146 | 0600A | SAN DIEGO USARC # 3 | 06510 | 63RD RRC - CALIFORNIA | ARRES | SORRENTO VALLEY ROAD | United States | California | San Diego | San Diego | 92121 | 1.05 | 1.08
7147 | 06F10 | SAN FRANCISCO | 060NG | CALIFORNIA NATIONAL GUARD | ARGUARD | 100 Armory Drive | United States | California | San Francisco | San Francisco | 94132 | 1.2 | 1.25
7150 | 06F20 | SAN JOSE HEDDING | 060NG | CALIFORNIA NATIONAL GUARD | ARGUARD | 251 West Hedding Street | United States | California | Santa Clara | San Jose | 95110 | 1.2 | 1.25
7154 | 48G80 | SAN MARCOS | 480NG | TEXAS NATIONAL GUARD | ARGUARD | 201 City Park | United States | Texas | Hays | San Marcos | 78666 | 0.865 | 0.84
7156 | 06F40 | SAN MATEO | 060NG | CALIFORNIA NATIONAL GUARD | ARGUARD | 400 North Humboldt Street | United States | California | San Mateo | San Mateo | 94401 | 1.125 | 1.165
7157 | 06F45 | SAN PEDRO | 060NG | CALIFORNIA NATIONAL GUARD | ARGUARD | 891 West 13th Street | United States | California | Los Angeles | Fort Macarthur | 90731 | 1.02 | 1.06
7158 | 06F50 | SAN RAFAEL | 060NG | CALIFORNIA NATIONAL GUARD | ARGUARD | 155 Madison Avenue | United States | California | Marin | San Rafael | 94903 | 1.2 | 1.25
7159 | 13090 | SAND HILL STAGEFIELD (LOCNINH) | 13305 | FORT STEWART | ARACT | Savannah | United States | Georgia | Liberty | Fort Stewart |  | 0.85 | 0.83
7160 | 40D81 | SAND SPRINGS AFRC | 400NG | OKLAHOMA NATIONAL GUARD | ARGUARD | 7520 W 41st ST | United States | Oklahoma | Tulsa | Tulsa | 74107 | 0.875 | 0.85
7162 | 51415 | SANDSTON RC & FMS 1 | 510NG | Virginia National Guard | ARGUARD | 5901 Beulah RD | United States | Virginia | Henrico | Sandston | 23150 | 0.92 | 0.89
7163 | 39D95 | Sandusky | 390NG | Ohio National Guard | ARGUARD | 117 Woodlawn AVE | United States | Ohio | Erie | Sandusky | 44870 | 0.925 | 0.9195
7165 | 37E05 | Sanford | 370NG | North Carolina National Guard | ARGUARD | 2214 Nash ST | United States | North Carolina | Lee | Sanford | 27331 | 0.885 | 0.855
7166 | 23B60 | SANFORD ARMORY | 230NG | Maine National Guard | ARGUARD | 50 William Oscar Emery Drive | United States | Maine | York | Sanford | 04073 | 1.13 | 1.13
7167 | 12C20 | Sanford Readiness Center | 120NG | Florida National Guard | ARGUARD | 915 East 1st Street | United States | Florida | Seminole | Sanford |  | 0.825 | 0.805
7168 | 06F60 | Santa Ana | 060NG | California National Guard | ARGUARD | 612 East Warner Avenue | United States | California | Orange | Santa Ana | 92707 | 1.02 | 1.06
7169 | 06F65 | Santa Barbara | 060NG | California National Guard | ARGUARD | 700 East Canon Perdido Street | United States | California | Santa Barbara | Santa Barbara | 93103 | 1.12 | 1.17
7171 | 06F70 | Santa Cruz | 060NG | California National Guard | ARGUARD | 301 Armory Road | United States | California | Santa Cruz | Santa Cruz | 95065 | 1.12 | 1.16
7172 | 35B60 | Santa Fe Aasf | 350NG | New Mexico National Guard | ARGUARD | Huey RD | United States | New Mexico | Santa Fe | Santa Fe | 87507 | 0.93 | 0.905
7173 | 06F75 | Santa Maria | 060NG | California National Guard | ARGUARD | 937 South thornburg Street | United States | California | Santa Barbara | Santa Maria | 93454 | 1.12 | 1.17
7174 | 35B70 | Santa Rosa | 350NG | New Mexico National Guard | ARGUARD | 120 S 5th ST | United States | New Mexico | Guadalupe | Santa Rosa | 88435 | 0.93 | 0.905
7175 | 06F85 | Santa Rosa | 060NG | California National Guard | ARGUARD | 1500 Armory Drive | United States | California | Sonoma | Santa Rosa | 95401 | 1.125 | 1.165
7178 | 12C25 | Sarasota Readiness Center | 120NG | Florida National Guard | ARGUARD | 2890 Ringling Boulevard | United States | Florida | Sarasota | Sarasota | 34237 | 0.825 | 0.805
7179 | 36D85 | Saratoga Springs Museum | 360NG | New York National Guard | ARGUARD | 61 Lake AVE | United States | New York | Saratoga | Saratoga Spgs | 12866 | 1.06 | 1.075
7181 | 27D15 | Sauk Centre Ng Armory | 270NG | Minnesota National Guard | ARGUARD | 628 Sinclair Lewis | United States | Minnesota | Stearns | Sauk Centre | 56378 | 1.085 | 1.12
7182 | 26C51 | Sault Ste Marie | 260NG | Michigan National Guard | ARGUARD | 1170 East Portage Avenue | United States | Michigan | Chippewa | Sault Ste Marie | 49783 | 1.035 | 1.055
7184 | 13D05 | Savannah | 130NG | Georgia National Guard | ARGUARD | 1248 Eisenhower DR | United States | Georgia | Chatham | Savannah | 31405 | 0.84 | 0.81
7185 | 47D20 | Savannah | 470NG | Tennessee National Guard | ARGUARD | 400 Armory Ln | United States | Tennessee | Hardin | Savannah | 38372 | 0.835 | 0.82
7189 | 48845 | Schmidt Memorial USARC | 06510 | 63rd Readiness Division | ARRES | 1000 S. San Patrico | United States | Texas | San Patricio | Sinton | 78387 | 0.84 | 0.81
7190 | 44A10 | Schofield Armory Cranston | 440NG | Rhode Island National Guard | ARGUARD | 705 New London AVE | United States | Rhode Island | Providence | Cranston | 02920 | 1.11 | 1.15
7191 | 15815 | Schofield Barracks Military Reservation | 15815 | US Army Garrison Hawaii | ARACT | Kunia Road & Wilikina Drive | United States | Hawaii | Honolulu | Wahiawa | 96786 | 2.37 | 2.28
7197 | 37E10 | Scotland Neck | 370NG | North Carolina National Guard | ARGUARD | 1301 Jr Hs RD | United States | North Carolina | Halifax | Scotland Neck | 27874 | 0.885 | 0.855
7198 | 28785 | Scott Usarc/Amsa #146 (G) | 01530 | 81st Readiness Division | ARRES | 180 Commercial Avenue | United States | Mississippi | Hinds | Jackson | 39209 | 0.9 | 0.86
72 | M67021-0004 | CHICOPEE HOUSING | M67021 | HDQTRS 4TH MAW NEW ORLEANS LA | MCRES | 4900 Griffith Road | United States | Massachusetts | Hampden | Chicopee | 01022 | 1.13 | 1.17
7200 | 31B50 | Scottsbluff Readiness Center | 310NG | Nebraska National Guard | ARGUARD | 2810 1st AVE | United States | Nebraska | Scotts Bluff | Scottsbluff | 69361 | 0.93 | 0.915
7202 | 18C90 | Scottsburg | 180NG | Indiana National Guard | ARGUARD | 1001 South Main Street | United States | Indiana | Scott | Scottsburg | 47170 | 0.955 | 0.96
7203 | 42755 | Scranton AAP | 42755 | Scranton Army Ammunition Plant | ARACT | 156 Cedar Ave | United States | Pennsylvania | Lackawanna | Scranton | 18505 | 1.065 | 1.105
7205 | 42E62 | SCRANTON/TAYLOR NE REG MNT CTR/FMS 2 | 420NG | Pennsylvania National Guard | ARGUARD | 8 Stauffer Industrial Park | United States | Pennsylvania | Lackawanna | Taylor | 18517 | 1.065 | 1.105
7206 | 34B90 | Sea Girt NJ NGTC | 340NG | New Jersey National Guard | ARGUARD | 800 The Plz STE 10 | United States | New Jersey | Monmouth | Sea Girt | 08750 | 1.24 | 1.31
7207 | 10A65 | Seaford Rc (Old) | 100NG | Delaware National Guard | ARGUARD | 1 Taylors Cross Roads | United States | Delaware | Sussex | Seaford | 19973 | 1.06 | 1.085
7208 | 48837 | Seagoville USARC | 06510 | 63rd Readiness Division | ARRES | 701 W Simonds Rd | United States | Texas | Dallas | Seagoville | 75159 | 0.83 | 0.82
7209 | 05D15 | Searcy | 050NG | Arkansas National Guard | ARGUARD | 3105 S Main Street | United States | Arkansas | White | Searcy | 72143 | 0.845 | 0.82
7210 | 06385 | Seaside | 060NG | California National Guard | ARGUARD | 140 Colonel Durham Street | United States | California | Monterey | Seaside | 93955 | 1.12 | 1.16
7211 | 53B25 | Seattle - Pier 91 | 530NG | Washington National Guard | ARGUARD | 1601 W Armory Way | United States | Washington | King | Seattle | 98119 | 1.12 | 1.14
7212 | 26735 | Sebille Manor FH Michigan | 26155 | Detroit Arsenal | ARACT |  | United States | Michigan | Macomb | Chesterfield | 48047 | 1.035 | 1.055
7213 | 29C85 | Sedalia | 290NG | Missouri National Guard | ARGUARD | 2001 Clarendon RD | United States | Missouri | Pettis | Sedalia | 65301 | 1.02 | 1.04
7214 | 53B27 | Sedro Woolley | 530NG | Washington National Guard | ARGUARD | 24826 thompson DR | United States | Washington | Skagit | Sedro Woolley | 98284 | 1.085 | 1.095
7215 | 48G90 | Seguin | 480NG | Texas National Guard | ARGUARD | 1002 S Guadalupe | United States | Texas | Guadalupe | Seguin | 78155 | 0.865 | 0.84
7217 | 42E65 | SELLERSVILLE READINESS CENTER | 420NG | Pennsylvania National Guard | ARGUARD | 225 E Park AVE | United States | Pennsylvania | Bucks | Sellersville | 18960 | 1.065 | 1.105
7218 | 01G50 | Selma Readiness Center/Fms 18 | 010NG | Alabama National Guard | ARGUARD | 3443 U S Highway 80 W | United States | Alabama | Dallas | Selma | 36701 | 0.855 | 0.83
7219 | 47D25 | Selmer | 470NG | Tennessee National Guard | ARGUARD | 1232 Peach ST | United States | Tennessee | McNairy | Selmer | 38375 | 0.835 | 0.82
7221 | 28E55 | Senatobia Armory & Fms #5 | 280NG | Mississippi National Guard | ARGUARD | 400 Scott RD | United States | Mississippi | Tate | Senatobia | 38668 | 0.9 | 0.86
7222 | 45D70 | Seneca Armory | 450NG | South Carolina National Guard | ARGUARD | 1 Dozier RD | United States | South Carolina | Oconee | Seneca | 29679 | 0.92 | 0.885
7223 | 36760 | Seneca Army Depot Activity | 36760 | Seneca Army Depot Activity | ARACT | Rt 135 and Cherry Hill Rd | United States | New York | Seneca | Romulus | 14541 | 1.06 | 1.075
7224 | 47D27 | Pigeon Forge | 470NG | Tennessee National Guard | ARGUARD | 1856 Ridge RD | United States | Tennessee | Sevier | Pigeon Forge | 37863 | 0.835 | 0.82
7225 | 31B55 | Seward Readiness Center | 310NG | Nebraska National Guard | ARGUARD | 201 N 8th ST | United States | Nebraska | Seward | Seward | 68434 | 0.93 | 0.915
7226 | 02789 | Seward Recreation Area | 02871 | US Army Garrison Alaska | ARACT | NW of the Intersection of Diamond Blvd and Cottonwood Ave | United States | Alaska | Kenai Peninsula | Seward | 99664 | 4.45 | 4.11
7227 | 18C95 | Seymour | 180NG | Indiana National Guard | ARGUARD | 1925 1st Avenue | United States | Indiana | Jackson | Seymour | 47274 | 0.955 | 0.96
7231 | 34905 | Sfc Nelson B.Brittin Usarc | 42560 | 99th Readiness Division | ARRES | 3911 Federal Street | United States | New Jersey | Camden | Camden | 08105 | 1.165 | 1.235
7232 | 48745 | SGM Macario Garcia USARC | 06510 | 63rd Readiness Division | ARRES | 1850 Old Spanish Trail | United States | Texas | Harris | Houston |  | 0.865 | 0.84
7233 | 42945 | Sgm S P Serrenti Mem Usarc | 42560 | 99th Readiness Division | ARRES | 1801 Pine Street | United States | Pennsylvania | Lackawanna | Scranton | 18510 | 1.065 | 1.105
7234 | 17827 | Sgt Bruce G Howerter Usarc | 27864 | 88th Readiness Division | ARRES | 2080 North 4th Avenue | United States | Illinois | Fulton | Canton | 61520 | 1.03 | 1.045
7235 | 18607 | SGT Charles H. Seston USARC | 27864 | 88th Readiness Division | ARRES | Camp Atterbury, Building 724 | United States | Indiana | Johnson | Edinburgh | 46124 | 0.955 | 0.96
7236 | 30556 | Sgt Ernest Veuve Hall/Amsa #75 | 27864 | 88th Readiness Division | ARRES | T-26, Fort Missoula | United States | Montana | Missoula | Missoula | 59801 | 1.1 | 1.08
7237 | 45925 | Sgt Gary E. Foster Usarc | 01530 | 81st Readiness Division | ARRES | 1400 W. O. Ezell Blvd | United States | South Carolina | Spartanburg | Spartanburg | 29301 | 0.92 | 0.885
7238 | 09875 | SGT George D Libby ARC | 42560 | 99th Readiness Division | ARRES | Wintergreen | United States | Connecticut | New Haven | New Haven | 06515-1096 | 1.165 | 1.205
7239 | 42870 | Sgt George Lenkalis Army Reserve Center | 42560 | 99th Readiness Division | ARRES | 250 Washington Avenue | United States | Pennsylvania | Luzerne | Hazleton | 18201 | 1.065 | 1.105
7240 | 36950 | Sgt Horace D Bradt Usarc | 42560 | 99th Readiness Division | ARRES | 1201 Hillside Avenue | United States | New York | Schenectady | Schenectady | 12309 | 1.05 | 1.07
7241 | 34027 | Sgt J.W. Joyce Kilmer Usarc | 42560 | 99th Readiness Division | ARRES | 91 Truman Drive South | United States | New Jersey | Middlesex | Edison | 08817 | 1.165 | 1.235
7242 | 01742 | Sgt Jack Richburg Usarc | 01530 | 81st Readiness Division | ARRES | 107 Kinston Highway | United States | Alabama | Covington | Opp | 36467 | 0.855 | 0.83
7243 | 16685 | Sgt James E. Johnson Afrc | 27864 | 88th Readiness Division | ARRES | 611 West Quinn Road | United States | Idaho | Bannock | Pocatello | 83202 | 1.055 | 1.045
7244 | 17849 | Sgt James W Robinson Jr | 27864 | 88th Readiness Division | ARRES | 7400 South Pulaski Road | United States | Illinois | Cook | Chicago | 60629 | 1.18 | 1.25
7245 | 41805 | Sgt Jerome F. Sears Usarc | 27864 | 88th Readiness Division | ARRES | 2731 SW Multnomah Blvd | United States | Oregon | Multnomah | Portland | 73542 | 1.08 | 1.1
7246 | 36840 | SGT Joseph E Muller ARC | 42560 | 99th Readiness Division | ARRES | 238th | United States | New York | Bronx | New York City | 10470-1596 | 1.36 | 1.46
7248 | 0111A | Sgt William W Seay Usarc | 01530 | 81st Readiness Division | ARRES | 1900 Commanders Drive | United States | Alabama | Mobile | Mobile | 36615 | 0.84 | 0.81
7249 | 37E15 | Shallotte | 370NG | North Carolina National Guard | ARGUARD | Us HWY 17 S | United States | North Carolina | Brunswick | Shallotte | 28459 | 0.92 | 0.89
7252 | 42E70 | HERMITAGE READINESS CENTER | 420NG | Pennsylvania National Guard | ARGUARD | 740 N Hermitage RD | United States | Pennsylvania | Mercer | Hermitage | 16148 | 1.065 | 1.105
7253 | 40D90 | Shawnee Readiness Center | 400NG | Oklahoma National Guard | ARGUARD | 520 Saratoga ST | United States | Oklahoma | Pottawatomie | Shawnee | 74801 | 0.86 | 0.83
7254 | 18D00 | Shelbyville | 180NG | Indiana National Guard | ARGUARD | 3556 North Michigan Road | United States | Indiana | Shelby | Shelbyville | 46176 | 0.955 | 0.96
7255 | 47D30 | Shelbyville | 470NG | Tennessee National Guard | ARGUARD | 2009 Cannon BLVD | United States | Tennessee | Bedford | Shelbyville | 37160 | 0.835 | 0.82
7256 | 21C25 | Shelbyville Armory | 210NG | Kentucky National Guard | ARGUARD | 50 Stonecrest Court | United States | Kentucky | Shelby | Shelbyville | 40065 | 0.87 | 0.87
7257 | 18C99 | Shelbyville Oms | 180NG | Indiana National Guard | ARGUARD | 185 Mclane Street | United States | Indiana | Shelby | Shelbyville | 46176 | 0.955 | 0.96
7258 | 19D35 | Sheldon | 190NG | Iowa National Guard | ARGUARD | 920 Western Avenue | United States | Iowa | O'Brien | Sheldon | 51201 | 1.01 | 1.01
7259 | 01262 | Shell Basefield AL | 01252 | Fort Rucker | ARACT | 0.25 miles East of the Intersection of Shellfield Rd and Tracey Cir | United States | Alabama | Coffee | Enterprise | 36330 | 0.89 | 0.86
7261 | 19D40 | Shenandoah | 190NG | Iowa National Guard | ARGUARD | 601 Ferguson Road | United States | Iowa | Page | Shenandoah | 51601 | 1.01 | 1.01
7262 | 56B05 | Sheridan | 560NG | Wyoming National Guard | ARGUARD | 3219 Coffeen AVE | United States | Wyoming | Sheridan | Sheridan | 82801 | 1.045 | 1.035
7263 | 05D20 | Sheridan | 050NG | Arkansas National Guard | ARGUARD | 91 Grant 74 | United States | Arkansas | Grant | Sheridan | 72150 | 0.845 | 0.82
7265 | 17997 | Sheridan Cemetery | 55425 | Fort Mccoy | ARRES | Vattner Road, Fort Sheridan Post Cemetery | United States | Illinois | Lake | Highland Park | 60037 | 1.18 | 1.25
7267 | 17887 | Philip H. Sheridan Reserve Center | 27864 | 88th Readiness Division | ARRES | 3155 Blackhawk Avenue | United States | Illinois | Lake | Fort Sheridan | 60037 | 1.18 | 1.25
7268 | 24707 | Sheridan Army Reserve Center | 42560 | 99th Readiness Division | ARRES | 5515 Liberty Heights Avenue | United States | Maryland | Baltimore | Baltimore | 21207 | 0.97 | 0.97
7272 | 04B65 | Showlow Armory | 040NG | Arizona National Guard | ARGUARD | 3600 E Deuce Of Clubs | United States | Arizona | Navajo | Show Low | 85901 | 0.925 | 0.905
7273 | 22C70 | Shreveport | 220NG | Louisiana National Guard | ARGUARD | 400 East Stoner Avenue | United States | Louisiana | Caddo | Shreveport | 71101 | 0.82 | 0.79
7274 | 22946 | Shreveport Usarc | 01530 | 81st Readiness Division | ARRES | 1554 Airport Drive | United States | Louisiana | Bossier | Shreveport | 71107 | 0.82 | 0.79
7275 | 30B40 | Sidney | 300NG | Montana National Guard | ARGUARD | 2190 West Holly Street | United States | Montana | Richland | Sidney | 59270 | 1.1 | 1.08
7276 | 31B65 | Sidney Readiness Center | 310NG | Nebraska National Guard | ARGUARD | 2225 Legion Park RD | United States | Nebraska | Cheyenne | Sidney | 69162 | 0.93 | 0.915
7277 | 06815 | Sierra Army Depot | 06815 | Sierra Army Depot | ARACT | 150 1st Street | United States | California | Lassen | Herlong Sierra Ord-D | 96113 | 1.3 | 1.33
7278 | 15845 | Signal Cable Trunking System | 15815 | US Army Garrison Hawaii | ARACT | 148 Curtis Loop | United States | Hawaii | Honolulu | Wahiawa | 96786 | 2.37 | 2.28
7279 | 29C90 | Sikeston | 290NG | Missouri National Guard | ARGUARD | 300 S Main ST | United States | Missouri | Scott | Sikeston | 63801 | 0.985 | 1.005
7280 | 06308 | Silas B. Hays | 06305 | Presidio Of Monterey | ARACT |  | United States | California | Monterey | Seaside | 93955 | 1.12 | 1.16
7281 | 37E25 | Siler City | 370NG | North Carolina National Guard | ARGUARD | Austin Bridge RD | United States | North Carolina | Chatham | Siler City | 27344 | 0.885 | 0.855
7282 | 05D25 | Siloam Springs | 050NG | Arkansas National Guard | ARGUARD | 1333 E Main Street | United States | Arkansas | Benton | Siloam Springs | 72761 | 0.845 | 0.82
7283 | 04B03 | Silver Bell Army Heliport | 040NG | Arizona National Guard | ARGUARD | 24641 E Pinal Air Park Road, Suite 4 | United States | Arizona | Pima | Marana | 85653 | 0.94 | 0.92
7284 | 04B85 | Silverlake Armory | 040NG | Arizona National Guard | ARGUARD | 1750 E Silverlake Road | United States | Arizona | Pima | Tucson | 85713 | 0.94 | 0.92
7285 | 19645 | Joe L. Mackey, Sioux City ARC | 27864 | 88th Readiness Division | ARRES | 2501 South Lewis Boulevard | United States | Iowa | Woodbury | Sioux City | 51106 | 1.01 | 1.01
7289 | 46C03 | Sioux Falls Benson Rd Complex | 460NG | South Dakota National Guard | ARGUARD | 406 2nd AVE W | United States | South Dakota | Minnehaha | Sioux Falls | 57104 | 0.96 | 0.94
7292 | 01267 | Skelly Stagefield AL | 01252 | Fort Rucker | ARACT | NW of the Intersection of CR 427 and State Rt 134 | United States | Alabama | Coffee | Kinston | 36453 | 0.89 | 0.86
7293 | 23B65 | SKOWHEGAN ARMORY | 230NG | Maine National Guard | ARGUARD | 2730 Sky Harbor Boulevard | United States | Maine | Somerset | Skowhegan | 04976 | 1.02 | 1
7297 | 20D10 | Smith Center Armory | 200NG | Kansas National Guard | ARGUARD | 1100 Kings Boulevard | United States | Kansas | Smith | Smith Center | 66967 | 1.005 | 1.025
7298 | 41458 | Smith Hall | 410NG | Oregon National Guard | ARGUARD | 406 Hospital RD | United States | Oregon | Benton | Corvallis | 97330 | 1.12 | 1.145
7299 | 50810 | Smith-Goldberg Army Reserve Center | 42560 | 99th Readiness Division | ARRES | 10 Barnes Avenue | United States | Vermont | Chittenden | Colchester | 05446 | 1.01 | 1.01
73 | M67029-0002 | SUPPORT FACILITY | M67029 | MARBKS WASHINGTON DC | MCACT | 801 I Street SE | United States | District of Columbia | District of Columbia | Washington, DC | 20390 | 1.04 | 1.04
730 | N63043-AD | OLF BRAVO | N63043 | NAS MERIDIAN MS | NAVACT | 100 Bravo Road | United States | Mississippi | Kemper | Preston | 39354 | 0.9 | 0.86
7300 | 37E30 | Smithfield | 370NG | North Carolina National Guard | ARGUARD | Armory DR | United States | North Carolina | Johnston | Smithfield | 27577 | 0.885 | 0.855
7302 | 22C50 | Camp Beauregard | 22C50 | Camp Beauregard | ARGUARD | 1410 Hazelwood Drive | United States | Louisiana | Rapides | Pineville | 71360 | 0.855 | 0.825
7304 | 53B35 | Snohomish | 530NG | Washington National Guard | ARGUARD | 312 SE 2nd ST | United States | Washington | Snohomish | Snohomish | 98290 | 1.085 | 1.095
7309 | 25690 | US Army Soldier Systems Center Natick | 25690 | Natick Soldier Systems Center | ARACT | Kansas | United States | Massachusetts | Middlesex | Natick | 01760 | 1.22 | 1.28
731 | N63043-CA | TARGET RANGE FACILITY | N63043 | NAS MERIDIAN MS | NAVACT | 1302 West Bomb Range Road | United States | Mississippi | Noxubee | Shuqualak | 39354 | 0.9 | 0.86
7310 | 11975 | US Soldiers' & Airmen's National Cemetery | 51869 | Arlington National Cemetery | ARACT | Harewood | United States | District of Columbia | District of Columbia | Washington, DC | 20307 | 1.04 | 1.04
7311 | 23A77 | SOLMAN STATE ARMORY | 230NG | Maine National Guard | ARGUARD | 1060 Hamilton Street | United States | Maine | Aroostook | Caribou | 04736 | 1.02 | 1
7312 | 34B98 | Somerset | 340NG | New Jersey National Guard | ARGUARD | 1483 Stoystown RD | United States | New Jersey | Somerset | Somerset | 08873 | 1.165 | 1.235
7313 | 42E75 | FRIEDENS READINESS CENTER | 420NG | Pennsylvania National Guard | ARGUARD | 109 Grande AVE | United States | Pennsylvania | Somerset | Friedens | 15541 | 1.065 | 1.105
7314 | 21C30 | Somerset Armory | 210NG | Kentucky National Guard | ARGUARD | 15 Blackwater Road | United States | Kentucky | Pulaski | Somerset | 42501 | 0.87 | 0.87
7315 | 2182A | Somerset USARC | 01530 | 81st Readiness Division | ARRES | 2395 Richardson Street | United States | Kentucky | Unknown | Unknown | 42501 | 0.87 | 0.87
7316 | 33A95 | Somersworth | 330NG | New Hampshire National Guard | ARGUARD | 240 Armory RD | United States | New Hampshire | Strafford | Somersworth | 03878 | 1.075 | 1.075
7317 | 33906 | Somersworth Usarc | 42560 | 99th Readiness Division | ARRES | 179 Route 108 | United States | New Hampshire | Strafford | Somersworth | 03878 | 1.075 | 1.075
7320 | 18D05 | South Bend | 180NG | Indiana National Guard | ARGUARD | 701 Hamilton Boulevard | United States | Indiana | St. Joseph | South Bend | 46613 | 0.955 | 0.96
7321 | 51C45 | SOUTH BOSTON RC | 510NG | Virginia National Guard | ARGUARD | 2525 S Carson ST | United States | Virginia | South Boston (City) | South Boston | 24592 | 0.92 | 0.89
7324 | 13C42 | South Cobb Drive | 130NG | Georgia National Guard | ARGUARD | 500 Alyworth Street | United States | Georgia | Cobb | Marietta | 30060 | 0.83 | 0.8
7326 | 28E57 | Southaven Wm | 280NG | Mississippi National Guard | ARGUARD | Morganton RD | United States | Mississippi | DeSoto | Southaven | 38671 | 0.9 | 0.86
7327 | 24702 | Southern Maryland Usarc | 42560 | 99th Readiness Division | ARRES | 5550 Dowerhouse Road | United States | Maryland | Prince George's | Upper Marlboro | 20771 | 0.97 | 0.97
7328 | 37E40 | Southern Pines | 370NG | North Carolina National Guard | ARGUARD | 600 Woodruff ST | United States | North Carolina | Moore | Southern Pines | 28388 | 0.93 | 0.9
7329 | 09B30 | Southington Armory | 090NG | Connecticut National Guard | ARGUARD | 100 Military Drive | United States | Connecticut | Hartford | Southington | 06489 | 1.165 | 1.205
7331 | 12291 | Special Forces Site Key West | 37225 | Fort Bragg | ARACT | North End of Mustin St (Fleming Key) | United States | Florida | Monroe | Key West | 33040 | 0.91 | 0.89
7332 | 55D15 | Sparta | 550NG | Wisconsin National Guard | ARGUARD | 1685 Mcminnville HWY | United States | Wisconsin | Monroe | Sparta | 54656 | 1.15 | 1.17
7333 | 47D55 | Sparta | 470NG | Tennessee National Guard | ARGUARD | 1803 N Hillcrest DR | United States | Tennessee | White | Sparta | 38583 | 0.835 | 0.82
7334 | 17C27 | Sparta Armory | 170NG | Illinois National Guard | ARGUARD | 301 N Campus Boulevard | United States | Illinois | Randolph | Sparta | 62286 | 1.03 | 1.045
7335 | 45D73 | Spartanburg Readiness Center | 450NG | South Carolina National Guard | ARGUARD | 2223 University ST | United States | South Carolina | Spartanburg | Spartanburg | 29303 | 0.92 | 0.885
7336 | 46C10 | Spearfish | 460NG | South Dakota National Guard | ARGUARD | 157 S Washington | United States | South Dakota | Lawrence | Spearfish | 57783 | 0.955 | 0.93
7338 | 19D45 | Spencer | 190NG | Iowa National Guard | ARGUARD | 11 East 23rd Street | United States | Iowa | Clay | Spencer | 51301 | 1.01 | 1.01
7342 | 55D25 | Spooner | 550NG | Wisconsin National Guard | ARGUARD | 704 N Front ST | United States | Wisconsin | Washburn | Spooner | 54801 | 1.085 | 1.12
7344 | 42E77 | Spring City Readiness Center | 420NG | Pennsylvania National Guard | ARGUARD | 600 W Sunset AVE | United States | Pennsylvania | Chester | Spring City | 19475 | 1.065 | 1.105
7346 | 35B81 | Springer | 350NG | New Mexico National Guard | ARGUARD | 1400 N Freemont | United States | New Mexico | Colfax | Springer | 87747 | 0.93 | 0.905
7347 | 29C95 | Springfield | 290NG | Missouri National Guard | ARGUARD | 1100 N Ash ST | United States | Missouri | Greene | Springfield | 65802 | 0.985 | 1.005
7348 | 13D15 | Springfield | 130NG | Georgia National Guard | ARGUARD | 4440 Laybourne Road | United States | Georgia | Effingham | Springfield | 31329 | 0.865 | 0.83
7350 | 46C13 | Springfield | 460NG | South Dakota National Guard | ARGUARD | 1505 Roosevelt AVE | United States | South Dakota | Bon Homme | Springfield | 57062 | 0.955 | 0.93
7351 | 25C75 | Springfield | 250NG | Massachusetts National Guard | ARGUARD | 1301 North Macarthur | United States | Massachusetts | Hampden | Springfield | 01109 | 1.13 | 1.17
7352 | 17C35 | Springfield (Ts Cp Lincoln) | 170NG | Illinois National Guard | ARGUARD | 1301 North MacArthur Boulevard | United States | Illinois | Sangamon | Springfield | 62702 | 1.03 | 1.045
7353 | 29925 | Springfield AFRC | 27864 | 88th Readiness Division | ARRES | 111O N Fremont Ave | United States | Missouri | Greene | Springfield | 65802 | 0.985 | 1.005
7354 | 21C35 | Springfield Armory | 210NG | Kentucky National Guard | ARGUARD | 2501 Lester Jones Avenue | United States | Kentucky | Washington | Springfield | 40069 | 0.87 | 0.87
7355 | 29D00 | Springfield Avcrad | 290NG | Missouri National Guard | ARGUARD | 5255 HWY 76 E | United States | Missouri | Greene | Springfield | 65803 | 0.985 | 1.005
7356 | 47D60 | Springfield Readiness Center | 470NG | Tennessee National Guard | ARGUARD | 198 Marietta RD | United States | Tennessee | Robertson | Springfield | 37172 | 0.835 | 0.82
7357 | 2900A | Springfield Usarc | 27864 | 88th Readiness Division | ARRES | Farm 185 | United States | Missouri | Greene | Springfield | 65802 | 0.985 | 1.005
7358 | 01G65 | Springville | 010NG | Alabama National Guard | ARGUARD | 125 S 700 E | United States | Alabama | St. Clair | Springville | 35146 | 0.855 | 0.83
7359 | 49B35 | Springville Armory | 490NG | Utah National Guard | ARGUARD | Fairfield ST | United States | Utah | Utah | Springville | 84663 | 1.03 | 0.995
7360 | 25345 | SSC Hudson Housing | 25690 | Natick Soldier Systems Center | ARACT | 0.5 miles South of the Intersection of Bruen Rd and Hudson Rd | United States | Massachusetts | Middlesex | Natick | 01760 | 1.22 | 1.28
7361 | 25464 | SSC Needham Housing | 25690 | Natick Soldier Systems Center | ARACT | Intersection of Dwight Rd and E Militia Heights Rd | United States | Massachusetts | Norfolk | Needham | 01760 | 1.165 | 1.215
7362 | 25694 | SSC Wayland Housing | 25690 | Natick Soldier Systems Center | ARACT | At Intersection of Oxbow Rd and Launcher Way | United States | Massachusetts | Middlesex | Natick | 01760 | 1.22 | 1.28
7363 | 36225 | Ssg Frederick J. Ill Jr. Army Reserve Center | 42560 | 99th Readiness Division | ARRES | Ny 17k | United States | New York | Orange | Bullville | 10915 | 1.19 | 1.23
7364 | 39830 | SSG George J. Conaway ARC | 27864 | 88th Readiness Division | ARRES | 978 E Market Street | United States | Ohio | Harrison | Cadiz | 43907 | 0.92 | 0.91
7366 | 35925 | SSG James L Phillips USARC | 06510 | 63rd Readiness Division | ARRES | 500 Pine Street | United States | New Mexico | Grant | Silver City | 88062 | 0.93 | 0.905
7367 | 53305 | SSG Joe R. Hooper ARC | 27864 | 88th Readiness Division | ARRES | 130 1/2 228th St SW | United States | Washington | King | Bothell | 98021 | 1.12 | 1.14
7369 | 36880 | Ssg Reynold J King Usarc | 42560 | 99th Readiness Division | ARRES | 101 Sunrise Road | United States | New York | Tompkins | Ithaca | 14850 | 1.06 | 1.075
7370 | 36885 | Ssg Robert H Dietz Usarc | 42560 | 99th Readiness Division | ARRES | 144 Flatbush Avenue | United States | New York | Ulster | Kingston | 12401 | 1.06 | 1.075
7372 | 54665 | Ssg Roy F Kuhl Usarc/Bma #114 | 42560 | 99th Readiness Division | ARRES | 331 2nd Ave | United States | West Virginia | Jackson | Ripley | 25271 | 1.02 | 1.03
7373 | 50A85 | St Albans | 500NG | Vermont National Guard | ARGUARD | 610 Dame ST | United States | Vermont | Franklin | St. Albans | 05478 | 1.04 | 1.04
7374 | 54B65 | St. Albans | 540NG | West Virginia National Guard | ARGUARD | Newton ST | United States | West Virginia | Kanawha | St. Albans | 25177 | 1 | 1.01
7375 | 50A87 | St Albans Oms 6 | 500NG | Vermont National Guard | ARGUARD | 1003 W Main ST | United States | Vermont | Franklin | St. Albans | 05478 | 1.04 | 1.04
7376 | 16C00 | St Anthony Armory | 160NG | Idaho National Guard | ARGUARD | 50 West 1st North | United States | Idaho | Fremont | St. Anthony | 83445 | 1.055 | 1.045
7377 | 16C01 | St Anthony Ts | 160NG | Idaho National Guard | ARGUARD | 255 Hawkeye View Lane | United States | Idaho | Fremont | St. Anthony | 83445 | 1.055 | 1.045
7378 | 12C32 | St Augustine, C-12 | 120NG | Florida National Guard | ARGUARD | 2305 State Road 207 | United States | Florida | St. Johns | St. Augustine | 32095 | 0.825 | 0.805
7379 | 12C31 | St Augustine, Ensslin Rc | 120NG | Florida National Guard | ARGUARD | 190 San Marco Avenue | United States | Florida | St. Johns | St. Augustine | 32086 | 0.825 | 0.805
7380 | 12C30 | St Augustine, Mark Lance Rc | 120NG | Florida National Guard | ARGUARD | 82 Marine Street | United States | Florida | St. Johns | St. Augustine | 32084 | 0.825 | 0.805
7381 | 12C34 | St Augustine, St Francis Brks | 120NG | Florida National Guard | ARGUARD | 189 Marine Street | United States | Florida | St. Johns | St. Augustine | 32084 | 0.825 | 0.805
7382 | 12C33 | St Augustine, Usp&Fo | 120NG | Florida National Guard | ARGUARD | 375 N Commercial Avenue | United States | Florida | St. Johns | St. Augustine | 32084 | 0.825 | 0.805
7384 | 29C65 | St Clair | 290NG | Missouri National Guard | ARGUARD | 2185 45th AVE SE | United States | Missouri | Franklin | St. Clair | 63077 | 0.985 | 1.005
7385 | 27C74 | St Cloud Aasf | 270NG | Minnesota National Guard | ARGUARD | 1710 8th ST N | United States | Minnesota | Sherburne | St. Cloud | 56304 | 1.085 | 1.12
7386 | 27C75 | St Cloud Ng Armory | 270NG | Minnesota National Guard | ARGUARD | 474 S 7th ST | United States | Minnesota | Stearns | St. Cloud | 56301 | 1.085 | 1.12
7387 | 41B90 | St Helens Armory | 410NG | Oregon National Guard | ARGUARD | 521 Armstrong BLVD | United States | Oregon | Columbia | St. Helens | 97051 | 1.12 | 1.145
7388 | 27C80 | St James Ng Armory And Mvsb | 270NG | Minnesota National Guard | ARGUARD | 301 N Woodbine | United States | Minnesota | Watonwan | St. James | 56081 | 1.085 | 1.12
7389 | 29C70 | St Joseph | 290NG | Missouri National Guard | ARGUARD | 605 S Cemetary ST | United States | Missouri | Buchanan | St. Joseph | 64506 | 0.985 | 1.005
7390 | 29935 | St Joseph Usarc | 27864 | 88th Readiness Division | ARRES | 1201 North 36th Street | United States | Missouri | Buchanan | St. Joseph | 64506 | 0.985 | 1.005
7393 | 29967 | MG Lief J Sverdrup ARC | 27864 | 88th Readiness Division | ARRES | 4301 Goodfellow Blvd | United States | Missouri | St. Louis | St. Louis | 63120 | 0.985 | 1.005
7394 | 29955 | St Louis #4/Ord Plant | 27864 | 88th Readiness Division | ARRES | 6400 Stratford Avenue | United States | Missouri | St. Louis | St. Louis | 63120 | 0.985 | 1.005
7396 | 22C80 | St Martinville | 220NG | Louisiana National Guard | ARGUARD | 109 & 113 East S Street | United States | Louisiana | St. Martin | St. Martinville | 70582 | 0.855 | 0.825
7397 | 39E15 | St Marys | 390NG | Ohio National Guard | ARGUARD | 110 S 5th ST | United States | Ohio | Auglaize | St. Marys | 26170 | 0.925 | 0.9195
74 | M67029-0003 | MARINE BARRACKS 8TH AND I MAIN BASE | M67029 | MARBKS WASHINGTON DC | MCACT | 700 8th Avenue Southesast | United States | District of Columbia | District of Columbia | Washington, DC | 20390 | 1.04 | 1.04
7400 | 27C90 | St Paul Ng Armory | 270NG | Minnesota National Guard | ARGUARD | 1346 S Robert ST | United States | Minnesota | Ramsey | St. Paul | 55101 | 1.06 | 1.11
7401 | 27D05 | St Paul-West Ng Armory | 270NG | Minnesota National Guard | ARGUARD | 1120 N SWift ST | United States | Minnesota | Dakota | West St Paul | 55118 | 1.06 | 1.11
7402 | 27D10 | St Peter Ng Armory | 270NG | Minnesota National Guard | ARGUARD | 228-236 Turner BLVD | United States | Minnesota | Nicollet | St. Peter | 56082 | 1.085 | 1.12
7404 | 12C35 | St Petersburg Readiness Ctr | 120NG | Florida National Guard | ARGUARD | 720 Edwards Road | United States | Florida | Pinellas | St. Petersburg |  | 0.82 | 0.8
7405 | 29985 | WELDON SPRING TRAINING AREA | 27864 | 88th Readiness Division | ARRES | Soldiers | United States | Missouri | St. Charles | St. Charles | 63304 | 0.985 | 1.005
7406 | 4991S | St. George USARC | 27864 | 88th Readiness Division | ARRES | 3323 East Deseret Drive | United States | Utah | Washington | St. George | 84790 | 1.03 | 0.995
7407 | 1206A | St. Pete/Clearwater Asf | 01530 | 81st Readiness Division | ARRES | North End of Fairchild Drive | United States | Florida | Pinellas | Clearwater | 33762 | 0.82 | 0.8
7408 | 2900B | St. Peters USARC | 27864 | 88th Readiness Division | ARRES | Service | United States | Missouri | St. Charles | St. Peters | 63105 | 0.985 | 1.005
7409 | 37808 | Standby Maneuver Area Hoffman | 37225 | Fort Bragg | ARACT |  | United States | North Carolina | Richmond | Hoffman | 28347 | 0.885 | 0.855
741 | N68436-SD | SILVERDALE WA | N68436 | NAVAL BASE KITSAP BREMERTON WA | NAVACT | 3230 Northwest Randall Way | United States | Washington | Kitsap | Silverdale | 98383 | 1.21 | 1.24
7410 | 12C45 | Starke Readiness Center | 120NG | Florida National Guard | ARGUARD | 803 Highway 12 West | United States | Florida | Bradford | Starke | 32091 | 0.825 | 0.805
7411 | 28E60 | Starkville | 280NG | Mississippi National Guard | ARGUARD | 1776 Minuteman Lane | United States | Mississippi | Oktibbeha | Starkville | 39759 | 0.9 | 0.86
7412 | 42E79 | STATE COLLEGE READINESS CENTER/FMS 29 | 420NG | Pennsylvania National Guard | ARGUARD | 8472 Bennett ST | United States | Pennsylvania | Centre | State College | 16803 | 1.065 | 1.105
7413 | 08A48 | Fort Carson State Land | 080NG | Colorado National Guard | ARGUARD | 100 Main Street | United States | Colorado | El Paso | Colorado Spgs | 80913 | 1.04 | 1.02
7414 | 21A88 | State Military Museum | 210NG | Kentucky National Guard | ARGUARD | 4 Pembroke Road | United States | Kentucky | Franklin | Frankfort | 40601 | 0.87 | 0.87
7415 | 33A15 | State Military Reservation | 330NG | New Hampshire National Guard | ARGUARD | 1 Minuteman Way | United States | New Hampshire | Merrimack | Concord | 03301 | 1.07 | 1.06
7416 | 36E00 | Staten Island Armory / CSMS B | 360NG | New York National Guard | ARGUARD | Manor | United States | New York | Richmond | New York City | 10314 | 1.36 | 1.46
7417 | 36842 | Staten Island Usarc | 42560 | 99th Readiness Division | ARRES | 356 Battery Road | United States | New York | Richmond | New York City | 10305 | 1.36 | 1.46
7418 | 13D20 | Statesboro | 130NG | Georgia National Guard | ARGUARD | 345 Hartness Road | United States | Georgia | Bulloch | Statesboro | 30458 | 0.865 | 0.83
7419 | 37E45 | Statesville | 370NG | North Carolina National Guard | ARGUARD | 500 Thornrose AVE | United States | North Carolina | Iredell | Statesville |  | 0.885 | 0.855
7420 | 51C50 | STAUNTON RC | 510NG | Virginia National Guard | ARGUARD | 557 Calcert ST | United States | Virginia | Staunton | Staunton | 24401 | 0.92 | 0.89
7421 | 51C55 | STAUNTON FMS 12 | 510NG | Virginia National Guard | ARGUARD | 4620 Alpha AVE | United States | Virginia | Staunton | Staunton | 24401 | 0.92 | 0.89
7422 | 3283A | Stead Training Area -Swan Lake | 320NG | Nevada National Guard | ARGUARD | 4620 Alpha AVE | United States | Nevada | Washoe | Reno | 89506 | 1.18 | 1.2
7423 | 32A75 | Stead Training Site | 320NG | Nevada National Guard | ARGUARD | 899 E RD | United States | Nevada | Washoe | Reno | 89506 | 1.18 | 1.2
7425 | 48H15 | Stephenville | 480NG | Texas National Guard | ARGUARD | 899 East Road | United States | Texas | Erath | Stephenville | 76401 | 0.865 | 0.84
7426 | 08B50 | Sterling | 080NG | Colorado National Guard | ARGUARD | 1400 South 3rd Avenue | United States | Colorado | Logan | Sterling | 80751 | 1.015 | 1
7427 | 10A85 | Stern Armory | 100NG | Delaware National Guard | ARGUARD | 1420 Newport Gap Pike | United States | Delaware | New Castle | Wilmington | 19804 | 1.03 | 1.06
743 | N32411-BL | BLOOD LAB, BOSTON MA | N32411 | NAVAL STATION NEWPORT RI | NAVACT | 615 Albany Street | United States | Massachusetts | Suffolk | Boston | 021182517 | 1.2 | 1.26
7430 | 55D30 | Stevens Point | 550NG | Wisconsin National Guard | ARGUARD | 1320 Main ST | United States | Wisconsin | Portage | Stevens Point | 54481 | 1.085 | 1.12
7431 | 36100 | SGT CATALIN D. DIMA AFRC/AMSA # 106 | 42560 | 99th Readiness Division | ARRES | 930 Raz Avenue (Bldg 2008, Stewart Sub Post) | United States | New York | Orange | New Windsor | 12553 | 1.19 | 1.23
7432 | 02D50 | Stewart River Training Area | 020NG | Alaska National Guard | ARGUARD |  | United States | Alaska | Nome | Nome | 99762 | 2.52 | 2.47
7433 | 40E02 | Stillwater Fms 4 | 400NG | Oklahoma National Guard | ARGUARD | 107 E Chestnut ST | United States | Oklahoma | Payne | Stillwater | 74075 | 0.875 | 0.85
7435 | 40E01 | Stillwater Readiness Center Expansion Site | 400NG | Oklahoma National Guard | ARGUARD | 412 W Pine ST | United States | Oklahoma | Payne | Stillwater | 74075 | 0.875 | 0.85
7437 | 01117 | Stinson 5ab Stagefield AL | 01252 | Fort Rucker | ARACT | North end of CR 525 | United States | Alabama | Coffee | New Brockton | 36351 | 0.89 | 0.86
7438 | 06G08 | Stockton Fms/Csms | 060NG | California National Guard | ARGUARD | 2000 Stimson Street | United States | California | San Joaquin | Stockton | 95206 | 1.12 | 1.17
7439 | 06G06 | Stockton Aasf | 060NG | California National Guard | ARGUARD | 8010 South Airport Way | United States | California | San Joaquin | Stockton | 95206 | 1.12 | 1.17
7440 | 06G05 | Stockton Armory | 060NG | California National Guard | ARGUARD | 3526 Manthey Road Suite H | United States | California | San Joaquin | Stockton | 95206 | 1.12 | 1.17
7441 | 09A35 | Stones' Ranch Military Res | 09A35 | Stones Ranch Military Reservation | ARGUARD | 1601 Park Street | United States | Connecticut | New London | East Lyme | 06333 | 1.17 | 1.21
7442 | 3038B | Storage Facility (Ecs #6) | 27864 | 88th Readiness Division | ARRES | Blaine | United States | Montana | Lewis And Clark | Helena | 59601-9410 | 1.1 | 1.08
7444 | 34985 | Storck Army Reserve Center | 42560 | 99th Readiness Division | ARRES | 100 Shore Road & Dolphin Ave | United States | New Jersey | Atlantic | Northfield | 08225 | 1.165 | 1.235
7445 | 19D50 | Storm Lake | 190NG | Iowa National Guard | ARGUARD | 1601 Park Street | United States | Iowa | Buena Vista | Storm Lake | 50588 | 1.01 | 1.01
7447 | 18B55 | Stout Field Indianapolis | 180NG | Indiana National Guard | ARGUARD | 4630 Allen Avenue | United States | Indiana | Marion | Indianapolis | 46241 | 0.94 | 0.94
7448 | 39E25 | Stow | 390NG | Ohio National Guard | ARGUARD | 63 Armory RD | United States | Ohio | Summit | Stow | 44224 | 0.925 | 0.9195
745 | N63042-RS | NAVOPSPTCEN SACRAMENTO | N63042 | NAS LEMOORE CA | NAVRES | 8278 Elder Creek Road | United States | California | Sacramento | Sacramento | 95828 | 1.13 | 1.17
7450 | 09B35 | Stratford Armory | 090NG | Connecticut National Guard | ARGUARD | 401 West Bridge Street | United States | Connecticut | Fairfield | Stratford | 06497 | 1.16 | 1.2
7454 | 46C25 | Sturgis FMS #1 | 460NG | South Dakota National Guard | ARGUARD | HWY 34 E | United States | South Dakota | Meade | Sturgis | 57785 | 0.955 | 0.93
7455 | 46C20 | Sturgis Armory | 460NG | South Dakota National Guard | ARGUARD | 820 Kinship RD | United States | South Dakota | Meade | Sturgis | 57785 | 0.955 | 0.93
7457 | 55976 | Sturtevant Usarc | 27864 | 88th Readiness Division | ARRES | 1855 Wisconsin Street (Hwy H) | United States | Wisconsin | Racine | Sturtevant | 53177 | 1.085 | 1.12
7458 | 05D35 | Stuttgart | 050NG | Arkansas National Guard | ARGUARD | East First Street | United States | Arkansas | Arkansas | Stuttgart | 72160 | 0.845 | 0.82
746 | N63042-RA | NAVOPSPTCEN ALAMEDA | N63042 | NAS LEMOORE CA | NAVRES | 2144 Clement Avenue | United States | California | Alameda | Alameda | 94501 | 1.2 | 1.25
7461 | 51C65 | SUFFOLK RC | 510NG | Virginia National Guard | ARGUARD | 1400 N Main ST | United States | Virginia | Suffolk | Suffolk | 23434 | 0.92 | 0.89
7462 | 24635 | Suitland Microwave Tower | 51105 | Fort Belvoir | ARACT | 0.1 miles West of the Intersection of Silver Hill Rd and Suitland Parkway | United States | Maryland | Prince George's | Suitland | 20746 | 0.97 | 0.97
7463 | 17C50 | Sullivan Armory | 170NG | Illinois National Guard | ARGUARD | 500 West Wynnewood | United States | Illinois | Moultrie | Sullivan | 61951 | 1.03 | 1.045
7467 | 45D83 | Summerville | 450NG | South Carolina National Guard | ARGUARD | 301 N Hickory ST | United States | South Carolina | Dorchester | Summerville | 29485 | 0.92 | 0.885
7469 | 45D85 | Sumter Armory | 450NG | South Carolina National Guard | ARGUARD | 510 Nelson AVE | United States | South Carolina | Sumter | Shaw AFB | 29152 | 0.96 | 0.93
747 | N61065-MV | NAVOPSPTCEN MORENO | N61065 | NAVWPNSTA SEAL BEACH | NAVRES | 23570 Z Street | United States | California | Riverside | Moreno Valley | 92551 | 1.08 | 1.12
7470 | 44112 | Sun Valley Arm Ng E.Greenwich | 440NG | Rhode Island National Guard | ARGUARD | 206 Armory RD | United States | Rhode Island | Kent | East Greenwich | 02818 | 1.11 | 1.15
7472 | 20655 | Sunflower AAP | 20655 | Sunflower Army Ammunition Plant | ARACT | 35425 West 103rd Street | United States | Kansas | Johnson | De Soto |  | 1.005 | 1.025
7473 | 20790 | Sunflower Wet Site | 27864 | 88th Readiness Division | ARRES | Sunflower Army Ammo Plant | United States | Kansas | Johnson | De Soto | 66016 | 1.005 | 1.025
7475 | 04B75 | Sunnyslope Armory | 040NG | Arizona National Guard | ARGUARD | 10222 North 7th Street | United States | Arizona | Maricopa | Phoenix | 85020 | 0.91 | 0.89
7477 | 55D35 | Superior | 550NG | Wisconsin National Guard | ARGUARD | 205 Russell AVE | United States | Wisconsin | Douglas | Superior | 54880 | 1.085 | 1.12
7478 | 06G15 | Susanville | 060NG | California National Guard | ARGUARD | 65 N Lassen ST | United States | California | Lassen | Susanville | 96130 | 1.3 | 1.33
7479 | 55D37 | Sussex Oms 5 | 550NG | Wisconsin National Guard | ARGUARD | 765 N 2200 W | United States | Wisconsin | Waukesha | Sussex | 53095 | 1.085 | 1.12
7480 | 49B17 | Sustained Airborne Tng Fac | 490NG | Utah National Guard | ARGUARD | 673 Kite RD | United States | Utah | Salt Lake | Salt Lake City | 84116 | 1.03 | 0.99
7481 | 13D25 | Swainsboro | 130NG | Georgia National Guard | ARGUARD | Ferris Street | United States | Georgia | Emanuel | Swainsboro | 30401 | 0.865 | 0.83
7482 | 50A95 | Swanton | 500NG | Vermont National Guard | ARGUARD | 21 Grand AVE | United States | Vermont | Franklin | Swanton | 05488 | 1.04 | 1.04
7483 | 47D65 | Sweetwater | 470NG | Tennessee National Guard | ARGUARD | 516 E State ST | United States | Tennessee | Monroe | Sweetwater | 37874 | 0.835 | 0.82
7485 | 17C55 | Sycamore Armory | 170NG | Illinois National Guard | ARGUARD | 1001 West Fort Williams Road | United States | Illinois | DeKalb | Sycamore | 60178 | 1.03 | 1.045
7486 | 01G75 | Sylacauga | 010NG | Alabama National Guard | ARGUARD | 12860 Arroyo Street | United States | Alabama | Talladega | Sylacauga | 35150 | 0.855 | 0.83
7488 | 37E50 | Sylva | 370NG | North Carolina National Guard | ARGUARD | 715 S 11th ST | United States | North Carolina | Jackson | Sylva | 28779 | 0.885 | 0.855
7489 | 12575 | T. Whidden Usarc/Amsa #52 (G) | 01530 | 81st Readiness Division | ARRES | 222 Ausley Road | United States | Florida | Leon | Tallahassee | 32304 | 0.825 | 0.805
7490 | 39845 | T.H. Morrow Usarc/Amsa #59 BMA 1 | 27864 | 88th Readiness Division | ARRES | 1600 Seymour Avenue | United States | Ohio | Hamilton | Cincinnati | 45237 | 0.925 | 0.9195
7491 | 42671 | T/Sgt Vernon Mcgarity USARC | 42560 | 99th Readiness Division | ARRES | 99 Soldiers Lane | United States | Pennsylvania | Allegheny | Coraopolis | 15108 | 1.065 | 1.105
7492 | 01300 | Tac X Stagefield AL | 01252 | Fort Rucker | ARACT | North of the Intersection of Revels Farm Rd and Rubin Morgan Rd | United States | Alabama | Geneva | Samson | 36477 | 0.89 | 0.86
7495 | 12476 | Taft Usarc | 01530 | 81st Readiness Division | ARRES | 2800 Dowden Road | United States | Florida | Orange | Orlando | 32827 | 0.825 | 0.805
7497 | 28C52 | Tago | 280NG | Mississippi National Guard | ARGUARD | 401 E S ST | United States | Mississippi | Hinds | Jackson | 39202 | 0.9 | 0.86
7499 | 12C50 | Tallahassee Readiness Center | 120NG | Florida National Guard | ARGUARD | 106 Ardmore Avenue | United States | Florida | Leon | Tallahassee | 32311 | 0.825 | 0.805
75 | M67029-0004 | MARBKS 8TH AND I ANNEX | M67029 | MARBKS WASHINGTON DC | MCACT | 1009 7th Street Southeast | United States | District of Columbia | District of Columbia | Washington, DC | 20390 | 1.04 | 1.04
7500 | 42E85 | TAMAQUA READINESS CENTER | 420NG | Pennsylvania National Guard | ARGUARD | 514 N Howard AVE | United States | Pennsylvania | Schuylkill | Tamaqua | 18252 | 1.065 | 1.105
7501 | 12C55 | Tampa Readiness Center | 120NG | Florida National Guard | ARGUARD | 1145 State RD 570L/Q | United States | Florida | Hillsborough | Tampa | 33606 | 0.82 | 0.8
7503 | 35B85 | Taos | 350NG | New Mexico National Guard | ARGUARD | 400 E Walnut ST | United States | New Mexico | Taos | Ranches of Taos | 87557 | 0.93 | 0.905
7506 | 48485 | Tardec Fuels and Lubes Research Fac | 26155 | Detroit Arsenal | ARACT | 6220 Culebra Road San Antonio, TX 78228 | United States | Texas | Bexar | San Antonio | 78228 | 0.87 | 0.85
7508 | 37A81 | Tarheel Challenge Academy | 370NG | North Carolina National Guard | ARGUARD | 11495 Lancaster-Chillicothe RD | United States | North Carolina | Sampson | Salemburg | 28385 | 0.885 | 0.855
7509 | 39E30 | Tarlton Tng Site | 390NG | Ohio National Guard | ARGUARD | 111 Hon Gordon M. Ow | United States | Ohio | Fairfield | Amanda | 43102 | 0.925 | 0.9195
751 | N61065-NF | NORWALK FUEL COMPLEX | N61065 | NAVWPNSTA SEAL BEACH | NAVACT | 15306 Norwalk Boulevard | United States | California | Los Angeles | Norwalk | 90659 | 1.02 | 1.06
7510 | 25C87 | Taunton | 250NG | Massachusetts National Guard | ARGUARD | 12408 Woodlea Road | United States | Massachusetts | Bristol | Taunton | 02780 | 1.165 | 1.215
7511 | 12C61 | Tavares, Fms #5 | 120NG | Florida National Guard | ARGUARD | 12450 Beech Daly Road | United States | Florida | Lake | Tavares | 32778 | 0.825 | 0.805
7512 | 26C67 | Taylor | 260NG | Michigan National Guard | ARGUARD | 1411 N Main | United States | Michigan | Wayne | Taylor | 48180 | 1.03 | 1.06
7513 | 48H30 | Taylor | 480NG | Texas National Guard | ARGUARD | 1411 North Main | United States | Texas | Williamson | Taylor | 76574 | 0.865 | 0.84
7515 | 32775 | Taylor Hall AFRC | 06510 | 63rd Readiness Division | ARRES | 2901 E SAHARA Ave | United States | Nevada | Clark | Las Vegas | 89104 | 1.14 | 1.17
7516 | 01F35 | Taylor Hardin Montgomery | 010NG | Alabama National Guard | ARGUARD | 902 River Road | United States | Alabama | Montgomery | Montgomery | 36117 | 0.87 | 0.85
7517 | 39880 | Taylor Station Road Usarc | 27864 | 88th Readiness Division | ARRES | 765 Taylor Station Road | United States | Ohio | Franklin | Blacklick | 43004 | 0.925 | 0.9195
7518 | 28E65 | Taylorsville | 280NG | Mississippi National Guard | ARGUARD | 249 Wilkesboro RD | United States | Mississippi | Smith | Taylorsville | 39168 | 0.9 | 0.86
7519 | 37E60 | Taylorsville | 370NG | North Carolina National Guard | ARGUARD | 1799 Teaneck RD | United States | North Carolina | Alexander | Taylorsville | 28681 | 0.885 | 0.855
752 | N61065-FC | LONG BEACH FUEL COMPLE | N61065 | NAVWPNSTA SEAL BEACH | NAVACT | 3500 Nimitz Road | United States | California | Los Angeles | Long Beach | 90810 | 1.02 | 1.06
7521 | 34C05 | Teaneck | 340NG | New Jersey National Guard | ARGUARD | 3214 Tell ST | United States | New Jersey | Bergen | Teaneck | 07666 | 1.165 | 1.235
7522 | 36925 | Tec 3 Olaf A Frederiksen Usarc | 42560 | 99th Readiness Division | ARRES | 198 Cornwell Street | United States | New York | Yates | Penn Yan | 14527 | 1.06 | 1.075
7525 | 04A90 | Tempe Readiness Center | 040NG | Arizona National Guard | ARGUARD | 1000 East University Drive | United States | Arizona | Maricopa | Tempe | 85281 | 0.91 | 0.89
7526 | 48421 | Temple | 480NG | Texas National Guard | ARGUARD | 875 HWY 49 W | United States | Texas | Bell | Temple | 76502 | 0.9 | 0.89
7527 | 47B11 | Tennessee Ridge | 470NG | Tennessee National Guard | ARGUARD | 3614 Maple AVE | United States | Tennessee | Houston | Tennessee Ridge | 37840 | 0.835 | 0.82
7528 | 18D20 | Terre Haute | 180NG | Indiana National Guard | ARGUARD | 301 North 9th Street | United States | Indiana | Vigo | Terre Haute | 47804 | 0.955 | 0.96
753 | N61065-SP | SAN PEDRO FUEL DEPOT | N61065 | NAVWPNSTA SEAL BEACH | NAVACT | 3171 North Gaffey Street | United States | California | Los Angeles | Los Angeles | 90731 | 1.02 | 1.06
7530 | 18D22 | Terre Haute (2000) | 180NG | Indiana National Guard | ARGUARD | Airport | United States | Indiana | Vigo | Terre Haute | 47804 | 0.955 | 0.96
7532 | 48H40 | Terrell - Hwy 80 | 480NG | Texas National Guard | ARGUARD | Lion's Club Park, Hwy 80 West | United States | Texas | Kaufman | Terrell | 75160 | 0.865 | 0.84
7534 | 05D40 | Texarkana | 050NG | Arkansas National Guard | ARGUARD | 4800 Airport Road | United States | Arkansas | Miller | Texarkana | 71854 | 0.845 | 0.82
7536 | 22C90 | Thibodaux | 220NG | Louisiana National Guard | ARGUARD | 250 Emil Street | United States | Louisiana | Lafourche | Thibodaux | 70301 | 0.855 | 0.825
7537 | 27D25 | Thief River Falls Ng Armory | 270NG | Minnesota National Guard | ARGUARD | 515 Greene ST | United States | Minnesota | Pennington | Thief River Falls | 56701 | 1.085 | 1.12
7538 | 45745 | Thomas Dry Howie Usarc | 01530 | 81st Readiness Division | ARRES | 1514 Highway 221 East | United States | South Carolina | Greenwood | Greenwood | 29646 | 0.92 | 0.885
7540 | 37955 | Thomas Erwin Allen Usarc | 01530 | 81st Readiness Division | ARRES | 1400 Carthage Road | United States | North Carolina | Robeson | Lumberton | 28358 | 0.885 | 0.855
7541 | 13485 | Thomas H Glenn Usarc | 01530 | 81st Readiness Division | ARRES | 2405 Redmond Circle | United States | Georgia | Floyd | Rome | 30165 | 0.865 | 0.83
7542 | 01D35 | Thomas H Moorer Fort Deposit | 010NG | Alabama National Guard | ARGUARD | 320 Veterans Drive | United States | Alabama | Lowndes | Fort Deposit | 36032 | 0.855 | 0.83
7543 | 37990 | Thomas Smothers Usarc | 01530 | 81st Readiness Division | ARRES | 1245 Martin Luther King Dr. Winston-Salem, NC 27107-1399 | United States | North Carolina | Forsyth | Winston Salem | 27107 | 0.885 | 0.855
7545 | 37E65 | Thomasville | 370NG | North Carolina National Guard | ARGUARD | 102 Varnedoe ST | United States | North Carolina | Davidson | Thomasville | 27360 | 0.885 | 0.855
7546 | 13D35 | Thomasville | 130NG | Georgia National Guard | ARGUARD | 612 Main Street | United States | Georgia | Thomas | Thomasville | 31792 | 0.865 | 0.83
7547 | 13D45 | Thomson | 130NG | Georgia National Guard | ARGUARD | Rr 1 E M-60 | United States | Georgia | McDuffie | Thomson | 30824 | 0.865 | 0.83
7548 | 06931 | Thrall Hall USAR Center | 06510 | 63rd Readiness Division | ARRES | 1284 East 7th Street | United States | California | San Bernardino | Upland | 91786 | 1.08 | 1.12
755 | N42237-SC | NAVY AND NOSC FT JACKSON COLUMBIA SC | N42237 | SUBASE KINGS BAY GA | NAVACT | 2620 Lee Road | United States | South Carolina | Richland | Fort Jackson | 29206 | 0.87 | 0.84
7551 | 39E35 | Tiffin | 390NG | Ohio National Guard | ARGUARD | 3111 HWY 41 S | United States | Ohio | Seneca | Tiffin | 44883 | 0.925 | 0.9195
7553 | 13D50 | Tifton | 130NG | Georgia National Guard | ARGUARD | 620 John G. Rose Drive | United States | Georgia | Tift | Tifton | 31794 | 0.865 | 0.83
7554 | 45D90 | Timmonsville Armory | 450NG | South Carolina National Guard | ARGUARD | 2375 State R 21 E | United States | South Carolina | Florence | Timmonsville | 29161 | 0.92 | 0.885
7555 | 47D70 | Tiptonville | 470NG | Tennessee National Guard | ARGUARD | 500 E 24th ST | United States | Tennessee | Lake | Tiptonville | 38079 | 0.835 | 0.82
7558 | 12C70 | Titusville FMS #18 | 120NG | Florida National Guard | ARGUARD | 686 Cheney Highway | United States | Florida | Brevard | Titusville | 32780 | 0.78 | 0.75
756 | N68967-FM | FORT LAWTON | N68967 | NAVSTA EVERETT WA | NAVACT | 1108 Hawaii Circle | United States | Washington | King | Seattle | 98101 | 1.12 | 1.14
7560 | 42780 | Tobyhanna Army Depot | 42780 | Tobyhanna Army Depot | ARACT | Intersection of Gouldsboro Rd and Midway Rd | United States | Pennsylvania | Monroe | Tobyhanna | 18466 | 1.17 | 1.21
7561 | 13D55 | Toccoa | 130NG | Georgia National Guard | ARGUARD | 925 Research Drive | United States | Georgia | Stephens | Toccoa | 30577 | 0.865 | 0.83
7562 | 39422 | Toledo | 390NG | Ohio National Guard | ARGUARD | 2335 6th AVE NE | United States | Ohio | Lucas | Toledo | 43614 | 0.925 | 0.9195
7563 | 39760 | Toledo Area Usar | 27864 | 88th Readiness Division | ARRES | 9825 Garden Road | United States | Ohio | Lucas | Monclova | 43542 | 0.925 | 0.9195
7564 | 01D15 | Tom Bevill Fayette | 010NG | Alabama National Guard | ARGUARD | 6th Avenue NE | United States | Alabama | Fayette | Fayette | 35555 | 0.855 | 0.83
7565 | 55D40 | Tomah | 550NG | Wisconsin National Guard | ARGUARD | 215 Armory RD | United States | Wisconsin | Monroe | Tomah | 54660 | 1.15 | 1.17
7566 | 55D50 | Tomahawk | 550NG | Wisconsin National Guard | ARGUARD | 198 Armory DR | United States | Wisconsin | Lincoln | Tomahawk | 54487 | 1.085 | 1.12
7567 | 21C40 | Tomkinsville Armory | 210NG | Kentucky National Guard | ARGUARD | Monroe Street | United States | Kentucky | Monroe | Tompkinsville | 42167 | 0.87 | 0.87
7569 | 21C45 | Tompkinsville Mvsb | 210NG | Kentucky National Guard | ARGUARD | 1200 Whitesville | United States | Kentucky | Monroe | Tompkinsville | 42167 | 0.87 | 0.87
757 | N68967-HA | PIER 91 ANNEX | N68967 | NAVSTA EVERETT WA | NAVACT | 98101 | United States | Washington | King | Seattle | 98101 | 1.12 | 1.14
7570 | 34C10 | Toms River | 340NG | New Jersey National Guard | ARGUARD | 16 S 1St ST | United States | New Jersey | Ocean | Toms River | 08757 | 1.17 | 1.24
7571 | 40840 | Tony K Burris USARC | 06510 | 63rd Readiness Division | ARRES | 2001 W Iowa Avenue | United States | Oklahoma | Grady | Chickasha | 73018 | 0.875 | 0.85
7572 | 49B40 | Tooele Armory | 490NG | Utah National Guard | ARGUARD | Tooele Army Depot | United States | Utah | Tooele | Tooele | 84074 | 1.11 | 1.08
7573 | 49575 | Tooele Army Depot | 49575 | Tooele Army Depot | ARACT | 0.6 miles SW of the Intersection of Sunset Inn and Hwy 36 | United States | Utah | Tooele | Tooele | 84074 | 1.11 | 1.08
7574 | 49B42 | Tooele Fms 5a | 490NG | Utah National Guard | ARGUARD | 65 N Main ST STE 1 | United States | Utah | Tooele | Tooele | 84074 | 1.11 | 1.08
7578 | 20799 | BG William C. Menninger ARC, Topeka KS | 27864 | 88th Readiness Division | ARRES | 500 Southwest 42nd Street | United States | Kansas | Shawnee | Topeka | 66609 | 1.005 | 1.025
7579 | 20D16 | Jfhq-Kansas | 200NG | Kansas National Guard | ARGUARD | 326 Division Street | United States | Kansas | Shawnee | Topeka | 66611 | 1.005 | 1.025
758 | N68967-PB | PACIFIC BEACH | N68967 | NAVSTA EVERETT WA | NAVACT | 1 1st Street North | United States | Washington | Grays Harbor | Pacific Beach | 98571 | 1.085 | 1.095
7582 | 06G25 | Torrance | 060NG | California National Guard | ARGUARD | 1000 W 25th Avenue | United States | California | Los Angeles | Torrance | 90501 | 1.02 | 1.06
7583 | 56B20 | Torrington | 560NG | Wyoming National Guard | ARGUARD | 307 Washington Avnue | United States | Wyoming | Goshen | Torrington | 82240 | 1.045 | 1.035
7584 | 01360 | Toth Stagefield AL | 01252 | Fort Rucker | ARACT | SW of the Intersection of Judge Rogue Rd and Hollis Dairy Rd | United States | Alabama | Houston | Dothan | 36305 | 0.89 | 0.86
7586 | 40935 | Tracy W Young USARC | 06510 | 63rd Readiness Division | ARRES | 805 W Hartford Avenue | United States | Oklahoma | Kay | Ponca City | 74601 | 0.875 | 0.85
7588 | 29D02 | Trenton | 290NG | Missouri National Guard | ARGUARD | 1461 Industrial Pk DR | United States | Missouri | Grundy | Trenton | 64683 | 0.985 | 1.005
7589 | 47D75 | Trenton | 470NG | Tennessee National Guard | ARGUARD | Scotch RD | United States | Tennessee | Gibson | Trenton | 08628 | 0.835 | 0.82
759 | N69141-LB | SITE 3 NS LONG BEACH | N69141 | CSO NS LONG BEACH CA | NAVACT | 1895 Pennsylvania Avenue | United States | California | Los Angeles | Long Beach | 90720 | 1.02 | 1.06
7590 | 34C15 | Trenton Mercer Aviation | 340NG | New Jersey National Guard | ARGUARD | 2210 Linden AVE | United States | New Jersey | Mercer | Trenton | 08628 | 1.17 | 1.24
7592 | 15875 | Tripler Army Medical Center | 15815 | US Army Garrison Hawaii | ARACT | 1 Jarrett White Rd | United States | Hawaii | Honolulu | Honolulu | 96819 | 2.37 | 2.28
7594 | 36E30 | Glenmore Rd Armory / FMS 17 | 360NG | New York National Guard | ARGUARD | 99 S Lake AVE | United States | New York | Rensselaer | Troy | 12180 | 1.05 | 1.07
7595 | 39975 | Troy Memorial Usarc | 27864 | 88th Readiness Division | ARRES | 126 Schaftsbury Road | United States | Ohio | Miami | Troy | 45373 | 0.925 | 0.9195
7596 | 36E31 | South Lake Ave Armory | 360NG | New York National Guard | ARGUARD | 2205 N Central | United States | New York | Rensselaer | Troy | 12180 | 1.05 | 1.07
76 | M67386-0001 | W BALES | M67386 | MCSPTACT KANSAS CITY MO | MCRES | 15612 Bales Avenue | United States | Missouri | Cass | Belton | 64147 | 0.95 | 0.97
760 | N69165-S6 | SITE 6B NSY LONG BEACH | N69165 | CSO NSY LONG BEACH CA | NAVACT | 3825 Richardson Avenue | United States | California | Los Angeles | Long Beach | 90720 | 1.02 | 1.06
7601 | 06368 | Ts Afrc Los Alamitos | 060NG | California National Guard | ARGUARD | 4522 Saratoga Avenue | United States | California | Orange | Los Alamitos | 90720 | 1.02 | 1.06
7602 | 10A05 | TS BBTS | 100NG | Delaware National Guard | ARGUARD | 163 Scannell Boulevard | United States | Delaware | Sussex | Bethany Beach | 19930 | 1.06 | 1.085
7603 | 50A25 | Ts Camp Johnson | 500NG | Vermont National Guard | ARGUARD | 720 Maximilliano DR | United States | Vermont | Chittenden | Colchester | 05446 | 1.01 | 1.01
7604 | 35B20 | Las Vegas Camp Luna Ts | 350NG | New Mexico National Guard | ARGUARD | 1001 Douglas AVE | United States | New Mexico | San Miguel | Las Vegas | 87701 | 0.93 | 0.905
7605 | 44A30 | TS Camp Varnum | 440NG | Rhode Island National Guard | ARGUARD | 461 County RD 517 | United States | Rhode Island | Washington | Narragansett | 02882 | 1.155 | 1.195
7606 | 29D05 | Ts Mark Twain Natl Forest Wapp | 290NG | Missouri National Guard | ARGUARD | 113 Ethan Allen RD | United States | Missouri | Wayne | Wappapello | 63966 | 0.985 | 1.005
7607 | 50340 | TS Ethan Allen Range | 50340 | Ethan Allen Range | ARGUARD | 4701 16th ST Nw | United States | Vermont | Chittenden | Jericho | 05465 | 1.01 | 1.01
7608 | 38A65 | Ts Garrison | 380NG | North Dakota National Guard | ARGUARD | 2302 Militia Drive | United States | North Dakota | McLean | Garrison | 58540 | 1.09 | 1.09
7609 | 29B16 | Ts Ike Skelton Jefferson City | 290NG | Missouri National Guard | ARGUARD | 2101 Schotthill Woods DR | United States | Missouri | Cole | Jefferson City | 65101 | 0.985 | 1.005
7612 | 15A10 | Ts Keaukaha Mil Res | 150NG | Hawaii National Guard | ARGUARD | 1046 Leilani Street | United States | Hawaii | Hawaii | Hilo | 96720 | 2.51 | 2.42
7613 | 15A65 | Ts Kekaha Wets Lta | 150NG | Hawaii National Guard | ARGUARD | Kekaha Wets Near Barking Sand | United States | Hawaii | Kauai | Kekaha | 96752 | 2.8 | 2.72
7614 | 06877 | Ts Modesto | 060NG | California National Guard | ARGUARD | 1125 I Street | United States | California | Stanislaus | Modesto | 95351 | 1.125 | 1.165
7616 | 56525 | Ts Ng Lander | 560NG | Wyoming National Guard | ARGUARD | 230 Grandview DR | United States | Wyoming | Fremont | Lander | 82520 | 1.045 | 1.035
7617 | 56555 | Ts Ng Lovell | 560NG | Wyoming National Guard | ARGUARD | 360 E 5th St | United States | Wyoming | Big Horn | Lovell | 82431 | 1.045 | 1.035
7618 | 56595 | Ts Ng Sheridan | 560NG | Wyoming National Guard | ARGUARD | 101 E Loucks ST | United States | Wyoming | Sheridan | Sheridan | 82801 | 1.045 | 1.035
762 | N69152-BA | SITE 6 OB/OD RANGE | N69152 | CSO NSY MARE ISLAND CA | NAVACT | 1 Bear Valley Road | United States | California | Marin | Point Reyes Station | 94956 | 1.2 | 1.25
7620 | 18B10 | Ts Range Fowler | 180NG | Indiana National Guard | ARGUARD | 12000 Military Club Road | United States | Indiana | Clinton | Frankfort | 46041 | 0.955 | 0.96
7621 | 29C50 | Ts Raytown | 290NG | Missouri National Guard | ARGUARD | 8800 Raytown RD | United States | Missouri | Jackson | Kansas City | 64138 | 0.95 | 0.97
7622 | 06F90 | Ts Sloughouse | 060NG | California National Guard | ARGUARD | 7268 Murieta Drive | United States | California | Sacramento | Sloughhouse | 95683 | 1.13 | 1.17
7624 | 15A67 | Ts Ukumehame Range | 150NG | Hawaii National Guard | ARGUARD | 1760 Honoapiilani Highway | United States | Hawaii | Maui | Lahaina | 96761 | 2.51 | 2.42
7625 | 38B75 | Ts Valley Cty Aka Camp Davis | 380NG | North Dakota National Guard | ARGUARD | 149 3rd ST NE | United States | North Dakota | Barnes | Valley City | 58072 | 1.09 | 1.09
7626 | 30A19 | Ts Waco Lta | 300NG | Montana National Guard | ARGUARD | 96-1210 Waihona Street | United States | Montana | Yellowstone | Billings | 59101 | 1.1 | 1.08
7627 | 15993 | Ts Waiawa Gulch | 150NG | Hawaii National Guard | ARGUARD | 96-1176 Waihona Street | United States | Hawaii | Honolulu | Pearl City | 96782 | 2.37 | 2.28
7628 | 01B10 | Ts Walter J Hanna Birmingham | 010NG | Alabama National Guard | ARGUARD | 9092 Parkway E | United States | Alabama | Jefferson | Birmingham |  | 0.855 | 0.83
7630 | 51705 | Tsg Frank D. Peregory Army Reserve Center | 42560 | 99th Readiness Division | ARRES | 1634 Cherry Avenue | United States | Virginia | Charlottesville | Charlottesville | 22903 | 0.92 | 0.89
7631 | 36890 | TSG Harold C Lockwood USARC | 42560 | 99th Readiness Division | ARRES | 125 Finney Blvd | United States | New York | Franklin | Malone | 12953 | 1.06 | 1.075
7633 | 35C00 | Tucumcari | 350NG | New Mexico National Guard | ARGUARD | Cross | United States | New Mexico | Quay | Tucumcari | 88401 | 0.93 | 0.905
7635 | 47D80 | Tullahoma | 470NG | Tennessee National Guard | ARGUARD | 1202 East Carroll Street | United States | Tennessee | Coffee | Tullahoma | 37388 | 0.92 | 0.89
7637 | 40E32 | Tulsa AASF No 2 | 400NG | Oklahoma National Guard | ARGUARD | 4242 N Mingo Valley Expwy | United States | Oklahoma | Tulsa | Tulsa | 74158 | 0.875 | 0.85
7638 | 40E33 | Tulsa FMS 9 | 400NG | Oklahoma National Guard | ARGUARD | 4220-B N Mingo Valley Expwy | United States | Oklahoma | Tulsa | Tulsa | 74158 | 0.875 | 0.85
7639 | 40E31 | Tulsa Mingo Valley Readiness C | 400NG | Oklahoma National Guard | ARGUARD | 4220 N Mingo Valley Expwy | United States | Oklahoma | Tulsa | Tulsa | 74158 | 0.875 | 0.85
7640 | 28E70 | Tupelo | 280NG | Mississippi National Guard | ARGUARD | Veterans | United States | Mississippi | Lee | Tupelo | 38801 | 0.9 | 0.86
7641 | 28E75 | Tupelo Fms #1 | 280NG | Mississippi National Guard | ARGUARD | 1955 S Veterans BLVD | United States | Mississippi | Lee | Tupelo | 38801 | 0.9 | 0.86
7643 | 06G35 | Turlock | 060NG | California National Guard | ARGUARD | North Commons Street | United States | California | Stanislaus | Turlock | 95380 | 1.125 | 1.165
7645 | 06908 | Tustin USAR Center | 06510 | 63rd Readiness Division | ARRES | 2345 Barranca Parkway | United States | California | Orange | Irvine | 92606 | 1.02 | 1.06
7647 | 27650 | Twin Cities AAP | 27650 | Twin Cities Army Ammunition Plant | ARACT | 4700 Highway 10 Suite A | United States | Minnesota | Ramsey | St. Paul | 55112 | 1.06 | 1.11
7648 | 16C05 | Twin Falls Armory | 160NG | Idaho National Guard | ARGUARD | 991 Washington Street South | United States | Idaho | Twin Falls | Twin Falls | 83301 | 1.055 | 1.045
7649 | 16C10 | Twin Falls TS | 160NG | Idaho National Guard | ARGUARD | 2225 Sandy Bay Road | United States | Idaho | Twin Falls | Twin Falls | 83301 | 1.055 | 1.045
765 | N69152-MA | SITE 2 | N69152 | CSO NSY MARE ISLAND CA | NAVACT | 900 Mare Island Way | United States | California | Solano | Vallejo | 94503 | 1.22 | 1.28
7650 | 55D55 | Two Rivers | 550NG | Wisconsin National Guard | ARGUARD | 2520 Commerce ST | United States | Wisconsin | Manitowoc | Two Rivers | 54241 | 1.085 | 1.12
7651 | 48H60 | Tyler | 480NG | Texas National Guard | ARGUARD | 2520 Commerce St. | United States | Texas | Smith | Tyler | 75702 | 0.865 | 0.84
7656 | 41725 | Umatilla Chemical Depot | 53465 | Joint Base Lewis McChord | ARACT |  | United States | Oregon | Umatilla | Hermiston | 97838 | 1.16 | 1.19
7658 | 45D95 | Union Armory And FMS 8 | 450NG | South Carolina National Guard | ARGUARD | 2017 E Reelfoot Av | United States | South Carolina | Union | Union | 29379 | 0.92 | 0.885
7659 | 47D90 | Union City | 470NG | Tennessee National Guard | ARGUARD | 1412 N Main ST | United States | Tennessee | Obion | Union City | 38261 | 0.835 | 0.82
766 | N69152-MI | SITE 3 | N69152 | CSO NSY MARE ISLAND CA | NAVACT | 1000 Mare Island Road | United States | California | San Francisco | San Francisco | 94012 | 1.2 | 1.25
7662 | 17C60 | Urbana Armory Fms 17 | 170NG | Illinois National Guard | ARGUARD | 476 Hubbard Drive | United States | Illinois | Champaign | Urbana | 61801 | 1.03 | 1.045
7663 | 37980 | Uriah G Lucas Usarc | 01530 | 81st Readiness Division | ARRES | 1835 Jake Alexander Blvd, West | United States | North Carolina | Rowan | Salisbury | 28147 | 0.885 | 0.855
7664 | 26740 | US Army Garrison Selfridge | 26155 | Detroit Arsenal | ARACT | 44370 Jefferson Avenue Selfridge Air National Guard Base, MI 48045 | United States | Michigan | Macomb | Selfridge ANGB | 48045 | 1.035 | 1.055
7665 | 39335 | Us Army Joint Sys Mfg Ctr,Lima | 39335 | Joint System Manufacturing Center Lima | ARACT | 1155 Buckeye Road Lima, OH 458004 | United States | Ohio | Allen | Lima | 45804 | 0.925 | 0.9195
7666 | 24234 | US Army Adelphi Laboratory Center | 24015 | Aberdeen Proving Ground | ARACT | 2800 Powder Mill Road | United States | Maryland | Prince George's | Hyattsville | 20783 | 0.97 | 0.97
7667 | 15880 | Usa Field Station Kunia | 15815 | US Army Garrison Hawaii | ARACT | Kunia Rd | United States | Hawaii | Honolulu | Kunia | 96759 | 2.37 | 2.28
7669 | 17896 | JOLIET USARC/JTA | 27864 | 88th Readiness Division | ARRES | 20612 Arsenal Road JTA. NW of the Intersection of S Diagonal Rd and Drummond Rd | United States | Illinois | Will | Elwood | 60421 | 1.03 | 1.045
7670 | 42882 | Usar Keystone Ord Outdoor Tng | 42560 | 99th Readiness Division | ARRES | RD3, 6467 Mikewood Blvd | United States | Pennsylvania | Crawford | Conneaut Lake | 16316 | 1.065 | 1.105
7671 | 25801 | Usar Training Area Granby Mass | 42560 | 99th Readiness Division | ARRES | 14 Carver Street | United States | Massachusetts | Hampshire | Granby | 01033 | 1.165 | 1.215
7672 | 34025 | USARC and CFMS Kilmer | 42560 | 99th Readiness Division | ARRES | Truman | United States | New Jersey | Middlesex | Edison | 08817-2487 | 1.165 | 1.235
7673 | 25775 | 1 SGT Lawrence O. Poncin USARC | 42560 | 99th Readiness Division | ARRES | 50 John William Street | United States | Massachusetts | Bristol | Unknown | 02703 | 1.165 | 1.215
7674 | 0915A | Danbury Veterans Memorial Armed Forces Reserve Center | 42560 | 99th Readiness Division | ARRES | Eagle | United States | Connecticut | Fairfield | Danbury | 06810-4188 | 1.16 | 1.2
7675 | 44755 | Ft Nathaniel Greene Army Reserve Center | 42560 | 99th Readiness Division | ARRES | 970 Point Judith Road | United States | Rhode Island | Washington | Narragansett | 02882 | 1.155 | 1.195
7676 | 33706 | Usarc Keene | 42560 | 99th Readiness Division | ARRES | 682 Main Street | United States | New Hampshire | Cheshire | Keene | 03431 | 1.075 | 1.075
7681 | 06839 | USMCB Camp Pendleton | 06510 | 63rd Readiness Division | ARRES | Del Mar Basin Area 21, Building 210545 | United States | California | San Diego | Camp Pendleton | 92055 | 1.08 | 1.11
7682 | 44A75 | USPFO Providence | 440NG | Rhode Island National Guard | ARGUARD | 144 Military DR | United States | Rhode Island | Providence | Providence | 02906 | 1.11 | 1.15
7683 | 28C65 | Uspfo Ms | 280NG | Mississippi National Guard | ARGUARD | 2801 N Main ST | United States | Mississippi | Rankin | Pearl | 39208 | 0.9 | 0.86
7684 | 49B32 | Utah County South Armory/Fms 9 | 490NG | Utah National Guard | ARGUARD | 1700 Parkway E | United States | Utah | Utah | Spanish Fork | 84660 | 1.03 | 0.995
7685 | 36E35 | Utica RC / FMS 6 | 360NG | New York National Guard | ARGUARD | 1256 Albany ST STE 1 | United States | New York | Oneida | Utica | 13501 | 1.16 | 1.08
7687 | 3729A | Uwharrie National Forest | 37225 | Fort Bragg | ARACT | Uwharrie National | United States | North Carolina | Montgomery | Troy | 27371 | 0.885 | 0.855
7688 | 5363A | Vail Tree Farm Lta | 27864 | 88th Readiness Division | ARRES | Vail Tree Farm | United States | Washington | Thurston | Lacey | 98503-0000 | 1.085 | 1.095
7689 | 13D60 | Valdosta | 130NG | Georgia National Guard | ARGUARD | 5500 East Valencia Road | United States | Georgia | Lowndes | Valdosta | 31602 | 0.86 | 0.82
7690 | 04B86 | Valencia Readiness Center | 040NG | Arizona National Guard | ARGUARD | 5500 East Valencia Road | United States | Arizona | Pima | Tucson | 85706 | 0.94 | 0.92
7692 | 06G40 | Vallejo | 060NG | California National Guard | ARGUARD | 747 7th Street | United States | California | Solano | Vallejo | 94590 | 1.22 | 1.28
7693 | 38B65 | Valley City Armory | 380NG | North Dakota National Guard | ARGUARD | 850 Airport RD | United States | North Dakota | Barnes | Valley City | 58072 | 1.09 | 1.09
7695 | 18D25 | Valparaiso | 180NG | Indiana National Guard | ARGUARD | 1820 Chestnut Street | United States | Indiana | Porter | Valparaiso | 46383 | 0.955 | 0.96
7697 | 06895 | Van Deman Hall USAR Center | 06510 | 63rd Readiness Division | ARRES | 2400 Admiral Baker Road | United States | California | San Diego | San Diego | 92120 | 1.05 | 1.08
7698 | 06497 | Van Nuys AMSA | 06510 | 63rd Readiness Division | ARRES | 6357 Woodley Avenue | United States | California | Los Angeles | Van Nuys | 91406 | 1.02 | 1.06
7699 | 53975 | Vancouver Barracks Cemetery | 27864 | 88th Readiness Division | ARRES | 987 MCCLELLAND ROAD | United States | Washington | Clark | Vancouver | 98661 | 1.085 | 1.095
77 | M67386-0002 | E BALES | M67386 | MCSPTACT KANSAS CITY MO | MCRES | 3805 East 155th Street | United States | Missouri | Cass | Belton | 64147 | 0.95 | 0.97
770 | N69152-MZ | SITE 5 | N69152 | CSO NSY MARE ISLAND CA | NAVACT | 1245 Mare Island Way | United States | California | Solano | Vallejo | 94503 | 1.22 | 1.28
7700 | 45C16 | Varnville Armory And FMS 14 | 450NG | South Carolina National Guard | ARGUARD | 81 Main ST | United States | South Carolina | Hampton | Varnville | 29944 | 0.92 | 0.885
7702 | 06G50 | Ventura | 060NG | California National Guard | ARGUARD | Monkton Road | United States | California | Ventura | Ventura | 93003 | 1.08 | 1.12
7703 | 50B00 | Vergennes | 500NG | Vermont National Guard | ARGUARD | 603 Princeton ST | United States | Vermont | Addison | Vergennes | 05491 | 1.04 | 1.04
7704 | 46C40 | Vermillion Armory | 460NG | South Dakota National Guard | ARGUARD | Crawford RD | United States | South Dakota | Clay | Vermillion | 57069 | 0.955 | 0.93
7705 | 46C42 | Vermillion Compound | 460NG | South Dakota National Guard | ARGUARD | Norbeck | United States | South Dakota | Clay | Vermillion | 57069 | 0.955 | 0.93
7707 | 46C35 | Vermillion Vehicle Storage | 460NG | South Dakota National Guard | ARGUARD | 220 S 500 E | United States | South Dakota | Clay | Vermillion | 57069 | 0.955 | 0.93
7708 | 49B45 | Vernal Armory | 490NG | Utah National Guard | ARGUARD | 84 S 1500 E | United States | Utah | Uintah | Vernal | 84078 | 1.03 | 0.995
7709 | 49B47 | Vernal Fms 4a | 490NG | Utah National Guard | ARGUARD | 43770 HWY 17 | United States | Utah | Uintah | Vernal | 84078 | 1.03 | 0.995
7711 | 17928 | Veterans Memorial Usarc | 27864 | 88th Readiness Division | ARRES | 2700 Plank Road | United States | Illinois | LaSalle | Peru | 61354 | 1.03 | 1.045
7715 | 28E91 | Vicksburg Station | 280NG | Mississippi National Guard | ARGUARD | 106 E Mockingbird Ln | United States | Mississippi | Warren | Vicksburg | 39183 | 0.9 | 0.86
7717 | 48H70 | Victoria | 480NG | Texas National Guard | ARGUARD | 106 E. Mockingbird Lane | United States | Texas | Victoria | Victoria | 77904 | 0.865 | 0.84
7718 | 48865 | Victoria USARC | 06510 | 63rd Readiness Division | ARRES | 406 N Ben Jordan Street | United States | Texas | Victoria | Victoria | 77901 | 0.865 | 0.84
7720 | 0628A | Victorville ARC ASF | 06510 | 63rd Readiness Division | ARRES | Alert | United States | California | San Bernardino | Victorville | 92394-0000 | 1.2 | 1.25
7721 | 22C95 | Vidalia | 220NG | Louisiana National Guard | ARGUARD | NATIONAL GUARD | United States | Louisiana | Concordia | Vidalia | 71373 | 0.855 | 0.825
7722 | 17549 | Vietnam Vet Memorial Usarc | 27864 | 88th Readiness Division | ARRES | Halsted | United States | Illinois | Cook | Homewood | 60430 | 1.18 | 1.25
7723 | 22D00 | Ville Platte | 220NG | Louisiana National Guard | ARGUARD | VOCATIONAL | United States | Louisiana | Evangeline | Ville Platte | 70586 | 0.855 | 0.825
7725 | 18D30 | Vincennes | 180NG | Indiana National Guard | ARGUARD | 45 Lee Lane | United States | Indiana | Knox | Vincennes | 47591 | 0.955 | 0.96
7726 | 01H20 | Vincent | 010NG | Alabama National Guard | ARGUARD | 2560 S Delsea Drive | United States | Alabama | Shelby | Vincent | 35178 | 0.855 | 0.83
7727 | 34C25 | Vineland | 340NG | New Jersey National Guard | ARGUARD | 815 N Wilson ST | United States | New Jersey | Cumberland | Vineland | 08360 | 1.165 | 1.235
7728 | 40E35 | Vinita Readiness Center | 400NG | Oklahoma National Guard | ARGUARD | 1096 South Birdneck RD | United States | Oklahoma | Craig | Vinita | 74301 | 0.875 | 0.85
7729 | 51C72 | VIRGINIA BEACH RC | 510NG | Virginia National Guard | ARGUARD | 600 Dyson ST | United States | Virginia | Virginia Beach (City) | Virginia Beach | 23451 | 0.98 | 0.94
7730 | 55D60 | Viroqua | 550NG | Wisconsin National Guard | ARGUARD | 1100 N Akers RD | United States | Wisconsin | Vernon | Viroqua | 54665 | 1.085 | 1.12
7731 | 06G55 | Visalia | 060NG | California National Guard | ARGUARD | 625 Park Drive | United States | California | Tulare | Visalia | 93291 | 1.125 | 1.165
7733 | 54426 | Volkstone | 540NG | West Virginia National Guard | ARGUARD | 43 Pistol Range RD | United States | West Virginia | Preston | Kingwood | 26537 | 1.02 | 1.03
7734 | 47855 | Volunteer Army Ammunition Plant | 47855 | Volunteer Army Ammunition Plant | ARACT |  | United States | Tennessee | Hamilton | Chattanooga | 37422 | 0.84 | 0.82
7735 | 13255 | Vts Catoosa | 13255 | Volunteer Training Site Catoosa | ARGUARD | 106 South Varnell Road | United States | Georgia | Whitfield | Tunnel Hill | 30755 | 0.865 | 0.83
7737 | 47535 | Vts John Sevier | 470NG | Tennessee National Guard | ARGUARD | 325 Arsenal Ln | United States | Tennessee | Knox | Knoxville | 37918 | 0.835 | 0.82
7738 | 47545 | Vts Milan | 47545 | Volunteer Training Site Milan | ARGUARD | 572 A ST | United States | Tennessee | Gibson | Milan | 38358 | 0.835 | 0.82
7739 | 47525 | Vts Smyrna | 470NG | Tennessee National Guard | ARGUARD | 400 Industrial BLVD | United States | Tennessee | Rutherford | Smyrna | 37167 | 0.835 | 0.82
774 | N69160-EA | MONTGOMERY CO PA | N69160 | WARMINSTER PA NAWC-AD CSO | NAVACT | 860EA Flamingo Alley | United States | Pennsylvania | Montgomery | Montgomeryville | 18936 | 1.065 | 1.105
7740 | 47D85 | Vts Tullahoma | 470NG | Tennessee National Guard | ARGUARD | Industrial | United States | Tennessee | Coffee | Tullahoma | 37388-8861 | 0.92 | 0.89
7741 | 01E40 | W C Mulkey Homewood | 010NG | Alabama National Guard | ARGUARD | 2601 Airport Boulevard | United States | Alabama | Jefferson | Birmingham | 35209 | 0.855 | 0.83
7742 | 45E16 | W Columbia Aaof (Lease) | 450NG | South Carolina National Guard | ARGUARD | 3528 Platt Springs RD | United States | South Carolina | Lexington | West Columbia | 29172 | 0.87 | 0.83
7743 | 45E14 | W Columbia Armory | 450NG | South Carolina National Guard | ARGUARD | 10470 W State HWY 52 | United States | South Carolina | Lexington | West Columbia | 29171 | 0.87 | 0.83
7745 | 55999 | W. Silver Spring Complex | 27864 | 88th Readiness Division | ARRES | 4828 West Silver Spring Drive | United States | Wisconsin | Milwaukee | Milwaukee | 53218 | 1.09 | 1.13
7746 | 21A95 | W.H. Ford Regional Tng Ctr | 21A95 | WH Ford Regional Training Center | ARGUARD | 2120 North New Road | United States | Kentucky | Muhlenberg | Greenville | 42345 | 0.87 | 0.87
7748 | 48H75 | Waco | 480NG | Texas National Guard | ARGUARD | 2120 N. New Road | United States | Texas | McLennan | Waco | 76707 | 0.865 | 0.84
7749 | 48875 | Waco USARC | 06510 | 63rd Readiness Division | ARRES | 2000 N. New Road | United States | Texas | McLennan | Waco | 76707 | 0.865 | 0.84
7750 | 27D45 | Wadena Ng Armory | 270NG | Minnesota National Guard | ARGUARD | 23 Bryant AVE SE | United States | Minnesota | Wadena | Wadena | 56482 | 1.085 | 1.12
7751 | 37E70 | Wadesboro | 370NG | North Carolina National Guard | ARGUARD | 600 E HWY 46 | United States | North Carolina | Anson | Wadesboro | 28170 | 0.885 | 0.855
7752 | 46C45 | Wagner | 460NG | South Dakota National Guard | ARGUARD | 511 E Cherokee | United States | South Dakota | Charles Mix | Wagner | 57380 | 0.955 | 0.93
7754 | 15A90 | Wahiawa | 150NG | Hawaii National Guard | ARGUARD | 230 Kamehameha Hwy | United States | Hawaii | Honolulu | Wahiawa | 96786 | 2.37 | 2.28
7755 | 31B75 | Wahoo Readiness Center | 310NG | Nebraska National Guard | ARGUARD | 2003 4th ST N | United States | Nebraska | Saunders | Wahoo | 68066 | 0.93 | 0.915
7756 | 38B81 | Wahpeton Afrc | 380NG | North Dakota National Guard | ARGUARD | 313 5th Street South | United States | North Dakota | Richland | Wahpeton | 58075 | 1.09 | 1.09
7758 | 15985 | Waianae Kai Military Reservation | 15815 | US Army Garrison Hawaii | ARACT | 85-010 Army Street | United States | Hawaii | Honolulu | Waianae | 96792 | 2.51 | 2.42
7759 | 15999 | Waikakalaua Ammo Stor Tunnels | 15815 | US Army Garrison Hawaii | ARACT | Waikakalaua Gulch | United States | Hawaii | Honolulu | Unknown | 96789 | 2.51 | 2.42
7760 | 15965 | Wailuku USARC | GQ010 | 9th Mission Support Command | ARRES | Kaahumanu | United States | Hawaii | Maui | Wailuku | 96793 | 2.51 | 2.42
7761 | 39E55 | Walbridge | 390NG | Ohio National Guard | ARGUARD | 113 S Colville ST | United States | Ohio | Wood | Walbridge | 43465 | 0.925 | 0.9195
7762 | 53B95 | Walla Walla | 530NG | Washington National Guard | ARGUARD | 856 S Wilmington | United States | Washington | Walla Walla | Walla Walla | 99362 | 1.085 | 1.095
7764 | 51C05 | WALLER DEPOT | 510NG | Virginia National Guard | ARGUARD | 1800 Carmel DR | United States | Virginia | Richmond | Richmond | 23230 | 0.92 | 0.89
7765 | 06G65 | Walnut Creek | 060NG | California National Guard | ARGUARD | 1121 SE Front Street | United States | California | Contra Costa | Walnut Creek | 94596 | 1.22 | 1.27
7766 | 05D50 | Walnut Ridge | 050NG | Arkansas National Guard | ARGUARD | 1121 S.E. Front Street | United States | Arkansas | Lawrence | Walnut Ridge | 72476 | 0.845 | 0.82
7767 | 37875 | Walter Hatch Lee Usarc | 01530 | 81st Readiness Division | ARRES | 224 Louisiana Blvd | United States | North Carolina | Buncombe | Asheville | 28806 | 0.885 | 0.855
7769 | 45E00 | Walterboro Armory | 450NG | South Carolina National Guard | ARGUARD | 608 W Missouri ST | United States | South Carolina | Colleton | Walterboro | 29488 | 0.92 | 0.885
7771 | 21C48 | Walton Armory | 210NG | Kentucky National Guard | ARGUARD | 55 S Street | United States | Kentucky | Boone | Walton | 41094 | 0.87 | 0.87
7772 | 36E40 | Walton Armory | 360NG | New York National Guard | ARGUARD | 32 W ST | United States | New York | Delaware | Walton | 13856 | 1.06 | 1.075
7774 | 25D00 | Ware | 250NG | Massachusetts National Guard | ARGUARD | 101 South Martin Street | United States | Massachusetts | Hampshire | Ware | 01082 | 1.165 | 1.215
7775 | 01121 | Warehouse Montgomery | 13025 | Fort Benning | ARACT | NE of the Intersection of Kershaw St and Brewbaker Ave | United States | Alabama | Montgomery | Montgomery | 36108 | 0.87 | 0.85
7779 | 44A85 | Warren | 440NG | Rhode Island National Guard | ARGUARD | 53 Child ST | United States | Rhode Island | Bristol | Warren | 02885 | 1.11 | 1.15
7782 | 05D57 | WARREN RC and OMS 5 | 050NG | ARKANSAS NATIONAL GUARD | ARGUARD | 101 Industrial Park Drive | United States | Arkansas | Bradley | Warren | 71671 | 0.845 | 0.82
7783 | 29D10 | WARRENSBURG | 290NG | MISSOURI NATIONAL GUARD | ARGUARD | 201 E Gay ST | United States | Missouri | Johnson | Warrensburg | 64093 | 1.14 | 1.16
7784 | 29D20 | WARRENTON | 290NG | MISSOURI NATIONAL GUARD | ARGUARD | 315 W 350 N | United States | Missouri | Warren | Warrenton | 63383 | 0.985 | 1.005
7785 | 18D35 | WARSAW | 180NG | INDIANA NATIONAL GUARD | ARGUARD | 125 Goodridge Lane | United States | Indiana | Kosciusko | Warsaw | 46580 | 0.955 | 0.96
7786 | 42F00 | WASHINGTON | 420NG | PENNSYLVANIA NATIONAL GUARD | ARGUARD | 500 NE 6th ST | United States | Pennsylvania | Washington | Washington | 15301 | 1.065 | 1.105
7787 | 18D40 | WASHINGTON | 180NG | INDIANA NATIONAL GUARD | ARGUARD | 501 Highway 1 South | United States | Indiana | Daviess | Washington | 47501 | 0.955 | 0.96
7788 | 19D60 | WASHINGTON | 190NG | IOWA NATIONAL GUARD | ARGUARD | 501 Highway 1 South | United States | Iowa | Washington | Washington | 52353 | 1.01 | 1.01
7789 | 37E90 | WASHINGTON | 370NG | NORTH CAROLINA NATIONAL GUARD | ARGUARD | 500 Water ST | United States | North Carolina | Beaufort | Washington | 27889 | 0.885 | 0.855
779 | N69161-CZ | NORTH HOUSING SITE 2 | N69161 | CSO NAS ALAMEDA CA | NAVACT | 1748 3rd Avenue | United States | California | San Francisco | San Francisco | 94501 | 1.2 | 1.25
7790 | 13D65 | WASHINGTON | 130NG | GEORGIA NATIONAL GUARD | ARGUARD | 550 State Route 57 | United States | Georgia | Wilkes | Washington | 30673 | 0.865 | 0.83
7791 | 34C30 | WASHINGTON | 340NG | NEW JERSEY NATIONAL GUARD | ARGUARD | 1001 Community Park DR | United States | New Jersey | Warren | Port Murray | 07865 | 1.165 | 1.235
7792 | 1990B | WASHINGTON AMSA | 27864 | 88TH RRC - MINNESOTA | ARRES | 1608 East Washington Street | United States | Iowa | Washington | Washington | 52353 | 1.01 | 1.01
7793 | 42965 | WASHINGTON USARC | 42560 | 99TH RRC - PENNSYLVANIA | ARRES | 10 Scenic Drive | United States | Pennsylvania | Washington | Washington | 15301 | 1.065 | 1.105
7795 | 29975 | WASHINGTON USARC-MO-29975 | 27864 | 88TH RRC - MINNESOTA | ARRES | 1101 North Park Drive | United States | Missouri | Franklin | Washington | 63090 | 0.985 | 1.005
7797 | 50B05 | WATERBURY | 500NG | VERMONT NATIONAL GUARD | ARGUARD | 64 Field ST | United States | Vermont | Washington | Waterbury | 05676 | 1.07 | 1.07
7798 | 09B50 | WATERBURY ARMORY | 090NG | CONNECTICUT NATIONAL GUARD | ARGUARD | 3106 Airport Boulevard | United States | Connecticut | New Haven | Waterbury | 06702 | 1.165 | 1.205
7799 | 19685 | WATERLOO USARC | 20820 | 88TH RRC - MINNESOTA | ARRES | 1689 Burton Avenue | United States | Iowa | Black Hawk | Waterloo | 50703 | 1.01 | 1.01
78 | M67386-0003 | N E 155TH ST | M67386 | MCSPTACT KANSAS CITY MO | MCRES | 15431 Andrews Road | United States | Missouri | Jackson | Kansas City | 64147 | 0.95 | 0.97
7800 | 19D70 | WATERLOO AIRPORT | 190NG | IOWA NATIONAL GUARD | ARGUARD | 3106 Airport Boulevard | United States | Iowa | Black Hawk | Waterloo | 50703 | 1.01 | 1.01
7801 | 19D65 | WATERLOO BIG ROCK | 190NG | IOWA NATIONAL GUARD | ARGUARD | 2245 West Big Rock Road | United States | Iowa | Black Hawk | Waterloo | 50703 | 1.01 | 1.01
7803 | 55D65 | WATERTOWN | 550NG | WISCONSIN NATIONAL GUARD | ARGUARD | 411 Dodge ST | United States | Wisconsin | Jefferson | Watertown | 53094 | 1.085 | 1.12
7804 | 46C52 | WATERTOWN TS RG | 460NG | SOUTH DAKOTA NATIONAL GUARD | ARGUARD | 74 DRummond AVE | United States | South Dakota | Codington | Watertown | 57201 | 0.955 | 0.93
7805 | 23B75 | WATERVILLE ARMORY | 230NG | MAINE NATIONAL GUARD | ARGUARD | 5049 Front Range Parkway | United States | Maine | Kennebec | Waterville | 04901 | 1.02 | 1
7806 | 36990 | WATERVLIET ARSENAL | 36990 | WATERVLIET ARSENAL | ARACT | NE of the Intersection of 8th St and Rt 32 | United States | New York | Rensselaer | Troy | 12181 | 1.05 | 1.07
7807 | 08B60 | WATKINS | 080NG | COLORADO NATIONAL GUARD | ARGUARD | 301 West Main Street | United States | Colorado | Adams | Watkins | 80137 | 0.99 | 0.98
7812 | 12C80 | WAUCHULA READINESS CENTER | 120NG | FLORIDA NATIONAL GUARD | ARGUARD | 1600 Glen Flora Avenue | United States | Florida | Hardee | Wauchula | 33873 | 0.825 | 0.805
7814 | 17C65 | Waukegan Armory | 170NG | Illinois National Guard | ARGUARD | Walton | United States | Illinois | Lake | Waukegan | 60085-1721 | 1.18 | 1.25
7815 | 55D70 | WAUKESHA | 550NG | WISCONSIN NATIONAL GUARD | ARGUARD | 1949 Spindt DR | United States | Wisconsin | Waukesha | Waukesha | 53095 | 1.085 | 1.12
7816 | 55D72 | WAUPACA | 550NG | WISCONSIN NATIONAL GUARD | ARGUARD | 315 N Grove ST | United States | Wisconsin | Waupaca | Waupaca | 54981 | 1.085 | 1.12
7817 | 55D75 | WAUPUN | 550NG | WISCONSIN NATIONAL GUARD | ARGUARD | 833 S 17th AVE | United States | Wisconsin | Fond du Lac | Waupun | 53963 | 1.085 | 1.12
7818 | 55D80 | WAUSAU OMS 13 | 550NG | WISCONSIN NATIONAL GUARD | ARGUARD | 220 S 18th AVE | United States | Wisconsin | Marathon | Wausau | 54401 | 1.085 | 1.12
7820 | 47D95 | WAVERLY | 470NG | TENNESSEE NATIONAL GUARD | ARGUARD | 628 Grand AVE | United States | Tennessee | Humphreys | Waverly | 37185 | 0.835 | 0.82
7821 | 48H80 | WAXAHACHIE | 480NG | TEXAS NATIONAL GUARD | ARGUARD | 718 Garlington AVE | United States | Texas | Ellis | Waxahachie | 75165 | 0.865 | 0.84
7824 | 31B80 | WAYNE READINESS CENTER | 310NG | NEBRASKA NATIONAL GUARD | ARGUARD | 106 Industrial DR | United States | Nebraska | Wayne | Wayne | 68787 | 0.93 | 0.915
7825 | 47E00 | WAYNESBORO | 470NG | TENNESSEE NATIONAL GUARD | ARGUARD | 3849HWY 63 | United States | Tennessee | Wayne | Waynesboro | 38485 | 0.835 | 0.82
7827 | 13D75 | WAYNESBORO | 130NG | GEORGIA NATIONAL GUARD | ARGUARD | 410 North Grant Street | United States | Georgia | Burke | Waynesboro | 30830 | 0.865 | 0.83
7830 | 48H85 | WEATHERFORD | 480NG | TEXAS NATIONAL GUARD | ARGUARD | 803 E Eads ST | United States | Texas | Parker | Weatherford | 76086 | 0.865 | 0.84
7834 | 46C55 | Webster | 460NG | South Dakota National Guard | ARGUARD | 715 Main ST | United States | South Dakota | Day | Webster | 57274 | 0.955 | 0.93
7840 | 45E12 | Wellford Armory | 450NG | South Carolina National Guard | ARGUARD | 1003 Main ST | United States | South Carolina | Spartanburg | Wellford | 29385 | 0.92 | 0.885
7842 | 53C00 | Wenatchee | 530NG | Washington National Guard | ARGUARD | 604 Ringold ST | United States | Washington | Chelan | Wenatchee | 98801 | 1.085 | 1.095
7843 | 53965 | Wenatchee Usarc | 530NG | Washington National Guard | ARGUARD | 8044 HWY 231 Bypass | United States | Washington | Chelan | Wenatchee | 98801 | 1.085 | 1.095
7844 | 01B70 | Wendell K Taylor Brundidge | 010NG | Alabama National Guard | ARGUARD | Armory Drive | United States | Alabama | Pike | Brundidge | 36010 | 0.89 | 0.86
7845 | 48H95 | Weslaco | 480NG | Texas National Guard | ARGUARD | 1315 Pleasant Valley Way | United States | Texas | Hidalgo | Weslaco | 78596 | 0.865 | 0.84
7846 | 34C40 | West Orange | 340NG | New Jersey National Guard | ARGUARD | 125 Chopper DR | United States | New Jersey | Essex | West Orange | 07052 | 1.16 | 1.23
7847 | 55D90 | West Bend Aasf 1 & Armory | 550NG | Wisconsin National Guard | ARGUARD | 105 Trenton Rd | United States | Wisconsin | Washington | West Bend | 53095 | 1.085 | 1.12
7848 | 46B76 | West Camp | 46B75 | Camp Rapid | ARGUARD | 226 N High ST | United States | South Dakota | Pennington | Rapid City | 57702 | 0.95 | 0.92
7851 | 05D65 | West Memphis | 050NG | Arkansas National Guard | ARGUARD | 1700 North Avalon Street | United States | Arkansas | Crittenden | West Memphis | 72301 | 0.845 | 0.82
7852 | 22D10 | West Monroe | 220NG | Louisiana National Guard | ARGUARD | 3193 Gun Club Road | United States | Louisiana | Ouachita | West Monroe | 71291 | 0.855 | 0.825
7853 | 12C85 | West Palm Bch, Calloway, Fms15 | 120NG | Florida National Guard | ARGUARD | 2901 Tuxedo Avenue | United States | Florida | Palm Beach | West Palm Beach | 33406 | 0.82 | 0.8
7854 | 12605 | West Palm Beach, Babcock Cntr | 120NG | Florida National Guard | ARGUARD | 1308 Susquehanna Avenue | United States | Florida | Palm Beach | West Palm Beach | 33405 | 0.82 | 0.8
7856 | 29D40 | West Plains | 290NG | Missouri National Guard | ARGUARD | 1141 Access RD | United States | Missouri | Howell | West Plains | 65775 | 0.985 | 1.005
7857 | 28F10 | West Point | 280NG | Mississippi National Guard | ARGUARD | 2406 King William AVE | United States | Mississippi | Clay | West Point | 39773 | 0.9 | 0.86
7858 | 51C85 | WEST POINT RC | 510NG | Virginia National Guard | ARGUARD | 1030 Halfmile ST | United States | Virginia | King William | West Point | 23181 | 0.92 | 0.89
7859 | 36993 | West Point Military Reservation | 36993 | West Point Military Reservation | ARACT | 600 Thayer Rd | United States | New York | Orange | West Point | 10996 | 1.19 | 1.23
786 | N69165-PV | PARCEL E1 PALOS VERDES | N69165 | CSO NSY LONG BEACH CA | NAVACT | 90720 | United States | California | Los Angeles | Long Beach | 90720 | 1.02 | 1.06
7860 | 28F15 | West Point Fms #8 | 280NG | Mississippi National Guard | ARGUARD | 1030 East Halfmile Street | United States | Mississippi | Clay | West Point | 39773 | 0.9 | 0.86
7862 | 23B80 | WESTBROOK ARMORY | 230NG | Maine National Guard | ARGUARD | 37 Brookside Avenue | United States | Maine | Cumberland | Westbrook | 04092 | 0.99 | 0.97
7863 | 09B55 | Westbrook Armory | 090NG | Connecticut National Guard | ARGUARD | 137 Franklin Street | United States | Connecticut | Middlesex | Westbrook | 06498 | 1.165 | 1.205
7864 | 25D10 | Westfield | 250NG | Massachusetts National Guard | ARGUARD | 500 Rahway Avenue | United States | Massachusetts | Hampden | Westfield | 01085 | 1.13 | 1.17
7865 | 34C35 | Westfield | 340NG | New Jersey National Guard | ARGUARD | 500 RAHWAY AVENUE | United States | New Jersey | Union | Westfield | 07090 | 1.165 | 1.235
7866 | 2597A | Westfield/Barnes | 250NG | Massachusetts National Guard | ARGUARD | 8 West Silver Street | United States | Massachusetts | Hampden | Westfield | 01085 | 1.13 | 1.17
7867 | 50B10 | Westminster Training Site | 500NG | Vermont National Guard | ARGUARD | 40 Armory RD | United States | Vermont | Windham | Westminster | 05158 | 1.07 | 1.07
7872 | 30810 | Wets Butte MT | 08005 | Fort Carson | ARACT | North of the West end of Chipmunk Way | United States | Montana | Silver Bow | Butte | 59701 | 1.1 | 1.08
7873 | 54620 | Wetzel County Mem Army Reserve Center | 42560 | 99th Readiness Division | ARRES | 1370 North State Street | United States | West Virginia | Wetzel | New Martinsville | 26155 | 1.02 | 1.03
7877 | 56B25 | Wheatland | 560NG | Wyoming National Guard | ARGUARD | 538 Girtys Point RD | United States | Wyoming | Platte | Wheatland | 82201 | 1.045 | 1.035
7878 | 15025 | Wheeler Army Airfield | 15815 | US Army Garrison Hawaii | ARACT | Santos Dumont Avenue | United States | Hawaii | Honolulu | Wahiawa | 96786 | 2.37 | 2.28
7879 | 54B78 | Wheeling | 540NG | West Virginia National Guard | ARGUARD | 62 Poultney ST | United States | West Virginia | Ohio | Wheeling | 26003 | 1.02 | 1.03
788 | N69170-FA | FORT DAWES | N69170 | SOUTH WEYMOUTH MA NAS CSO | NAVACT | 1134FA Maine Street | United States | Massachusetts | Norfolk | Weymouth | 02188 | 1.165 | 1.215
7880 | 35955 | White Sands Missile Range NM | 35955 | White Sands Missile Range | ARACT | White Sands Missile Range, NM 88002 | United States | New Mexico | Dona Ana | Las Cruces | 88002 | 1.02 | 1
7884 | 36E55 | Whitestone Armory | 360NG | New York National Guard | ARGUARD | 6th | United States | New York | Queens | New York City | 11357 | 1.36 | 1.46
7885 | 37F05 | Whiteville | 370NG | North Carolina National Guard | ARGUARD | 952 N Universal | United States | North Carolina | Columbus | Whiteville | 28472 | 0.885 | 0.855
7886 | 55E00 | Whitewater Oms 8 | 550NG | Wisconsin National Guard | ARGUARD | 50 Lake ST | United States | Wisconsin | Walworth | Whitewater | 53125 | 1.085 | 1.12
7887 | 25C25 | NORTHBRIDGE/WHITINSVILLE | 250NG | Massachusetts National Guard | ARGUARD | 1710-2 D Avenue South | United States | Massachusetts | Worcester | Northbridge | 01588 | 1.2 | 1.26
7888 | 02876 | Whittier Anchorage Pipeline | 02871 | US Army Garrison Alaska | ARACT | Portage Glacier Highway | United States | Alaska | Valdez-Cordova | Whittier | 99693 | 2.025 | 2.015
7889 | 55E05 | Wi Rapids Oms 14 | 550NG | Wisconsin National Guard | ARGUARD | 620 N Edgemoor ST | United States | Wisconsin | Wood | Wisconsin Rapids | 54495 | 1.085 | 1.12
789 | N69170-GA | SQUANTUM HOUSING | N69170 | SOUTH WEYMOUTH MA NAS CSO | NAVACT | 1134GA Maine Street | United States | Massachusetts | Norfolk | Weymouth | 02188 | 1.165 | 1.215
7890 | 20D50 | Wichita East Armory | 200NG | Kansas National Guard | ARGUARD | Armory | United States | Kansas | Sedgwick | Wichita | 67208-3602 | 0.96 | 0.98
7891 | 48I00 | Wichita Falls | 480NG | Texas National Guard | ARGUARD | 1201 S Mclean BLVD | United States | Texas | Wichita | Wichita Falls | 76302 | 0.92 | 0.89
7894 | 20D35 | Wichita South Armory | 200NG | Kansas National Guard | ARGUARD | 3535 West Douglas Avenue | United States | Kansas | Sedgwick | Wichita | 67217 | 0.96 | 0.98
7895 | 20825 | 1LT Lanny J. Wallace ARC, Wichita KS | 27864 | 88th Readiness Division | ARRES | 3130 South George Washington Boulevard | United States | Kansas | Sedgwick | Wichita | 67210 | 0.96 | 0.98
79 | M67386-0005 | NE HICKHAM | M67386 | MCSPTACT KANSAS CITY MO | MCRES | 15400 Andrews Ave | United States | Missouri | Jackson | Kansas City | 64147 | 0.95 | 0.97
7900 | 01A41 | Wilburn B Fowler Arab | 010NG | Alabama National Guard | ARGUARD | 20690 Gravelly Lane | United States | Alabama | Marshall | Arab | 35016 | 0.855 | 0.83
7901 | 16913 | Wilder | 160NG | Idaho National Guard | ARGUARD | 280 Market Street | United States | Idaho | Canyon | Wilder | 83676 | 1.055 | 1.045
7902 | 42F35 | Wilkes-Barre Readiness Center | 420NG | Pennsylvania National Guard | ARGUARD | 816 6th AVE | United States | Pennsylvania | Luzerne | Kingston | 18704 | 1.065 | 1.105
7903 | 42970 | Wilkes-Barrie Usarc | 42560 | 99th Readiness Division | ARRES | 1001 Highway 315 South | United States | Pennsylvania | Luzerne | Wilkes Barre |  | 1.065 | 1.105
7904 | 06835 | Wilkson Hall USAR Center | 06510 | 63rd Readiness Division | ARRES | 4101 Chester Avenue | United States | California | Kern | Bakersfield | 93301 | 1.16 | 1.21
7906 | 42915 | WILLIAM E COPLEY READINESS CENTER | 420NG | Pennsylvania National Guard | ARGUARD | 151 Park Avenue | United States | Pennsylvania | Venango | Oil City |  | 1.065 | 1.105
7907 | 55985 | William F Fale ARC/OMS | 27864 | 88th Readiness Division | ARRES | 2913 Erie Avenue | United States | Wisconsin | Sheboygan | Sheboygan | 53081 | 1.085 | 1.12
7908 | 36956 | William H Seward Afrc | 42560 | 99th Readiness Division | ARRES | 1099 East Molloy Road | United States | New York | Onondaga | Syracuse | 13211 | 1.06 | 1.075
791 | N69174-AZ | AB HOUSING AREA TI | N69174 | CSO PWC SAN FRANCISCO CA | NAVACT | 3525 Weaver Street | United States | California | San Francisco | San Francisco |  | 1.2 | 1.25
7910 | 55770 | William J Huempfner Usarc | 27864 | 88th Readiness Division | ARRES | 2426 Prairie Avenue | United States | Wisconsin | Rock | Beloit | 53511 | 1.085 | 1.12
7911 | 01D30 | William L Smith, Foley | 010NG | Alabama National Guard | ARGUARD | 315 E. Jessamine Ave | United States | Alabama | Baldwin | Foley | 36535 | 0.855 | 0.83
7912 | 01D60 | William N Griffin Goodwater | 010NG | Alabama National Guard | ARGUARD | State Highway 9 South | United States | Alabama | Coosa | Goodwater | 35072 | 0.855 | 0.83
7914 | 08801 | William T. Fitzsimons Usarc | 27864 | 88th Readiness Division | ARRES | 13137 East 23rd Avenue | United States | Colorado | Arapahoe | Aurora | 80045 | 0.99 | 0.98
7915 | 01562 | William W Evans Usarc | 01530 | 81st Readiness Division | ARRES | 507 Westgate Parkway | United States | Alabama | Houston | Dothan | 36303 | 0.89 | 0.86
7916 | 21C50 | Williamsburg Armory | 210NG | Kentucky National Guard | ARGUARD | 1603 Armory Drive | United States | Kentucky | Whitley | Williamsburg | 40769 | 0.87 | 0.87
7918 | 42F40 | WILLIAMSPORT AFRC/FMS 28 | 420NG | Pennsylvania National Guard | ARGUARD | 1966 W 4th ST | United States | Pennsylvania | Lycoming | Williamsport | 17701 | 1.065 | 1.105
7919 | 37F10 | Williamston | 370NG | North Carolina National Guard | ARGUARD | Gossett ST | United States | North Carolina | Martin | Williamston | 27892 | 0.885 | 0.855
7921 | 42F45 | WILLIAMSTOWN READINESS CENTER | 420NG | Pennsylvania National Guard | ARGUARD | 113 Alma DR | United States | Pennsylvania | Dauphin | Williamstown | 17098 | 0.99 | 1
7923 | 50B15 | Williston | 500NG | Vermont National Guard | ARGUARD | 2 Main ST | United States | Vermont | Chittenden | Williston | 05495 | 1.01 | 1.01
7924 | 38B85 | Williston Armory | 380NG | North Dakota National Guard | ARGUARD | 2523 2nd AVE W | United States | North Dakota | Williams | Williston | 58801 | 1.09 | 1.09
7925 | 38B86 | Williston Motor Pool | 380NG | North Dakota National Guard | ARGUARD | 614 N HWY 71 | United States | North Dakota | Williams | Williston | 58801 | 1.09 | 1.09
7926 | 27950 | Willmar Memorial Afrc | 27864 | 88th Readiness Division | ARRES | 612 North Highway 71 | United States | Minnesota | Kandiyohi | Willmar | 56201 | 1.085 | 1.12
7927 | 27D60 | Willmar Nga And Oms 4 | 270NG | Minnesota National Guard | ARGUARD | 2221 Carolina Bch | United States | Minnesota | Kandiyohi | Willmar | 56201 | 1.085 | 1.12
7928 | 37F15 | Wilmington | 370NG | North Carolina National Guard | ARGUARD | 152 N Front ST | United States | North Carolina | New Hanover | Wilmington | 28401 | 0.9 | 0.87
7929 | 10A86 | Wilmington | 100NG | Delaware National Guard | ARGUARD | 1st Regiment Road | United States | Delaware | New Castle | Wilmington | 19808 | 1.03 | 1.06
793 | N69174-BZ | BB HOUSING AREA TI | N69174 | CSO PWC SAN FRANCISCO CA | NAVACT | 1025 Idaho Street | United States | California | San Francisco | San Francisco | 94501 | 1.2 | 1.25
7930 | 37987 | Wilson Usarc | 01530 | 81st Readiness Division | ARRES | 4300 Airport Drive, NW | United States | North Carolina | Wilson | Wilson | 27896 | 0.885 | 0.855
7932 | 47E05 | Winchester | 470NG | Tennessee National Guard | ARGUARD | 700 Wern AVE | United States | Tennessee | Franklin | Winchester | 37398 | 0.835 | 0.82
7933 | 18D45 | Winchester | 180NG | Indiana National Guard | ARGUARD | 608 Millwood Avenue | United States | Indiana | Randolph | Winchester | 47394 | 0.955 | 0.96
7935 | 13D85 | Winder Brw Arpt | 130NG | Georgia National Guard | ARGUARD | 95 Maynard ST | United States | Georgia | Barrow | Winder | 30680 | 0.865 | 0.83
7936 | 13D80 | Winder-Downtown | 130NG | Georgia National Guard | ARGUARD | 95 Maynard ST | United States | Georgia | Barrow | Winder | 30680 | 0.865 | 0.83
7938 | 37F30 | Windsor | 370NG | North Carolina National Guard | ARGUARD | Mountain RD | United States | North Carolina | Bertie | Windsor | 27983 | 0.885 | 0.855
7941 | 32A90 | Winnemucca Complex | 320NG | Nevada National Guard | ARGUARD | E 7 ST Golfcourse RD | United States | Nevada | Humboldt | Winnemucca | 89445 | 1.18 | 1.2
7944 | 22D20 | Winnsboro | 220NG | Louisiana National Guard | ARGUARD | 22 George Harris Sr. Boulevard | United States | Louisiana | Franklin | Winnsboro | 71295 | 0.855 | 0.825
7945 | 28F25 | Winona | 280NG | Mississippi National Guard | ARGUARD | 1303 Homer RD | United States | Mississippi | Montgomery | Winona | .8967 | 0.9 | 0.86
7946 | 27D70 | Winona Ng Armory | 270NG | Minnesota National Guard | ARGUARD | 255 Lafountain ST | United States | Minnesota | Winona | Winona | 55987 | 1.085 | 1.12
7947 | 50B25 | Winooski | 500NG | Vermont National Guard | ARGUARD | 2000 Silas Creek | United States | Vermont | Chittenden | Winooski | 05404 | 1.01 | 1.01
7948 | 37F35 | Winston Salem | 370NG | North Carolina National Guard | ARGUARD | 565 AVE C, SE | United States | North Carolina | Forsyth | Winston Salem | 27103 | 0.885 | 0.855
7949 | 12C90 | Winter Haven Readiness Center | 120NG | Florida National Guard | ARGUARD | 1208 1st Avenue South | United States | Florida | Polk | Winter Haven | 33880 | 0.825 | 0.805
7950 | 38B95 | Wishek Armory | 380NG | North Dakota National Guard | ARGUARD | 1 Armory Road | United States | North Dakota | McIntosh | Wishek | 58495 | 1.09 | 1.09
7951 | 23B81 | WMD READINESS CENTER | 230NG | Maine National Guard | ARGUARD | 3121 Tine Avenue | United States | Maine | Kennebec | Waterville | 04901 | 1.02 | 1
7952 | 01F31 | Wmdcst Montgomery | 010NG | Alabama National Guard | ARGUARD | 3101 Tine Avenue | United States | Alabama | Montgomery | Montgomery | 36108 | 0.87 | 0.85
7954 | 34C45 | Woodbridge | 340NG | New Jersey National Guard | ARGUARD | 1630 Park AVE | United States | New Jersey | Middlesex | Woodbridge | 07095 | 1.165 | 1.235
7955 | 41C35 | Woodburn Armory | 410NG | Oregon National Guard | ARGUARD | 658 N Evergreen AVE | United States | Oregon | Marion | Woodburn | 97071 | 1.12 | 1.145
7956 | 34C50 | Woodbury | 340NG | New Jersey National Guard | ARGUARD | 658 North Evergreen Avenue | United States | New Jersey | Gloucester | Woodbury | 08096 | 1.165 | 1.235
7958 | 37F40 | Woodland | 370NG | North Carolina National Guard | ARGUARD | 10050 Woodlawn AVE | United States | North Carolina | Northampton | Woodland | 27897 | 0.92 | 0.89
7959 | 39E75 | Woodlawn | 390NG | Ohio National Guard | ARGUARD | 1301 Sunset Ridge Ro | United States | Ohio | Hamilton | Cincinnati | 45215 | 0.925 | 0.9195
7960 | 17C75 | Woodstock Armory | 170NG | Illinois National Guard | ARGUARD | 451 Hoover Road | United States | Illinois | McHenry | Woodstock | 60098 | 1.03 | 1.045
7961 | 51C96 | WOODSTOCK RC | 510NG | Virginia National Guard | ARGUARD | 501 N Main ST | United States | Virginia | Shenandoah | Woodstock | 22664 | 0.92 | 0.89
7962 | 34C53 | Woodstown | 340NG | New Jersey National Guard | ARGUARD | 65 S Court ST | United States | New Jersey | Salem | Woodstown | 08098 | 1.165 | 1.235
7965 | 44B05 | Woonsocket | 440NG | Rhode Island National Guard | ARGUARD | 1400 W Lincoln Way | United States | Rhode Island | Providence | Woonsocket | 02895 | 1.11 | 1.15
7966 | 39E80 | Wooster | 390NG | Ohio National Guard | ARGUARD | 701 Lincoln ST | United States | Ohio | Wayne | Wooster | 44691 | 0.925 | 0.9195
7967 | 25D35 | Worcester, Lincoln St | 250NG | Massachusetts National Guard | ARGUARD | 44 Salisbury Street | United States | Massachusetts | Worcester | Worcester | 01605 | 1.2 | 1.26
7968 | 25D30 | Worcester, Salisbury St | 250NG | Massachusetts National Guard | ARGUARD | SALISBURY | United States | Massachusetts | Worcester | Worcester | 01608 | 1.2 | 1.26
7969 | 25966 | Worcester, Skyline Drive | 250NG | Massachusetts National Guard | ARGUARD | 2101 Washakie | United States | Massachusetts | Worcester | Worcester | 01605 | 1.2 | 1.26
7970 | 56B30 | Worland | 560NG | Wyoming National Guard | ARGUARD | 700 N Springcreek Pa | United States | Wyoming | Washakie | Worland | 82401 | 1.045 | 1.035
7972 | 27975 | Worthington Memorial Usarc | 27864 | 88th Readiness Division | ARRES | 1012 Milton Avenue | United States | Minnesota | Nobles | Worthington | 56187 | 1.085 | 1.12
7973 | 01632 | Wright Usarc/Amsa #151(G) | 01530 | 81st Readiness Division | ARRES | 1900 Hurtel St | United States | Alabama | Mobile | Mobile | 36605 | 0.84 | 0.81
7977 | 48I10 | Wylie | 480NG | Texas National Guard | ARGUARD | 305 Helen AVE | United States | Texas | Collin | Wylie | 75098 | 0.865 | 0.84
7980 | 26C75 | Wyoming | 260NG | Michigan National Guard | ARGUARD | 39 Weaver ST | United States | Michigan | Kent | Wyoming | 49509 | 1.035 | 1.055
7981 | 39E90 | Xenia | 390NG | Ohio National Guard | ARGUARD | 2404 S 16th. ST | United States | Ohio | Greene | Xenia | 45385 | 0.92 | 0.91
7984 | 53995 | Yakima Training Center | 53465 | Joint Base Lewis McChord | ARACT | 970 Firing Center Rd | United States | Washington | Yakima | Yakima | 98901 | 1.09 | 1.1
7985 | 46C75 | Yankton | 460NG | South Dakota National Guard | ARGUARD | 506 W 25th ST | United States | South Dakota | Yankton | Yankton | 57078 | 0.955 | 0.93
7987 | 28F30 | Yazoo City | 280NG | Mississippi National Guard | ARGUARD | 14 Joe Par Way | United States | Mississippi | Yazoo | Yazoo City | 39194 | 0.9 | 0.86
7988 | 32A95 | Yerington Complex | 320NG | Nevada National Guard | ARGUARD | 2 Quincy Place | United States | Nevada | Lyon | Yerington | 89447 | 1.18 | 1.2
7989 | 48915 | Yoakum Usarc | 06510 | 63rd Readiness Division | ARRES | 705 Yoakum Street | United States | Texas | Lavaca | Yoakum | 77995 | 0.865 | 0.84
7993 | 36E60 | Yonkers Armory | 360NG | New York National Guard | ARGUARD | 369 N George ST | United States | New York | Westchester | Yonkers | 10701 | 1.36 | 1.46
7995 | 42985 | York Mem Usarc | 42560 | 99th Readiness Division | ARRES | 605 Arsenal Road | United States | Pennsylvania | York | York | 17402 | 1.065 | 1.105
7996 | 31B85 | York Readiness Center | 310NG | Nebraska National Guard | ARGUARD | 2048 Eden RD | United States | Nebraska | York | York | 68467 | 0.93 | 0.915
7997 | 45935 | York Usarc | 01530 | 81st Readiness Division | ARRES | 904 West Liberty Street | United States | South Carolina | York | York | 29745 | 0.92 | 0.885
8 | M00146-0009 | LAYDOWN AREA 4 | M00146 | MCAS CHERRY POINT NC | MCACT | US Highway 101 | United States | North Carolina | Craven | Cherry Point | 28533 | 1.03 | 1
80 | M67386-0006 | S E 155TH ST | M67386 | MCSPTACT KANSAS CITY MO | MCRES | 4153 East 155th Street | United States | Missouri | Cass | Belton | 64147 | 0.95 | 0.97
8000 | 06935 | Young Hall USAR Center | 06510 | 63rd Readiness Division | ARRES | 120 Mini Drive | United States | California | Solano | Vallejo | 94589 | 1.22 | 1.28
8001 | 39E95 | Youngstown (Austin Town) | 390NG | Ohio National Guard | ARGUARD | 6000 Mahoning AVE STE 120 | United States | Ohio | Mahoning | Youngstown | 44515 | 0.925 | 0.9195
8002 | 37F45 | Youngsville FMS | 370NG | North Carolina National Guard | ARGUARD | 7400 S Huron River D | United States | North Carolina | Franklin | Youngsville | 27596 | 0.885 | 0.855
8003 | 26C80 | Washtenaw | 260NG | Michigan National Guard | ARGUARD | 1710 Fairlane RD | United States | Michigan | Washtenaw | Ypsilanti | 48197 | 1.035 | 1.055
8005 | 06G85 | Yuba City | 060NG | California National Guard | ARGUARD | 6550 East 24th Street | United States | California | Sutter | Yuba City | 95991 | 1.21 | 1.26
8006 | 02975 | Yukon Command Training Site | 02871 | US Army Garrison Alaska | ARACT | Richardson Highway | United States | Alaska | Fairbanks North Star | Fairbanks | 99775 | 2.19 | 2.17
8007 | 04985 | Yuma Proving Ground | 04985 | Yuma Proving Ground | ARACT | 301 South Avenue C | United States | Arizona | Yuma | Yuma | 85365 | 1.07 | 1.04
8008 | 04C15 | Yuma Readiness Center | 040NG | Arizona National Guard | ARGUARD | 6550 East 24th Street | United States | Arizona | Yuma | Yuma | 85364 | 1.07 | 1.04
802 | JBCS0001 | JOINT BASE CHARLESTON SHORT STAY | DKFX | CHARLESTON AFB | AFACT | 211 Short Stay Road | United States | South Carolina | Berkeley | Moncks Corner | 29461 | 0.99 | 0.96
8026 | N62813-WS | WAIAWA WELL SITE | N62813 | JBPHH Pearl Harbor Hawaii | NAVACT | 96782 | United States | Hawaii | Honolulu | Pearl City | 96782 | 2.37 | 2.28
8027 | FOB03 | NAVY ANNEX (FOB 2) SVC STATION | 51375 | Joint Base Myer Henderson Hall | ARACT | JOYCE | United States | Virginia | Arlington | Naval Support Facility | 22204 | 1.08 | 1.08
805 | N00204-BA | JONES POINT SWITCH STA | N00204 | NAS PENSACOLA FL | NAVACT | 626 South Navy Boulevard | United States | Florida | Escambia | Pensacola | 32507 | 0.81 | 0.78
806 | N00207-CB | CAMP BLANDING | N00207 | NAS JACKSONVILLE FL | NAVACT | 5629 State Road 16 West | United States | Florida | Clay | Camp Blanding | 32091 | 0.8 | 0.78
807 | N00207-IA | PINECASTLE CENTROID | N00207 | NAS JACKSONVILLE FL | NAVACT | 18400 NFS 524 Road | United States | Florida | Marion | Pinecastle | 32702 | 0.825 | 0.805
808 | N00207-WH | OLF WHITEHOUSE | N00207 | NAS JACKSONVILLE FL | NAVACT | 1750 Halsema Road North | United States | Florida | Duval | Jacksonville | 32221 | 0.8 | 0.78
809 | N00213-BA | TRUMBO POINT ANNEX | N00213 | NAS KEY WEST FL | NAVACT | 501 Palm Avenue | United States | Florida | Monroe | Key West | 33040 | 0.91 | 0.89
810 | N00213-EB | MAINE MEMORIAL PLOT | N00213 | NAS KEY WEST FL | NAVACT | 714 Magnolia Road | United States | Florida | Monroe | Key West | 33040 | 0.91 | 0.89
811 | N00129-CA | NAUTILUS PARK 1ST INC | N00129 | NAVSUBASE NEW LONDON CT | NAVACT | 25 Butternut Road | United States | Connecticut | New London | Groton | 06340 | 1.2 | 1.23
812 | N00129-FA | DOLPHIN GARDENS | N00129 | NAVSUBASE NEW LONDON CT | NAVACT | 500 Proteus Avenue | United States | Connecticut | New London | Groton | 06349 | 1.2 | 1.23
813 | N00129-IA | NAUTILUS PARK 3RD INC | N00129 | NAVSUBASE NEW LONDON CT | NAVACT | 235 Gungywamp Road | United States | Connecticut | New London | Groton | 06340 | 1.2 | 1.23
814 | N00129-LA | ADMIRAL FIFE REC. AREA | N00129 | NAVSUBASE NEW LONDON CT | NAVACT | 571 Stonington Road | United States | Connecticut | New London | Stonington | 06378 | 1.2 | 1.23
815 | N60087-FA | MCKEEN STREET | N60087 | NAS BRUNSWICK ME | NAVACT | 131 McKeen Street | United States | Maine | Cumberland | Brunswick | 04011 | 0.99 | 0.97
816 | N32446-RD | REDINGTON TOWNSHIP | N32446 | NSY PORTSMOUTH | NAVACT | 1716 Navy Road | United States | Maine | Franklin | Rangeley | 04970 | 1.02 | 1
818 | N61011-CA | HOUSING BALLSTON SPA | N61011 | NSA SARATOGA SPRINGS NY | NAVACT | 26 Quiet Harbor Drive | United States | New York | Saratoga | Saratoga Spgs | 12866 | 1.06 | 1.075
819 | N00620-AD | OLF COUPEVILLE | N00620 | NAS WHIDBEY ISLAND WA | NAVACT | 18030 Washington State Highway 20 | United States | Washington | Island | Coupeville | 98239 | 1.26 | 1.29
82 | M67386-0008 | KANSAS CITY HOUSING | M67386 | MCSPTACT KANSAS CITY MO | MCRES | 5000 Andrews Road | United States | Missouri | Cass | Belton | 64147 | 0.95 | 0.97
822 | N68436-WH | CAMP WESLEY HARRIS | N68436 | NAVAL BASE KITSAP BREMERTON WA | NAVACT | 4673 Seabeck Highway Northwest | United States | Washington | Kitsap | Bremerton | 98312 | 1.21 | 1.24
823 | N68967-FB | BRIER FAMILY HOUSING | N68967 | NAVSTA EVERETT WA | NAVACT | 2428 Nike Manor Rode | United States | Washington | Snohomish | Lynnwood | 98036 | 1.085 | 1.095
824 | N68967-MV | MARYSVILLE,WA | N68967 | NAVSTA EVERETT WA | NAVACT | 13912 45th Avenue Northeast | United States | Washington | Snohomish | Marysville | 98270 | 1.085 | 1.095
825 | N61064-FA | MAKAHA RIDGE | N61064 | CNIC PMRF BARKING SANDS | NAVACT | 96796 | United States | Hawaii | Kauai | Kokee | 96796 | 2.8 | 2.72
826 | N61064-KA | NIIHAU ISLAND | N61064 | CNIC PMRF BARKING SANDS | NAVACT | 96752 | United States | Hawaii | Kauai | Niihau Island | 96752 | 2.8 | 2.72
827 | N61064-MA | MILOLII | N61064 | CNIC PMRF BARKING SANDS | NAVACT | 96752 | United States | Hawaii | Kauai | Kekaha | 96752 | 2.8 | 2.72
828 | N00128-AK | NAVOPSPTCEN AKRON OH | N00128 | NAVAL STATION GREAT LAKES IL | NAVRES | 800 Dan Street | United States | Ohio | Summit | Akron | 44310 | 0.925 | 0.9195
829 | M67861-0006 | MCRC BATTLE CREEK | M67861 | MARCORRESFOR NEW ORLEANS LA | MCRES | 6405 B Drive North | United States | Michigan | Calhoun | Battle Creek | 49015 | 1.035 | 1.055
831 | N00128-CI | NAVOPSPTCEN CINCINNATI | N00128 | NAVAL STATION GREAT LAKES IL | NAVRES | 3190 Gilbert Avenue | United States | Ohio | Hamilton | Cincinnati | 45207 | 0.925 | 0.9195
832 | N00128-CO | NAVOPSPTCEN COLUMBUS OH | N00128 | NAVAL STATION GREAT LAKES IL | NAVRES | 855 South Yearling Road | United States | Ohio | Franklin | Columbus | 43213 | 0.925 | 0.9195
833 | N00128-DC | NAVOPSPTCEN DECATUR IL | N00128 | NAVAL STATION GREAT LAKES IL | NAVRES | 2595 East Federal Drive | United States | Illinois | Macon | Decatur | 62526 | 1.03 | 1.045
834 | N00128-DM | NAVOPSPTCEN DES MOINES | N00128 | NAVAL STATION GREAT LAKES IL | NAVRES | 47 Dickman Road | United States | Iowa | Polk | Des Moines | 50315 | 0.95 | 0.95
839 | N00128-GR | NAVOPSPTCEN GRAND RAPIDS | N00128 | NAVAL STATION GREAT LAKES IL | NAVRES | 1863 Monroe Avenue Northwest | United States | Michigan | Kent | Grand Rapids | 49505 | 1.035 | 1.055
840 | N00128-GB | NAVOPSPTCEN GREEN BAY WI | N00128 | NAVAL STATION GREAT LAKES IL | NAVRES | 2949 Ramada Way | United States | Wisconsin | Brown | Ashwaubenon | 54304 | 1.085 | 1.12
843 | N00128-KC | NOSC KANSAS CITY MO | N00128 | NAVAL STATION GREAT LAKES IL | NAVRES | 3100 East Brush Creek Boulevard | United States | Missouri | Jackson | Kansas City | 64130 | 0.95 | 0.97
848 | N00128-ML | NAVOPSPTCEN MILWAUKEE WI | N00128 | NAVAL STATION GREAT LAKES IL | NAVRES | 2401 S Lincoln Memorial Dr | United States | Wisconsin | Milwaukee | Milwaukee | 53207 | 1.09 | 1.13
849 | N00128-MN | NAVOPSPTCEN MINNEAPOLIS | N00128 | NAVAL STATION GREAT LAKES IL | NAVRES | 6201 32nd Avenue South | United States | Minnesota | Hennepin | Minneapolis | 55450 | 1.06 | 1.11
850 | M67861-0003 | MCRC OMAHA NE | N00128 | NAVAL STATION GREAT LAKES IL | MCRES | 5805 North 30th Street | United States | Nebraska | Douglas | Omaha | 68111 | 0.92 | 0.91
851 | N00128-PE | NAVOPSPTCEN PEORIA IL | N00128 | NAVAL STATION GREAT LAKES IL | NAVRES | 7117 West Plank Road | United States | Illinois | Peoria | Peoria | 61604 | 1.03 | 1.045
853 | N00128-SG | NAVOPSPTCEN SAGINAW MI | N00128 | NAVAL STATION GREAT LAKES IL | NAVRES | 3500 Douglas Street | United States | Michigan | Saginaw | Saginaw | 48601 | 1.035 | 1.055
856 | N00128-SL | NAVOPSPTCEN ST LOUIS MO | N00128 | NAVAL STATION GREAT LAKES IL | NAVRES | 630442314 | United States | Missouri | St. Louis | St. Louis | 63044 | 0.985 | 1.005
857 | N00128-TO | NAVOPSPTCEN TOLEDO OH | N00128 | NAVAL STATION GREAT LAKES IL | NAVRES | 28828 Glenwood Road | United States | Ohio | Lucas | Toledo | 43551 | 0.925 | 0.9195
859 | N00128-WI | NAVOPSPTCEN WICHITA KS | N00128 | NAVAL STATION GREAT LAKES IL | NAVRES | 3026 South George Washington Boulevard | United States | Kansas | Sedgwick | Wichita | 67210 | 0.96 | 0.98
86 | M67386-0012 | RICHARDS GEBAUR ARS | M67386 | MCSPTACT KANSAS CITY MO | MCRES | 614 Andrews Road | United States | Missouri | Jackson | Kansas City | 64147 | 0.95 | 0.97
860 | N00128-YO | NAVOPSPTCEN YOUNGSTOWN OH | N00128 | NAVAL STATION GREAT LAKES IL | NAVRES | 3893 King Graves Road, Unit 80 | United States | Ohio | Trumbull | Vienna | 444735998 | 0.95 | 0.95
862 | N00216-AD | ALF WALDRON | N00216 | NAS Corpus Christi TX | NAVACT | 3604 Waldron Road | United States | Texas | Nueces | Corpus Christi | 78418 | 0.84 | 0.81
863 | N00216-DA | PART OF ISLAND A | N00216 | NAS Corpus Christi TX | NAVACT | 7930 Ocean Drive | United States | Texas | Nueces | Corpus Christi | 78412 | 0.84 | 0.81
864 | N00216-JA | PEARY PLACE TRANS SITE | N00216 | NAS Corpus Christi TX | NAVACT | 8301 South Padre Island Drive | United States | Texas | Nueces | Corpus Christi | 78412 | 0.84 | 0.81
865 | N00216-EM | ELECTROMAGNETICROLLFAC | N00216 | NAS Corpus Christi TX | NAVACT | 1693 South Main Street | United States | Texas | San Patricio | Ingleside | 78362 | 0.84 | 0.81
868 | N00206-LA | NMCB28 BARKSDALE AFB | N00206 | NAS JRB New Orleans LA | NAVRES | 5731 Range Road | United States | Louisiana | Bossier | Barksdale AFB | 71110 | 0.84 | 0.81
869 | N00158-SW | SHENANDOAH WOODS | N00158 | NAS JRB WILLOW GROVE PA | NAVACT | 591 Skyhawk Drive | United States | Pennsylvania | Bucks | Warminster | 18974 | 1.065 | 1.105
87 | M67399-0001 | TWENTYNINE PALMS MAIN BASE | M67399 | MCAGCC TWENTYNINE PALMS CA | MCACT | 1554 Griffin Road | United States | California | San Bernardino | Twentynine Palms | 92278 | 1.2 | 1.25
871 | N60191-AF | PALMETTO POINT | N60191 | NAS Oceana VA | NAVACT | 212 Main Street | United States | North Carolina | Tyrrell | Columbia | 27925 | 0.885 | 0.855
872 | N60191-AI | STATE HWY ROUTE 44 | N60191 | NAS Oceana VA | NAVACT | 1700 Virginia Beach Boulevard | United States | Virginia | Virginia Beach (City) | Virginia Beach | 23454 | 1 | 0.96
873 | N60191-AK | WADSWORTH HOUSING | N60191 | NAS OCEANA VA | NAVACT | 1200 South Birdneck Road | United States | Virginia | Virginia Beach (City) | Virginia Beach | 23451 | 1 | 0.96
874 | N60191-CB | WEST NECK CRK VA | N60191 | NAS Oceana VA | NAVACT | 2000 Chapel Lake Drive | United States | Virginia | Virginia Beach (City) | Virginia Beach | 23454 | 1 | 0.96
875 | N60191-OZ | AICUZ ESMT/OCEANA | N60191 | NAS Oceana VA | NAVACT | 2702 Sonic Drive | United States | Virginia | Virginia Beach (City) | Virginia Beach | 23460 | 1 | 0.96
877 | N61064-IA | NASA KOKEE | N61064 | CNIC PMRF Barking Sands | NAVACT | 96752 | United States | Hawaii | Kauai | Kokee | 96752 | 2.8 | 2.72
879 | N42237-GI | FORT GILLEM ATLANTA | N42237 | SUBASE Kings Bay GA | NAVACT | 2309 Hood Avenue | United States | Georgia | Clayton |  | 30297 | 0.83 | 0.8
881 | N60042-UA | TARGET 95 KITTY BAGGAGE | N60042 | NAF El Centro CA | NAVACT | 92243 | United States | California | Imperial | El Centro | 92243 | 1.11 | 1.15
882 | N60087-SA | SMALL POINT | N60087 | NAS BRUNSWICK ME | NAVACT | 150 Navy Road | United States | Maine | Sagadahoc | Phippsburg | 04567 | 1.02 | 1
884 | N60191-FZ | AICUZ ESMT/FENTRESS | N60191 | NAS Oceana VA | NAVACT | 822 Fentress Airfield Road | United States | Virginia | Virginia Beach (City) | Virginia Beach | 23322 | 1 | 0.96
887 | N60495-BM | BALD MOUNTAIN NV | N60495 | NAS Fallon NV | NAVACT | 89496 | United States | Nevada | Nye | Round Mountain | 89496 | 1.18 | 1.2
888 | N60495-FP | FAIRVIEW PEAK | N60495 | NAS Fallon NV | NAVACT | 89496 | United States | Nevada | Churchill | Fallon | 89496 | 1.22 | 1.23
889 | N60508-AD | BARIN FIELD | N60508 | NAS Whiting Field, Milton FL | NAVACT | Barin Field Road | United States | Alabama | Baldwin | Foley | 36535 | 0.855 | 0.83
890 | N60508-AP | NOLF SILVERHILL | N60508 | NAS Whiting Field, Milton FL | NAVACT | 12550 County Road 54 | United States | Alabama | Baldwin | Daphne | 36526 | 0.855 | 0.83
891 | N60508-GA | WHITING PARK BOAT DOCK | N60508 | NAS Whiting Field, Milton FL | NAVACT | 5499 Old River Road | United States | Florida | Santa Rosa | Milton | 32570 | 0.81 | 0.78
892 | N50092-AG | BAYSIDE BOROUGH VA BCH | N50092 | JNTEXPBASE Little Creek - FS VA | NAVACT | 2000 Amphibious Drive | United States | Virginia | Virginia Beach (City) | Virginia Beach | 23521 | 0.98 | 0.94
895 | N62604-KA | SMALL CRAFT HARBOR | N62604 | CBC Gulfport MS | NAVACT | 100 Market Street | United States | Mississippi | Harrison | Pass Christian | 39571 | 0.87 | 0.83
9 | M00146-0010 | HANCOCK ISLAND 1 | M00146 | MCAS CHERRY POINT NC | MCACT | No Physical Address | United States | North Carolina | Craven | Cherry Point | 28533 | 1.03 | 1
907 | N47608-SI | SOLOMONS ISLAND, MD | N47608 | Naval Air Station Patuxent River | NAVACT | 13855 Solomons Island Road | United States | Maryland | Calvert | Solomons | 20688 | 0.99 | 0.98
910 | N47608-SH | SHARPS ISLAND | N47608 | Naval Air Station Patuxent River | NAVACT | N/A | United States | Maryland | Talbot | Tilghman | 21671 | 1.005 | 1
911 | N47608-BA | POINT NO POINT | N47608 | Naval Air Station Patuxent River | NAVACT | 50643 Holly Point Road | United States | Maryland | St. Mary's | Patuxent River | 20628 | 1.09 | 1.09
912 | N47608-BI | BLOODSWORTH IS MD | N47608 | Naval Air Station Patuxent River | NAVACT | N/A | United States | Maryland | Dorchester | Bishop Head | 21672 | 1.005 | 1
913 | N47608-CA | ST JAMES | N47608 | Naval Air Station Patuxent River | NAVACT | 20185 Tippett Road | United States | Maryland | St. Mary's | Patuxent River | 20653 | 1.09 | 1.09
914 | N47608-DA | CEDAR POINT ISLAND | N47608 | Naval Air Station Patuxent River | NAVACT | 20670 | United States | Maryland | St. Mary's | Patuxent River | 20670 | 1.09 | 1.09
915 | N47608-GM | GREAT MILLS | N47608 | Naval Air Station Patuxent River | NAVACT | 21491 Old Great Mills Road | United States | Maryland | St. Mary's | Great Mills | 20653 | 1.09 | 1.09
916 | N47608-HA | GLENN FOREST | N47608 | Naval Air Station Patuxent River | NAVACT | 21550 Willows Road | United States | Maryland | St. Mary's | Lexington Park | 20653 | 1.04 | 1.03
917 | N47608-JA | CHESAPEAKE BAY | N47608 | Naval Air Station Patuxent River | NAVACT | Hoopersville Road | United States | Maryland | Dorchester | Hoopersville | 20670 | 1.005 | 1
918 | N47608-KA | BAY FORREST | N47608 | Naval Air Station Patuxent River | NAVACT | 49489 Bay Forest Road | United States | Maryland | St. Mary's | Patuxent River | 20653 | 1.09 | 1.09
919 | N47608-LA | POINT LOOKOUT | N47608 | Naval Air Station Patuxent River | NAVACT | 10380 Point Lookout Road | United States | Maryland | St. Mary's | Point Lookout | 20687 | 1.09 | 1.09
920 | N47608-MA | BISHOPS HD DORCHESTER | N47608 | Naval Air Station Patuxent River | NAVACT | Bishops Head Road | United States | Maryland | Dorchester | Bishop Head | 21611 | 1.005 | 1
921 | N47608-TM | TULIP MEM ST INIGOES | N47608 | Naval Air Station Patuxent River | NAVACT | 20684 | United States | Maryland | St. Mary's | Saint Inigoes | 20684 | 1.09 | 1.09
922 | N47608-WF | WEBSTER FIELD | N47608 | Naval Air Station Patuxent River | NAVACT | 20684 | United States | Maryland | St. Mary's | Saint Inigoes | 20684 | 1.09 | 1.09
923 | N47608-WO | WESTOVER MD | N47608 | Naval Air Station Patuxent River | NAVACT | 21871 | United States | Maryland | Somerset | Manokin | 21871 | 1.005 | 1
924 | N47608-WR | WILLOWS ROAD | N47608 | Naval Air Station Patuxent River | NAVACT | 46967 Bradley Boulevard | United States | Maryland | St. Mary's | Great Mills | 20653 | 1.09 | 1.09
929 | N32446-NW | NAVOPSPTCEN WHITE RIVER VT | N32446 | NSY Portsmouth | NAVRES | 5 Holiday Drive | United States | Vermont | Windsor | White River Jctn | 05001 | 1.04 | 1.04
930 | N47609-MC | MOJAVE RANGE C T11 S18 | N47609 | NAWS China Lake | NAVACT | 93501 | United States | California | Kern | Mojave | 93501 | 1.16 | 1.21
9399 | AFMEM | AF MEMORIAL | 51375 | Joint Base Myer Henderson Hall | ARACT | 1 Air Force Memorial Drive | United States | Virginia | Arlington | Arlington | 22211 | 1.08 | 1.08
9401 | FOB01 | NAVY ANNEX (FOB 2) | 51375 | Joint Base Myer Henderson Hall | ARACT | JOYCE | United States | Virginia | Arlington | Naval Support Facility | 22202 | 1.08 | 1.08
9402 | FOB02 | NAVY ANNEX (FOB 2) PARKING | 51375 | Joint Base Myer Henderson Hall | ARACT | SOUTHGATE | United States | Virginia | Arlington | Naval Support Facility | 22202 | 1.08 | 1.08
9405 | WHS01 | PENTAGON BUILDING SITE | WHS01 | WASHINGTON HEADQUARTERS | WHS | 1 North Rotary Road | United States | Virginia | Arlington | Pentagon | 20201 | 1.08 | 1.08
9407 | WHS03 | EADS STREET PARKING | WHS01 | WASHINGTON HEADQUARTERS | WHS | 401 South Eads Street | United States | Virginia | Arlington | Pentagon | 20201 | 1.08 | 1.08
9408 | WHS04 | FERN STREET PARKING | WHS01 | WASHINGTON HEADQUARTERS | WHS | 501 South Fern Street | United States | Virginia | Arlington | Pentagon | 20201 | 1.08 | 1.08
9409 | WHS05 | HAYES STREET PARKING | WHS01 | WASHINGTON HEADQUARTERS | WHS | 801 South Hayes Street | United States | Virginia | Arlington | Pentagon | 20201 | 1.08 | 1.08
9410 | 24626 | RRMC QUIRAUK SITE C | WHS01 | WASHINGTON HEADQUARTERS | WHS | 14301 Pen Mar High Rock Road | United States | Maryland | Washington | Cascade | 21719 | 1.02 | 1.01
9411 | 42745 | RRMC RAVEN ROCK SITE | WHS01 | WASHINGTON HEADQUARTERS | WHS | 450 Harbaugh Valley Road | United States | Pennsylvania | Adams | Fairfield | 17320 | 1.065 | 1.105
9413 | 28159 | Usar Chp Warehouses | 01530 | 81st Readiness Division | ARRES | 215/216 9th Street | United States | Mississippi | Harrison | Gulfport | 39501 | 0.91 | 0.87
9414 | 46070 | Msg Woodrow Wilson Keeble Afrc | 27864 | 88th Readiness Division | ARRES | 4400 and 4410 North Northview Avenue | United States | South Dakota | Minnehaha | Sioux Falls | 57107 | 0.96 | 0.94
9415 | 17666 | Forest Park Afrc | 27864 | 88th Readiness Division | ARRES | 7402 West Roosevelt Road | United States | Illinois | Cook | Forest Park | 60130 | 1.18 | 1.25
9417 | 12A10 | Arcadia Readiness Center | 120NG | Florida National Guard | ARGUARD | 1127 Armory Road | United States | Florida | DeSoto | Arcadia | 34266 | 0.825 | 0.805
9418 | 13A40 | Bainbridge | 130NG | Georgia National Guard | ARGUARD | 3rd | United States | Georgia | Decatur | Bainbridge | 39819-4622 | 0.865 | 0.83
9419 | 25A55 | Brockton | 250NG | Massachusetts National Guard | ARGUARD | 901 North 4th Street | United States | Massachusetts | Plymouth | Brockton | 02301 | 1.165 | 1.215
9421 | 13A80 | Covington | 130NG | Georgia National Guard | ARGUARD | 2131 Stallings Street Northwest | United States | Georgia | Newton | Covington | 30014 | 0.865 | 0.83
9422 | 25A15 | Ayer | 250NG | Massachusetts National Guard | ARGUARD | 87 Barnum Road | United States | Massachusetts | Middlesex | Ayer | 01434 | 1.19 | 1.24
9425 | 13C05 | Lawrenceville | 130NG | Georgia National Guard | ARGUARD | 121 East Crogan Street | United States | Georgia | Gwinnett | Lawrenceville | 30045 | 0.865 | 0.83
9426 | 51B27 | LEESBURG RC | 510NG | Virginia National Guard | ARGUARD | 25 Catoctin Cir SE | United States | Virginia | Loudoun | Leesburg | 20175 | 0.92 | 0.89
9427 | 25B50 | Lexington | 250NG | Massachusetts National Guard | ARGUARD | 1661 Massachusetts Avenue | United States | Massachusetts | Middlesex | Lexington | 02420 | 1.165 | 1.215
9428 | 51B40 | MANASSAS RC | 510NG | Virginia National Guard | ARGUARD | 13418 Dumfries RD | United States | Virginia | Manassas | Manassas | 20112 | 1.08 | 1.08
9430 | 54A90 | Monaville | 540NG | West Virginia National Guard | ARGUARD | 400 Hudgins ST | United States | West Virginia | Logan | Logan | 25601 | 1.02 | 1.03
9432 | 25C10 | WEST NEWTON | 250NG | Massachusetts National Guard | ARGUARD | 525 Waltham Street | United States | Massachusetts | Middlesex | Newton | 02465 | 1.165 | 1.215
9433 | 06D60 | Orange | 060NG | California National Guard | ARGUARD | 308 W Chapman Avenue | United States | California | Orange | Orange | 92856 | 1.02 | 1.06
9434 | 18C50 | Peru | 180NG | Indiana National Guard | ARGUARD | 101 South Broadway | United States | Indiana | Miami | Peru | 46970 | 0.955 | 0.96
9435 | 26C35 | Pontiac | 260NG | Michigan National Guard | ARGUARD | 45 Oakland AVE | United States | Michigan | Oakland | Pontiac | 48342 | 1.035 | 1.055
9437 | 19D30 | Sioux City | 190NG | Iowa National Guard | ARGUARD | 3200 2nd Mech DriveR | United States | Iowa | Woodbury | Sioux City | 51111 | 1.01 | 1.01
944 | N69232-AD | SAN NICOLAS ISLAND | N69232 | NAVBASE Ventura City Pt Mugu CA | NAVACT | 00061 | United States | California | Ventura | San Nicolas Island |  | 1.7 | 1.74
9440 | 51C75 | WARRENTON RC | 510NG | Virginia National Guard | ARGUARD | Waterloo | United States | Virginia | Fauquier | Warrenton | 20186 | 0.92 | 0.89
9441 | 25967 | Wellesley | 250NG | Massachusetts National Guard | ARGUARD | MINUTEMAN | United States | Massachusetts | Norfolk | Wellesley | 02481 | 1.165 | 1.215
9442 | 17C70 | West Frankfort Armory | 170NG | Illinois National Guard | ARGUARD | 219 East Main Street | United States | Illinois | Franklin | West Frankfort | 62896 | 1.03 | 1.045
9444 | 06G70 | Willows | 060NG | California National Guard | ARGUARD | Laurel | United States | California | Glenn | Willows | 95988-2944 | 1.125 | 1.165
9445 | 53C30 | Yakima Airport | 530NG | Washington National Guard | ARGUARD | 7200 W Nob Hill BLVD | United States | Washington | Yakima | Yakima | 98902 | 1.09 | 1.1
9446 | M00146-0029 | BRANT ISLAND | M00146 | MCAS Cherry Point NC | MCACT | No Physical Address | United States | North Carolina | Pamlico | Hobucken | 28537 | 1.03 | 1
9447 | M00146-0028 | CAT ISLAND TARGET | M00146 | MCAS Cherry Point NC | MCACT | No Physical Address | United States | North Carolina | Carteret | Bogue | 28594 | 1.03 | 1
945 | N63043-AL | NOSC-MCRC BESSEMER AL | N63043 | NAS Meridian MS | NAVRES | 1001 4th Avenue SW | United States | Alabama | Jefferson | Bessemer | 35022 | 0.855 | 0.83
9450 | N62813-MF | MANANA FIRE STATION | N62813 | JBPHH Pearl Harbor Hawaii | NAVACT | 1000 Acacia Road | United States | Hawaii | Honolulu | Pearl City | 96782 | 2.37 | 2.28
9451 | N62813-MH | MANANA HOUSING/PW AREA | N62813 | JBPHH Pearl Harbor Hawaii | NAVACT | 96782 | United States | Hawaii | Honolulu | Pearl City | 96782 | 2.37 | 2.28
9452 | N62813-MK | WAIAWA CUT-OFF | N62813 | JBPHH Pearl Harbor Hawaii | NAVACT | 96782 | United States | Hawaii | Honolulu | Pearl City | 96782 | 2.37 | 2.28
9453 | N62813-MW | WAIANAE CUT-OFF | N62813 | JBPHH Pearl Harbor Hawaii | NAVACT | 96782 | United States | Hawaii | Honolulu | Pearl City | 96782 | 2.37 | 2.28
9454 | N62813-MT | PARCEL T-1 | N62813 | JBPHH Pearl Harbor Hawaii | NAVACT | 96701 | United States | Hawaii | Honolulu | Pearl City | 96701 | 2.37 | 2.28
9455 | 20844 | Salina UTES (Unit Training Eqpt Site) | 200NG | Kansas National Guard | ARGUARD | Ash | United States | Kansas | Saline | Salina | 67401 | 1.005 | 1.025
9456 | M67021-0007 | STEWART HOUSING | M67021 | Headquarters 4th MAW New Orleans LA | MCRES | 1104 Clark Street | United States | New York | Orange | New Windsor | 12553 | 1.19 | 1.23
9459 | N69232-AG | SANTA CRUZ ISLAND | N69232 | NAVBASE Ventura City Pt Mugu CA | NAVACT | 93110 | United States | California | Santa Barbara | Goleta | 93110 | 1.7 | 1.74
946 | N00213-MI | NAVOPSPTCEN MIAMI FL | N00213 | NAS Key West FL | NAVRES | 18650 Northwest 62nd Avenue | United States | Florida | Miami-Dade | Hialeah | 33015 | 0.82 | 0.8
9460 | N69232-PI | PRINCE ISLAND CA | N69232 | NAVBASE Ventura City Pt Mugu CA | NAVACT | 93110 | United States | California | Santa Barbara | Goleta | 93110 | 1.7 | 1.74
9461 | N69232-SM | SAN MIGUEL ISLAND CA | N69232 | NAVBASE Ventura City Pt Mugu CA | NAVACT | 93451 | United States | California | San Luis Obispo | San Miguel | 93451 | 1.22 | 1.26
9462 | N69232-SR | SANTA ROSA ISLAND CA | N69232 | NAVBASE Ventura City Pt Mugu CA | NAVACT | Santa Rosa Island Drive | United States | California | Santa Barbara | Santa Rosa Island | 95401 | 1.7 | 1.74
9463 | N69232-SY | SANTA YNEZ PEAK CA | N69232 | NAVBASE Ventura City Pt Mugu CA | NAVACT | Cuesta Road | United States | California | Santa Barbara | Santa Barbara | 93460 | 1.12 | 1.17
9464 | 01657 | HALEYVILLE READINESS CENTER | 010NG | Alabama National Guard | ARGUARD | 4991 Newburg Road | United States | Alabama | Winston | Haleyville | 35565-4991 | 0.855 | 0.83
9465 | 27891 | Alexandria NG MVSC | 270NG | Minnesota National Guard | ARGUARD | Elm | United States | Minnesota | Douglas | Alexandria | 56308 | 1.085 | 1.12
9466 | 19336 | Cedar Rapids AFRC | 190NG | Iowa National Guard | ARGUARD | Wright Brothers | United States | Iowa | Linn | Cedar Rapids | 52404 | 1.01 | 1.01
9468 | 53391 | Spokane | 530NG | Washington National Guard | ARGUARD | Rebecca | United States | Washington | Spokane | Spokane | 99217 | 1.05 | 1.05
9469 | 45792 | Charleston Indoor Fire Range | 450NG | South Carolina National Guard | ARGUARD | Moultrie | United States | South Carolina | Charleston | Charleston | 29409 | 0.97 | 0.94
9470 | 17957 | Galesburg Readiness Center | 170NG | Illinois National Guard | ARGUARD | Linwood | United States | Illinois | Knox | Galesburg | 61401 | 1.03 | 1.045
9471 | 46597 | Custer Mvsc | 460NG | South Dakota National Guard | ARGUARD | Spring | United States | South Dakota | Custer | Custer | 57730 | 0.955 | 0.93
9473 | 01180 | Ervin A Byrd RC - Citronelle | 010NG | Alabama National Guard | ARGUARD | 17530 Celeste Road | United States | Alabama | Mobile | Citronelle | 36522 | 0.84 | 0.81
9476 | 29473 | Kingshighway | 290NG | Missouri National Guard | ARGUARD | Watson | United States | Missouri | St. Louis | Unknown | 63119 | 0.985 | 1.005
9478 | 28603 | Kosciusko | 280NG | Mississippi National Guard | ARGUARD | Hwy 35 N | United States | Mississippi | Attala | Kosciusko | 39090 | 0.9 | 0.86
9479 | 54288 | Lewisburg Readiness Center | 540NG | West Virginia National Guard | ARGUARD | Industrial Park | United States | West Virginia | Greenbrier | Maxwelton | 24957 | 1.02 | 1.03
948 | N00128-LM | LAMOURE ND | N00128 | Naval Station Great Lakes IL | NAVACT | 7290 99th Avenue Southeast | United States | North Dakota | LaMoure | La Moure | 58458 | 1.09 | 1.09
9480 | 06318 | Lancaster | 060NG | California National Guard | ARGUARD | 4342 William J Barnes Avenue | United States | California | Los Angeles | Lancaster | 93536 | 1.02 | 1.06
9481 | 21298 | London JSO | 210NG | Kentucky National Guard | ARGUARD | 192 | United States | Kentucky | Laurel | London | 40741 | 0.87 | 0.87
9483 | 48753 | MIDLAND AIRPORT | 480NG | TEXAS NATIONAL GUARD | ARGUARD | Midland Airport | United States | Texas | Midland | Midland | 79711 | 0.865 | 0.84
9485 | 37689 | MTA CAMP BUTNER | 33224 |  | ARGUARD | Tally Ho | United States | North Carolina | Granville | Stem | 27581 | 0.885 | 0.855
9494 | 26966 | SHIAWASSEE | 260NG | MICHIGAN NATIONAL GUARD | ARGUARD | Corunna | United States | Michigan | Shiawassee | Corunna | 48817 | 1.035 | 1.055
9506 | 29809 | Springfield Avcrad (New) | 290NG | Missouri National Guard | ARGUARD | Lester Jones | United States | Missouri | Greene | Springfield | 65803 | 0.985 | 1.005
9507 | 37518 | Asheville Armory/Fms 01 | 370NG | North Carolina National Guard | ARGUARD | Minuteman | United States | North Carolina | Buncombe | Asheville | 28806 | 0.885 | 0.855
9508 | N69232-RM | RED MOUNTAIN SITE 1 | N69232 | NAVBASE Ventura City Pt Mugu CA | NAVACT | Red Mountain Fire Road | United States | California | Los Angeles | Calabasas | 91301 | 1.02 | 1.06
9509 | N69232-TP | TASSAJARA PEAK | N69232 | NAVBASE Ventura City Pt Mugu CA | NAVACT | Tv Tower Road | United States | California | San Luis Obispo | San Luis Obispo | 93422 | 1.22 | 1.26
9511 | M68479-0001 | NEW ORLEANS | M68479 | HDQTRS 4TH MARDIV NEW ORLEANS | MCACT | DAUPHINE | United States | Louisiana | Orleans | New Orleans | 701465400 | 0.91 | 0.88
9512 | 37597 | Lenoir (Foothills) | 370NG | North Carolina National Guard | ARGUARD | Beecher Anderson | United States | North Carolina | Caldwell | Lenoir | 28645 | 0.885 | 0.855
9514 | 27818 | Cambridge NG AFRC | 270NG | Minnesota National Guard | ARGUARD | Spirit River | United States | Minnesota | Isanti | Cambridge | 55008 | 1.085 | 1.12
9515 | 30577 | Dillon Readiness Center | 300NG | Montana National Guard | ARGUARD | Hwy 41 | United States | Montana | Beaverhead | Dillon | 59725 | 1.1 | 1.08
9516 | 04739 | Fmr East | 040NG | Arizona National Guard | ARGUARD | Track | United States | Arizona | Pinal | Florence | 85232 | 0.925 | 0.905
9517 | 04917 | Fmr West | 040NG | Arizona National Guard | ARGUARD | Track | United States | Arizona | Pinal | Florence | 85232 | 0.925 | 0.905
9519 | 41875 | Lagrande Airport Property | 410NG | Oregon National Guard | ARGUARD | Bond | United States | Oregon | Union | La Grande | 97850 | 1.12 | 1.145
952 | N68967-SW | NAVOPSPTCEN SPOKANE | N68967 | NAVSTA Everett WA | NAVACT | 5101 North Assembly Street | United States | Washington | Spokane | Spokane | 99205 | 1.05 | 1.05
9520 | 41357 | Ontario Readiness Center | 410NG | Oregon National Guard | ARGUARD | 2nd | United States | Oregon | Malheur | Ontario | 97914 | 1.12 | 1.145
9521 | 04235 | Newmans Peak | 040NG | Arizona National Guard | ARGUARD | Northwest of Picacho Peak State Park | United States | Arizona | Pinal | Marana | 85653 | 0.925 | 0.905
9522 | 30602 | Miles City Land | 300NG | Montana National Guard | ARGUARD | 2500 Main Street | United States | Montana | Custer | Miles City | 59301 | 1.1 | 1.08
9523 | 06926 | Slo Acub Acreage | 06F35 | Camp San Luis Obisbo | ARGUARD | Morning Glory Trail | United States | California | San Luis Obispo | San Luis Obispo | 93405 | 1.22 | 1.26
9524 | N69162 | MAIN SITE | N69162 | CSO NTC SAN DIEGO | NAVACT | 1 North Harbor Drive | United States | California | San Diego | San Diego | 92132 | 1.05 | 1.08
9525 | UCTL0001 | RENO TAHOE INT'L AIRPORT SITE # 1 | UCTL | RENO TAHOE INT'L AIRPORT | AFGUARD | 1776 National Guard Way | United States | Nevada | Washoe | Reno | 89502 | 1.18 | 1.2
9527 | 28281 | Monticello Readiness Center | 280NG | Mississippi National Guard | ARGUARD | Jerry G. McLean | United States | Mississippi | Lawrence | Monticello | 39654 | 0.9 | 0.86
9528 | 3700A | Peachland Tower | 37225 | Fort Bragg | ARACT | Faa Tower 1002314 Peachland, Nc 23133 | United States | North Carolina | Anson | Peachland | 28133 | 0.885 | 0.855
953 | M67861-0001 | WINDY HILL | M67861 | MARCORRESFOR New Orleans LA | MCRES | 1900 Roswell Street | United States | Georgia | Cobb | Smyrna | 30080 | 0.83 | 0.8
9530 | 01637 | Radio Beacon Site, AL | 13025 | Fort Benning | ARACT | State Highway 165 And County | United States | Alabama | Russell | Fort Mitchell | 36856 | 0.855 | 0.83
9531 | 28024 | Columbia Readiness Center | 280NG | Mississippi National Guard | ARGUARD | Us Highway 98 | United States | Mississippi | Marion | Columbia | 39429-9477 | 0.9 | 0.86
9532 | 28586 | Wiggins Readiness Center | 280NG | Mississippi National Guard | ARGUARD | Old 49 | United States | Mississippi | Stone | Wiggins | 39577 | 0.9 | 0.86
9535 | 28011 | Kiln Readiness Center | 280NG | Mississippi National Guard | ARGUARD | Kiln-Delise | United States | Mississippi | Hancock | Kiln | 39556 | 0.87 | 0.83
9537 | 28841 | Poplarville Readiness Center | 280NG | Mississippi National Guard | ARGUARD | Rodeo | United States | Mississippi | Pearl River | Poplarville | 39470 | 0.9 | 0.86
954 | N00204-AD | OLF BRONSON | N00204 | NAS Pensacola FL | NAVACT | 2100 Bronson Road | United States | Florida | Escambia | Pensacola | 32506 | 0.81 | 0.78
9540 | N00128-WG | GL WILLOW GLEN | N00128 | Naval Station Great Lakes IL | NAVACT | 2834 Green Bay Road | United States | Illinois | Lake | Great Lakes | 60088 | 1.18 | 1.25
9541 | N00128-NV | GL NIMITZ VILLAGE | N00128 | Naval Station Great Lakes IL | NAVACT | 2801 Ray Street | United States | Illinois | Lake | Great Lakes | 60088 | 1.18 | 1.25
9543 | N00128-CP | GL CAMP PORTER | N00128 | Naval Station Great Lakes IL | NAVACT | 3355 Illinois Street | United States | Illinois | Lake | Great Lakes | 60088 | 1.18 | 1.25
9544 | N00128-PJ | GL CAMP JPJ | N00128 | Naval Station Great Lakes IL | NAVACT | 3500 Sailor Drive | United States | Illinois | Lake | Great Lakes | 60088 | 1.18 | 1.25
9545 | N00128-MC | GL CAMP MOFFETT | N00128 | Naval Station Great Lakes IL | NAVACT | 2610 Missouri Street | United States | Illinois | Lake | Great Lakes | 60088 | 1.18 | 1.25
9546 | N00128-FV | GL FORRESTAL VILLAGE | N00128 | Naval Station Great Lakes IL | NAVACT | 1710 Cavin Drive | United States | Illinois | Lake | Great Lakes | 60088 | 1.18 | 1.25
9547 | N00128-HV | GL HALSEY VILLAGE | N00128 | Naval Station Great Lakes IL | NAVACT | 1989 Enterprise Avenue | United States | Illinois | Lake | Great Lakes | 60088 | 1.18 | 1.25
9549 | 15891 | Pearl City | 150NG | Hawaii National Guard | ARGUARD | Waihona | United States | Hawaii | Honolulu | Pearl City | 96782 | 2.37 | 2.28
955 | N00204-AN | CORRY STATION | N00204 | NAS Pensacola FL | NAVACT | 200 Chiefs Way | United States | Florida | Escambia | Pensacola | 32507 | 0.81 | 0.78
957 | N00207-GL | GAS LEAK/HAWKINS | N00207 | NAS Jacksonville FL | NAVACT | 6952 103rd Street | United States | Florida | Duval | Cecil Field | 32244 | 0.8 | 0.78
958 | N00207-QA | RODMAN BOMB TARGET | N00207 | NAS Jacksonville FL | NAVACT | 2300 Highway 19 South | United States | Florida | Putnam | Palatka | 32177 | 0.825 | 0.805
959 | N00207-UA | LAKE GEORGE BOMB TARGT | N00207 | NAS Jacksonville FL | NAVACT | 1590 Lake George Road | United States | Florida | Volusia | Seville | 32190 | 0.825 | 0.805
960 | N00207-YW | YELLOW WATER HOUSING | N00207 | NAS Jacksonville FL | NAVACT | 14267 Normandy Boulevard | United States | Florida | Duval | Jacksonville | 32221 | 0.8 | 0.78
961 | N00213-BE | NAVAL HOSPITAL | N00213 | NAS Key West FL | NAVACT | 1331 South Roosevelt Boulevard | United States | Florida | Monroe | Key West | 33040 | 0.91 | 0.89
962 | N00213-BF | TRUMAN ANNEX | N00213 | NAS Key West FL | NAVACT | 20 East Quay Road | United States | Florida | Monroe | Key West | 33040 | 0.91 | 0.89
963 | N00213-EA | OFF SHORE ISLAND | N00213 | NAS Key West FL | NAVACT | 33040 | United States | Florida | Monroe | Key West | 33040 | 0.91 | 0.89
964 | N00213-GA | DREDGERS KEY-SIGSBEE | N00213 | NAS Key West FL | NAVACT | 3099 North Roosevelt Boulevard | United States | Florida | Monroe | Key West | 33040 | 0.91 | 0.89
965 | N00213-LA | FLEMING KEY MAGAZINE | N00213 | NAS Key West FL | NAVACT | 300 Mustin Street | United States | Florida | Monroe | Key West | 33040 | 0.91 | 0.89
966 | N00216-AE | ALF CABANISS | N00216 | NAS Corpus Christi TX | NAVACT | 2601 Saratoga Boulevard | United States | Texas | Nueces | Corpus Christi | 78415 | 0.84 | 0.81
967 | N00216-FA | PARTS OF IS A B/C | N00216 | NAS Corpus Christi TX | NAVACT | 7980 Ocean Drive | United States | Texas | Nueces | Corpus Christi | 78419 | 0.84 | 0.81
968 | N00245-NC | NATIONAL CITY | N00245 | NAVBASE San Diego CA | NAVACT | 279 8th Street | United States | California | San Diego | National City | 91950 | 1.05 | 1.08
969 | N00246-DZ | DROP ZONE OTAY MESA | N00246 | NAVBASE Coronado | NAVACT | 92154 | United States | California | San Diego | Chula Vista | 92154 | 1.05 | 1.08
970 | N00246-AE | AMPHIB BASE CRNDO EAST | N00246 | NAVBASE Coronado | NAVACT | 5420 Guadalcanal Road | United States | California | San Diego | Coronado | 92155 | 1.05 | 1.08
971 | N00246-GA | WARNER SPRINGS RTS | N00246 | NAVBASE Coronado | NAVACT | 92066 | United States | California | San Diego | Warner Springs | 92066 | 1.05 | 1.08
972 | N32414-PN | DET PHIL PNY ANNEX | N32414 | NAVSUPPACT Mechanicsburg PA | NAVACT | 4921 South Broad Street | United States | Pennsylvania | Philadelphia | Philadelphia | 19112 | 1.14 | 1.21
976 | N60191-HT | HOBUCKEN TOWER SITE | N60191 | NAS Oceana VA | NAVACT | 28552 | United States | North Carolina | Pamlico | Hobucken | 28552 | 1.03 | 1
977 | N60191-HR | HOLLY RIDGE TOWER SITE | N60191 | NAS Oceana VA | NAVACT | 28445 | United States | North Carolina | Onslow | Holly Ridge | 28445 | 1.01 | 0.98
979 | MSBL0002 | PINEHURST ESTATES | PTFL | MCGUIRE AFB | AFACT | 1053 North Division Street | United States | New Jersey | Ocean | Lakehurst | 08733 | 1.19 | 1.26
980 | N00213-DB | DANIA BEACH (LAUDERDAL | N00213 | NAS Key West FL | NAVACT | 8010 North Ocean Drive | United States | Florida | Broward | Dania | 33004 | 0.82 | 0.8
985 | N68436-SY | SHIPYARD PUGET SOUND | N68436 | Naval Base Kitsap Bremerton WA | NAVACT | 1400 Farragut Avenue | United States | Washington | Kitsap | Bremerton | 98314 | 1.21 | 1.24
986 | N32411-SL | NUWC SENECA LAKE DET | N32411 | Naval Station Newport RI | NAVACT | 50 Main Street | United States | New York | Yates | Dresden | 14837 | 1.06 | 1.075
987 | N32411-GI | GOULD ISLAND RI | N32411 | Naval Station Newport RI | NAVACT | 35 Gravel Court | United States | Rhode Island | Newport | Jamestown | 02841 | 1.2 | 1.24
989 | N32446-LF | NCTS CUTLER VLF AREA | N32446 | NSY Portsmouth | NAVACT | 175 Ridge Road | United States | Maine | Washington | Cutler | 04626 | 1.02 | 1
99 | M67695-0001 | MCSF BLOUNT ISLAND (FL) MAIN SITE | M67695 | MCSF BLOUNT ISLAND | MCACT | 5880 Channel View Drive | United States | Florida | Duval | Jacksonville | 32226 | 0.8 | 0.78
990 | N32446-HF | NCTS CUTLER VHF AREA | N32446 | NSY Portsmouth | NAVACT | 100 Two Lakes Drive | United States | Maine | Washington | Cutler | 04626 | 1.02 | 1
991 | N32446-CF | NCTS CUTLER FIRE STA | N32446 | NSY Portsmouth | NAVACT | 175 Cutler Road | United States | Maine | Washington | Cutler | 04626 | 1.02 | 1
993 | N00129-MS | MAGNETIC SILENCING DETACHMENT NL | N00129 | NAVSUBASE New London CT | NAVACT | 90 Walbach Street | United States | Connecticut | New London | New London | 06320 | 1.2 | 1.23
994 | N69213-EG | AEGIS MOORESTOWN | N69213 | Naval Weapons Station Earle NJ | NAVACT | 300 Centerton Road | United States | New Jersey | Burlington | Moorestown | 08057 | 1.17 | 1.24
995 | N32446-SC | NAVSATOPSCEN ME | N32446 | NSY Portsmouth | NAVACT | 115 Lighthouse Point Road | United States | Maine | Hancock | Prospect Harbor | 04699 | 1.02 | 1
997 | N63406-AI | ADMIRAL HARTMAN AREA 6 | N63406 | NAVBASE Point Loma | NAVACT | 2550 Pico Place | United States | California | San Diego | San Diego | 92109 | 1.05 | 1.08
998 | N63406-AJ | ADMIRAL HARTMAN AREA 7 | N63406 | NAVBASE Point Loma | NAVACT | 2118 Chalcedony Street | United States | California | San Diego | San Diego | 92109 | 1.05 | 1.08

## Table 4-1 OCONUS
RPSUID | Site Code | Site Name | Installation Code | Installation Name | Site Reporting Component Code | Site Operational Status code | Address Street Name | Country | County | City | Zip | Area Cost Factor | Sustainment Area Cost Factor | Currency | Exchange Rate
467 | N40003-VW | VIEQUES WEST | N40003 | NAVAL ACTIVITY PUERTO RICO | NAVACT | CARE | Route 200 W | Puerto Rico | Not Applicable | Vieques, Vieques | 00765 | 1.135 | 1.085 | US Dollar | 1
1061 | N61755-NZ | NIMITZ HILL | N61755 | NAVBASE GUAM | NAVACT | ACT | 96915 | Guam | Not Applicable | Nimitz Hill | 73542 | 2.71 | 2.73 | US Dollar | 1
1280 | N63005-JA | JEBEL ALI | N63005 | NAVSUPPACT BAHRAIN | NAVACT | ACT | 098342800 | United Arab Emirates | Not Applicable | DUBAI | 73542 | 1.07 | 0.97 | UAE Dirham | 3.6728
1481 | BOGO0001 | BOGOTA AIR STATION SITE # 1 | AAWZ | ACC AMIC | AFACT | ACT | UNKNOWN | Colombia | Not Applicable | Unknown | 73542 | 0.96 | 0.87 | Colombian Peso | 3825.5547
1537 | CVYZ0001 | CABRITO FUEL STORAGE ANNEX SITE # 1 | MQNA | LAJES FIELD | AFACT | ACT | 99000 ALGAR DO CARVAO | Portugal | Not Applicable | Unknown | 73542 | 1.37 | 1.335 | Euro | 0.8703
3231 |  | SAGAMI COMMUNICATIONS STATION SITE 1 |  |  | AFACT |  |  | Japan | Not Applicable | Sagami | 73542 | 2.1833 | 2.1667 | Japanese Yen | 106.4531
3692 |  | AAOF BLAIR HANGAR |  |  | ARACT | ACT |  | Virgin Islands | Not Applicable | Unknown |  | 1.63 | 1.52 | US Dollar | 1
7836 | GE93B | Weilimdorf Warehouse | GEST0 | US Army Garrison Stuttgart | ARACT | ACT | Motorstrasse 42 | Germany | Not Applicable | Stuttgart | 73542 | 1.11 | 1.04 | Euro | 0.8703
170170 | ARCV244 | Afghanistan |  |  | ARACT | ACT |  | Afghanistan | Not Applicable | Unknown |  | 1.9 | 1.14 | Afghani | 76.73
170194 | ARCV253 | Kabul |  |  | ARACT | ACT |  | Afghanistan | Not Applicable | Kabul |  | 1.9 | 1.14 | Afghani | 76.73
1072 | N61755-TL | TALOFOFO | N61755 | NAVBASE GUAM | NAVACT | ACT | 96930 | Guam | Not Applicable | Talofofo | 96915 | 2.71 | 2.73 | US Dollar | 1
1077 | N63005-MA | MANAMA QUARTERS | N63005 | NAVSUPPACT BAHRAIN | NAVACT | ACT | 1266 RD 7920 ; JANABIYAH 579 | Bahrain | Not Applicable | Manama | 73542 | 1.25 | 1.15 | Bahraini Dinar | 0.3757
1083 | N66691-MA | MARATHI PIER AREA | N66691 | NAVSUPPACT SOUDA BAY GR | NAVACT | ACT | 98650102 | Greece | Not Applicable | Soudha Bay | 73542 | 1.26 | 1.18 | Euro | 0.8703
1100 | N62588 | NAVSUPPACT NAPLES IT | N62588 | NAVSUPPACT NAPLES IT | NAVACT | ACT | 415 Viale Fulco Ruffo Di Calabria Aerop Di Capodichino | Italy | Not Applicable | Naples | 73542 | 0.86 | 0.78 | Euro | 0.8703
1128 | M67400-0013 | KIN BLUE BEACH - 6020 | M67400 | MCB CAMP S D BUTLER OKINAWA JA | MCACT | ACT | Local Directions Kin Blue | Japan | Not Applicable | Onna Okinawa | 73542 | 2.14 | 2.14 | Japanese Yen | 106.4531
1129 | M67400-0014 | CAMP LESTER - 6043 | M67400 | MCB CAMP S D BUTLER OKINAWA JA | MCACT | ACT | 600 Chicago Street | Japan | Not Applicable | Chatan Okinawa | 73542 | 2.14 | 2.14 | Japanese Yen | 106.4531
1130 | M67400-0015 | KIN RED BEACH - 6019 | M67400 | MCB CAMP S D BUTLER OKINAWA JA | MCACT | ACT | 904-1201 OKINAWA KUNIGAMIGUN KIN TOWN | Japan | Not Applicable | Onna Okinawa | 73542 | 2.14 | 2.14 | Japanese Yen | 106.4531
1131 | M67400-0016 | TSUKEN TRAINING AREA - 6082 | M67400 | MCB CAMP S D BUTLER OKINAWA JA | MCACT | ACT | 4229 Brunhofeer Street | Japan | Not Applicable | White Beach Nav Inst | 73542 | 2.1833 | 2.1667 | Japanese Yen | 106.4531
1133 | M67400-0018 | FUJI NUMAZU JAPAN - 3154 | M67400 | MCB CAMP S D BUTLER OKINAWA JA | MCACT | ACT | 265 Imazawa Road | Japan | Not Applicable | Numazu | 73542 | 2.1833 | 2.1667 | Japanese Yen | 106.4531
1135 | M67400-0020 | CAMP MCTUREOUS - 6031 | M67400 | MCB CAMP S D BUTLER OKINAWA JA | MCACT | ACT | 5100 Brunhofeer Street | Japan | Not Applicable | Tengan | 73542 | 2.1833 | 2.1667 | Japanese Yen | 106.4531
1137 | M20810-0001 | CAMP MU JUK (ROK) | M20810 | CAMP MUJUK REPUBLIC OF KOREA | MCACT | ACT | 1021 South N-14 | South Korea | Not Applicable | Pohang | 73542 | 1.115 | 1.1075 | Korean Won | 1190.9277
1144 | N61058-IO | IORIZAKI POL DEP-5036 | N61058 | COMFLEACT SASEBO JA | NAVACT | ACT | 98766 | Japan | Not Applicable | Sasebo | 73542 | 2.1833 | 2.1667 | Japanese Yen | 106.4531
1160 | N61755-TP | TANGUISSON POINT | N61755 | NAVBASE GUAM | NAVACT | ACT | 96913 | Guam | Not Applicable | Dededo | 73542 | 2.71 | 2.73 | US Dollar | 1
1162 | N66691-MN | MOMAG COMPOUND | N66691 | NAVSUPPACT SOUDA BAY GR | NAVACT | ACT | 301 Mouzouras Road | Greece | Not Applicable | Soudha Bay | 73542 | 1.26 | 1.18 | Euro | 0.8703
1168 | N62588-NI | NISIDA ISLAND | N62588 | NAVSUPPACT NAPLES IT | NAVACT | ACT | 901 Via Nisida Street, Napoli | Italy | Not Applicable | Naples | 96220000 | 0.86 | 0.78 | Euro | 0.8703
1178 | N61755-NF | FINEGAYAN, NORTH | N61755 | NAVBASE GUAM | NAVACT | TBA | 96910 | Guam | Not Applicable | Finegayan | 96910 | 2.71 | 2.73 | US Dollar | 1
1179 | N61755-MR | MAGAZINE RESERVOIR, NM | N61755 | NAVBASE GUAM | NAVACT | ACT | 96915 | Guam | Not Applicable | Santa Rita | 73542 | 2.71 | 2.73 | US Dollar | 1
1182 | N32778-CC | CAMP CARROLL | N32778 | FLEET ACTIVITIES CHINHAE KS | NAVACT | ACT | 96460 | South Korea | Not Applicable | Yechon | 73542 | 1.115 | 1.1075 | Korean Won | 1190.9277
1243 | N63005-KE | KENYA | N63005 | NAVSUPPACT BAHRAIN | NAVACT | ACT | 098342800 | Kenya | Not Applicable | Mombasa | 73542 | 1.1 | 1.02 | Jordanian Dinars | 126.9888
1269 | N61755-WT | WATER TREATMENT, NM | N61755 | NAVBASE GUAM | NAVACT | ACT | 96915 | Guam | Not Applicable | Santa Rita | 73542 | 2.71 | 2.73 | US Dollar | 1
1270 | N61755-WR | WATER RESERVOIR, NH | N61755 | NAVBASE GUAM | NAVACT | TBA | 96915 | Guam | Not Applicable | Nimitz Hill | 73542 | 2.71 | 2.73 | US Dollar | 1
1271 | N61755-HQ | REGION HQ, NH | N61755 | NAVBASE GUAM | NAVACT | TBA | 96915 | Guam | Not Applicable | Nimitz Hill | 73542 | 2.71 | 2.73 | US Dollar | 1
1272 | N61755-OH | OTHER FAM HSG, NH | N61755 | NAVBASE GUAM | NAVACT | TBA | 96915 | Guam | Not Applicable | Nimitz Hill | 73542 | 2.71 | 2.73 | US Dollar | 1
1274 | N61755-FS | FIRE STATION, NH | N61755 | NAVBASE GUAM | NAVACT | TBA | 96915 | Guam | Not Applicable | Nimitz Hill | 73542 | 2.71 | 2.73 | US Dollar | 1
1275 | N61755-PS | PUMP STATION, NH | N61755 | NAVBASE GUAM | NAVACT | TBA | 96915 | Guam | Not Applicable | Nimitz Hill | 73542 | 2.71 | 2.73 | US Dollar | 1
1276 | N61755-TT | TELEPHONE EXCHANGE | N61755 | NAVBASE GUAM | NAVACT | TBA | 96931 | Guam | Not Applicable | Tamuning | 96931 | 2.71 | 2.73 | US Dollar | 1
1277 | N61755-PI | PITI POWER PLANT | N61755 | NAVBASE GUAM | NAVACT | TBA | 96915 | Guam | Not Applicable | Piti | 73542 | 2.71 | 2.73 | US Dollar | 1
1278 | N61755-HP | PITI HOOVER PARK | N61755 | NAVBASE GUAM | NAVACT | ACT | 96821 | Guam | Not Applicable | Piti | 73542 | 2.71 | 2.73 | US Dollar | 1
1279 | N61755-SJ | PITI SCHROEDER JUNCT | N61755 | NAVBASE GUAM | NAVACT | TBA | 96821 | Guam | Not Applicable | Piti | 73542 | 2.71 | 2.73 | US Dollar | 1
1331 | N61054-NS | NAGASAKA RIFL RNG-3104 | N61054 | COMFLEACT YOKOSUKA JA | NAVACT | ACT | 98762 | Japan | Not Applicable | Yokosuka | 73542 | 2.05 | 2.05 | Japanese Yen | 106.4531
1332 | N61056-CS | CAMP SHIELDS-6032 | N61056 | COMFLEACT OKINAWA JA | NAVACT | ACT | 98776 | Japan | Not Applicable | Camp Shields-Okinawa | 73542 | 2.14 | 2.14 | Japanese Yen | 106.4531
1333 | N61057 | NAF ATSUGI JA | N61057 | NAF ATSUGI JA | NAVACT | ACT | 963061215 | Japan | Not Applicable | Atsugi | 73542 | 2.21 | 2.11 | Japanese Yen | 106.4531
1334 | N61057-KR | KISARAZU-JGSDF-3033 | N61057 | NAF ATSUGI JA | NAVACT | ACT | 98767 | Japan | Not Applicable | Kisarazu | 73542 | 2.1833 | 2.1667 | Japanese Yen | 106.4531
1347 | ABQB0001 | ADANA WATER SYSTEM ANNEX SITE # 1 | LJYC | INCIRLIK AB | AFACT | ACT | YAVUZLAR MAHALLESI, ORMAN ISLETME MUDURLUSU YANI, | Turkey | Not Applicable | Unknown | 73542 | 0.89 | 0.89 | Turkish Lira | 7.2233
1354 | ACRP0001 | AGUALVA MUNITIONS STORAGE ANNEX SITE # 1 | MQNA | LAJES FIELD | AFACT | EXCS | 2000 ALGAR DO CARVAO | Portugal | Not Applicable | Unknown | 73542 | 1.37 | 1.335 | Euro | 0.8703
1355 | ADDQ0001 | AKASAKA ADMINISTRATION ANX SITE # 1 | ZNRE | YOKOTA AB | AFACT | ACT | 374 CE/CERR | Japan | Not Applicable | Tokyo | 73542 | 2.09 | 2.09 | Japanese Yen | 106.4531
1356 | ADED0001 | AKHISAR AIR BASE SITE # 1 | LJYC | INCIRLIK AB | AFACT | ACT | AKHISAR HAVA USSU, AKHISAR, MA | Turkey | Not Applicable | Izmir | 73542 | 0.915 | 0.89 | Turkish Lira | 7.2233
1360 | AEDY0001 | RAF ALCONBURY SITE # 1 | AEDY | RAF ALCONBURY | AFACT | ACT | 1 N.E. Alconbury Road | United Kingdom | Not Applicable | Alconbury | 73542 | 1.2633 | 1.2633 | British Pound | 0.7843
1365 | N41557-AS | ANDY SOUTH | N41557 | NSA ANDERSEN | NAVACT | ACT | 99040 Andy South Annex | Guam | Not Applicable | Andersen Ab | 96929 | 2.71 | 2.73 | US Dollar | 1
1366 | N41557 | NSA ANDERSEN | N41557 | NSA ANDERSEN | NAVACT | ACT | 23003 Chicago Avenue | Guam | Not Applicable | Andersen Ab | 96929 | 2.71 | 2.73 | US Dollar | 1
1367 | N41557-SR | SANTA ROSA PARCEL A | N41557 | NSA ANDERSEN | NAVACT | ACT | 99000 Mount Santa Rosa Street | Guam | Not Applicable | Andersen Ab | 96543 | 2.71 | 2.73 | US Dollar | 1
1369 | N41557-BA | BARRIGADA | N41557 | NSA ANDERSEN | NAVACT | ACT | 99055 Barrigada Trans Site | Guam | Not Applicable | Barrigada | 96543 | 2.71 | 2.73 | US Dollar | 1
1373 | N41557-PT | POTTS TANK FARM | N41557 | NSA ANDERSEN | NAVACT | ACT | 99020 Petroleum Storage Annex | Guam | Not Applicable | Andersen Ab | 96543 | 2.71 | 2.73 | US Dollar | 1
1374 | N41557-TF | TUMON TANK FARM | N41557 | NSA ANDERSEN | NAVACT | ACT | 99070 Tumon Tank Farm Annex | Guam | Not Applicable | Andersen Ab | 96543 | 2.71 | 2.73 | US Dollar | 1
1376 | N41557-TM | TUMON WATER WELL | N41557 | NSA ANDERSEN | NAVACT | ACT | 99049 Tumon Maui | Guam | Not Applicable | Unknown | 73542 | 2.71 | 2.73 | US Dollar | 1
1379 | AKNR0001 | ANKARA ADMINISTRATION OFFICE SITE # 1 | LJYC | INCIRLIK AB | AFACT | ACT | 1 East Turkocagi | Turkey | Not Applicable | Unknown | 73542 | 0.89 | 0.89 | Turkish Lira | 7.2233
138 | N60514 | NAVSTA GUANTANAMO BAY | N60514 | NAVSTA GUANTANAMO BAY | NAVACT | ACT | Sherman Avenue | Cuba | Not Applicable | Guantanamo Bay | 73542 | 1.96 | 1.93 | US Dollar | 1
1383 | ALMY0001 | ANTIGUA AIR STATION SITE # 1 | SXHT | PATRICK | AFACT | ACT | 24966 Shell Beach Road | Antigua and Barbuda | Not Applicable | St. Johns | 32925 | 1.63 | 1.52 | Bahamian Dollar | 1.0006
1388 | ANAL0001 | ARFT RADIO RELAY SITE SITE # 1 | VYHK | SPANGDAHLEM | AFACT | EXCS | 10 Landesstrasse Road | Germany | Not Applicable | Koblenz | G 56729 | 1.05 | 0.98 | Euro | 0.8703
1393 | APDS0001 | ARUBA SITE # 1 | FBNV | DAVIS MONTHAN AFB | AFACT | ACT | 442 Forward Operating Location Site | Aruba | Not Applicable | Oranjestad | 73542 | 1.63 | 1.52 | Bahamian Dollar | 1.0006
1400 | ASHE0001 | AVIANO AIR BASE SITE # 1 | ASHE | AVIANO AIR BASE | AFACT | ACT | VIA PRODENONE | Italy | Not Applicable | Unknown | 73542 | 0.98 | 0.9 | Euro | 0.8703
1401 | ASHJ0001 | AVIANO ADMINISTRATION ANNEX GROUP HQ SITE # 1 | ASHE | AVIANO AIR BASE | AFACT | ACT | VIA PORDENONE | Italy | Not Applicable | Aviano AB | 73542 | 0.98 | 0.9 | Euro | 0.8703
1402 | ASHP0001 | AVIANO AMMUNITION STORAGE ANNEX SITE # 1 | ASHE | AVIANO AIR BASE | AFACT | ACT | VIA PORDENONE | Italy | Not Applicable | Unknown | 73542 | 0.98 | 0.9 | Euro | 0.8703
1403 | ASHU0001 | AVIANO RAILHEAD ANNEX SITE # 1 | ASHE | AVIANO AIR BASE | AFACT | ACT | VIA 24 MAGGIO | Italy | Not Applicable | Unknown | 73542 | 0.98 | 0.9 | Euro | 0.8703
1404 | ASJD0001 | AVIANO HOSPITAL-SCHOOL ANNEX | ASHE | AVIANO AIR BASE | AFACT | ACT | VIA PEDEMONTE | Italy | Not Applicable | Unknown | 73542 | 0.98 | 0.9 | Euro | 0.8703
1405 | ASJE0001 | AVIANO BACHELOR HOUSING ANNEX NO 2 SITE # 1 | ASHE | AVIANO AIR BASE | AFACT | ACT | VIA PEDEMONTE AREA 2 | Italy | Not Applicable | Unknown | 73542 | 0.98 | 0.9 | Euro | 0.8703
1406 | ASJJ0001 | AVIANO MAINTENANCE ANNEX SITE # 1 | ASHE | AVIANO AIR BASE | AFACT | ACT | VIA AEREOPORTO | Italy | Not Applicable | Unknown | 73542 | 0.98 | 0.9 | Euro | 0.8703
1407 | ASJK0001 | AVIANO STORAGE ANNEX SITE # 1 | ASHE | AVIANO AIR BASE | AFACT | ACT | VIA ELLERO | Italy | Not Applicable | Unknown | 73542 | 0.98 | 0.9 | Euro | 0.8703
1409 | ASJP0001 | AVIANO RECREATIONAL AREA | ASHE | AVIANO AIR BASE | AFACT | ACT | VIA PORDENONE AREA D | Italy | Not Applicable | Unknown | 73542 | 0.98 | 0.9 | Euro | 0.8703
1410 | ASJQ0001 | AVIANO FAMILY HOUSING ANNEX NO 5 SITE # 1 | ASHE | AVIANO AIR BASE | AFACT | ACT | VIA PORDENONE GHRP | Italy | Not Applicable | Unknown | 73542 | 0.98 | 0.9 | Euro | 0.8703
1425 | AVHL0001 | BANDIRMA AIR BASE SITE # 1 | LJYC | INCIRLIK AB | AFACT | ACT | BANDIRMA HAVA USSU | Turkey | Not Applicable | Unknown | 73542 | 0.89 | 0.89 | Turkish Lira | 7.2233
1426 | AVIA0001 | AVIANO FAMILY HOUSING SITE SITE # 1 | ASHE | AVIANO AIR BASE | AFACT | ACT | Via De Cesco | Italy | Not Applicable | Aviano | 33081 | 0.98 | 0.9 | Euro | 0.8703
1427 | AVQP0001 | BANN COMMUNICATION STATION NO 2 SITE # 1 | TYFR | RAMSTEIN AIR BASE | AFACT | ACT | 59 K-60 | Germany | Not Applicable | Bann | 66851 | 1.05 | 0.98 | Euro | 0.8703
1428 | AVQU0001 | BANN COMM STATION SITE # 1 | TYFR | RAMSTEIN AIR BASE | AFACT | ACT | KREISSTRASSE 60 | Germany | Not Applicable | Bann | 66851 | 1.05 | 0.98 | Euro | 0.8703
1429 | AVWS0001 | SANTA BARBARA NEXRAD WEATHER SITE SITE # 1 | MQNA | LAJES FIELD | AFACT | ACT | 4000 SERRA SANTA BARBARA | Portugal | Not Applicable | Unknown | 73542 | 1.37 | 1.335 | Euro | 0.8703
1430 | AWJB0001 | RAF BARFORD ST JOHN TRANSMITTER ANNEX SITE # 1 | EXSW | RAF CROUGHTON | AFACT | ACT | BLOXHAM | United Kingdom | Not Applicable | Unknown | 73542 | 1.2633 | 1.2633 | British Pound | 0.7843
1437 | AYYM0001 | BATMAN AIR BASE SITE # 1 | LJYC | INCIRLIK AB | AFACT | ACT | BATMAN HAVA USSU | Turkey | Not Applicable | Unknown | 73542 | 0.89 | 0.89 | Turkish Lira | 7.2233
146 | N3379A | CAMP LEMONNIER DJIBOUTI | N3379A | CAMP LEMONNIER DJIBOUTI | NAVACT | ACT | 093630000 | Djibouti | Not Applicable | Djibouti | 73542 | 1.79 | 1.62 | Djiboutian Franc | 177.71
1466 | BCDA0001 | BECK ROW FHG SITE # 1 | MSET | RAF LAKENHEATH | AFACT | ACT | 31 Sycamore Drive E | United Kingdom | Not Applicable | Mildenhall | 09461 | 1.2633 | 1.2633 | British Pound | 0.7843
1474 | BGGW0001 | BEN AHIN RADIO RELAY SITE SITE # 1 | VYHK | SPANGDAHLEM | AFACT | ACT | 45 Huy Road | Belgium | Not Applicable | Liege | B 4500 | 0.99 | 0.93 | Euro | 0.8703
1480 | BNDE0001 | RAF BICESTER SITE # 1 | EXSW | RAF CROUGHTON | AFACT | ACT | PANES END | United Kingdom | Not Applicable | Unknown | 73542 | 1.35 | 1.35 | British Pound | 0.7843
1483 | BQWP0001 | BINSFELD FAMILY HOUSING ANNEX SITE # 1 | VYHK | SPANGDAHLEM | AFACT | ACT | Waldstrasse | Germany | Not Applicable | Trier | G 54518 | 1.05 | 0.98 | Euro | 0.8703
1488 | BRTR0001 | BREITENBACH | TYFR | RAMSTEIN AIR BASE | AFACT | ACT | 2070 North Farmroad | Germany | Not Applicable | Unknown | 73542 | 1.05 | 0.98 | Euro | 0.8703
1489 | BSGX0001 | BITBURG COMMUNICATION ANNEX SITE # 1 | VYHK | SPANGDAHLEM | AFACT | ACT | 51 East Bundesstrasse | Germany | Not Applicable | Unknown | 73542 | 1.05 | 0.98 | Euro | 0.8703
1490 | BSHF0001 | BITBURG FAMILY HOUSING ANNEX SITE # 1 | VYHK | SPANGDAHLEM | AFACT | ACT | 1 Bitburger Strasse | Germany | Not Applicable | Trier | G 54634 | 1.05 | 0.98 | Euro | 0.8703
1503 | BYUE0001 | BONN FAMILY HOUSING SITE SITE # 1 | VYHK | SPANGDAHLEM | AFACT | ACT | Steinstrasse | Germany | Not Applicable | Bonn | D 53175 | 1.05 | 0.98 | Euro | 0.8703
1505 | CABT0001 | CAMP COURTNEY FAMILY HOUSING ANNEX SITE # 1 | LXEZ | KADENA AIR BASE | AFACT | ACT | 4936 Camp Courtney | Japan | Not Applicable | Camp Courtney Okinawa N | 73542 | 2.14 | 2.14 | Japanese Yen | 106.4531
1506 | CACD0001 | CAMP MCTUREOUS FAMILY HOUSING ANNEX SITE # 1 | LXEZ | KADENA AIR BASE | AFACT | ACT | 5015 Camp McTureous | Japan | Not Applicable | Camp Courtney Okinawa N | 73542 | 2.14 | 2.14 | Japanese Yen | 106.4531
151 | N44852 | NAVMEDRSCHU SIX LIMA PE | N44852 | NAVMEDRSCHCEN DET LIMA PERU | NAVACT | ACT | 36 Venezuela Avenue, Block 36 | Peru | Not Applicable | Lima | 73542 | 0.95 | 0.85 | Peruvian Nuevo Sol | 3.609
1522 | CPBR0001 | COPENHAGEN FAMILY HOUSING SITE # 1 | TDKA | PETERSON AFB | AFACT | ACT | Various | Denmark | Not Applicable | Copenhagen | 9716 | 1.05 | 0.98 | Danish Krone | 6.4823
1529 | CRLL0001 | BUECHEL AIR BASE SITE # 1 | VYHK | SPANGDAHLEM | AFACT | ACT | 259 Bundesstrasse | Germany | Not Applicable | Buechel | G 56823 | 1.05 | 0.98 | Euro | 0.8703
1539 | CWVC0001 | CALDEIRA AMMUNITION STORAGE AREA SITE # 1 | MQNA | LAJES FIELD | AFACT | ACT | 1418 CALDEIRA DAS LAJES | Portugal | Not Applicable | Unknown | 73542 | 1.37 | 1.335 | Euro | 0.8703
1540 | CWVD0001 | CALDEIRA COMMUNICATIONS FACILITY ANNEX SITE # 1 | MQNA | LAJES FIELD | AFACT | ACT | 1410 CALDEIRA DAS LAJES | Portugal | Not Applicable | Unknown | 73542 | 1.37 | 1.335 | Euro | 0.8703
1541 | CWVE0001 | CALDEIRA VOR ANNEX SITE # 1 | MQNA | LAJES FIELD | AFACT | ACT | 1405 CALDEIRA DAS LAJES | Portugal | Not Applicable | Unknown | 73542 | 1.37 | 1.335 | Euro | 0.8703
1542 | CWVF0001 | CALDEIRA RADIO BEACON ANNEX SITE # 1 | MQNA | LAJES FIELD | AFACT | ACT | 1400 CALDEIRA DAS LAJES | Portugal | Not Applicable | Unknown | 73542 | 1.37 | 1.335 | Euro | 0.8703
1574 | DGKU0001 | CEGGIA RADIO RELAY SITE SITE # 1 | ASHE | AVIANO AIR BASE | AFACT | ACT | Via Ponte Romano | Italy | Not Applicable | Unknown | 30022 | 0.9 | 0.82 | Euro | 0.8703
1575 | DHAF0001 | AL DHAFRA AB SITE # 1 | VLSB | SHAW AIR FORCE BASE | AFACT | ACT |  | United Arab Emirates |  |  |  | 1.07 | 0.97 | UAE Dirham | 3.6728
1581 | DMNH0001 | RAF CHELVESTON FAM HSG ANX SITE # 1 | AEDY | RAF ALCONBURY | AFACT | ACT | 1 Chelveston Road | United Kingdom | Not Applicable | Cambridge | PE262QU | 1.2633 | 1.2633 | British Pound | 0.7843
1587 | DSLG0001 | CHONG JU SUPPORT ANNEX SITE # 1 | SMYU | OSAN | AFACT | ACT | CHUNG CHONG PUK DO | South Korea | Not Applicable | Chonju | 73542 | 1.115 | 1.1075 | Korean Won | 1190.9277
1590 | DTLV0001 | CIGLI AIR BASE SITE # 1 | LJYC | INCIRLIK AB | AFACT | ACT | CIGLI HAVA USSU, CIGLI, IZMIR | Turkey | Not Applicable | Izmir | 73542 | 0.915 | 0.89 | Turkish Lira | 7.2233
1591 | DTQM0001 | CIMA GALLINA RADIO RELAY SITE SITE # 1 | ASHE | AVIANO AIR BASE | AFACT | ACT | Localita Cima Gallina | Italy | Not Applicable | Unknown | 39040 | 0.9 | 0.82 | Euro | 0.8703
1593 | DTYB0001 | CINCO PICOS GLOBECOM ANNEX SITE # 1 | MQNA | LAJES FIELD | AFACT | ACT | 1009 ACHADA | Portugal | Not Applicable | Unknown | 73542 | 1.37 | 1.335 | Euro | 0.8703
1615 | EPXA0001 | COVADASCINZAS PETROLEUM PRODUCTS STG ANX SITE # 1 | MQNA | LAJES FIELD | AFACT | ACT | 1313 PICO CELEIRO | Portugal | Not Applicable | Unknown | 73542 | 1.37 | 1.335 | Euro | 0.8703
1623 | ERVN0001 | CAMP RED CLOUD COMMUNICATIONS SITE SITE # 1 | SMYU | OSAN | AFACT | ACT | 0 | South Korea | Not Applicable | Uijong Bu | 96257 | 1.115 | 1.1075 | Korean Won | 1190.9277
1625 | ESKI0001 | ESKISEHIR UNACCOMPANIED HOUSING SITE # 1 | LJYC | INCIRLIK AB | AFACT | ACT | ABD MISAFIRHANESI, YILDIZTEPE ASKERI LOJMANLARI, N | Turkey | Not Applicable | Eskijehir | 26050 | 0.915 | 0.89 | Turkish Lira | 7.2233
1627 | ETDL0001 | CAMP KUWAE FAMILY HOUSING ANNEX SITE # 1 | LXEZ | KADENA AIR BASE | AFACT | ACT | 6100 Camp Lester | Japan | Not Applicable | Chatan Okinawa | 73542 | 2.14 | 2.14 | Japanese Yen | 106.4531
1631 | EUPR0001 | CAMP SHIELDS FAMILY HOUSING ANNEX SITE # 1 | LXEZ | KADENA AIR BASE | AFACT | ACT | 1000 O'Donnell Garden | Japan | Not Applicable | Camp Shields-Okinawa | 73542 | 2.14 | 2.14 | Japanese Yen | 106.4531
1632 | EUVP0001 | CAMP HIALEAH SITE # 1 | SMYU | OSAN | AFACT | ACT | 0 | South Korea | Not Applicable | Pusan | 96259 | 1.05 | 1.05 | Korean Won | 1190.9277
1633 | EUVT0001 | CAMP HUMPHREYS COMMUNICATIONS SITE SITE # 1 | SMYU | OSAN | AFACT | ACT | KYONG KI DO | South Korea | Not Applicable | Camp Humphreys | 96271 | 1.07 | 1.07 | Korean Won | 1190.9277
1634 | EVKG0001 | CAMP ZAMA COMMUNICATIONS STATION SITE # 1 | ZNRE | YOKOTA AB | AFACT | ACT | 374 CS/CSSM | Japan | Not Applicable | Zama | 73542 | 2.1833 | 2.1667 | Japanese Yen | 106.4531
1635 | EVKP0001 | CAMP FOSTER FAMILY HOUSING ANX SITE # 1 | LXEZ | KADENA AIR BASE | AFACT | ACT | 101 KISHOBA TOWERS | Japan | Not Applicable | Camp Foster Okinawa | 73542 | 2.14 | 2.14 | Japanese Yen | 106.4531
1638 | EXSW0001 | RAF CROUGHTON SITE # 1 | EXSW | RAF CROUGHTON | AFACT | ACT | B4301 | United Kingdom | Not Applicable | Unknown | 73542 | 1.35 | 1.35 | British Pound | 0.7843
164 | N62863 | NAVSTA ROTA SP | N62863 | NAVSTA ROTA SP | NAVACT | ACT | 12 Sanlucar Avenue | Spain | Not Applicable | Rota | 73542 | 1.37 | 1.37 | Euro | 0.8703
1641 | EYNH0001 | CUME DA PRAIA TACAN ANNEX SITE # 1 | MQNA | LAJES FIELD | AFACT | ACT | 3502 SERRA CUME | Portugal | Not Applicable | Unknown | 73542 | 1.37 | 1.335 | Euro | 0.8703
1642 | EYNJ0001 | CUME DA PRAIA RADIO RELAY ANNEX SITE # 1 | MQNA | LAJES FIELD | AFACT | ACT | 13213 SERRA CUME | Portugal | Not Applicable | Unknown | 73542 | 1.37 | 1.335 | Euro | 0.8703
1643 | EYNK0001 | CURACAO SITE # 1 | FBNV | DAVIS MONTHAN AFB | AFACT | ACT | 429 EOS | Netherlands Antilles | Not Applicable | Curacao | 73542 | 1.63 | 1.52 | NL Antillian Guilder | 1.79
165 | N62995 | NAS SIGONELLA IT | N62995 | NAS SIGONELLA IT | NAVACT | ACT | 417 STRADA STATALE | Italy | Not Applicable | Sigonella Sicily | 73542 | 0.85 | 0.77 | Euro | 0.8703
1664 | FLAJ0001 | FLORENNES AIR BASE SITE # 1 | VYHK | SPANGDAHLEM | AFACT | ACT | NORD | Belgium | Not Applicable | Florennes | B 5620 | 0.99 | 0.93 | Euro | 0.8703
166963 | KS450 | Incheon Joint Military Mail Terminal | KS948 | USAG Yongsan and Area II | ARACT | ACT | Unseo-dong, Jung-Gu | South Korea | Not Applicable | Inchon | 73542 | 1.115 | 1.1075 | Korean Won | 1190.9277
169882 | RANK0001 | AMC LEASE FRANKFURT | TYFR | RAMSTEIN AIR BASE | AFACT | ACT | TOR 3 | Germany | Not Applicable | Unknown | 73542 | 1.05 | 0.98 | Euro | 0.8703
169883 | RMSH0001 | RAMSTEIN SATELLITE HOUSING OFFICE | TYFR | RAMSTEIN AIR BASE | AFACT | ACT | AM NEUEN MARKT | Germany | Not Applicable | Unknown | 73542 | 1.05 | 0.98 | Euro | 0.8703
169898 | PRCT0001 | PROVIDENCE COURT | EXSW | RAF CROUGHTON | AFACT | ACT | PROVIDENCE | United Kingdom | Not Applicable | Unknown | 73542 | 1.35 | 1.35 | British Pound | 0.7843
169900 | BLCR0001 | BLENHEIM CRESCENT | EXSW | RAF CROUGHTON | AFACT | ACT | BLENHEIM | United Kingdom | Not Applicable | Unknown | 73542 | 1.35 | 1.35 | British Pound | 0.7843
170038 | N61755-AP | APRA HEIGHTS OLD | N61755 | NAVBASE GUAM | NAVACT | TBA | 96540 | Guam | Not Applicable | Apra | 73542 | 2.71 | 2.73 | US Dollar | 1
170039 | N61755-AS | APRA HEIGHTS SUBSTA | N61755 | NAVBASE GUAM | NAVACT | TBA | 96540 | Guam | Not Applicable | Apra | 73542 | 2.71 | 2.73 | US Dollar | 1
170040 | N61755-GA | GLUP 77 AGAT | N61755 | NAVBASE GUAM | NAVACT | TBA | 96540 | Guam | Not Applicable | Agat | 96540 | 2.71 | 2.73 | US Dollar | 1
170041 | N61755-GB | GLUP 77 APRA | N61755 | NAVBASE GUAM | NAVACT | ACT | 96540 | Guam | Not Applicable | Apra | 96540 | 2.71 | 2.73 | US Dollar | 1
170042 | N61755-NH | NAVAL HOSPITAL | N61755 | NAVBASE GUAM | NAVACT | ACT | 96538 | Guam | Not Applicable | Agana | 96538 | 2.71 | 2.73 | US Dollar | 1
170043 | N61755-AR | ADELUP RESERVOIR | N61755 | NAVBASE GUAM | NAVACT | TBA | 96540 | Guam | Not Applicable | Agana | 73542 | 2.71 | 2.73 | US Dollar | 1
170044 | N61755-DI | DRYDOCK ISLAND | N61755 | NAVBASE GUAM | NAVACT | TBA | 96540 | Guam | Not Applicable | Agat | 96540 | 2.71 | 2.73 | US Dollar | 1
170045 | N61755-BW | GLASS BREAKWATER | N61755 | NAVBASE GUAM | NAVACT | TBA | 96540 | Guam | Not Applicable | Agat | 96540 | 2.71 | 2.73 | US Dollar | 1
170046 | N61755-GC | GLUP PARCEL7 PART2 | N61755 | NAVBASE GUAM | NAVACT | TBA | 96540 | Guam | Not Applicable | Apra | 96540 | 2.71 | 2.73 | US Dollar | 1
170047 | N61755-GS | GORCO SPILLWAY | N61755 | NAVBASE GUAM | NAVACT | TBA | 96540 | Guam | Not Applicable | Agat | 73542 | 2.71 | 2.73 | US Dollar | 1
170048 | N61755-HS | HARMON SUBSTATION | N61755 | NAVBASE GUAM | NAVACT | ACT | 96540 | Guam | Not Applicable | Dededo | 73542 | 2.71 | 2.73 | US Dollar | 1
170049 | N61755-AN | ASAN PUMP STATION | N61755 | NAVBASE GUAM | NAVACT | ACT | 96540 | Guam | Not Applicable | Asan | 73542 | 2.71 | 2.73 | US Dollar | 1
170050 | N61755-DD | DANDAN | N61755 | NAVBASE GUAM | NAVACT | ACT | 96540 | Guam | Not Applicable | Agana | 96540 | 2.71 | 2.73 | US Dollar | 1
170051 | N61755-HR | HIGHWAY ROUTES 1 AND 4 | N61755 | NAVBASE GUAM | NAVACT | ACT | 96540 | Guam | Not Applicable | Agana | 96540 | 2.71 | 2.73 | US Dollar | 1
170052 | N61755-AL | APRA HARBOR PARCEL 6 | N61755 | NAVBASE GUAM | NAVACT | ACT | 96540 | Guam | Not Applicable | Apra | 96540 | 2.71 | 2.73 | US Dollar | 1
170223 | ARCV503 | Al Ramadi | ARCV23 | Iraq | ARACT | ACT |  | Iraq |  |  |  | 1.82 | 1.64 | Iraqui Dinar | 1186
170224 | ARCV314 | Baghdad Intl Airport | ARCV23 | Iraq | ARACT | ACT |  | Iraq |  |  |  | 1.82 | 1.64 | Iraqui Dinar | 1186
170225 | ARCV769 | Al Asad Air Base | ARCV23 | Iraq | ARACT | ACT |  | Iraq |  |  |  | 1.82 | 1.64 | Iraqui Dinar | 1186
170251 | VQA06 | Estate Nazareth Military Compound | VQ0NG | US Virgin Islands National Guard | ARGUARD | ACT | Red Hook Road | Virgin Islands | Not Applicable | Unknown |  | 1.63 | 1.52 | US Dollar | 1
170286 | HO010 | Soto Cano | 59540 | Soto Cano | ARACT | ACT |  | Honduras | Not Applicable | Comayagua |  | 1.45 | 1.31 | Honduran Lempira | 24.35
170295 | BU025 | Novo Selo Training Area | 33038 | Bulgaria | ARACT | ACT |  | Bulgaria | Not Applicable | Unknown | 73542 | 0.99 | 0.91 | Bulgarian Lev | 1.6653
170296 | RO596 | Mihail Kogalniceanu Main Camp | 48304 | Romania | ARACT | ACT | Str Vasile Lupu Nr 1 | Romania | Not Applicable | Unknown | 73542 | 0.85 | 0.78 | Romanian New Leu | 4.8715
170364 | RO240 | Babadag Training Area | 48304 | Romania | ARACT | ACT |  | Romania | Not Applicable | Unknown |  | 0.85 | 0.78 | Romanian New Leu | 4.8715
170393 | RO377 | Mihail Kogalniceanu Airfield | 48304 | Romania | ARACT | ACT | Str Tudor Vladimirescu Dn 2a Nr 1 | Romania | Not Applicable | Unknown | 907195 | 0.85 | 0.78 | Romanian New Leu | 4.8715
170394 | RO131 | Mihail Kogalniceanu Rail Offload Site | 48304 | Romania | ARACT | ACT |  | Romania | Not Applicable | Unknown | 907195 | 0.85 | 0.78 | Romanian New Leu | 4.8715
170395 | RO956 | Mihail Kogalniceanu Small Arms Range | 48304 | Romania | ARACT | ACT |  | Romania | Not Applicable | Unknown | 907195 | 0.85 | 0.78 | Romanian New Leu | 4.8715
170396 | RO600 | Mihail Kogalniceanu Tancodrom Training Area | 48304 | Romania | ARACT | ACT |  | Romania | Not Applicable | Unknown | 907195 | 0.85 | 0.78 | Romanian New Leu | 4.8715
170412 | RO666 | Mihail Kogalniceanu Ammunition Holding Area | 48304 | Romania | ARACT | ACT |  | Romania | Not Applicable | Unknown | 73542 | 0.85 | 0.78 | Romanian New Leu | 4.8715
170427 | BU619 | Zimnitsa Rail Offload Site | 33038 | Bulgaria | ARACT | ACT |  | Bulgaria | Not Applicable | Unknown | 8637 | 0.99 | 0.91 | Bulgarian Lev | 1.6653
170450 | KU109 | Camp Buehring | 52835 | Udairi Range Complex | ARACT | ACT | See Location Direction | Kuwait | Not Applicable | Unknown |  | 1.01 | 0.92 | Kuwaiti Dinar | 0.3058
170451 | KU002 | 15th Bde Asp | 83496 | Camp Arifjan | ARACT | ACT |  | Kuwait | Not Applicable | Unknown |  | 1.01 | 0.92 | Kuwaiti Dinar | 0.3058
170452 | KU911 | Tactical Assembly Area Fox | 83496 | Camp Arifjan | ARACT | ACT |  | Kuwait | Not Applicable | Unknown |  | 1.01 | 0.92 | Kuwaiti Dinar | 0.3058
170453 | KU095 | Ahmed Al Jaber Ab | 83496 | Camp Arifjan | ARACT | ACT |  | Kuwait | Not Applicable | Al Jaber Airbase |  | 1.01 | 0.92 | Kuwaiti Dinar | 0.3058
170454 | QA059 | Al Udeid Air Base | 94057 | Camp As Saliyah | ARACT | ACT |  | Qatar | Not Applicable | Unknown |  | 1.36 | 1.26 | Qatari Rial | 3.6395
170455 | KU010 | Ali Al Salem Air | 83496 | Camp Arifjan | ARACT | ACT |  | Kuwait | Not Applicable | Unknown |  | 1.01 | 0.92 | Kuwaiti Dinar | 0.3058
170456 | QA057 | Camp As Sayliyah | 94057 | Camp As Saliyah | ARACT | ACT |  | Qatar | Not Applicable | Doha |  | 1.36 | 1.26 | Qatari Rial | 3.6395
170457 | KU108 | Camp Arifjan | 83496 | Camp Arifjan | ARACT | ACT | N/A | Kuwait | Not Applicable | Camp Arifjan |  | 1.01 | 0.92 | Kuwaiti Dinar | 0.3058
170458 | QA100 | Doha | 94057 | Camp As Saliyah | ARACT | ACT |  | Qatar | Not Applicable | Doha |  | 1.36 | 1.26 | Qatari Rial | 3.6395
170459 | KU777 | Camp Victory | 83496 | Camp Arifjan | ARACT | ACT |  | Kuwait | Not Applicable | Unknown |  | 1.01 | 0.92 | Kuwaiti Dinar | 0.3058
170460 | VQA04 | Gramboko Site | VQ0NG | US Virgin Islands National Guard | ARGUARD | ACT | Route 302 and 304 | Virgin Islands | Not Applicable | Charlotte Amalie |  | 1.63 | 1.52 | US Dollar | 1
170593 | KU92A | Navistar Check Point | 83496 | Camp Arifjan | ARACT | ACT |  | Kuwait | Not Applicable | Unknown |  | 1.01 | 0.92 | Kuwaiti Dinar | 0.3058
170594 | KU106 | Camp Doha | 83496 | Camp Arifjan | ARACT | ACT |  | Kuwait | Not Applicable | Kuwait |  | 1.01 | 0.92 | Kuwaiti Dinar | 0.3058
170595 | KU799 | Kuwait Armed Forces Hospital | 83496 | Camp Arifjan | ARACT | ACT |  | Kuwait | Not Applicable | Kuwait |  | 1.01 | 0.92 | Kuwaiti Dinar | 0.3058
170596 | QA280 | Port Of Umm Said | 94057 | Camp As Saliyah | ARACT | ACT |  | Qatar | Not Applicable | Doha |  | 1.36 | 1.26 | Qatari Rial | 3.6395
170694 | KU130 | Camp Virginia | 83496 | Camp Arifjan | ARACT | ACT |  | Kuwait | Not Applicable | Unknown |  | 1.01 | 0.92 | Kuwaiti Dinar | 0.3058
170695 | KUC20 | K Crossing | 83496 | Camp Arifjan | ARACT | ACT |  | Kuwait | Not Applicable | Unknown |  | 1.01 | 0.92 | Kuwaiti Dinar | 0.3058
170696 | KU112 | Kuwait Naval Base | 83496 | Camp Arifjan | ARACT | ACT |  | Kuwait | Not Applicable | Unknown |  | 1.01 | 0.92 | Kuwaiti Dinar | 0.3058
170697 | KU105 | Port Of Ash Shuaybah | 83496 | Camp Arifjan | ARACT | ACT |  | Kuwait | Not Applicable | Unknown |  | 1.01 | 0.92 | Kuwaiti Dinar | 0.3058
170698 | KU215 | Udairi Range | 52835 | Udairi Range Complex | ARACT | ACT | See Location Direction | Kuwait | Not Applicable | Unknown |  | 1.01 | 0.92 | Kuwaiti Dinar | 0.3058
177 | N32778 | FLEET ACTIVITIES CHINHAE KS | N32778 | FLEET ACTIVITIES CHINHAE KS | NAVACT | ACT | 962691100 | South Korea | Not Applicable | Chinhae | 73542 | 1.115 | 1.1075 | Korean Won | 1190.9277
178 | N61755 | NAVBASE GUAM | N61755 | NAVBASE GUAM | NAVACT | ACT | 965401000 | Guam | Not Applicable | Agana | 96540 | 2.71 | 2.73 | US Dollar | 1
179 | N61755-HH | NAVCOMMSTA H E HOLT EXMOUTH AS | N61755 | NAVBASE GUAM | NAVACT | ACT | 968607300 | Australia | Not Applicable | Northwest Cape | 73542 | 1.28 | 1.2 | Australian Dollar | 1.3916
182 | N66691 | NAVSUPPACT SOUDA BAY GR | N66691 | NAVSUPPACT SOUDA BAY GR | NAVACT | ACT | Mouzouras Road | Greece | Not Applicable | Soudha Bay | 73542 | 1.26 | 1.18 | Euro | 0.8703
1822 | FYBX0001 | ELY 2 FAMILY HOUSING SITE # 1 | MSET | RAF LAKENHEATH | AFACT | ACT | BERESFORD | United Kingdom | Not Applicable | Unknown | 094610285 | 1.2633 | 1.2633 | British Pound | 0.7843
182489 | 82387-11835 | Fajardo Cinema Bldg Fajardo | 82387 | Joint Recruiting Program | USACE | ACT | Carr 197 Ste 104 Fajardo Cinema Building | Puerto Rico | Not Applicable | Fajardo | 00738 | 1.135 | 1.085 | US Dollar | 1
182490 | 711070 | Pr-2 Int Pr-494 Isabela | 82387 | Joint Recruiting Program | USACE | ACT | Pr-2 Int Pr-494 Isabela Cinemas | Puerto Rico |  |  | 00662 | 1.135 | 1.085 | US Dollar | 1
182491 | 82387-12656 | Plaza Atenas Shpg Ctr Manati | 82387 | Joint Recruiting Program | USACE | ACT | Carr 2 Ste 260 Plaza Atenas Shopping | Puerto Rico |  |  | 00674 | 1.135 | 1.085 | US Dollar | 1
1827 | GCTW0001 | ERISWELL FAMILY HOUSING ANNEX SITE # 1 | MSET | RAF LAKENHEATH | AFACT | ACT | 1 East Earlsfield Road | United Kingdom | Not Applicable | Unknown | 73542 | 1.34 | 1.34 | British Pound | 0.7843
182856 | 82387-10973 | 535 Wolfg Hanau | 82387 | Joint Recruiting Program | USACE | ACT | Wolfg | Germany | Not Applicable | Hanau | 99999 | 1.05 | 0.98 | Euro | 0.8703
182857 | 82387-10943 | 5135(Unit), Bldg 721 Okinawa | 82387 | Joint Recruiting Program | USACE | ACT | 5135(Unit), Bldg 721 Rm G-209, Kadena Afb | Japan | Not Applicable | Kadena Air Base Okinawa | 99999 | 2.14 | 2.14 | Japanese Yen | 106.4531
182858 | 82387-11450 | TORII STATION | 82387 | Joint Recruiting Program | USACE | ACT | Building-S, Camp Zama Building S-376 | Japan | Not Applicable | Zama | 99999 | 2.1833 | 2.1667 | Japanese Yen | 106.4531
182859 | 710916 | Sr-2 & Main Ave Bayamon | 82387 | Joint Recruiting Program | USACE | ACT | Sr-2 & Main Ave Santa Rosa | Puerto Rico | Not Applicable |  | 00956 | 1.135 | 1.085 | US Dollar | 1
182860 | 82387-11348 | Ave Las Americas Ponce | 82387 | Joint Recruiting Program | USACE | ACT | Las Americas Ste 104 Condominio Las Americas | Puerto Rico |  |  | 00717 | 1.135 | 1.085 | US Dollar | 1
183 | N61751 | NAVMEDRSCHU THREE CAIRO EGYPT | N61751 | NAVMEDRSCHU THREE CAIRO EGYPT | NAVACT | ACT | 098350007 | Egypt | Not Applicable | Cairo | 098350007 | 1.21 | 1.11 | Egyptian Pound | 15.7481
183014 | 82387-11520 | Cmr 420 Box 2 Heidelburg | 82387 | Joint Recruiting Program | USACE | ACT | Cmr 420 Box 2 | Germany | Not Applicable | Heidelberg | 99999 | 1.05 | 0.98 | Euro | 0.8703
183020 | 82387-12630 | Pedro Albizu Campo Aguadilla | 82387 | Joint Recruiting Program | USACE | ACT | Pedro Albizu Campo | Puerto Rico |  |  | 00603 | 1.135 | 1.085 | US Dollar | 1
183021 | 82387-11463 | Carr 2 15005 Ave Los Corazones Aguadilla | 82387 | Joint Recruiting Program | USACE | ACT | Carr 2 15005 Ave Los Corazones Aguadilla Ste 38a | Puerto Rico | Not Applicable |  | 00603 | 1.135 | 1.085 | US Dollar | 1
183022 | 82387-11444 | Calle Georgetti Rio Piedras | 82387 | Joint Recruiting Program | USACE | ACT | Calle Georgetti | Puerto Rico |  |  | 00925 | 1.135 | 1.085 | US Dollar | 1
183023 | 82387-11497 | Chardon Ave San Juan | 82387 | Joint Recruiting Program | USACE | ACT | Chardon Ste201 Torre Chardon | Puerto Rico |  |  | 00918 | 1.135 | 1.085 | US Dollar | 1
183041 | 82387-12523 | Nisky Charlotte Amalie | 82387 | Joint Recruiting Program | USACE | ACT | Nisky Nisky Shopping Center | Virgin Islands | Not Applicable |  | 00802 | 1.63 | 1.52 | US Dollar | 1
1832 | GHFQ0001 | EXMOUTH FAMILY HOUSING ANNEX SITE # 1 | ZNRE | YOKOTA AB | AFACT | ACT | 99000 Exmouth Family Housing | Australia | Not Applicable | Unknown | 73542 | 1.28 | 1.2 | Australian Dollar | 1.3916
183509 | 82387-11956 | Gsa Center Guaynabo | 82387 | Joint Recruiting Program | USACE | ACT | Gsa Center Insular 28 | Puerto Rico | Not Applicable |  | 00965 | 1.135 | 1.085 | US Dollar | 1
183510 | 800248 | State Rd 165 Guaynabo | 82387 | Joint Recruiting Program | USACE | ACT | 165 | Puerto Rico | Not Applicable |  | 00968 | 1.135 | 1.085 | US Dollar | 1
183511 | 82387-11431 | Buchanan Ofc Ctr Guaynabo | 82387 | Joint Recruiting Program | USACE | ACT | Carr 165 Stes 103/104 Buchanan Office | Puerto Rico |  |  | 00968 | 1.135 | 1.085 | US Dollar | 1
183512 | 710952 | 651 Federal Drive Guaynabo | 66155 | DoD USMEPCOM | USACE | ACT | Federal Gsa Center-Guaynabo | Puerto Rico | Not Applicable |  | 00965 | 1.135 | 1.085 | US Dollar | 1
183632 | 82387-10361 | 17-A Laufou Shopping Center Pago Pago | 82387 | Joint Recruiting Program | USACE | ACT | Laufou Shopping Center | Australia | Not Applicable | Perth | 99999 | 1.28 | 1.2 | Australian Dollar | 1.3916
183633 | 82387-10362 | 17-B Laufou Shopping Center Pago Pago | 82387 | Joint Recruiting Program | USACE | ACT | Laufou Shopping Center Po Box 1358 Nu'U'Uli | Australia | Not Applicable | Perth | 99999 | 1.28 | 1.2 | Australian Dollar | 1.3916
183634 | 82387-12660 | Pmb 310, Po Box 10000 Saipan | 82387 | Joint Recruiting Program | USACE | ACT |  | Northern Mariana Islands |  |  | 96950 | 3 | 2.8 | US Dollar | 1
183635 | 82387-11309 | Air Base Aviano Ab | 82387 | Joint Recruiting Program | USACE | ACT | Air Base | Italy | Not Applicable | Aviano | 99999 | 0.98 | 0.9 | Euro | 0.8703
183660 | 82387-11462 | Carr 1 Caguas | 82387 | Joint Recruiting Program | USACE | ACT | Carr 1 Ste 3 Villa Del Carmen Shopping | Puerto Rico |  |  | 00725 | 1.135 | 1.085 | US Dollar | 1
183661 | 800246 | 200 Ave Rafael Cordero Caguas | 82387 | Joint Recruiting Program | USACE | ACT | Rafael Cordero Ste 140 | Puerto Rico | Not Applicable |  | 00725 | 1.135 | 1.085 | US Dollar | 1
183733 | 18081-10229 | A Puente Grande | 18081 | Army Mission Support | USACE | ACT | A Puente Grande | Honduras | Not Applicable | Unknown | 99999 | 1.45 | 1.31 | Honduran Lempira | 24.35
183734 | 18081-10361 | Helipad | 18081 | Army Mission Support | USACE | ACT | Helipad | Honduras | Not Applicable | Unknown | 99999 | 1.45 | 1.31 | Honduran Lempira | 24.35
183907 | 18081-10284 | Civil Aeronautical Lot Bogota | 18081 | Army Mission Support | USACE | ACT | Civil Aeronautical Lot | Colombia | Not Applicable | Bogota | 99999 | 0.96 | 0.87 | Colombian Peso | 3825.5547
183921 | 82387-12903 | San Patricio Shpg Ctr Guaynabo | 82387 | Joint Recruiting Program | USACE | ACT | Ave San Patricio San Patricio Shopping Ste F-18 | Puerto Rico | Not Applicable |  | 00968 | 1.135 | 1.085 | US Dollar | 1
183923 | 800250 | 350 Chardon Avenue San Juan | 82387 | Joint Recruiting Program | USACE | ACT | Chardon Ste201 Torre Chardon | Puerto Rico | Not Applicable |  | 00918 | 1.135 | 1.085 | US Dollar | 1
183924 | 82387-10031 | 100th Air Refuelingg Mildenhall | 82387 | Joint Recruiting Program | USACE | ACT | Air Refuelingg Unit 4890 | United Kingdom | Not Applicable | Mildenhall | 99999 | 1.2633 | 1.2633 | British Pound | 0.7843
184521 | 82387-13145 | Us Naval Support Act Naples Italy | 82387 | Joint Recruiting Program | USACE | ACT | Us Naval Support Act Psc 817 Box 55 | Italy | Not Applicable | Naples | 99999 | 0.86 | 0.78 | Euro | 0.8703
184522 | 82387-13421 | Yokosuka Naval Station | 82387 | Joint Recruiting Program | USACE | ACT | Box 548 (Bldg 1559) | Japan | Not Applicable | Yokosuka | 99999 | 2.05 | 2.05 | Japanese Yen | 106.4531
184548 | 82387-12581 | Office Park S Carolina | 82387 | Joint Recruiting Program | USACE | ACT | Office Park Ste 106 Escorial Office Building I | Puerto Rico | Not Applicable |  | 00987 | 1.135 | 1.085 | US Dollar | 1
184549 | 82387-11464 | Carr 3 Humacao | 82387 | Joint Recruiting Program | USACE | ACT | Carr 3 Suite 2 Unicentro Building | Puerto Rico | Not Applicable |  | 00791 | 1.135 | 1.085 | US Dollar | 1
184550 | 82387-11403 | Blvd Alfonso Valdes Mayaguez | 82387 | Joint Recruiting Program | USACE | ACT | Blvd Alfonso Valdes Ste 205 Mayaguez Town | Puerto Rico | Not Applicable |  | 00680 | 1.135 | 1.085 | US Dollar | 1
184696 | 82387-12658 | Plaza Valle Verde San German | 82387 | Joint Recruiting Program | USACE | ACT | Plaza Valle Verde 217 Universidad Ste 105 | Puerto Rico | Not Applicable |  | 00683 | 1.135 | 1.085 | US Dollar | 1
184858 | 82387-12701 | Rhein-Main Air Base Frankfurt | 82387 | Joint Recruiting Program | USACE | ACT | Rhein-Main Air Base Bldg 347, Rm 208 | Germany | Not Applicable | Frankfurt On Main | 99999 | 1.05 | 0.98 | Euro | 0.8703
184859 | 82387-13307 | W Soledad Ave Agana | 82387 | Joint Recruiting Program | USACE | ACT | Soledad | Guam | Not Applicable | Agana | 96910 | 2.71 | 2.73 | US Dollar | 1
184860 | 82387-10708 | 314th Usaf Recruitdn Kapaun Air Base | 82387 | Joint Recruiting Program | USACE | ACT | Usaf Recruitdn | Germany | Not Applicable | Unknown | 73542 | 0.99 | 0.92 | Euro | 0.8703
185323 | 710899 | 4500 Mini Mall Sunny Isle Shopping Center Christiansted | 82387 | Joint Recruiting Program | USACE | ACT | Mini Mall | Virgin Islands | Not Applicable |  | 00820 | 1.63 | 1.52 | US Dollar | 1
185504 | 82387-12740 | Rr 1 Box 10570 Kingshill | 82387 | Joint Recruiting Program | USACE | ACT | Rr 1 Box 10570 Plot 113 Baron Spot Rd 70 | Virgin Islands, U.S. |  |  | 00850 | 1.63 | 1.52 | US Dollar | 1
185598 | 82387-11349 | Ave Miramar Arecibo | 82387 | Joint Recruiting Program | USACE | ACT | Miramar Ste 104 Arecibo Cinema Bldg | Puerto Rico |  |  | 00612 | 1.135 | 1.085 | US Dollar | 1
185724 | 711153 | Lanstuhl Apo | 82387 | Joint Recruiting Program | USACE | ACT | Lanstuhl Bldg 3705 Rm 105a Ki | Germany | Not Applicable | Landstuhl | 99999 | 0.99 | 0.92 | Euro | 0.8703
185771 | 82387-11521 | Cmr 475 Box 4 Wurzburg | 82387 | Joint Recruiting Program | USACE | ACT | Cmr 475 Box 4 | Germany | Not Applicable | Wurzburg | 99999 | 1.05 | 0.98 | Euro | 0.8703
185848 | 82387-11347 | Ave Antonio R Barcelo Cayey | 82387 | Joint Recruiting Program | USACE | ACT | Antonio R Barcelo | Puerto Rico |  |  | 00736 | 1.135 | 1.085 | US Dollar | 1
185913 | KU860 | Camp Commando | 83496 | Camp Arifjan | ARACT | ACT |  | Kuwait | Not Applicable | Unknown |  | 1.01 | 0.92 | Kuwaiti Dinar | 0.3058
186 | N63005 | NAVSUPPACT BAHRAIN | N63005 | NAVSUPPACT BAHRAIN | NAVACT | ACT | Ash Shabab Road | Bahrain | Not Applicable | Manama | 73542 | 1.25 | 1.15 | Bahraini Dinar | 0.3757
186296 | 700850 | Tigre Island Honduras | 18081 | Army Mission Support | USACE | ACT | Tigre Island | Honduras | Not Applicable | Unknown | 99999 | 1.45 | 1.31 | Honduran Lempira | 24.35
186682 | 800500 | Wiesbaden Apo | 82387 | Joint Recruiting Program | USACE | ACT | Us Army Recruiting Station-Wiesbaden Unit 29623, Box 13 | Germany | Not Applicable | Wiesbaden | 99999 | 1.05 | 0.98 | Euro | 0.8703
186682 | 800500 | Wiesbaden Apo | 82387 | Joint Recruiting Program | USACE | ACT | Us Army Recruiting Station-Wiesbaden Unit 29623, Box 13 | Germany | Not Applicable | Wiesbaden | 99999 | 1.05 | 0.98 | Euro | 0.8703
187118 | 18081-10350 | Gomez Nino Air Base | 18081 | Army Mission Support | USACE | ACT | Gomez Nino Air Base | Colombia | Not Applicable | Bogota | 99999 | 0.96 | 0.87 | Colombian Peso | 3825.5547
187466 | 801124 | 201 Laufou Shopping Center Pago Pago | 82387 | Joint Recruiting Program | USACE | ACT | Laufau Shopping | American Samoa | Not Applicable | Pago Pago | 96799 | 1.97 | 1.85 | US Dollar | 1
187754 | N41557-SB | SANTA ROSA PARCEL B | N41557 | NSA ANDERSEN | NAVACT | ACT |  | Guam | Not Applicable | Andersen Ab | 96929 | 2.71 | 2.73 | US Dollar | 1
187755 | N41557-SC | SANTA ROSA PARCEL C | N41557 | NSA ANDERSEN | NAVACT | ACT |  | Guam | Not Applicable | Andersen Ab | 96929 | 2.71 | 2.73 | US Dollar | 1
187756 | N41557-SD | SANTA ROSA RESERVOIR | N41557 | NSA ANDERSEN | NAVACT | ACT |  | Guam | Not Applicable | Andersen Ab | 96929 | 2.71 | 2.73 | US Dollar | 1
187797 | N61054-FP | FENWICK PIER | N61054 | COMFLEACT YOKOSUKA JA | NAVACT | ACT |  | Hong Kong | Not Applicable | Hong Kong | 96349 | 0.78 | 0.72 | Hong Kong Dollar | 7.7499
187812 | N63005-SI | SHAIKH ISA | N63005 | NAVSUPPACT BAHRAIN | NAVACT | ACT | LAT - 25.95059 AND LONG - 50.60744 | Bahrain | Not Applicable | Unknown | NA | 1.25 | 1.15 | Bahraini Dinar | 0.3757
187822 | SMYU0002 | OSAN SITE # 2 | SMYU | OSAN | AFACT | ACT | PARCEL C AREA | South Korea | Not Applicable | Osan AFB | 73542 | 1.15 | 1.15 | Korean Won | 1190.9277
187987 | KS375 | Bayonne Signal Site | KS792 | USAG Humphreys and Area III | ARACT | ACT | Namgok-ri, Yangji-myeon, Cheoin-gu | South Korea | Not Applicable | Yongin | 96271 | 1.115 | 1.1075 | Korean Won | 1190.9277
188 | N68096 | NAVHOSP GUAM | N68096 | NAVHOSP GUAM | NAVACT | ACT | 1 Farenholt Ave | Guam | Not Applicable | Naval Supply Depot | 965381600 | 2.71 | 2.73 | US Dollar | 1
188185 | KS946 | Pyongtaek RTO Site | KS792 | USAG Humphreys and Area III | ARACT | ACT | Pyeongtaek-dong, Pyeongtaek | South Korea | Not Applicable | Pyong Taek | 73542 | 1.07 | 1.07 | Korean Won | 1190.9277
188437 | N44852-IQ | IQUITOS SITE | N44852 | NAVMEDRSCHCEN DET LIMA PERU | NAVACT | ACT | AVENIDA LA MARINA | Peru | Not Applicable | Iquitos | 3696183 | 0.95 | 0.85 | Peruvian Nuevo Sol | 3.609
188584 | KS818 | Camp Henry, DRMO Apo | KS160 | USAG Daegu and Area IV | ARACT | ACT | APO 242 | South Korea | Not Applicable | Kimchon |  | 1.115 | 1.1075 | Korean Won | 1190.9277
188616 | 820576 | 100 SAN PATRICIO AVE STE F11 GUAYNABO | RQ0NG | Puerto Rico National Guard | ARGUARD | ACT | San Patricioste F11 | Puerto Rico |  |  | 00968 | 1.135 | 1.085 | US Dollar | 1
188834 | 820577 | 573 Bromon Dr Aguadilla | RQ0NG | Puerto Rico National Guard | ARGUARD | ACT | Bromon | Puerto Rico |  |  | 00603 | 1.135 | 1.085 | US Dollar | 1
188844 | 820571 | 6304 Estate Nazareth Charlotte Amalie | 18081 | Army Mission Support | USACE | ACT | Nazareth | Virgin Islands, U.S. |  |  | 00802 | 1.63 | 1.52 | US Dollar | 1
188964 | RM509 | Roi Namur Island | NQ100 | US Army Kwajalein Atoll | ARACT | ACT |  | Marshall Islands | Johnston Atoll | Kwajalein Atoll | 96960 | 3.72 | 3.59 | US Dollar | 1
188965 | RM039 | Ennugarret Island | NQ100 | US Army Kwajalein Atoll | ARACT | ACT |  | Marshall Islands | Johnston Atoll | KWAJALEIN ATOLL | 96960 | 3.72 | 3.59 | US Dollar | 1
188966 | RM186 | Ennylabegan Island | NQ100 | US Army Kwajalein Atoll | ARACT | ACT |  | Marshall Islands | Johnston Atoll | KWAJALEIN ATOLL | 96960 | 3.72 | 3.59 | US Dollar | 1
188970 | RM538 | Meck Island | NQ100 | US Army Kwajalein Atoll | ARACT | ACT |  | Marshall Islands | Johnston Atoll | KWAJALEIN ATOLL | 96960 | 3.72 | 3.59 | US Dollar | 1
188974 | RM271 | Eniwetak Island | NQ100 | US Army Kwajalein Atoll | ARACT | ACT |  | Marshall Islands | Johnston Atoll | KWAJALEIN ATOLL | 96960 | 3.72 | 3.59 | US Dollar | 1
188975 | RM716 | Gagan Island | NQ100 | US Army Kwajalein Atoll | ARACT | ACT |  | Marshall Islands | Johnston Atoll | KWAJALEIN ATOLL | 96960 | 3.72 | 3.59 | US Dollar | 1
188976 | RM105 | Gellinam Island | NQ100 | US Army Kwajalein Atoll | ARACT | ACT |  | Marshall Islands | Johnston Atoll | KWAJALEIN ATOLL | 96960 | 3.72 | 3.59 | US Dollar | 1
188977 | RM549 | Illeginni Island | NQ100 | US Army Kwajalein Atoll | ARACT | ACT |  | Marshall Islands | Johnston Atoll | KWAJALEIN ATOLL | 96960 | 3.72 | 3.59 | US Dollar | 1
188978 | RM980 | Legan Island | NQ100 | US Army Kwajalein Atoll | ARACT | ACT |  | Marshall Islands | Johnston Atoll | KWAJALEIN ATOLL | 96960 | 3.72 | 3.59 | US Dollar | 1
188979 | RM315 | Omelek Island | NQ100 | US Army Kwajalein Atoll | ARACT | ACT |  | Marshall Islands | Johnston Atoll | KWAJALEIN ATOLL | 96960 | 3.72 | 3.59 | US Dollar | 1
189160 | N61755-AB | AGANA RIVER | N61755 | NAVBASE GUAM | NAVACT | ACT |  | Guam | Not Applicable | Agana | 96919 | 2.71 | 2.73 | US Dollar | 1
189161 | N61755-AC | AGANA SPRINGS ROAD | N61755 | NAVBASE GUAM | NAVACT | ACT |  | Guam | Not Applicable | Agana | 96919 | 2.71 | 2.73 | US Dollar | 1
189162 | N61755-BT | BULLCART TRAIL | N61755 | NAVBASE GUAM | NAVACT | ACT |  | Guam | Not Applicable | Agana | 96919 | 2.71 | 2.73 | US Dollar | 1
189163 | N61755-LO | LOT 108 | N61755 | NAVBASE GUAM | NAVACT | ACT |  | Guam | Not Applicable | Agana | 96919 | 2.71 | 2.73 | US Dollar | 1
189167 | 821080 | Aguadilla | 48125 | Fort Bliss | ARACT | ACT | 22nd | Puerto Rico |  |  | 00603 | 1.135 | 1.085 | US Dollar | 1
189168 | 821073 | Cond Puerta del Mar Bldg No 2 Aguadilla | 48125 | Fort Bliss | ARACT | ACT | 2nd | Puerto Rico |  |  | 00603 | 1.135 | 1.085 | US Dollar | 1
189318 | N66691-AT | ATHENS AIRPORT | N66691 | NAVSUPPACT SOUDA BAY GR | NAVACT | ACT | BUILDING 23, ATHENS INTERNATIONAL AIRPORT | Greece | Not Applicable | Athens | 19004 | 0.95 | 0.86 | Euro | 0.8703
189434 | N62588-CE | CARINARO | N62588 | NAVSUPPACT NAPLES IT | NAVACT | ACT | STRADA CONSORTILE, ZONA A.S.I., POLO UNICA | Italy | Not Applicable | Unknown | 81032 | 0.9 | 0.82 | Euro | 0.8703
189661 | CRRA0001 | CERRO AZUL COMMUNICATION SITE | AAWZ | ACC AMIC | AFACT | ACT | CERRO AZUL | Costa Rica | Not Applicable | Guanacaste |  | 1.25 | 1.18 | Costa Rican Colon | 590.236
189940 | N62588-TW | TEVEROLA WAREHOUSE | N62588 | NAVSUPPACT NAPLES IT | NAVACT | ACT | VIA DELLA STAZIONE - ZONA INDUSTRIALE AVERSA NORD, 81030 GRICIGNANO DI AVERSA (CE) | Italy | Not Applicable | Naples | 81030 | 0.86 | 0.78 | Euro | 0.8703
190011 | LXEZ0002 | NAHA AIR BASE POST OFFICE | LXEZ | KADENA AIR BASE | AFACT | ACT | DOUGLAS | Japan | Not Applicable | Naha Okinawa |  | 2.14 | 2.14 | Japanese Yen | 106.4531
190126 | RQ429 | PRARNG MMS BOATSHOP | RQ0NG | Puerto Rico National Guard | ARGUARD | ACT |  | Puerto Rico | Not Applicable |  | 00735-0000 | 1.135 | 1.085 | US Dollar | 1
190142 | GQ052 | GUARNG Storage Warehouse | GQ0NG | Guam National Guard | ARGUARD | ACT | East Sunset Blvd, Tiyan Guam | Guam | Not Applicable |  | 96913 | 2.71 | 2.73 | US Dollar | 1
190171 | SMYU0003 | OSAN SITE # 3 | SMYU | OSAN | AFACT | ACT | A, B, D & E AREA | South Korea | Not Applicable | Osan Afb |  | 1.15 | 1.15 | Korean Won | 1190.9277
190179 | N68539 | NAVSUPPFAC DIEGO GARCIA IO | N68539 | NAVSUPPFAC DIEGO GARCIA IO | NAVACT | ACT |  | Diego Garcia | Not Applicable | Diego Garcia, Naval Fac | 965950043 | 2.85 | 2.61 | US Dollar | 1
190191 | N62590 | NAVSUPPFAC ROMANIA | N62590 | NAVSUPPFAC DEVESELU ROMANIA | NAVACT | ACT |  | Romania | Not Applicable | Unknown | 73542 | 0.85 | 0.78 | Romanian New Leu | 4.8715
190201 | GQA50 | GUARNG Storefront R/R Station | GQ0NG | Guam National Guard | ARGUARD | ACT | Soledad | Guam | Not Applicable |  | 96910 | 2.71 | 2.73 | US Dollar | 1
190232 | N63005-WF | NSA-II | N63005 | NAVSUPPACT BAHRAIN | NAVACT | ACT |  | Bahrain | Not Applicable | Manama | 73542 | 1.25 | 1.15 | Bahraini Dinar | 0.3757
190249 | N66691-MX | MALAXA RADIO SITE | N66691 | NAVSUPPACT SOUDA BAY GR | NAVACT | ACT |  | Greece | Not Applicable | Unknown | 73100 | 0.95 | 0.86 | Euro | 0.8703
190254 | 822307 | 100 AVE SAN PATRICIO GUAYNABO | 82387 | Joint Recruiting Program | USACE | ACT | SAN PATRICIO | Puerto Rico | Not Applicable |  | 00965 | 1.135 | 1.085 | US Dollar | 1
190284 | 821704 | 141 MACHECHE AVENUE YIGO | 82387 | Joint Recruiting Program | USACE | ACT | Macheche | Guam | Not Applicable |  | 96910 | 2.71 | 2.73 | US Dollar | 1
190726 | KU416 | Kuwait Various | 83496 | Camp Arifjan | ARACT | ACT |  | Kuwait | Not Applicable | Unknown |  | 1.01 | 0.92 | Kuwaiti Dinar | 0.3058
190727 | KUAAA | Kuwait | 83496 | Camp Arifjan | ARACT | ACT |  | Kuwait | Not Applicable | Unknown |  | 1.01 | 0.92 | Kuwaiti Dinar | 0.3058
190728 | KU101 | Kuwait City Intl Ap | 83496 | Camp Arifjan | ARACT | ACT |  | Kuwait | Not Applicable | Kuwait |  | 1.01 | 0.92 | Kuwaiti Dinar | 0.3058
190742 | 821070 | 1400 AVENIDA MIRAMAR ARECIBO | 82387 | Joint Recruiting Program | USACE | ACT | MIRAMAR | Puerto Rico | Not Applicable |  | 00612 | 1.135 | 1.085 | US Dollar | 1
190776 | 822103 | Ladera Commercial Center Saipan | 82387 | Joint Recruiting Program | USACE | ACT | Main | Northern Mariana Islands | Not Applicable |  | 96950 | 3 | 2.8 | US Dollar | 1
190777 | 823050 | EXPRESO 52 PONCE | 82387 | Joint Recruiting Program | USACE | ACT | Expreso | Puerto Rico | Not Applicable |  | 00777 | 1.135 | 1.085 | US Dollar | 1
190778 | 822771 | CARR. NO. 111 MOCA | 82387 | Joint Recruiting Program | USACE | ACT | Carr | Puerto Rico |  |  | 00676 | 1.135 | 1.085 | US Dollar | 1
190780 | QA851 | Qatar Various | 94057 | Camp As Saliyah | ARACT | ACT |  | Qatar | Not Applicable | Unknown |  | 1.36 | 1.26 | Qatari Rial | 3.6395
190803 | TU469 | FOS AN/TYP2 Radar | 26758 | Turkey | ARACT | ACT |  | Turkey | Not Applicable | Malatya |  | 0.915 | 0.89 | Turkish Lira | 7.2233
190899 | M62613-0003 | 6.3 KM | M62613 | MCAS IWAKUNI JA | MCACT | ACT |  | Japan | Not Applicable | Iwakuni | 96310 | 2.27 | 2.27 | Japanese Yen | 106.4531
190906 | M62613-0002 | ATADA OBSTR LIGHT | M62613 | MCAS IWAKUNI JA | MCACT | ACT |  | Japan | Not Applicable | Iwakuni | 96310 | 2.27 | 2.27 | Japanese Yen | 106.4531
190907 | NL843 | Brunssum Support Site | BENS0 | US Army Garrison Benelux | ARACT | ACT | Kranenpool | Netherlands | Not Applicable | Brunssum |  | 1.1 | 1.05 | Euro | 0.8703
190914 | N32446-AG | ARGENTIA NEWFOUNDLAND | N32446 | NSY Portsmouth | NAVACT | ACT |  | Canada | Not Applicable | Placentia, Newfoundland | AOB2Y0 | 1.02 | 1 | Canadian Dollar | 1.3363
190922 | RQ914 | MAYAGUEZ AFRC | 01530 | 81st Readiness Division | ARRES | ACT | State Rd. # 342 KM 1.2 | Puerto Rico | Not Applicable |  | 00681 | 1.135 | 1.085 | US Dollar | 1
190970 | N61054-CB | CAMBODIA | N61054 | COMFLEACT YOKOSUKA JA | NAVACT | ACT |  | Cambodia | Not Applicable | Unknown | 73542 | 1.08 | 1 | Cambodian Riel | 4098.3607
190974 | N61054-IH | IKEDA-CHO HOUSING | N61054 | COMFLEACT YOKOSUKA JA | NAVACT | ACT |  | Japan | Not Applicable | Yokosuka | 96349-1100 | 2.05 | 2.05 | Japanese Yen | 106.4531
190975 | N61054-TH | TAURA-CHO HOUSING | N61054 | COMFLEACT YOKOSUKA JA | NAVACT | ACT |  | Japan | Not Applicable | Yokosuka | 96349-1100 | 2.05 | 2.05 | Japanese Yen | 106.4531
190979 | N41557-WD | WAR DOG CEMETERY | N41557 | NSA ANDERSEN | NAVACT | ACT |  | Guam | Not Applicable | Andersen Ab | 96929 | 2.71 | 2.73 | US Dollar | 1
190980 | N41557-AP | ANDERSEN SOUTH SEWER | N41557 | NSA ANDERSEN | NAVACT | ACT |  | Guam | Not Applicable | Andersen Ab | 96929 | 2.71 | 2.73 | US Dollar | 1
191056 | N00207-UR | UNDERWATER RANGE USVI | N00207 | NAS Jacksonville FL | NAVACT | CARE | ROOSEVELT | Virgin Islands | Not Applicable | Unknown | 32212-5000 | 1.63 | 1.52 | US Dollar | 1
191073 | GKVB0002 | RAF FAIRFORD HOUSING SITE #1 | GKVB | RAF FAIRFORD | AFACT | SURP | HORCOTT | United Kingdom | Not Applicable | Fairford | GL7 4DL | 1.35 | 1.35 | British Pound | 0.7843
191074 | N60201-ES | CSL EL SALVADOR | N60201 | NAVSTA Mayport FL | NAVACT | ACT |  | El Salvador | Not Applicable | Unknown | 73542 | 1.25 | 1.18 | US Dollar | 1
191076 | N61755-MP | AMERICAN MEMORIAL PARK | N61755 | NAVBASE GUAM | NAVACT | ACT |  | Northern Mariana Islands | Not Applicable | Saipan, Mariana Isl | 96950 | 3 | 2.8 | US Dollar | 1
191101 | N62592 | NAVSUPPFAC POLAND | N62592 | NAVAL SUPPORT FACILITY POLAND | NAVACT | ACT |  | Poland | Not Applicable | Unknown | 76200 | 1 | 0.92 | Polish Zloty | 3.8147
191263 | N61755-CA | CIVIL 3-49 PARCEL 1 | N61755 | NAVBASE GUAM | NAVACT | ACT |  | Guam | Not Applicable | Agana | 96540 | 2.71 | 2.73 | US Dollar | 1
191264 | N61755-CB | CIVIL 3-49 PARCEL 2 | N61755 | NAVBASE GUAM | NAVACT | ACT |  | Guam | Not Applicable | Agana | 96540 | 2.71 | 2.73 | US Dollar | 1
191265 | N61755-CC | CIVIL 3-49 PARCEL 3 | N61755 | NAVBASE GUAM | NAVACT | ACT |  | Guam | Not Applicable | Agana | 96540 | 2.71 | 2.73 | US Dollar | 1
191266 | N61755-CD | CIVIL 3-49 PARCEL 4 | N61755 | NAVBASE GUAM | NAVACT | ACT |  | Guam | Not Applicable | Agana | 96540 | 2.71 | 2.73 | US Dollar | 1
191267 | N61755-CE | CIVIL 3-49 PARCEL 5 | N61755 | NAVBASE GUAM | NAVACT | ACT |  | Guam | Not Applicable | Agana | 96540 | 2.71 | 2.73 | US Dollar | 1
191268 | N61755-CF | CIVIL 3-49 PARCEL 6 | N61755 | NAVBASE GUAM | NAVACT | ACT |  | Guam | Not Applicable | Agana | 96540 | 2.71 | 2.73 | US Dollar | 1
191371 | N62588-OM | OLD MILL INN GAETA | N62588 | NAVSUPPACT NAPLES IT | NAVACT | ACT | VIA SAN AGOSTINO | Italy | Not Applicable | Gaeta | 09522 | 0.9 | 0.82 | Euro | 0.8703
191447 | TH075 | AFRIMS - Thailand | 24225 | Fort Detrick | ARACT | ACT | Main | Thailand | Not Applicable | Bangkok | 10400 | 0.78 | 0.72 | Thai Baht | 31.57
191448 | JA599 | Camp Zama, Kyogamisaki Communication Site | JA210 | USAG Japan | ARACT | ACT | City is Kyotango-Shi postal code 627-0245, (system will not accept in proper fields) | Japan | Not Applicable | Unknown | 14209 | 2.1833 | 2.1667 | Japanese Yen | 106.4531
191561 | N61054-IB | IKEGO AREA B | N61054 | COMFLEACT YOKOSUKA JA | NAVACT | ACT |  | Japan | Not Applicable | Ikego | 249-0003 | 2.1833 | 2.1667 | Japanese Yen | 106.4531
191562 | N61054-IC | IKEGO AREA C | N61054 | COMFLEACT YOKOSUKA JA | NAVACT | ACT |  | Japan | Not Applicable | Ikego | 249-0003 | 2.1833 | 2.1667 | Japanese Yen | 106.4531
191563 | N61054-ID | IKEGO AREA D | N61054 | COMFLEACT YOKOSUKA JA | NAVACT | ACT |  | Japan | Not Applicable | Ikego | 249-0003 | 2.1833 | 2.1667 | Japanese Yen | 106.4531
191564 | N61054-AB | AZUMA 2 | N61054 | COMFLEACT YOKOSUKA JA | NAVACT | ACT |  | Japan | Not Applicable | Yokosuka | 929-1313 | 2.05 | 2.05 | Japanese Yen | 106.4531
191565 | N61054-AC | AZUMA 3 | N61054 | COMFLEACT YOKOSUKA JA | NAVACT | ACT |  | Japan | Not Applicable | Yokosuka | 929-1313 | 2.05 | 2.05 | Japanese Yen | 106.4531
191566 | N61054-NN | NEGISHI NORTH | N61054 | COMFLEACT YOKOSUKA JA | NAVACT | ACT |  | Japan | Not Applicable | Yokohama | 336-0024 | 2.1833 | 2.1667 | Japanese Yen | 106.4531
191567 | N61054-NB | NORTH DOCK 2 | N61054 | COMFLEACT YOKOSUKA JA | NAVACT | ACT |  | Japan | Not Applicable | Yokohama | 963491100 | 2.1833 | 2.1667 | Japanese Yen | 106.4531
191568 | N61054-NC | NORTH DOCK 3 | N61054 | COMFLEACT YOKOSUKA JA | NAVACT | ACT |  | Japan | Not Applicable | Yokohama | 963491100 | 2.1833 | 2.1667 | Japanese Yen | 106.4531
191569 | N61054-NE | NORTH DOCK 4 | N61054 | COMFLEACT YOKOSUKA JA | NAVACT | ACT |  | Japan | Not Applicable | Yokohama | 963491100 | 2.1833 | 2.1667 | Japanese Yen | 106.4531
191590 | N66691-DP | DOPPLER RADAR AREA | N66691 | NAVSUPPACT SOUDA BAY GR | NAVACT | ACT |  | Greece | Not Applicable | Soudha Bay | 09865 | 1.26 | 1.18 | Euro | 0.8703
191616 | N63005-FL | ISA FLIGHTLINE | N63005 | NAVSUPPACT BAHRAIN | NAVACT | ACT |  | Bahrain | Not Applicable | Bahrain Is | 09542 | 1.25 | 1.15 | Bahraini Dinar | 0.3757
191617 | N63005-ST | ISA SITE 3 | N63005 | NAVSUPPACT BAHRAIN | NAVACT | ACT | AT 26.10792, 50.59271 | Bahrain | Not Applicable | Unknown | 9999 | 1.25 | 1.15 | Bahraini Dinar | 0.3757
191618 | N63005-SD | ISA SITE 2 PAT 6 | N63005 | NAVSUPPACT BAHRAIN | NAVACT | ACT | AT 25.90003, 50.58581 | Bahrain | Not Applicable | Unknown | 9999 | 1.25 | 1.15 | Bahraini Dinar | 0.3757
191762 | IS578 | 512 | 15224 | Israel | ARACT | ACT | 211 | Israel | Not Applicable | Unknown |  | 1.08 | 1 | Israeli New Shekels | 3.424
191798 | MLWR0002 | KUNSAN AIR BASE SITE # 2 | MLWR | KUNSAN AIR BASE | AFACT | ACT |  | South Korea | Not Applicable | Unknown |  | 1.115 | 1.1075 | Korean Won | 1190.9277
191821 | M62613-SF | SOFU COMM SITE | M62613 | MCAS IWAKUNI JA | MCACT | ACT |  | Japan | Not Applicable | Iwakuni | 96310 | 2.27 | 2.27 | Japanese Yen | 106.4531
191830 | 824279 | #60 JOSE DE DIEGO ST, CAYEY, PR | 82387 | Joint Recruiting Program | USACE | ACT | Jose De Diego | Puerto Rico | Not Applicable | Cayey | 00737 | 1.135 | 1.085 | US Dollar | 1
191909 | AE959 | FOS Blue Steel | 73677 | UAE | ARACT | TBA | See Location Direction (LD) | United Arab Emirates | Not Applicable | Unknown |  | 1.07 | 0.97 | UAE Dirham | 3.6728
191999 | N62588-KF | KEFLAVIK | N62588 | NAVSUPPACT NAPLES IT | NAVACT | TBA |  | Iceland | Not Applicable | Keflavik | 00000 | 1.72 | 1.63 | Iceland Krona | 138.5288
192012 | 824622 | 1 PRIME OUTLETS BLVD. BARCELONETA | 82387 | Joint Recruiting Program | USACE | ACT | Prime Outlets | Puerto Rico | Not Applicable | Barceloneta | 00617 | 1.135 | 1.085 | US Dollar | 1
192100 | KS743 | AD3 - Operations | KS792 | USAG Humphreys and Area III | ARACT | TBA | Doha-ri, Seonghwan-eup, Seobuk-gu | South Korea | Not Applicable | Unknown | 96271 | 1.115 | 1.1075 | Korean Won | 1190.9277
192101 | KS575 | AD3 - Surveillance | KS792 | USAG Humphreys and Area III | ARACT | TBA | Sanjeong-ri, Ipjang-myeon, Seobuk-gu | South Korea | Not Applicable | Unknown | 96271 | 1.115 | 1.1075 | Korean Won | 1190.9277
192102 | KS374 | FROKA HQS | KS792 | USAG Humphreys and Area III | ARACT | ACT | Gahyeon-dong | South Korea | Not Applicable | Wonju | 96297 | 1.115 | 1.1075 | Korean Won | 1190.9277
192104 | VQA14 | STX R/R Storefront Facility | VQ0NG | US Virgin Islands National Guard | ARGUARD | ACT | No. 4B Estate Sion Farm | Virgin Islands | Not Applicable | Christiansted | 00820 | 1.63 | 1.52 | US Dollar | 1
192105 | VQA05 | STT R/R Storefront Facility | VQ0NG | US Virgin Islands National Guard | ARGUARD | ACT | 45-A & 45-B Estate Nisky | Virgin Islands | Not Applicable | Charlotte Amalie | 00802 | 1.63 | 1.52 | US Dollar | 1
192223 | KS622 | ICHEON - SOCKOR | KS792 | USAG Humphreys and Area III | ARACT | ACT | Gwan-ri, Majang-myeon | South Korea | Not Applicable | Ichon | 96271 | 1.115 | 1.1075 | Korean Won | 1190.9277
192228 | GM496 | Duelmen Tower Barracks | BENS0 | US Army Garrison Benelux | ARACT | ACT | Tuzostrasse | Germany | Not Applicable | Dulmen | 48249 | 1.05 | 0.98 | Euro | 0.8703
192229 | NL116 | Eygelshoven Army Depot | BENS0 | US Army Garrison Benelux | ARACT | ACT | Rimburgerweg | Netherlands | Not Applicable | Eygelshoven |  | 1.1 | 1.05 | Euro | 0.8703
192324 | RQ509 | Ramey Unit School | RQ327 | Fort Buchanan | ARRES | ACT | 201 Arch Road Aguadilla, PR 00603 | Puerto Rico | Not Applicable | Aguadilla | 00603 | 1.135 | 1.085 | US Dollar | 1
192341 | 824589 | 654 MUNOZ RIVERA AVENUE SAN JUAN | 82387 | Joint Recruiting Program | USACE | ACT | MUNOZ RIVERA | Puerto Rico | Not Applicable | San Juan | 00918 | 1.1 | 1.05 | US Dollar | 1
192395 | BE894 | Zutendaal | BENS0 | US Army Garrison Benelux | ARACT | ACT | Leutsestraat | Belgium | Not Applicable | Zutendaal |  | 0.99 | 0.93 | Euro | 0.8703
192417 | GM470 | Carl-Schurz Kaserne | BENS0 | US Army Garrison Benelux | ARACT | ACT | Weserportstrasse | Germany | Not Applicable | Bremerhaven | 27580 | 1.05 | 0.98 | Euro | 0.8703
192508 | 824588 | PR1 AT PR 735 CAYEY | 82387 | Joint Recruiting Program | USACE | ACT | PR | Puerto Rico | Not Applicable | Cayey | 00736 | 1.135 | 1.085 | US Dollar | 1
192552 | N61057-SP | SOFA PARKING LOT | N61057 | NAF ATSUGI JA | NAVACT | ACT |  | Japan | Not Applicable | Atsugi | 252-1101 | 2.21 | 2.11 | Japanese Yen | 106.4531
192684 | N62995-W1 | NAS1 WELLS | N62995 | NAS SIGONELLA IT | NAVACT | ACT | STRADA STATALE | Italy | Not Applicable | Catania | 95100 | 0.9 | 0.82 | Euro | 0.8703
192685 | N62995-W2 | NAS2 WELLS | N62995 | NAS SIGONELLA IT | NAVACT | ACT | STRADA PROVINCIALE | Italy | Not Applicable | Catania | 95100 | 0.9 | 0.82 | Euro | 0.8703
192691 | N62995-T1 | TRUCK INSPECTION NAS 1 | N62995 | NAS SIGONELLA IT | NAVACT | ACT | STRADA STATALE | Italy | Not Applicable | Sigonella Sicily | 95030 | 0.85 | 0.77 | Euro | 0.8703
192692 | N62995-T2 | TRUCK INSPECTION NAS 2 | N62995 | NAS SIGONELLA IT | NAVACT | ACT | TBD | Italy | Not Applicable | Sigonella Sicily | 95030 | 0.85 | 0.77 | Euro | 0.8703
192694 | N62995-WH | WAREHOUSE HOUSING | N62995 | NAS SIGONELLA IT | NAVACT | ACT | STRADA PROVINCIALE 14 | Italy | Not Applicable | Catania | 95100 | 0.9 | 0.82 | Euro | 0.8703
192695 | M62613-0005 | ATAGO HILLS | M62613 | MCAS IWAKUNI JA | MCACT | ACT | TBD | Japan | Not Applicable | Iwakuni | 96310 | 2.27 | 2.27 | Japanese Yen | 106.4531
192696 | M20810-0003 | YECHON SITE 2 | M20810 | CAMP MUJUK REPUBLIC OF KOREA | MCACT | ACT | TBD | South Korea | Not Applicable | Yechon | 00000 | 1.115 | 1.1075 | Korean Won | 1190.9277
192702 | M62613-0004 | ATAGO SPORTS CULTURAL | M62613 | MCAS IWAKUNI JA | MCACT | ACT |  | Japan | Not Applicable | Iwakuni | 96310 | 2.27 | 2.27 | Japanese Yen | 106.4531
192705 | M62613-0006 | HIMEKO JIMA | M62613 | MCAS IWAKUNI JA | MCACT | ACT |  | Japan | Not Applicable | Unknown | 00000 | 2.1833 | 2.1667 | Japanese Yen | 106.4531
192713 | N61159 | US NAVSUPPACT MCB GUAM | N61159 | US NAVSUPPACT MCB GUAM | NAVACT | TBA |  | Guam | Not Applicable | Finegayan |  | 2.71 | 2.73 | US Dollar | 1
192714 | N62588-LS | LOSSIEMOUTH, SCOTLAND | N62588 | NAVSUPPACT NAPLES IT | NAVACT | ACT | IV31 6SD | United Kingdom | Not Applicable | Lossie Mouth | 00000 | 1.2633 | 1.2633 | British Pound | 0.7843
192715 | N44852-PM | PUERTO MALDONADO | N44852 | NAVMEDRSCHCEN DET LIMA PERU | NAVACT | ACT | TBD L | Peru | Not Applicable | Unknown | 3696183 | 0.95 | 0.85 | Peruvian Nuevo Sol | 3.609
192716 | N44852-IC | CALLAO RESEARCH | N44852 | NAVMEDRSCHCEN DET LIMA PERU | NAVACT | ACT | JR CALLAO | Peru | Not Applicable | Iquitos | 3696183 | 0.95 | 0.85 | Peruvian Nuevo Sol | 3.609
192724 | PL363 | Powidz Air Base | 48304 | Romania | ARACT | ACT | Transportowego | Poland | Not Applicable | Unknown |  | 1 | 0.92 | Polish Zloty | 3.8147
192725 | N63005-FP | FUJAIRAH PORT | N63005 | NAVSUPPACT BAHRAIN | NAVACT | ACT | FURAIRAH PORT ROAD | Bahrain | Not Applicable | Unknown | 99999 | 1.25 | 1.15 | Bahraini Dinar | 0.3757
192727 | N61755-FR | FONTE RIVER | N61755 | NAVBASE GUAM | NAVACT | ACT |  | Guam | Not Applicable | Agana | 96919 | 2.71 | 2.73 | US Dollar | 1
192728 | M67695-MA | KGL LOGISTICS | M67695 | MCSF Blount Island | MCACT | ACT |  | Kuwait | Not Applicable | Unknown | 00000 | 1.01 | 0.92 | Kuwaiti Dinar | 0.3058
192772 | N61077-CH | CHANGI NAVAL BASE | N61077 | SINGAPORE AREA COORDINATOR | NAVACT | ACT | 965342100 | Singapore | Not Applicable | Singapore | 965342100 | 1.05 | 0.99 | Singapore Dollar | 1.3826
192773 | N61077-PL | PAYA LEBAR AIR BASE | N61077 | SINGAPORE AREA COORDINATOR | NAVACT | ACT | 965342100 | Singapore | Not Applicable | Singapore | 965342100 | 1.05 | 0.99 | Singapore Dollar | 1.3826
192774 | N61755-MW | MANGILAO WELL | N61755 | NAVBASE GUAM | NAVACT | ACT |  | Guam | Not Applicable | Mangilao | 96913 | 2.71 | 2.73 | US Dollar | 1
192775 | N61755-BA | BULL CART 2 | N61755 | NAVBASE GUAM | NAVACT | ACT |  | Guam | Not Applicable | Agana | 96910 | 2.71 | 2.73 | US Dollar | 1
192776 | N61755-BB | BULL CART 3 | N61755 | NAVBASE GUAM | NAVACT | ACT |  | Guam | Not Applicable | Agana | 96810 | 2.71 | 2.73 | US Dollar | 1
192777 | N61755-CG | CIVIL 3-49 PARCEL 7 | N61755 | NAVBASE GUAM | NAVACT | ACT |  | Guam | Not Applicable | Yigo | 96929 | 2.71 | 2.73 | US Dollar | 1
192787 | N63005-VA | VARLOC UAE | N63005 | NAVSUPPACT BAHRAIN | NAVACT | ACT | KING SALMAN BIN ABDULAZIZ AL SAUD | United Arab Emirates | Not Applicable | Dubai | 00000 | 1.07 | 0.97 | UAE Dirham | 3.6728
192791 | N62592-VA | VARLOC POLAND | N62592 | NAVAL SUPPORT FACILITY POLAND | NAVACT | ACT | KONARSKIEGO | Poland | Not Applicable | Unknown | 76200 | 1 | 0.92 | Polish Zloty | 3.8147
192833 | M62613-0007 | ATAGO HILLS ANNEX | M62613 | MCAS IWAKUNI JA | MCACT | ACT |  | Japan | Not Applicable | Iwakuni | 96310 | 2.27 | 2.27 | Japanese Yen | 106.4531
192871 | KR128 | Camp Carroll Forward Operating Site | KS160 | USAG Daegu and Area IV | ARACT | ACT | None | South Korea | Not Applicable | Unknown |  | 1.115 | 1.1075 | Korean Won | 1190.9277
192879 | N41557-J1 | J1-AVGAS AREA 1 | N41557 | NSA ANDERSEN | NAVACT | ACT |  | Guam | Not Applicable | Dededo | 96912 | 2.71 | 2.73 | US Dollar | 1
192880 | N41557-J2 | J2-AVGAS AREA 2 | N41557 | NSA ANDERSEN | NAVACT | ACT |  | Guam | Not Applicable | Dededo | 96912 | 2.71 | 2.73 | US Dollar | 1
192881 | N41557-J4 | J4-AVGAS AREA 4 | N41557 | NSA ANDERSEN | NAVACT | ACT |  | Guam | Not Applicable | Dededo | 96912 | 2.71 | 2.73 | US Dollar | 1
192912 | N41557-J3 | J3-AVGAS AREA 3 | N41557 | NSA ANDERSEN | NAVACT | ACT |  | Guam | Not Applicable | Dededo | 96912 | 2.71 | 2.73 | US Dollar | 1
192913 | N41557-YI | YIGO LOT 7123 | N41557 | NSA ANDERSEN | NAVACT | ACT |  | Guam | Not Applicable | Yigo | 96929 | 2.71 | 2.73 | US Dollar | 1
192954 | N61755-TC | AREA C | N61755 | NAVBASE GUAM | NAVACT | ACT |  | Northern Mariana Islands | Not Applicable | Tinian, Mariana Isl | 96952 | 3 | 2.8 | US Dollar | 1
192955 | N61755-TD | AREA D | N61755 | NAVBASE GUAM | NAVACT | ACT |  | Northern Mariana Islands | Not Applicable | Tinian, Mariana Isl | 96952 | 3 | 2.8 | US Dollar | 1
192996 | N61755-P1 | POL AREA 1 | N61755 | NAVBASE GUAM | NAVACT | ACT |  | Guam | Not Applicable | Asan | 96910 | 2.71 | 2.73 | US Dollar | 1
192997 | N61755-P2 | POL AREA 2 | N61755 | NAVBASE GUAM | NAVACT | ACT |  | Guam | Not Applicable | Asan | 96910 | 2.71 | 2.73 | US Dollar | 1
192998 | N61755-P3 | POL AREA 3 | N61755 | NAVBASE GUAM | NAVACT | ACT |  | Guam | Not Applicable | Asan | 96910 | 2.71 | 2.73 | US Dollar | 1
192999 | N41557-AC | BULL CART TRAIL 8 | N41557 | NSA ANDERSEN | NAVACT | ACT |  | Guam | Not Applicable | Dededo | 96813 | 2.71 | 2.73 | US Dollar | 1
193000 | N61755-TE | AREA E | N61755 | NAVBASE GUAM | NAVACT | ACT |  | Northern Mariana Islands | Not Applicable | Tinian, Mariana Isl | 96952 | 3 | 2.8 | US Dollar | 1
193001 | N61755-TF | AREA F | N61755 | NAVBASE GUAM | NAVACT | ACT |  | Northern Mariana Islands | Not Applicable | Tinian, Mariana Isl | 96952 | 3 | 2.8 | US Dollar | 1
193002 | N61755-TG | AREA B | N61755 | NAVBASE GUAM | NAVACT | ACT |  | Northern Mariana Islands | Not Applicable | Tinian, Mariana Isl | 96952 | 3 | 2.8 | US Dollar | 1
193007 | N41557-SU | SUBMERGED LANDS NBG | N41557 | NSA ANDERSEN | NAVACT | ACT |  | Guam | Not Applicable | Andersen Ab | 96929 | 2.71 | 2.73 | US Dollar | 1
193070 | LASK0001 | LASK AIR BASE SITE 1 | VYHK | SPANGDAHLEM | AFACT | TBA |  | Poland | Not Applicable | Unknown |  | 1 | 0.92 | Polish Zloty | 3.8147
193089 | N41557-TC | DIVERT AIRFIELD | N41557 | NSA ANDERSEN | NAVACT | ACT |  | Northern Mariana Islands | Not Applicable | Tinian, Mariana Isl | 96952 | 3 | 2.8 | US Dollar | 1
193151 | 825464 | 40 CARR 194 FAJARDO | 82387 | Joint Recruiting Program | USACE | ACT | CARR 194 | Puerto Rico | Not Applicable | Fajardo, Fajardo | 00738 | 1.135 | 1.085 | US Dollar | 1
193169 | ZNRE0002 | ROYAL AUSTRALIAN AIR FORCE BASE DARWIN | ZNRE | YOKOTA AB | AFACT | TBA |  | Australia | Not Applicable | Darwin |  | 1.28 | 1.2 | Australian Dollar | 1.3916
193208 | N61755-DA | RAAF BASE DARWIN | N61755 | NAVBASE GUAM | NAVACT | ACT |  | Australia | Not Applicable | Darwin | 0820 | 1.28 | 1.2 | Australian Dollar | 1.3916
193239 | 825827 | 4500 MINI MALL CHRISTIANSTED | 82387 | Joint Recruiting Program | USACE | ACT | MINI | Virgin Islands, U.S. | Not Applicable | Christiansted | 00823 | 1.63 | 1.52 | US Dollar | 1
193276 | KR409 | PYEONGTAEK | 69526 | Camp Humphreys AFH | USACE | ACT |  | South Korea | Not Applicable | Pyong Taek | 99999 | 1.07 | 1.07 | Korean Won | 1190.9277
193277 | KR205 | ASAN VALLEY | 69526 | Camp Humphreys AFH | USACE | ACT |  | South Korea | Not Applicable | Unknown | 99999 | 1.115 | 1.1075 | Korean Won | 1190.9277
193300 | N41557-TA | PORT P-2 | N41557 | NSA ANDERSEN | NAVACT | ACT |  | Northern Mariana Islands | Not Applicable | Tinian, Mariana Isl | 96929 | 3 | 2.8 | US Dollar | 1
193301 | N41557-TB | TAXIWAY ACT-5 | N41557 | NSA ANDERSEN | NAVACT | ACT |  | Northern Mariana Islands | Not Applicable | Tinian, Mariana Isl | 96952 | 3 | 2.8 | US Dollar | 1
193302 | N61159-DA | MCB DARWIN AUS | N61159 | US NAVSUPPACT MCB GUAM | NAVACT | ACT |  | Australia | Not Applicable | Darwin | 0810 | 1.28 | 1.2 | Australian Dollar | 1.3916
193303 | N61755-SU | SUBMERGED LANDS NBG | N61755 | NAVBASE GUAM | NAVACT | ACT |  | Guam | Not Applicable | Agana | 96540 | 2.71 | 2.73 | US Dollar | 1
193332 | PL338 | DRAWSKO POMORSKIE TRAINING AREA | 67721 | FOS Poznan | ARACT | ACT | DRAWSKO POMORSKIE TRAINING AREA | Poland | Not Applicable | Unknown | 78500 | 1 | 0.92 | Polish Zloty | 3.8147
193333 | PL017 | Poznan | 67721 | FOS Poznan | ARACT | ACT | Poznan | Poland | Not Applicable | Poznan | 62023 | 1 | 0.92 | Polish Zloty | 3.8147
193342 | PL456 | Powidz Air Base | 97339 | FOS Powidz | ARACT | ACT |  | Poland | Not Applicable | Unknown |  | 1 | 0.92 | Polish Zloty | 3.8147
193343 | PL710 | Boleslawiec | 23446 | FOS Zagan | ARACT | ACT |  | Poland | Not Applicable | Unknown |  | 1 | 0.92 | Polish Zloty | 3.8147
193344 | PL262 | Skwierzyna | 23446 | FOS Zagan | ARACT | ACT |  | Poland | Not Applicable | Unknown |  | 1 | 0.92 | Polish Zloty | 3.8147
193345 | PL266 | Zagan Camp Karliki Training Area | 23446 | FOS Zagan | ARACT | ACT |  | Poland | Not Applicable | Unknown |  | 1 | 0.92 | Polish Zloty | 3.8147
193346 | PL337 | Trzebien | 23446 | FOS Zagan | ARACT | ACT |  | Poland | Not Applicable | Unknown |  | 1 | 0.92 | Polish Zloty | 3.8147
193347 | PL137 | Swietoszow Training Area | 23446 | FOS Zagan | ARACT | ACT |  | Poland | Not Applicable | Unknown |  | 1 | 0.92 | Polish Zloty | 3.8147
193348 | TYFR0002 | KAISERSLAUTERN WAREHOUSE STORAGE | TYFR | RAMSTEIN AIR BASE | AFACT | TBA |  | Germany | Not Applicable | Ramstein |  | 1.05 | 0.98 | Euro | 0.8703
193349 | ASHE0002 | Site 53 | ASHE | AVIANO AIR BASE | AFACT | TBA |  | Italy | Not Applicable | Aviano |  | 0.98 | 0.9 | Euro | 0.8703
193393 | 825583 | 501 WEST MAIN AVE BAYAMON | 82387 | Joint Recruiting Program | USACE | ACT | MAIN | Puerto Rico | Not Applicable | Bayamon, Bayamon | 00961 | 1.135 | 1.085 | US Dollar | 1
193394 | 825841 | 5050 OTTOVILLE ROAD PAGO PAGO | 82387 | Joint Recruiting Program | USACE | ACT | OTTOVILLE | American Samoa | Not Applicable | Pago Pago | 96799 | 1.97 | 1.85 | US Dollar | 1
193397 | 825623 | 65 DE INFANTERIA KM 6 1 AVE CAROLINA | 82387 | Joint Recruiting Program | USACE | ACT | DE INFANTERIA KM 6.1 | Puerto Rico | Not Applicable | Carolina | 00987 | 1.135 | 1.085 | US Dollar | 1
193399 | 825515 | CARR 2 KM 126 5 AGUADILLA | 82387 | Joint Recruiting Program | USACE | ACT | CARR 126.5 | Puerto Rico | Not Applicable | Aguadilla | 00603 | 1.135 | 1.085 | US Dollar | 1
193420 | 825821 | 725 WEST MAIN AVE BAYAMON | 82387 | Joint Recruiting Program | USACE | ACT | MAIN | Puerto Rico | Not Applicable | Bayamon, Bayamon | 00961 | 1.135 | 1.085 | US Dollar | 1
193436 | 825536 | HATILLO TOWN CENTER | 82387 | Joint Recruiting Program | USACE | ACT | PR INT PR 130 KM 87.7 | Puerto Rico | Not Applicable | Hatillo | 00659 | 1.135 | 1.085 | US Dollar | 1
193460 | ASHE0003 | Site 61 | ASHE | AVIANO AIR BASE | AFACT | ACT | NA | Israel | Not Applicable | Unknown |  | 1.08 | 1 | Israeli New Shekels | 3.424
193497 | ASHE0007 | TURZII LRCT | ASHE | AVIANO AIR BASE | AFACT | ACT | Campia Turzii | Romania | Not Applicable | Unknown |  | 0.85 | 0.78 | Romanian New Leu | 4.8715
193549 | EXSW0002 | LONDON HOUSING FLAT | EXSW | RAF CROUGHTON | AFACT | TBA |  | United Kingdom | Not Applicable | London |  | 1.2633 | 1.2633 | British Pound | 0.7843
193550 | EXSW0003 | CHELTENHAM HOUSING | EXSW | RAF CROUGHTON | AFACT | TBA | ST STEPHENS ROAD | United Kingdom | Not Applicable | Cheltenham | GL513GF | 1.2633 | 1.2633 | British Pound | 0.7843
193551 | QFQE0002 | RAF AKROTIRI | QFQE | RAF MILDENHALL | AFACT | TBA |  | Cyprus | Not Applicable | Limassol |  | 0.915 | 0.89 | Cyprus Pound | 0.49915
193611 | 825542 | 975 HOSTOS AVENUE MAYAGUEZ | 82387 | Joint Recruiting Program | USACE | ACT | HOSTOS | Puerto Rico | Not Applicable | Mayaguez | 00680 | 1.135 | 1.085 | US Dollar | 1
193617 | 825842 | 1 CAMP FOSTER CAMP FOSTER OKINAWA | 82387 | Joint Recruiting Program | USACE | ACT | CAMP FOSTER | Japan | Not Applicable | Camp Foster Okinawa | 96373 | 2.14 | 2.14 | Japanese Yen | 106.4531
193715 | 823554 | 1194 YONGSAN CASEY | 82387 | Joint Recruiting Program | USACE | ACT |  | South Korea | Not Applicable | Seoul | 99999 | 1.05 | 1.05 | Korean Won | 1190.9277
193727 | 825888 | 2320 Patch Barracks Rd STUTTGART | 82387 | Joint Recruiting Program | USACE | ACT | Patch Barracks Rd | Germany | Not Applicable | Stuttgart | 99999 | 1.11 | 1.04 | Euro | 0.8703
193731 | 821827 | 3209 Kleber Kaserne RHEINLAND PFALZ | 82387 | Joint Recruiting Program | USACE | ACT | Kleber Kaserne | Germany | Not Applicable | Kaiserlautern | 99999 | 0.99 | 0.92 | Euro | 0.8703
193743 | 822933 | Lexington Street BAVARIA | 82387 | Joint Recruiting Program | USACE | ACT | Lexington Street | Germany | Not Applicable | Grafenwohr | 99999 | 1.11 | 1.04 | Euro | 0.8703
193744 | 822821 | Panzer Kasernne STUTTGART | 82387 | Joint Recruiting Program | USACE | ACT | Panzerstrasse | Germany | Not Applicable | Boeblingen | 99999 | 1.05 | 0.98 | Euro | 0.8703
193745 | 824479 | RAF Lakenheath | 82387 | Joint Recruiting Program | USACE | ACT |  | United Kingdom | Not Applicable | Lakenheath | 99999 | 1.34 | 1.34 | British Pound | 0.7843
193746 | 825370 | Via Pioneri dell Aria AVIANO | 82387 | Joint Recruiting Program | USACE | ACT | Via Pioneri dell Aria | Italy | Not Applicable | Aviano | 99999 | 0.98 | 0.9 | Euro | 0.8703
193747 | 825093 | Viale Della Pace VICENZA | 82387 | Joint Recruiting Program | USACE | ACT | Viale Della Pace | Italy | Not Applicable | Vicenza | 99999 | 0.91 | 0.83 | Euro | 0.8703
2066 | GKVB0001 | RAF FAIRFORD SITE # 1 | GKVB | RAF FAIRFORD | AFACT | ACT | 1 N.W. Horcott Road | United Kingdom | Not Applicable | Fairford | 73542 | 1.35 | 1.35 | British Pound | 0.7843
2069 | GPCH0001 | FELDBERG RADIO RELAY SITE SITE # 1 | TYFR | RAMSTEIN AIR BASE | AFACT | EXCS | L455 | Germany | Not Applicable | Frankfurt On Main | 61440 | 1.05 | 0.98 | Euro | 0.8703
2070 | GPLS0001 | RAF FELTWELL SITE # 1 | MSET | RAF LAKENHEATH | AFACT | ACT | 1 East Birdsview Square | United Kingdom | Not Applicable | Unknown | 73542 | 1.34 | 1.34 | British Pound | 0.7843
2079 | GTHP0001 | FLOBECQ RADIO RELAY SITE SITE # 1 | VYHK | SPANGDAHLEM | AFACT | ACT | NORD | Belgium | Not Applicable | Unknown | B 7780 | 0.99 | 0.93 | Euro | 0.8703
2082 | GWMD0001 | FONTINHAS WATER SYSTEM ANNEX SITE # 1 | MQNA | LAJES FIELD | AFACT | ACT | 1301 CANADA DAS FONTINHAS | Portugal | Not Applicable | Unknown | 73542 | 1.37 | 1.335 | Euro | 0.8703
2108 | HMFP0001 | FUCHU COMMUNICATIONS STATION SITE # 1 | ZNRE | YOKOTA AB | AFACT | ACT | 374 CS/CSSM | Japan | Not Applicable | Fuchu | 73542 | 2.09 | 2.09 | Japanese Yen | 106.4531
2110 | HNSH0001 | FYLINGDALES COMMUNICATIONS STATION SITE # 1 | QFQE | RAF MILDENHALL | AFACT | ACT | N.W. WHITE WAY HEADS | United Kingdom | Not Applicable | Unknown | 73542 | 1.2633 | 1.2633 | British Pound | 0.7843
2113 | HTQX0001 | GEILENKIRCHEN AIR BASE SITE # 1 | VYHK | SPANGDAHLEM | AFACT | ACT | 42 GEILENKIRCHEN-NEUTEVEREN LANDESSTRASSE | Germany | Not Applicable | Unknown | 73542 | 1.05 | 0.98 | Euro | 0.8703
2120 | HWQJ0001 | GHEDI RADIO RELAY SITE SITE # 1 | ASHE | AVIANO AIR BASE | AFACT | ACT | VIA CASTENEDOLO | Italy | Not Applicable | Unknown | 73542 | 0.9 | 0.82 | Euro | 0.8703
2324 | JRVP0001 | GROSSLITTGEN WATER SYSTEM ANNEX SITE # 1 | VYHK | SPANGDAHLEM | AFACT | ACT | 5 KREISSTRASSE | Germany | Not Applicable | Unknown | 73542 | 1.05 | 0.98 | Euro | 0.8703
2328 | JWEC0001 | HAHN COMMUNICATION STATION SITE # 1 | VYHK | SPANGDAHLEM | AFACT | ACT | KREISSTRASSE | Germany | Not Applicable | Koblenz | G 55483 | 1.05 | 0.98 | Euro | 0.8703
2336 | KGLA0001 | GERMAN AMERICAN COMMUNITY OFFICE SITE # 1 | TYFR | RAMSTEIN AIR BASE | AFACT | ACT | 2 LAUTERSTRASSE | Germany | Not Applicable | Unknown | 73542 | 1.05 | 0.98 | Euro | 0.8703
2362 | LCNK0001 | HOUTEM RADIO RELAY SITE SITE # 1 | VYHK | SPANGDAHLEM | AFACT | ACT | NORD | Belgium | Not Applicable | Unknown | B 7781 | 0.99 | 0.93 | Euro | 0.8703
2367 | LGGK0001 | HUSTERHOEH COMMUNICATION SITE SITE # 1 | TYFR | RAMSTEIN AIR BASE | AFACT | ACT | 60 HUSTERHOEH | Germany | Not Applicable | Unknown | 73542 | 1.05 | 0.98 | Euro | 0.8703
2370 | LJYC0001 | INCIRLIK AB SITE # 1 | LJYC | INCIRLIK AB | AFACT | ACT | ATATURK | Turkey | Not Applicable | Unknown | 73542 | 0.89 | 0.89 | Turkish Lira | 7.2233
2377 | LNRS0001 | IPSWICH STORAGE SITE SITE # 1 | QFQE | RAF MILDENHALL | AFACT | ACT | BLUE STEM RD IPSWICH | United Kingdom | Not Applicable | Unknown | AE 09459 | 1.2633 | 1.2633 | British Pound | 0.7843
2378 | LNXZ0001 | IDESUNA JIMA AIR RANGE SITE # 1 | LXEZ | KADENA AIR BASE | AFACT | ACT | IDESUNA JIMA AIR RANGE | Japan | Not Applicable | Okinawa Island | 73542 | 2.14 | 2.14 | Japanese Yen | 106.4531
2381 | LQZN0001 | ITAZUKE AUXILIARY AIRFIELD SITE # 1 | ZNRE | YOKOTA AB | AFACT | ACT | 730 Air Squadron Street | Japan | Not Applicable | Fukuoka | 73542 | 2.1833 | 2.1667 | Japanese Yen | 106.4531
2382 | LRFN0001 | IWAKUNI COMMUNICATIONS STATION SITE # 1 | ZNRE | YOKOTA AB | AFACT | ACT | 374 CS/SCSM | Japan | Not Applicable | Iwakuni | 09643-6585 | 2.27 | 2.27 | Japanese Yen | 106.4531
2383 | LRKC0001 | IZMIR AIR STATION SITE # 1 | LJYC | INCIRLIK AB | AFACT | ACT | 1643/9 | Turkey | Not Applicable | Izmir | 73542 | 0.915 | 0.89 | Turkish Lira | 7.2233
2385 | LRMK0001 | IZMIR FAMILY HOUSING SITE SITE | LJYC | INCIRLIK AB | AFACT | ACT | ATATURK CADDESI | Turkey | Not Applicable | Izmir | 35220 | 0.915 | 0.89 | Turkish Lira | 7.2233
2387 | LRPX0001 | IZMIR STORAGE ANNEX #2 | LJYC | INCIRLIK AB | AFACT | ACT | 1643/9 SOKSK | Turkey | Not Applicable | Izmir | 35010 | 0.915 | 0.89 | Turkish Lira | 7.2233
2399 | LVPH0001 | JOHNSTON ATOLL AIRFIELD SITE # 1 | VNMH | EARECKSON AS | AFACT | EXCS | 20 Davis Road | Johnston Atoll | Not Applicable | Johnston Atoll | 73542 | 3.72 | 3.59 | US Dollar | 1
2404 | LXEX0001 | WHITE BEACH, NEXRAD SITE SITE # 1 | LXEZ | KADENA AIR BASE | AFACT | ACT | SOUTH 8 | Japan | Not Applicable | White Beach Nav Inst | 73542 | 2.1833 | 2.1667 | Japanese Yen | 106.4531
2405 | LXEZ0001 | KADENA AIR BASE SITE # 1 | LXEZ | KADENA AIR BASE | AFACT | ACT | 6 East Douglas Boulevard | Japan | Not Applicable | Kadena Air Base Okinawa | 73542 | 2.14 | 2.14 | Japanese Yen | 106.4531
2406 | LXFB0001 | KADENA AMMO STORAGE ANNEX SITE # 1 | LXEZ | KADENA AIR BASE | AFACT | ACT | RTE 74 | Japan | Not Applicable | Kadena Air Base Okinawa | 73542 | 2.14 | 2.14 | Japanese Yen | 106.4531
2408 | LXPP0001 | EINSIEDLERKOEPFE TRAINING ANX SITE # 1 | TYFR | RAMSTEIN AIR BASE | AFACT | ACT | 200 KAISERSTRASSE | Germany | Not Applicable | Unknown | 73542 | 0.99 | 0.92 | Euro | 0.8703
2409 | LXPQ0001 | EINSIEDLERHOF STORAGE ANNEX SITE # 1 | TYFR | RAMSTEIN AIR BASE | AFACT | ACT | 270 KAISERSTRASSE | Germany | Not Applicable | Unknown | 73542 | 0.99 | 0.92 | Euro | 0.8703
2411 | LXPS0001 | KAISERSLAUTERN FAM HSG ANX NO 3 SITE # 1 | TYFR | RAMSTEIN AIR BASE | AFACT | ACT | FLIEGERSTRASSE | Germany | Not Applicable | Unknown | 67657 | 1.05 | 0.98 | Euro | 0.8703
2414 | LXUA0001 | KALKAR ADMINISTRATION OFFICE SITE # 1 | VYHK | SPANGDAHLEM | AFACT | ACT | ROEMER STRASSE | Germany | Not Applicable | Unknown | 73542 | 1.05 | 0.98 | Euro | 0.8703
2418 | LYNN0001 | LYNN WOOD FAMILY HOUSING SITE # 1 | MSET | RAF LAKENHEATH | AFACT | ACT | MAINE | United Kingdom | Not Applicable | Thetford | 09461 | 1.2633 | 1.2633 | British Pound | 0.7843
2419 | LZCB0001 | KARUP AIR BASE SITE # 1 | VYHK | SPANGDAHLEM | AFACT | ACT | HERNINGVEJ | Denmark | Not Applicable | Karup | DK 7470 | 1.05 | 0.98 | Danish Krone | 6.4823
2424 | MAPL0001 | MALPENSA POSTAL OFFICE (LEASE) SITE # 1 | ASHE | AVIANO AIR BASE | AFACT | ACT | VIA MALPENSA #1 | Italy | Not Applicable | Milan | 21010 | 0.9 | 0.82 | Euro | 0.8703
2436 | MEPL0001 | KIMPO ADMINISTRATION ANNEX SITE # 1 | SMYU | OSAN | AFACT | ACT | 0 | South Korea | Not Applicable | Kimpo Ab | 96276 | 1.115 | 1.1075 | Korean Won | 1190.9277
2437 | MEPZ0001 | KIMHAE STORAGE ANNEX SITE # 1 | SMYU | OSAN | AFACT | ACT | KYANG SANG NAM DO | South Korea | Not Applicable | Kimhae | 73542 | 1.115 | 1.1075 | Korean Won | 1190.9277
2441 | MHL20001 | MHILL2 - HARROGATE SITE # 1 | MWHL | RAF MENWITH HILL | AFACT | ACT | 2 N.W. Harrogate Road | United Kingdom | Not Applicable | Harrogate | 73542 | 1.1 | 1.1 | British Pound | 0.7843
2442 | MHL30001 | MHILL3 - KNARESBOROUGH SITE # 1 | MWHL | RAF MENWITH HILL | AFACT | ACT | KNARESBOROUGH | United Kingdom | Not Applicable | Harrogate | HG5 0AB | 1.1 | 1.1 | British Pound | 0.7843
2443 | MHL40001 | MHILL4 - SELBY SITE # 1 | MWHL | RAF MENWITH HILL | AFACT | ACT | SELBY | United Kingdom | Not Applicable | Harrogate | LS24 9SE | 1.1 | 1.1 | British Pound | 0.7843
2446 | MJQB0001 | KLEINE BROGEL AIR BASE SITE # 1 | VYHK | SPANGDAHLEM | AFACT | ACT | 748 PEER N | Belgium | Not Applicable | Kleine-Brogel | B 3990 | 0.99 | 0.93 | Euro | 0.8703
2448 | MKZT0001 | PIL-SUNG AIR RANGE SITE # 1 | SMYU | OSAN | AFACT | ACT | KANG WON DO | South Korea | Not Applicable | Unknown | 73542 | 1.15 | 1.15 | Korean Won | 1190.9277
2453 | MLSE0001 | KUME JIMA RANGE SITE # 1 | LXEZ | KADENA AIR BASE | AFACT | ACT | Bombing Range Road | Japan | Not Applicable | Okinawa Island | 73542 | 2.14 | 2.14 | Japanese Yen | 106.4531
2454 | MLWR0001 | KUNSAN AIR BASE SITE # 1 | MLWR | KUNSAN AIR BASE | AFACT | ACT | 749 OKGUCHUSUJI | South Korea | Not Applicable | Kunsan | 73542 | 1.13 | 1.13 | Korean Won | 1190.9277
2455 | MMFZ0001 | KWANG-JU AIR BASE SITE # 1 | SMYU | OSAN | AFACT | ACT | CHON RA NAM DO | South Korea | Not Applicable | Kwangju | 73542 | 1.13 | 1.13 | Korean Won | 1190.9277
2456 | MMNM0001 | LA BORNAS RADIO RELAY SITE SITE # 1 | ASHE | AVIANO AIR BASE | AFACT | ACT | VIA MONTECAVALLO | Italy | Not Applicable | Unknown | 33081 | 0.9 | 0.82 | Euro | 0.8703
2457 | MMNT0001 | LA COMINA STORAGE SITE SITE # 1 | ASHE | AVIANO AIR BASE | AFACT | ACT | 251 VIA DE LA COMINA | Italy | Not Applicable | Unknown | 73542 | 0.9 | 0.82 | Euro | 0.8703
2463 | MQNA0001 | LAJES FIELD SITE # 1 | MQNA | LAJES FIELD | AFACT | ACT | 38 POSTO UM | Portugal | Not Applicable | Unknown | 73542 | 1.37 | 1.335 | Euro | 0.8703
2464 | MQNJ0001 | LAJES WATER SYSTEM ANNEX SITE # 1 | MQNA | LAJES FIELD | AFACT | ACT | 1305 CANADA DAS LAJES | Portugal | Not Applicable | Unknown | 73542 | 1.37 | 1.335 | Euro | 0.8703
247 | N40003 | NAVAL ACTIVITY PUERTO RICO | N40003 | NAVAL ACTIVITY PUERTO RICO | NAVACT | CARE | 583 Puerto Rico Road #3 | Puerto Rico | Not Applicable | Roosevelt Ros Naval Sta | 00735 | 1.135 | 1.085 | US Dollar | 1
2470 | MSET0001 | RAF LAKENHEATH SITE # 1 | MSET | RAF LAKENHEATH | AFACT | ACT | 163 N.W. Radcliffe Road | United Kingdom | Not Applicable | Unknown | 73542 | 1.34 | 1.34 | British Pound | 0.7843
2473 | MTMC0001 | LANDSTUHL MAINTENANCE SITE SITE # 1 | TYFR | RAMSTEIN AIR BASE | AFACT | ACT | 760 B 40A | Germany | Not Applicable | Unknown | 73542 | 0.99 | 0.92 | Euro | 0.8703
2474 | MTML0001 | LANDSTUHL MAINTENANCE SITE NO 2 SITE # 1 | TYFR | RAMSTEIN AIR BASE | AFACT | ACT | 76 B 40 A | Germany | Not Applicable | Unknown | 73542 | 0.99 | 0.92 | Euro | 0.8703
2475 | MTMN0001 | LANDSTUHL FAMILY HOUSING ANNEX O3 SITE # 1 | TYFR | RAMSTEIN AIR BASE | AFACT | ACT | 34 KIRCHBERG | Germany | Not Applicable | Unknown | 73542 | 0.99 | 0.92 | Euro | 0.8703
2476 | MUAF0001 | MUS AIR BASE SITE # 1 | LJYC | INCIRLIK AB | AFACT | ACT | MUS HAVA USSU | Turkey | Not Applicable | Unknown | 73542 | 0.89 | 0.89 | Turkish Lira | 7.2233
2481 | MWHL0001 | RAF MENWITH HILL SITE # 1 | MWHL | RAF MENWITH HILL | AFACT | ACT | N.W. Menwith Hill Road | United Kingdom | Not Applicable | Harrogate | 73542 | 1.1 | 1.1 | British Pound | 0.7843
2488 | MZVT0001 | LEARMOUTH AF SOLAR OBSERVATORY RSCH SITE SITE # 1 | ZNRE | YOKOTA AB | AFACT | ACT | Learmouth Solar Observatory Annex | Australia | Not Applicable | Unknown | 73542 | 1.28 | 1.2 | Australian Dollar | 1.3916
2489 | NAKB0001 | LE CHENOI RADIO RELAY SITE SITE # 1 | VYHK | SPANGDAHLEM | AFACT | ACT | RUE DE 43E REGIMENT D INFANTRIE | Belgium | Not Applicable | Brussels | B 3404 | 0.97 | 0.92 | Euro | 0.8703
250 | N61054 | COMFLEACT YOKOSUKA JA | N61054 | COMFLEACT YOKOSUKA JA | NAVACT | ACT | 963490001 | Japan | Not Applicable | Yokosuka | 73542 | 2.05 | 2.05 | Japanese Yen | 106.4531
2502 | NPHX0001 | LONDON ADMINISTRATION OFFICE SITE # 1 | MSET | RAF LAKENHEATH | AFACT | ACT | MARYLEBONE | United Kingdom | Not Applicable | Unknown | 094610285 | 1.2633 | 1.2633 | British Pound | 0.7843
2503 | NPJD0001 | LONDON AIR TERMINAL SITE # 1 | AEDY | RAF ALCONBURY | AFACT | ACT | BLDG S | United Kingdom | Not Applicable | Unknown | 73542 | 1.2633 | 1.2633 | British Pound | 0.7843
2505 | NQNK0001 | LAJAS RADAR SITE (TARS #16) SITE # 1 | AAWZ | ACC AMIC | AFACT | ACT | ROAD 303 KM 6.0 | Puerto Rico | Not Applicable | Unknown | 00667 | 1.135 | 1.085 | US Dollar | 1
251 | N61056 | COMFLEACT OKINAWA JA | N61056 | COMFLEACT OKINAWA JA | NAVACT | ACT | 963701150 | Japan | Not Applicable | Okinawa Island | 73542 | 2.14 | 2.14 | Japanese Yen | 106.4531
252 | N61058 | COMFLEACT SASEBO JA | N61058 | COMFLEACT SASEBO JA | NAVACT | ACT | 963221100 | Japan | Not Applicable | Sasebo | 73542 | 2.1833 | 2.1667 | Japanese Yen | 106.4531
2523 | NYJS0001 | CAMP KINSER | LXEZ | KADENA AIR BASE | AFACT | ACT | Depot | Japan | Not Applicable | Makiminato Okinawa | 73542 | 2.1833 | 2.1667 | Japanese Yen | 106.4531
253 | N61060 | NAF MISAWA JA | N61060 | NAF MISAWA JA | NAVACT | ACT | 963195000 | Japan | Not Applicable | Misawa AFB | 73542 | 2.71 | 2.73 | Japanese Yen | 106.4531
265 | N61755-AH | APRA HEIGHTS | N61755 | NAVBASE GUAM | NAVACT | ACT | 300 Highway 361 | Guam | Not Applicable | Apra | 96919 | 2.71 | 2.73 | US Dollar | 1
271 | N00213-AB | AUTEC MAIN BASE | N00213 | NAS KEY WEST FL | NAVACT | ACT | 34058 | Burkina Faso | Not Applicable | Andros Island | 73542 | 1.63 | 1.52 | CFA Franc | 559.43
272 | N00213-SP | AUTEC SALVADOR POINT | N00213 | NAS KEY WEST FL | NAVACT | ACT | 34058 | Burkina Faso | Not Applicable | Andros Island | 73542 | 1.63 | 1.52 | CFA Franc | 559.43
273 | N00213-BW | AUTEC BIG WOOD CAY | N00213 | NAS KEY WEST FL | NAVACT | ACT | 34058 | Burkina Faso | Not Applicable | Andros Island | 73542 | 1.63 | 1.52 | CFA Franc | 559.43
274 | N00213-DA | AUTEC GOLDING CAY | N00213 | NAS KEY WEST FL | NAVACT | ACT | 34058 | Burkina Faso | Not Applicable | Andros Island | 73542 | 1.63 | 1.52 | CFA Franc | 559.43
2757 | PCPS0001 | MARANDUA SITE # 1 | AAWZ | ACC AMIC | AFACT | ACT | UNKNOWN | Colombia | Not Applicable | Unknown |  | 0.96 | 0.87 | Colombian Peso | 3825.5547
277 | N00213-HP | AUTEC HIGH POINT CAY | N00213 | NAS KEY WEST FL | NAVACT | ACT | 34058 | Burkina Faso | Not Applicable | Andros Island | 73542 | 1.63 | 1.52 | CFA Franc | 559.43
2771 | PJZG0001 | MARTLESHAM FAM HSG SITE SITE # 1 | MSET | RAF LAKENHEATH | AFACT | ACT | PORTAL | United Kingdom | Not Applicable | Ipswich | 09461 | 1.2633 | 1.2633 | British Pound | 0.7843
2772 | PKVV0001 | MASIRAH ISLAND MPT SITE 1 | VLSB | SHAW AIR FORCE BASE | AFACT | ACT | UNKNOWN (PKVV) | Oman | Not Applicable | Unknown | 73542 | 1.02 | 0.93 | Omani Rial | 0.38367
278 | N00213-NA | AUTEC GREAT STIRRUP CA | N00213 | NAS KEY WEST FL | NAVACT | ACT | 34058 | Burkina Faso | Not Applicable | Andros Island | 73542 | 1.63 | 1.52 | CFA Franc | 559.43
2818 | QCCD0001 | DRAUGHON TRAINING RANGE | QKKA | MISAWA AIR BASE | AFACT | ACT | 35 Draughon Way | Japan | Not Applicable | Misawa AFB | 73542 | 2.34 | 2.34 | Japanese Yen | 106.4531
2828 | QEPQ0001 | THUMRAIT MPT SITE 1 | VLSB | SHAW AIR FORCE BASE | AFACT | ACT | UNKNOWN (QEPQ) | Oman | Not Applicable | Unknown | 73542 | 1.02 | 0.93 | Omani Rial | 0.38367
2829 | QFPZ0001 | MILDENHALL ILS MIDDLE MARKER ANX SITE # 1 | QFQE | RAF MILDENHALL | AFACT | ACT | 1158 N.W. Field Road | United Kingdom | Not Applicable | Unknown | 73542 | 1.2633 | 1.2633 | British Pound | 0.7843
2830 | QFQE0001 | RAF MILDENHALL SITE # 1 | QFQE | RAF MILDENHALL | AFACT | ACT | 1 N.W. Beck Row Road | United Kingdom | Not Applicable | Unknown | 73542 | 1.2633 | 1.2633 | British Pound | 0.7843
2831 | QFQH0001 | RAF MILDENHALL AMMO STOR ANX SITE # 1 | QFQE | RAF MILDENHALL | AFACT | ACT | BECK ROW | United Kingdom | Not Applicable | Mildenhall | AE 09459 | 1.2633 | 1.2633 | British Pound | 0.7843
2832 | QFQP0001 | RAF MILDENHALL WASTE ANNEX SITE # 1 | QFQE | RAF MILDENHALL | AFACT | ACT | 1 N.W. Rookery Drive | United Kingdom | Not Applicable | Unknown | 73542 | 1.2633 | 1.2633 | British Pound | 0.7843
286 | N63005-MI | MASIRAH ISLAND | N63005 | NAVSUPPACT BAHRAIN | NAVACT | ACT | 098342800 | Oman | Not Applicable | Sur Masirah | 73542 | 1.02 | 0.93 | Omani Rial | 0.38367
287 | N62588-LP | LAGO PATRIA | N62588 | NAVSUPPACT NAPLES IT | NAVACT | ACT | 108 VIA MADONNA DEL PANTANO, GIUGLIANO (LAGO PATRIA) | Italy | Not Applicable | Naples | 73542 | 0.86 | 0.78 | Euro | 0.8703
288 | N62588-CA | CAMALDOLI | N62588 | NAVSUPPACT NAPLES IT | NAVACT | ACT | 101 VIA DELL'EREMO 84, NAPOLI | Italy | Not Applicable | Naples | 73542 | 0.86 | 0.78 | Euro | 0.8703
294 | N63005-KU | KUWAIT NAVAL BASE | N63005 | NAVSUPPACT BAHRAIN | NAVACT | ACT | 098342800 | Kuwait | Not Applicable | Kuwait | 098342800 | 1.01 | 0.92 | Kuwaiti Dinar | 0.3058
295 | N62995-BE | BELPASSO HSG | N62995 | NAS SIGONELLA IT | NAVACT | ACT | 2551 STRADA PROVINCIALE SP 105 (KM 1.5), COMUNE DI BELPASSO (PROVINCIA DI CATANIA) | Italy | Not Applicable | Catania | 73542 | 0.85 | 0.77 | Euro | 0.8703
300 | N63005-NR | NORTH RAMP | N63005 | NAVSUPPACT BAHRAIN | NAVACT | ACT | 098342800 | Bahrain | Not Applicable | Manama | 73542 | 1.25 | 1.15 | Bahraini Dinar | 0.3757
3005 | QKKA0001 | MISAWA AIR BASE | QKKA | MISAWA AIR BASE | AFACT | ACT | 35 Freedom Circle | Japan | Not Applicable | Misawa AFB | 73542 | 2.34 | 2.34 | Japanese Yen | 106.4531
3007 | QNDG0001 | RAF MOLESWORTH FAMILY HOUSING ANNEX SITE # 1 | AEDY | RAF ALCONBURY | AFACT | ACT | HILL | United Kingdom | Not Applicable | Cambridge | PE284DA | 1.2633 | 1.2633 | British Pound | 0.7843
3008 | QNDN0001 | RAF MOLESWORTH STORAGE ANX NO 12 SITE # 1 | AEDY | RAF ALCONBURY | AFACT | ACT | East Cockbrook Road | United Kingdom | Not Applicable | Unknown | 73542 | 1.2633 | 1.2633 | British Pound | 0.7843
3009 | QNDR0001 | RAF MOLESWORTH SITE # 1 | AEDY | RAF ALCONBURY | AFACT | ACT | North Brington Road | United Kingdom | Not Applicable | Unknown | 73542 | 1.2633 | 1.2633 | British Pound | 0.7843
3012 | QNMU0001 | MOMOTE ANNEX SITE # 1 | ZNRE | YOKOTA AB | AFACT | ACT | AFN | Japan | Not Applicable | Unknown | 73542 | 2.1833 | 2.1667 | Japanese Yen | 106.4531
3017 | QQKC0001 | MONTE SERRA RADIO RELAY SITE SITE # 1 | ASHE | AVIANO AIR BASE | AFACT | ACT | STRADA PROVINCIALE MONTE SERRA | Italy | Not Applicable | Unknown | 56011 | 0.9 | 0.82 | Euro | 0.8703
3023 | QTRX0001 | MORBACH RAILROAD JUNCTION SITE # 1 | TYFR | RAMSTEIN AIR BASE | AFACT | ACT | UNKNOWN | Germany | Not Applicable | Unknown |  | 1.05 | 0.98 | Euro | 0.8703
3025 | QUUG0001 | MORON AB SITE # 1 | QUUG | MORON AB | AFACT | ACT | 496 AIR BASE SQUADRON | Spain | Not Applicable | Moran AB | 73542 | 1.37 | 1.3 | Euro | 0.8703
3027 | QWSF0001 | MOULTON FAM HSG ANNEX SITE # 1 | MSET | RAF LAKENHEATH | AFACT | ACT | RIVERSIDE | United Kingdom | Not Applicable | Unknown | 094610285 | 1.2633 | 1.2633 | British Pound | 0.7843
3049 | REPL0001 | NAHA PORT ADMINISTRATION ANNEX SITE # 1 | LXEZ | KADENA AIR BASE | AFACT | ACT | NAHA | Japan | Not Applicable | Naha Okinawa | 73542 | 2.14 | 2.14 | Japanese Yen | 106.4531
3052 | RGQN0001 | NARITA AIR TERMINAL SITE # 1 | ZNRE | YOKOTA AB | AFACT | ACT | DET PACAF POST SQ | Japan | Not Applicable | Narita Air Port | 73542 | 2.1833 | 2.1667 | Japanese Yen | 106.4531
3069 | RTBR0001 | NEWMARKET FAM HSG ANX NO 1 SITE # 1 | MSET | RAF LAKENHEATH | AFACT | ACT | CECIL | United Kingdom | Not Applicable | New Market | 09461 | 1.2633 | 1.2633 | British Pound | 0.7843
307 | N00207-PR | NOSC PUERTO RICO | N00207 | NAS JACKSONVILLE FL | NAVRES | ACT | 1017 Garcia Street | Puerto Rico | Not Applicable | Fort Buchanan, Bayamon | 73542 | 1.1 | 1.05 | US Dollar | 1
3070 | RTBS0001 | NEWMARKET FAM HSG ANX NO 2 SITE # 1 | MSET | RAF LAKENHEATH | AFACT | ACT | EDINBURGH | United Kingdom | Not Applicable | New Market | 09461 | 1.2633 | 1.2633 | British Pound | 0.7843
3071 | RTCJ0001 | NEWMARKET FAM HSG ANX NO 3 SITE # 1 | MSET | RAF LAKENHEATH | AFACT | EXCS | STUDLANDS | United Kingdom | Not Applicable | Unknown | 09461 | 1.2633 | 1.2633 | British Pound | 0.7843
3075 | RWKW0001 | NIEDERKAIL WATER SYSTEM ANNEX SITE # 1 | VYHK | SPANGDAHLEM | AFACT | ACT | ROEMERSTRASSE | Germany | Not Applicable | Unknown | 73542 | 1.05 | 0.98 | Euro | 0.8703
309 | N61058-HS | HARIO SHIMA AMMO-5050 | N61058 | COMFLEACT SASEBO JA | NAVACT | ACT | 98783 | Japan | Not Applicable | Sasebo | 73542 | 2.1833 | 2.1667 | Japanese Yen | 106.4531
3094 | N61077 | SINGAPORE AREA COORDINATOR | N61077 | SINGAPORE AREA COORDINATOR | NAVACT | ACT | 965342100 | Singapore | Not Applicable | Unknown | 73542 | 1.05 | 0.99 | Singapore Dollar | 1.3826
3097 | SEZM0001 | OBERAUERBACH COMMUNICATIONS SITE SITE # 1 | TYFR | RAMSTEIN AIR BASE | AFACT | ACT | 5 L 469 | Germany | Not Applicable | Unknown | 73542 | 1.05 | 0.98 | Euro | 0.8703
3098 | SFFP0001 | OBERWEIS ANNEX SITE # 1 | VYHK | SPANGDAHLEM | AFACT | ACT | BUNDESSTRASSE | Germany | Not Applicable | Trier | G 54636 | 1.05 | 0.98 | Euro | 0.8703
310 | N61058-ME | MAEBATA-5033 | N61058 | COMFLEACT SASEBO JA | NAVACT | ACT | 98766 | Japan | Not Applicable | Sasebo | 73542 | 2.1833 | 2.1667 | Japanese Yen | 106.4531
311 | N61058-YS | YOKOSE POL DEP-5039 | N61058 | COMFLEACT SASEBO JA | NAVACT | ACT | 98766 | Japan | Not Applicable | Sasebo | 73542 | 2.1833 | 2.1667 | Japanese Yen | 106.4531
3111 | SHHR0001 | OKUMA RECREATION ANX SITE # 1 | LXEZ | KADENA AIR BASE | AFACT | ACT | Okuma Recreation | Japan | Not Applicable | Okuma Okinawa | 73542 | 2.14 | 2.14 | Japanese Yen | 106.4531
312 | N61058-DD | DRYDOCK AREA-5030 | N61058 | COMFLEACT SASEBO JA | NAVACT | ACT | 98766 | Japan | Not Applicable | Sasebo | 73542 | 2.1833 | 2.1667 | Japanese Yen | 106.4531
3120 | SMQA0001 | ORSAGO RADIO BEACON ANNEX SITE # 1 | ASHE | AVIANO AIR BASE | AFACT | ACT | VIA GUIDO MAZZA | Italy | Not Applicable | Unknown | 73542 | 0.9 | 0.82 | Euro | 0.8703
3122 | SMYU0001 | OSAN SITE # 1 | SMYU | OSAN | AFACT | ACT |  | South Korea | Not Applicable | Osan AFB | 73542 | 1.15 | 1.15 | Korean Won | 1190.9277
3123 | SNAA0001 | OSAN NI AMMUNITION STORAGE ANNEX SITE # 1 | SMYU | OSAN | AFACT | ACT |  | South Korea | Not Applicable | Osan | 73542 | 1.15 | 1.15 | Korean Won | 1190.9277
313 | N61058-AK | AKASAKI POL DEP-5032 | N61058 | COMFLEACT SASEBO JA | NAVACT | ACT | 96766 | Japan | Not Applicable | Sasebo | 73542 | 2.1833 | 2.1667 | Japanese Yen | 106.4531
3131 | SQDW0001 | OWADA COMMUNICATIONS STATION SITE # 1 | ZNRE | YOKOTA AB | AFACT | ACT | 374 CS | Japan | Not Applicable | Owada | 73542 | 2.1833 | 2.1667 | Japanese Yen | 106.4531
3137 | SVAN0001 | STAVANGER ADMIN OFFICE SITE # 1 | AEDY | RAF ALCONBURY | AFACT | ACT | 1 GRNL | Norway | Not Applicable | Unknown | 73542 | 1.72 | 1.63 | Norwegian Krroner | 9.3841
314 | N61058-SK | SAKIBE - 5118 | N61058 | COMFLEACT SASEBO JA | NAVACT | ACT | 98766 | Japan | Not Applicable | Sasebo | 73542 | 2.1833 | 2.1667 | Japanese Yen | 106.4531
3147 | TAES0001 | TAESOSAN COMM SITE SITE # 1 | SMYU | OSAN | AFACT | ACT | 0 | South Korea | Not Applicable | Unknown | 96278-2097 | 1.115 | 1.1075 | Korean Won | 1190.9277
315 | N61058-HH | HARIO HSG AREA-5119 | N61058 | COMFLEACT SASEBO JA | NAVACT | ACT | 98783 | Japan | Not Applicable | Sasebo | 73542 | 2.1833 | 2.1667 | Japanese Yen | 106.4531
316 | N66691-LA | LARISSA, GREECE | N66691 | NAVSUPPACT SOUDA BAY GR | NAVACT | ACT | 98650102 | Greece | Not Applicable | Larisa | 98650102 | 0.95 | 0.86 | Euro | 0.8703
317 | N62863-MD | MADRID, SPAIN | N62863 | NAVSTA ROTA SP | NAVACT | ACT | 09283 | Spain | Not Applicable | Madrid | 73542 | 1.37 | 1.335 | Euro | 0.8703
3170 | TKWR0001 | PUNTA BORINQUEN RADAR SITE SITE # 1 | TUMR | LUIS MUNOZ MARIN IAP | AFGUARD | ACT | 107 PTA BORINQUEN | Puerto Rico | Not Applicable | Unknown | 73542 | 1.135 | 1.085 | US Dollar | 1
318 | N62863-VC | VALENCIA, SPAIN | N62863 | NAVSTA ROTA SP | NAVACT | ACT | 96451926 | Spain | Not Applicable | Valencia | 73542 | 1.37 | 1.335 | Euro | 0.8703
3182 | TPZW0001 | PORTELLA NOVA RADAR ANNEX SITE # 1 | MQNA | LAJES FIELD | AFACT | ACT | 1254 SANTA RITA, PRAIA 9760 ACORES | Portugal | Not Applicable | Unknown | 73542 | 1.37 | 1.335 | Euro | 0.8703
3185 | TRES0001 | TRES ESQUINAS SITE # 1 | AAWZ | ACC AMIC | AFACT | ACT | UNKNOWN | Colombia | Not Applicable | Unknown |  | 0.96 | 0.87 | Colombian Peso | 3825.5547
3186 | TRZR0001 | PRAIA DA VICTORIA DOCK ANNEX SITE # 1 | MQNA | LAJES FIELD | AFACT | ACT | 1201 PORTO MILITAR | Portugal | Not Applicable | Unknown | 73542 | 1.37 | 1.335 | Euro | 0.8703
3187 | TSAX0001 | PRAIA DA VICTORIA FUEL STORAGE ANNEX SITE # 1 | MQNA | LAJES FIELD | AFACT | ACT | ESTRADA MILITAR | Portugal | Not Applicable | Unknown | 73542 | 1.37 | 1.335 | Euro | 0.8703
3194 | TUCL0001 | PRUEM AIR STATION SITE # 1 | VYHK | SPANGDAHLEM | AFACT | ACT | LANDESSTRASSE | Germany | Not Applicable | Trier | G 54595 | 1.05 | 0.98 | Euro | 0.8703
3196 | TUMR0001 | LUIS MUNOZ MARIN IAP SITE # 1 | TUMR | LUIS MUNOZ MARIN IAP | AFGUARD | ACT | 200 JOSE A TONY SANTANA | Puerto Rico | Not Applicable | Carolina | 73542 | 1.135 | 1.085 | US Dollar | 1
3198 | TVAD0001 | PUNTA SALINAS RADAR SITE SITE # 1 | TUMR | LUIS MUNOZ MARIN IAP | AFGUARD | ACT | 200 CARR | Puerto Rico | Not Applicable | Unknown | 73542 | 1.135 | 1.085 | US Dollar | 1
3201 | TWVC0001 | RAF ELY FAMLY HOUSING ANNEX SITE # 1 | MSET | RAF LAKENHEATH | AFACT | ACT | 58 KILKENNY | United Kingdom | Not Applicable | Unknown | 73542 | 1.34 | 1.34 | British Pound | 0.7843
3202 | TWVD0001 | RAF BRAMPTON FAMILY HOUSING ANX SITE # 1 | AEDY | RAF ALCONBURY | AFACT | ACT | RECTORY | United Kingdom | Not Applicable | Huntingdon | 73542 | 1.2633 | 1.2633 | British Pound | 0.7843
3204 | TXYD0001 | RAMEY AF SOLAR OBSERVATORY RESEARCH SITE SITE # 1 | SXHT | PATRICK | AFACT | ACT | RAMEY SOLAR OBSVERATORY | Puerto Rico | Not Applicable | Aguadilla | 73542 | 1.135 | 1.085 | US Dollar | 1
3205 | TYFQ0001 | RAMSTEIN STORAGE ANNEX SITE # 1 | TYFR | RAMSTEIN AIR BASE | AFACT | ACT | 3 L 369 | Germany | Not Applicable | Unknown | 73542 | 0.99 | 0.92 | Euro | 0.8703
3206 | TYFR0001 | RAMSTEIN AIR BASE SITE # 1 | TYFR | RAMSTEIN AIR BASE | AFACT | ACT | 1 B 40A | Germany | Not Applicable | Unknown | 73542 | 0.99 | 0.92 | Euro | 0.8703
3207 | TYFT0001 | EINSIEDLERHOF MAINTENANCE ANX SITE # 1 | TYFR | RAMSTEIN AIR BASE | AFACT | ACT | 86 KAISERSTRASSE | Germany | Not Applicable | Unknown | 73542 | 0.99 | 0.92 | Euro | 0.8703
3208 | TYFU0001 | KAPAUN ADMINISTRATION ANX SITE # 1 | TYFR | RAMSTEIN AIR BASE | AFACT | ACT | 3 HOHENECKERSTRASSE | Germany | Not Applicable | Unknown | 73542 | 0.99 | 0.92 | Euro | 0.8703
3217 | UGCH0001 | RIO HACHA RADAR SITE SITE # 1 | AAWZ | ACC AMIC | AFACT | ACT | UNKNOWN | Colombia | Not Applicable | Unknown |  | 0.96 | 0.87 | Colombian Peso | 3825.5547
3223 | UNCC0001 | ROVEREDO STORAGE ANNEX NO. 2 SITE # 1 | ASHE | AVIANO AIR BASE | AFACT | ACT | VIA DELLE INDUSTRIE | Italy | Not Applicable | Unknown | 33080 | 0.9 | 0.82 | Euro | 0.8703
3226 | UNKD0001 | RAF OAKHANGER SITE # 1 | EXSW | RAF CROUGHTON | AFACT | ACT | NO | United Kingdom | Not Applicable | Unknown | 73542 | 1.35 | 1.35 | British Pound | 0.7843
3228 | UPSV0001 | TORI SHIMA AIR RANGE SITE # 1 | LXEZ | KADENA AIR BASE | AFACT | ACT | W-176 RANGE | Japan | Not Applicable | Okinawa Island | 73542 | 2.14 | 2.14 | Japanese Yen | 106.4531
3235 | USPR0001 | SAN ANDRES RADAR SITE SITE # 1 | AAWZ | ACC AMIC | AFACT | ACT | UNKNOWN | Colombia | Not Applicable | Unknown |  | 0.96 | 0.87 | Colombian Peso | 3825.5547
3236 | UTRA0001 | SAN JOSE RADAR SITE SITE # 1 | AAWZ | ACC AMIC | AFACT | ACT | UNKNOWN | Colombia | Not Applicable | Unknown |  | 0.96 | 0.87 | Colombian Peso | 3825.5547
3239 | UUUY0001 | SAN VITO DEI NORMANNI AIR STATION SITE # 1 | ASHE | AVIANO AIR BASE | AFACT | ACT | VIA BRINDISI | Italy | Not Applicable | Unknown | 73542 | 0.9 | 0.82 | Euro | 0.8703
3241 | UWCL0001 | SANNO ANNEX SITE # 1 | ZNRE | YOKOTA AB | AFACT | ACT | AFN | Japan | Not Applicable | Tokyo | 73542 | 2.09 | 2.09 | Japanese Yen | 106.4531
3244 | UXPZ0001 | SAN MIGUEL RADIO RELAY ANNEX SITE # 1 | MQNA | LAJES FIELD | AFACT | ACT | PICO VIGARIO | Portugal | Not Applicable | Unknown | 73542 | 1.37 | 1.335 | Euro | 0.8703
3245 | UYRD0001 | SASEBO ANX SITE # 1 | ZNRE | YOKOTA AB | AFACT | ACT | 374CS &AFN | Japan | Not Applicable | Sasebo | 73542 | 2.1833 | 2.1667 | Japanese Yen | 106.4531
3261 | VGHV0001 | SEEB MPT SITE 1 | VLSB | SHAW AIR FORCE BASE | AFACT | ACT | SEEB FIELD | Oman | Not Applicable | Unknown | 73542 | 1.02 | 0.93 | Omani Rial | 0.38367
3265 | VGXA0001 | Sembach Kaserne | GEKL0 | US Army Garrison Rheinland Pfalz | ARACT | ACT | 1 B48 | Germany | Not Applicable | Unknown | 73542 | 0.99 | 0.92 | Euro | 0.8703
3273 | VNTB0001 | RAF SHEPHERDS GROVE FAMILY HOUSING ANNEX SITE # 1 | MSET | RAF LAKENHEATH | AFACT | ACT | ARMSTRONG | United Kingdom | Not Applicable | Bury St Edmunds | 09461 | 1.2633 | 1.2633 | British Pound | 0.7843
3277 | VRDP0001 | SIEGENBURG AIR RANGE SITE # 1 | VYHK | SPANGDAHLEM | AFACT | ACT | GRASIGER WEG | Germany | Not Applicable | Landshut | G 93354 | 1.05 | 0.98 | Euro | 0.8703
3280 | VTBV0001 | SIVRIHISAR AIR BASE SITE # 1 | LJYC | INCIRLIK AB | AFACT | ACT | SIVRIHISAR HAVA USSU | Turkey | Not Applicable | Unknown | 73542 | 0.89 | 0.89 | Turkish Lira | 7.2233
3287 | VVTJ0001 | S. QUIRINO STORAGE ANNEX SITE # 1 | ASHE | AVIANO AIR BASE | AFACT | ACT | VIA U FRANCO | Italy | Not Applicable | Unknown | 33080 | 0.9 | 0.82 | Euro | 0.8703
3290 | VWDM0001 | SOHAM FAMILY HOUSING ANNEX SITE # 1 | MSET | RAF LAKENHEATH | AFACT | ACT | ORCHARD | United Kingdom | Not Applicable | Unknown | 09461 | 1.2633 | 1.2633 | British Pound | 0.7843
3297 | VYFK0001 | SPA MALCHAMP RADIO RELAY SITE SITE # 1 | VYHK | SPANGDAHLEM | AFACT | ACT | N | Belgium | Not Applicable | Liege | B 4900 | 0.99 | 0.93 | Euro | 0.8703
3298 | VYHK0001 | SPANGDAHLEM SITE # 1 | VYHK | SPANGDAHLEM | AFACT | ACT | 46 LANDESSTRASSE 46 | Germany | Not Applicable | Unknown | 73542 | 1.05 | 0.98 | Euro | 0.8703
3299 | VYHX0001 | SPANGDAHLEM WASTE ANNEX SITE # 1 | VYHK | SPANGDAHLEM | AFACT | ACT | BUNDESSTRASSE 50 / LANDESSTRASSE 46 | Germany | Not Applicable | Unknown | 73542 | 1.05 | 0.98 | Euro | 0.8703
3301 | VYTT0001 | SPEICHER FAMILY HOUSING ANX SITE # 1 | VYHK | SPANGDAHLEM | AFACT | ACT | PREISTER STRASSE | Germany | Not Applicable | Trier | G 54662 | 1.05 | 0.98 | Euro | 0.8703
3309 | WBGA0001 | ST CROIX ANG STATION SITE # 1 | TUMR | LUIS MUNOZ MARIN IAP | AFGUARD | ACT |  | Virgin Islands | Not Applicable | Unknown |  | 1.63 | 1.52 | US Dollar | 1
3316 | WFQU0001 | STAVANGER FAMILY HOUSING SITE SITE # 1 | AEDY | RAF ALCONBURY | AFACT | ACT | 143 JOAVEGEN 4097 SOLA | Norway | Not Applicable | Unknown | 73542 | 1.72 | 1.63 | Norwegian Krroner | 9.3841
3321 | WKSP0001 | SUELM ANNEX SITE # 1 | VYHK | SPANGDAHLEM | AFACT | ACT | MEILBRUECK 51 | Germany | Not Applicable | Unknown | 73542 | 1.05 | 0.98 | Euro | 0.8703
3330 | WNHQ0001 | SUWON AIR BASE SITE # 1 | SMYU | OSAN | AFACT | ACT |  | South Korea | Not Applicable | Suwon | 73542 | 1.115 | 1.1075 | Korean Won | 1190.9277
3333 | WPAM0001 | SYDNEY AIR TERMINAL SITE # 1 | ZNRE | YOKOTA AB | AFACT | ACT | COWARD | Australia | Not Applicable | Unknown | 96543-4001 | 1.28 | 1.2 | Australian Dollar | 1.3916
3334 | WPZQ0001 | TAEGU AIR BASE SITE # 1 | SMYU | OSAN | AFACT | ACT | KYANG SANG BUK DO | South Korea | Not Applicable | Taegu | 73542 | 1.08 | 1.08 | Korean Won | 1190.9277
3335 | WRFD0001 | TAMA SERVICE ANNEX SITE # 1 | ZNRE | YOKOTA AB | AFACT | ACT | 374 SERVICES | Japan | Not Applicable | Tana | 73542 | 2.1833 | 2.1667 | Japanese Yen | 106.4531
3339 | WWCX0001 | THULE AIR BASE SITE # 1 | WWCX | THULE AIR BASE | AFACT | ACT | UNIT 82501 | Greenland | Not Applicable | Thule | 73542 | 2.8 | 2.67 | Danish Krone | 6.4823
3344 | WYHL0001 | TOKOROZAWA TRANSMITTER SITE SITE # 1 | ZNRE | YOKOTA AB | AFACT | ACT | 374 CS | Japan | Not Applicable | Tokorosana | 73542 | 2.1833 | 2.1667 | Japanese Yen | 106.4531
3391 | XYNH0001 | VIGONOVO STORAGE ANNEX SITE # 1 | ASHE | AVIANO AIR BASE | AFACT | ACT | VIA ETTOREO | Italy | Not Applicable | Unknown | 33077 | 0.9 | 0.82 | Euro | 0.8703
3392 | XYNJ0001 | VILLA NOVA GLOBECOM ANNEX SITE # 1 | MQNA | LAJES FIELD | AFACT | ACT | 1111 CANADA DA VITORIA | Portugal | Not Applicable | Unknown | 73542 | 1.37 | 1.335 | Euro | 0.8703
3393 | XYNQ0001 | VILLA NOVA WATER WELL NO 6 SITE # 1 | MQNA | LAJES FIELD | AFACT | ACT | CANADA DA VITORIA | Portugal | Not Applicable | Unknown | 73542 | 1.37 | 1.335 | Euro | 0.8703
3394 | YANB0001 | VOGELWEH FAMILY HOUSING ANNEX SITE # 1 | TYFR | RAMSTEIN AIR BASE | AFACT | ACT | 270 B 270 | Germany | Not Applicable | Unknown | 73542 | 0.99 | 0.92 | Euro | 0.8703
3397 | YASF0001 | VOLKEL AIR BASE SITE # 1 | VYHK | SPANGDAHLEM | AFACT | ACT | 264 RONDWEG N | Netherlands | Not Applicable | Unknown | 73542 | 1.1 | 1.05 | Euro | 0.8703
3398 | YASX0001 | VOLKEL SCHOOL SITE # 1 | VYHK | SPANGDAHLEM | AFACT | EXCS | KLOOSTERSTRAAT | Netherlands | Not Applicable | Unknown | NL 5408 | 1.1 | 1.05 | Euro | 0.8703
3400 | YGFZ0001 | WAKE ISLAND AIRFIELD SITE # 1 | VNMH | EARECKSON AS | AFACT | ACT | 10 Hickam Court | Wake Island | Not Applicable | Unknown |  | 3.72 | 3.59 | US Dollar | 1
3404 | YMSQ0001 | WATERBEACH FAMILY HOUSING ANNEX SITE # 1 | MSET | RAF LAKENHEATH | AFACT | ACT | PARK | United Kingdom | Not Applicable | Cambridge | 09461 | 1.2633 | 1.2633 | British Pound | 0.7843
3408 | YRJM0001 | RAF WELFORD AMMO STOR AREA SITE # 1 | GKVB | RAF FAIRFORD | AFACT | ACT | HANGMANS STONE | United Kingdom | Not Applicable | Welford | 73542 | 1.35 | 1.35 | British Pound | 0.7843
341 | SBLS0001 | ISABELA PUERTO RICO | KYJM | HOMESTEAD AIR RESERVE BASE | AFACT | ACT | 100 Allegheny Road | Puerto Rico | Not Applicable | Isabela |  | 1.135 | 1.085 | US Dollar | 1
3411 | YSJQ0001 | YENISEHIR AIR BASE SITE # 1 | LJYC | INCIRLIK AB | AFACT | ACT | YENISEHIR HAVA USSU | Turkey | Not Applicable | Unknown | 73542 | 0.89 | 0.89 | Turkish Lira | 7.2233
3417 | YULE0001 | WESTROZEBEKE RADIO RELAY SITE SITE # 1 | VYHK | SPANGDAHLEM | AFACT | ACT | NORD | Belgium | Not Applicable | Unknown | B 8840 | 0.99 | 0.93 | Euro | 0.8703
342 | N00207-BB | LF TRAN SITE AGUADA | N00207 | NAS JACKSONVILLE FL | NAVACT | ACT | 1710 Tablonal Road | Puerto Rico | Not Applicable | Aguada | 73542 | 1.135 | 1.085 | US Dollar | 1
343 | SLRS0001 | SALINAS RECEIVER SITE | KYJM | HOMESTEAD AIR RESERVE BASE | AFACT | ACT | KM 89 | Puerto Rico | Not Applicable | Salinas |  | 1.135 | 1.085 | US Dollar | 1
3520 | YXTK0001 | ASCENSION AUXILIARY AIRFIELD SITE # 1 | SXHT | PATRICK | AFACT | ACT | 12130 Airfield Road | Saint Helena | Not Applicable | Ascension Island | 73542 | 1.63 | 1.52 | Bahamian Dollar | 1.0006
3525 | ZABS0001 | D.C. LSE QUARTERS SITE # 1 | LRKC | IZMIR AIR STATION | AFACT | ACT | DOSTLAR SITESI | Turkey | Not Applicable | Unknown | 35330 | 0.915 | 0.89 | Turkish Lira | 7.2233
3535 | ZLCL0001 | YAEDAKE COMMUNICATIONS ANNEX SITE # 10 | LXEZ | KADENA AIR BASE | AFACT | ACT | Highway 72 | Japan | Not Applicable | Okinawa Island | 73542 | 2.14 | 2.14 | Japanese Yen | 106.4531
3536 | ZNDJ0001 | YESILYURT BACHELOR HOUSING SITE SITE # 1 | LJYC | INCIRLIK AB | AFACT | ACT | POLAT RENAISSANCE HOTEL | Turkey | Not Applicable | Istanbul | 34800 | 0.915 | 0.89 | Turkish Lira | 7.2233
3537 | ZNDM0001 | LJYCIKOY BACHELOR HOUSING SITE SITE # 1 | LJYC | INCIRLIK AB | AFACT | ACT | 19 MAYIS | Turkey | Not Applicable | Istanbul | 34360 | 0.915 | 0.89 | Turkish Lira | 7.2233
3538 | ZNLQ0001 | YOKOHAMA ADMINISTRATION ANNEX SITE # 1 | ZNRE | YOKOTA AB | AFACT | ACT | 374 LRS | Japan | Not Applicable | Yokohama | 09643-6585 | 2.1833 | 2.1667 | Japanese Yen | 106.4531
3541 | ZNRE0001 | YOKOTA AB SITE # 1 | ZNRE | YOKOTA AB | AFACT | ACT | 448 Friendship Boulevard | Japan | Not Applicable | Yokota AFB | 73542 | 2.1833 | 2.1667 | Japanese Yen | 106.4531
3542 | ZPFR0001 | YONGSAN ADMINISTRATION ANNEX SITE # 1 | SMYU | OSAN | AFACT | ACT | YONGSAN KU | South Korea | Not Applicable | Yongsan | 96203 | 1.115 | 1.1075 | Korean Won | 1190.9277
3548 | ZREE0001 | YUMURTALIK PETROLEUM PROD STORAGE ANNEX SITE # 1 | LJYC | INCIRLIK AB | AFACT | ACT | CU TANKER YUMURTALIK DOLUM TESISLERI GUVENLIK K | Turkey | Not Applicable | Yumurzalik | 09824 | 0.915 | 0.89 | Turkish Lira | 7.2233
3550 | ZSFJ0001 | ZEMMER STORAGE ANNEX SITE # 1 | VYHK | SPANGDAHLEM | AFACT | ACT | 43 LANDESSTRASSE | Germany | Not Applicable | Unknown | 73542 | 1.05 | 0.98 | Euro | 0.8703
3554 | RQ677 | 1LT Paul Lavergne ARC Bayamon | 01530 | 81st Readiness Division | ARRES | ACT | 167 | Puerto Rico |  |  | 00936-0350 | 1.135 | 1.085 | US Dollar | 1
3555 | KS044 | BEASON | KS792 | USAG Humphreys and Area III | ARACT | ACT | Yangpyonggun Yongmunmyun Yonsuri 20 | South Korea | Not Applicable | Yongpyong | 73542 | 1.115 | 1.1075 | Korean Won | 1190.9277
3559 | KS064 | CAMP HENRY, BROOKLYN HILL | KS160 | USAG Daegu and Area IV | ARACT | ACT | Yongsansi Augok-dong 133 | South Korea | Not Applicable | Yongsan | 73542 | 1.115 | 1.1075 | Korean Won | 1190.9277
3560 | KS076 | BULLSEYE 01 | KS284 | USAG Red Cloud and Area I | ARACT | ACT | Yonchunkun Jangnammyon Banjungri 567 | South Korea | Not Applicable | Yongchon | 73542 | 1.115 | 1.1075 | Korean Won | 1190.9277
3561 | KS080 | BULLSEYE 02 | KS284 | USAG Red Cloud and Area I | ARACT | ACT | Pajusi Juksungmyon Jajangri 56 | South Korea | Not Applicable | Paju | 73542 | 1.115 | 1.1075 | Korean Won | 1190.9277
3566 | KS947 | CAMP KWANGSA RI | KS284 | USAG Red Cloud and Area I | ARACT | ACT | Yanjukun Sanbukri 189 | South Korea | Not Applicable | Yongju | 73542 | 1.115 | 1.1075 | Korean Won | 1190.9277
3580 | RQ401 | FORT ALLEN USARC/PRANG | 01530 | 81st Readiness Division | ARRES | ACT | Bldg 323 State Road 149, Kilometer 2 | Puerto Rico | Not Applicable | Juana Diaz | 73542 | 1.135 | 1.085 | US Dollar | 1
3590 | KS460 | HIGH POINT | KS792 | USAG Humphreys and Area III | ARACT | ACT | Chunansi Mokchonub Kyochonri 23 | South Korea | Not Applicable | Chechon | 73542 | 1.115 | 1.1075 | Korean Won | 1190.9277
3609 | KS993 | PANMUNJOM JSA MAC HQ | KS284 | USAG Red Cloud and Area I | ARACT | ACT | Panmunjum | South Korea | Not Applicable | Paju | 73542 | 1.115 | 1.1075 | Korean Won | 1190.9277
3610 | KS991 | PAPYONG SAN ATC | KS284 | USAG Red Cloud and Area I | ARACT | ACT | Pajusi Papyongmyon | South Korea | Not Applicable | Paju | 73542 | 1.115 | 1.1075 | Korean Won | 1190.9277
3611 | RQ827 | PFC S.C. AVILES/SALINAS | 01530 | 81st Readiness Division | ARRES | ACT | #1 Front Gulf Station | Puerto Rico | Not Applicable | Salinas, Salinas | 73542 | 1.135 | 1.085 | US Dollar | 1
3612 | KS676 | CAMP HENRY PIER 8 | KS160 | USAG Daegu and Area IV | ARACT | ACT | Pusansi namkoo Kammandong 75 | South Korea | Not Applicable | Pusan | 73542 | 1.05 | 1.05 | Korean Won | 1190.9277
3617 | KS744 | CAMP CASEY, SHINBUK RELAY | KS284 | USAG Red Cloud and Area I | ARACT | ACT | Pochon-kun Shinbukmyon Kumdongri 473 | South Korea | Not Applicable | Unknown | 73542 | 1.115 | 1.1075 | Korean Won | 1190.9277
3723 | RQA05 | AGUADILLA READINESS CENTER | RQ0NG | Puerto Rico National Guard | ARGUARD | ACT | Gun Road Street | Puerto Rico | Not Applicable | Aguadilla | 73542 | 1.135 | 1.085 | US Dollar | 1
3725 | RQA10 | AIBONITO READINESS CENTER | RQ0NG | Puerto Rico National Guard | ARGUARD | ACT | State Road # 162 | Puerto Rico | Not Applicable | Aibonito | 73542 | 1.135 | 1.085 | US Dollar | 1
3727 | JA015 | CAMP ZAMA, AKASAKA PRESS CENTER | JA210 | USAG Japan | ARACT | ACT | Minato-Ku, Tokyo-to | Japan | Not Applicable | Tokyo | 73542 | 2.09 | 2.09 | Japanese Yen | 106.4531
3728 | JA045 | CAMP ZAMA, AKIZUKI AMMUNITION DEPOT | JA210 | USAG Japan | ARACT | ACT | Etajima-shi, Hiroshima-ken | Japan | Not Applicable | Akizuki | 73542 | 2.1833 | 2.1667 | Japanese Yen | 106.4531
3731 | KS016 | CAMP CASEY, ALAMO ASA | KS284 | USAG Red Cloud and Area I | ARACT | ACT | San 343 Kyonggido, Yonchun Kun, Sinso Myon, Majon ri | South Korea | Not Applicable | Yongchon | 73542 | 1.115 | 1.1075 | Korean Won | 1190.9277
3775 | GE03B | Amelia Earhart Hotel | GEWB0 | US Army Garrison Wiesbaden | ARACT | ACT | Konrad-Adenauer Ring 39 | Germany | Not Applicable | Wiesbaden | 73542 | 1.05 | 0.98 | Euro | 0.8703
3791 | RQ740 | AMSA #161 (G) | 01530 | 81st Readiness Division | ARRES | ACT | 218 Brooks Street | Puerto Rico | Not Applicable | Fort Buchanan, Catano | 73542 | 1.1 | 1.05 | US Dollar | 1
3819 | GE037 | Ansbach Leased | GEAN0 | US Army Garrison Ansbach | ARACT | ACT |  | Germany | Not Applicable | Ansbach | 09177 | 1.05 | 0.98 | Euro | 0.8703
3834 | RQA15 | Arecibo Readiness Center | RQ0NG | Puerto Rico National Guard | ARGUARD | ACT | State Road # 129 | Puerto Rico | Not Applicable | Arecibo | 73542 | 1.135 | 1.085 | US Dollar | 1
3847 | RQB30 | Army Aviation Support Facility | RQ0NG | Puerto Rico National Guard | ARGUARD | ACT | (Need) | Puerto Rico | Not Applicable | San German | 73542 | 1.135 | 1.085 | US Dollar | 1
3853 | RQA18 | Arroyo Readiness Center | RQ0NG | Puerto Rico National Guard | ARGUARD | ACT | State Road #3 | Puerto Rico | Not Applicable | Arroyo | 73542 | 1.135 | 1.085 | US Dollar | 1
3856 | GE04F | Artillery Kaserne | GEGF0 | US Army Garrison Bavaria | ARACT | ACT | Breitenauerstrasse | Germany | Not Applicable | Garmisch | 73542 | 1.05 | 0.98 | Euro | 0.8703
3892 | GE04B | Aukamm Hsg Area | GEWB0 | US Army Garrison Wiesbaden | ARACT | ACT | Westfalen Strasse | Germany | Not Applicable | Wiesbaden | 73542 | 1.05 | 0.98 | Euro | 0.8703
3920 | GE07A | Bamberg Stor & Range Area | GEBA0 | US Army Garrison Bamberg | ARACT | ACT | Geisfelderstrasse | Germany | Not Applicable | Bamberg | 96052 | 1.05 | 0.98 | Euro | 0.8703
3938 | GE07H | Barton Barracks | GEAN0 | US Army Garrison Ansbach | ARACT | ACT | Meinhardswinder Street | Germany | Not Applicable | Ansbach | 73542 | 1.05 | 0.98 | Euro | 0.8703
3949 | GE067 | Baumholder | GEBH0 | US Army Garrison Baumholder | ARACT | ACT |  | Germany | Not Applicable | Baumholder |  | 1.05 | 0.98 | Euro | 0.8703
3950 | GE07J | Baumholder Airfield | GEKL0 | US Army Garrison Rheinland Pfalz | ARACT | ACT | South Tank Trail | Germany | Not Applicable | Baumholder | 73542 | 1.05 | 0.98 | Euro | 0.8703
3951 | GE07K | Baumholder Fam Hsg | GEKL0 | US Army Garrison Rheinland Pfalz | ARACT | ACT | Prussman Avenue | Germany | Not Applicable | Baumholder | 73542 | 1.05 | 0.98 | Euro | 0.8703
3952 | GE07L | Baumholder Hospital | GEKL0 | US Army Garrison Rheinland Pfalz | ARACT | ACT | Aulenbacher Strasse | Germany | Not Applicable | Baumholder | 73542 | 1.05 | 0.98 | Euro | 0.8703
3953 | GE07N | Baumholder Qm Area | GEKL0 | US Army Garrison Rheinland Pfalz | ARACT | ACT | Aulenbacher Strasse | Germany | Not Applicable | Baumholder | 73542 | 1.05 | 0.98 | Euro | 0.8703
3959 | KS042 | Camp Casey, Bayonet Training Area | KS284 | USAG Red Cloud and Area I | ARACT | ACT | San 457 Kyonggido, Yonchun kun, Chun Kok Up, Mapori | South Korea | Not Applicable | Tong Du Chon | 73542 | 1.07 | 1.07 | Korean Won | 1190.9277
4018 | VQ87A | Bethlehem Military Compound | VQ0NG | US Virgin Islands National Guard | ARGUARD | ACT | 10A/18 Est. Bethlehem | Virgin Islands | Not Applicable | Christiansted |  | 1.63 | 1.52 | US Dollar | 1
4064 | GE08L | Bleidorn Fam Hsg | GEAN0 | US Army Garrison Ansbach | ARACT | ACT | Bleidorn Kaserne | Germany | Not Applicable | Ansbach | 73542 | 1.05 | 0.98 | Euro | 0.8703
408 | N62588-GR | GRINDAVIK, ICELAND | N62588 | NAVSUPPACT NAPLES IT | NAVACT | ACT | 096220000 | Iceland | Not Applicable | Grindavik | 73542 | 1.72 | 1.63 | Iceland Krona | 138.5288
4082 | GE09D | Boeblingen Family Housing | GEST0 | US Army Garrison Stuttgart | ARACT | ACT | Herdweg 3120 | Germany | Not Applicable | Boeblingen | 73542 | 1.05 | 0.98 | Euro | 0.8703
4083 | GE09F | Boeblingen Officers Club | GEST0 | US Army Garrison Stuttgart | ARACT | ACT | Waldburgstrasse 3180 | Germany | Not Applicable | Boeblingen | 73542 | 1.05 | 0.98 | Euro | 0.8703
4084 | GE09G | Boeblingen Range | GEST0 | US Army Garrison Stuttgart | ARACT | ACT | Panzerstrasse 3000 | Germany | Not Applicable | Boeblingen | 73542 | 1.05 | 0.98 | Euro | 0.8703
4085 | GE09C | Boeblingen Tng Area | GEST0 | US Army Garrison Stuttgart | ARACT | ACT | Panzerstrasse 3034 | Germany | Not Applicable | Boeblingen | 73542 | 1.05 | 0.98 | Euro | 0.8703
4091 | GE096 | Bonn | BENS0 | US Army Garrison Benelux | ARACT | ACT |  | Germany | Not Applicable | Bonn | 73542 | 1.05 | 0.98 | Euro | 0.8703
4130 | GE10V | Breitenwald Tng Area | GEKL0 | US Army Garrison Rheinland Pfalz | ARACT | ACT | Landesstrasse 465 | Germany | Not Applicable | Landstuhl | 73542 | 0.99 | 0.92 | Euro | 0.8703
4168 | BE135 | Brussels | BENS0 | US Army Garrison Benelux | ARACT | ACT |  | Belgium | Not Applicable | Brussels | 73542 | 0.97 | 0.92 | Euro | 0.8703
4201 | RQA25 | Cabo Rojo Readiness Center | RQ0NG | Puerto Rico National Guard | ARGUARD | ACT | State Roads 100 & 308 | Puerto Rico | Not Applicable | Cabo Rojo | 73542 | 1.135 | 1.085 | US Dollar | 1
4204 | RQA30 | Caguas Readiness Center | RQ0NG | Puerto Rico National Guard | ARGUARD | ACT | Muñoz Marin Avenue | Puerto Rico | Not Applicable | Caguas | 73542 | 1.135 | 1.085 | US Dollar | 1
4228 | KS104 | Camp Ames | KS792 | USAG Humphreys and Area III | ARACT | ACT | 317 Yongho-dong, Daedeok-gu | South Korea | Not Applicable | Camp Ames | 73542 | 1.115 | 1.1075 | Korean Won | 1190.9277
4238 | KS116 | Camp Carroll | KS160 | USAG Daegu and Area IV | ARACT | ACT | Kyongsangbukdo, Chilkokkun, Waekwang-up. | South Korea | Not Applicable | Waegwan | 73542 | 1.115 | 1.1075 | Korean Won | 1190.9277
4239 | KS124 | Camp Casey | KS284 | USAG Red Cloud and Area I | ARACT | ACT | San 466 Kyonggido, Tongduchunsi, Bosandong | South Korea | Not Applicable | Camp Casey | 73542 | 1.115 | 1.1075 | Korean Won | 1190.9277
4240 | KS688 | Camp Castle | KS284 | USAG Red Cloud and Area I | ARACT | ACT |  | South Korea | Not Applicable | Tong Du Chon | 73542 | 1.07 | 1.07 | Korean Won | 1190.9277
4243 | IT219 | Camp Darby | ITVI0 | US Army Garrison Italy | ARACT | ACT | Via Vecchia Livornese 688 | Italy | Not Applicable | Tirrenia | 73542 | 0.9 | 0.82 | Euro | 0.8703
4248 | IT240 | Camp Ederle | ITVI0 | US Army Garrison Italy | ARACT | ACT | Viale Della Pace 193 | Italy | Not Applicable | Vicenza | 73542 | 0.91 | 0.83 | Euro | 0.8703
4257 | KS160 | Camp Henry | KS160 | USAG Daegu and Area IV | ARACT | ACT | 361-3 Yi, Chondong, Nam Ku, Taegu city | South Korea | Not Applicable | Taegu | 73542 | 1.08 | 1.08 | Korean Won | 1190.9277
4259 | KS168 | Camp Hovey | KS284 | USAG Red Cloud and Area I | ARACT | ACT | 542 Kyonggido, Tongduchon Si, Kwanganm dong | South Korea | Not Applicable | Camp Hovey | 73542 | 1.115 | 1.1075 | Korean Won | 1190.9277
4261 | KS792 | Camp Humphreys | KS792 | USAG Humphreys and Area III | ARACT | ACT | 129-7 Anjeong-ri, Paengseong-eup | South Korea | Not Applicable | Camp Humphreys | 73542 | 1.07 | 1.07 | Korean Won | 1190.9277
4269 | KS616 | Camp Market | KS948 | USAG Yongsan and Area II | ARACT | ACT | 790 Bupyoung-Ku, Sango-Dong, Incheon | South Korea | Not Applicable | Inchon | 73542 | 1.115 | 1.1075 | Korean Won | 1190.9277
4272 | KS644 | Camp Morse | KS948 | USAG Yongsan and Area II | ARACT | ACT | 5-6 Jung-gu, Yechang-dong, Seoul | South Korea | Not Applicable | Seoul | 73542 | 1.05 | 1.05 | Korean Won | 1190.9277
4289 | KS284 | Camp Stanley | KS284 | USAG Red Cloud and Area I | ARACT | ACT |  | South Korea | Not Applicable | Uijong Bu | 73542 | 1.115 | 1.1075 | Korean Won | 1190.9277
4293 | KS300 | Camp Walker | KS160 | USAG Daegu and Area IV | ARACT | ACT | 641-1 Bongduck-dong, Namku, Taegu | South Korea | Not Applicable | Taegu | 73542 | 1.08 | 1.08 | Korean Won | 1190.9277
4297 | KS997 | Camp Yongin | KS948 | USAG Yongsan and Area II | ARACT | ACT | 560 YokBuk-Dong, Yongin -si. | South Korea | Not Applicable | Suwon | 73542 | 1.115 | 1.1075 | Korean Won | 1190.9277
4298 | JA210 | Camp Zama | JA210 | USAG Japan | ARACT | ACT | Sagamihara-shi, Kanagawa-ken | Japan | Not Applicable | Sagamihara | 73542 | 2.1833 | 2.1667 | Japanese Yen | 106.4531
4349 | RQA40 | Cayey Readiness Center | RQ0NG | Puerto Rico National Guard | ARGUARD | ACT | State Road # 1 | Puerto Rico | Not Applicable | Cayey | 73542 | 1.135 | 1.085 | US Dollar | 1
436 | N32778-PU | PUSAN | N32778 | FLEET ACTIVITIES CHINHAE KS | NAVACT | ACT | 96259 | South Korea | Not Applicable | Pusan | 73542 | 1.05 | 1.05 | Korean Won | 1190.9277
437 | N61755-BR | BARRIGADA | N61755 | NAVBASE GUAM | NAVACT | ACT | 96921 | Guam | Not Applicable | Barrigada | 73542 | 2.71 | 2.73 | US Dollar | 1
4379 | KS328 | Camp Henry, Chang San | KS160 | USAG Daegu and Area IV | ARACT | ACT | San 4-31 Banya-dong, Haewoundae-Gu, Pusansi | South Korea | Not Applicable | Pusan | 73542 | 1.05 | 1.05 | Korean Won | 1190.9277
438 | N61755-AG | AGANA | N61755 | NAVBASE GUAM | NAVACT | ACT | 96919 | Guam | Not Applicable | Agana | 96919 | 2.71 | 2.73 | US Dollar | 1
4404 | BE173 | Chateau Gendebien | BENS0 | US Army Garrison Benelux | ARACT | ACT | Route de Binche | Belgium | Not Applicable | Mons | 73542 | 1.01 | 0.94 | Euro | 0.8703
4426 | BE212 | Chievres | BENS0 | US Army Garrison Benelux | ARACT | ACT |  | Belgium | Not Applicable | Chievres | 73542 | 1.01 | 0.94 | Euro | 0.8703
4427 | BE215 | Chievres Airbase | BENS0 | US Army Garrison Benelux | ARACT | ACT | Rue du 7-ieme Wing | Belgium | Not Applicable | Chievres AB | 73542 | 1.01 | 0.94 | Euro | 0.8703
447 | N61755-NM | NAVAL MAGAZINE | N61755 | NAVBASE GUAM | NAVACT | ACT | 96915 | Guam | Not Applicable | Santa Rita | 73542 | 2.71 | 2.73 | US Dollar | 1
4476 | RQA50 | Coamo Readiness Center | RQ0NG | Puerto Rico National Guard | ARGUARD | ACT | Muñoz Rivera Avenue | Puerto Rico | Not Applicable | Villalba | 73542 | 1.135 | 1.085 | US Dollar | 1
4481 | NL129 | Coevorden | BENS0 | US Army Garrison Benelux | ARACT | ACT |  | Netherlands | Not Applicable | Coevorden |  | 1.1 | 1.05 | Euro | 0.8703
4494 | GE140 | Coleman Barracks | GEKL0 | US Army Garrison Rheinland Pfalz | ARACT | ACT | Viernheimer Weg | Germany | Not Applicable | Mannheim | 73542 | 1.05 | 0.98 | Euro | 0.8703
4525 | KS464 | Concord | KS284 | USAG Red Cloud and Area I | ARACT | ACT | San 24 Kanung-dong, Uijungbu si | South Korea | Not Applicable | Uijong Bu | 73542 | 1.115 | 1.1075 | Korean Won | 1190.9277
457 | N40003-BA | PINEROS ISLAND | N40003 | NAVAL ACTIVITY PUERTO RICO | NAVACT | CARE | 00917 | Puerto Rico | Not Applicable | Ceiba, Ceiba | 73542 | 1.135 | 1.085 | US Dollar | 1
4574 | RQ627 | Cpl J.G. Rosario/Aquadilla | 01530 | 81st Readiness Division | ARRES | ACT | 218 Brook Street, Corporal Juan G Rosario USARC | Puerto Rico | Not Applicable | Aguadilla | 73542 | 1.135 | 1.085 | US Dollar | 1
4577 | RQ550 | Cpt E.Rubio Jr./Puerto Nuevo | 01530 | 81st Readiness Division | ARRES | ACT | 218 Brooks Street | Puerto Rico | Not Applicable | Puerto Nuevo | 73542 | 1.135 | 1.085 | US Dollar | 1
458 | N40003-CA | CABEZA DE PERRO | N40003 | NAVAL ACTIVITY PUERTO RICO | NAVACT | CARE | 340513021 | Puerto Rico | Not Applicable | Ceiba, Ceiba | 73542 | 1.135 | 1.085 | US Dollar | 1
4582 | RQ777 | Cpt P.J. Parra/Ponce | 01530 | 81st Readiness Division | ARRES | ACT | 218 Brooks Street | Puerto Rico | Not Applicable | Ponce | 73542 | 1.17 | 1.12 | US Dollar | 1
4590 | GE14S | Crestview Hsg Area | GEWB0 | US Army Garrison Wiesbaden | ARACT | ACT | Merkur Strasse | Germany | Not Applicable | Wiesbaden | 73542 | 1.05 | 0.98 | Euro | 0.8703
4630 | GE15E | Daenner Kaserne | GEKL0 | US Army Garrison Rheinland Pfalz | ARACT | ACT | Mannheimer Strasse | Germany | Not Applicable | Kaiserlautern | 73542 | 0.99 | 0.92 | Euro | 0.8703
4633 | IT212 | Renato Del Din | ITVI0 | US Army Garrison Italy | ARACT | ACT |  | Italy | Not Applicable | Vicenza | 73542 | 0.91 | 0.83 | Euro | 0.8703
4652 | GE15A | Darmstadt Leases | GEWB0 | US Army Garrison Wiesbaden | ARACT | ACT | Multiple | Germany | Not Applicable | Darmstadt | 09175-0000 | 1.05 | 0.98 | Euro | 0.8703
4653 | GE15P | Darmstadt Training Center | GEWB0 | US Army Garrison Wiesbaden | ARACT | ACT | EBERSTAEDTER WEG | Germany | Not Applicable | Darmstadt | 73542 | 1.05 | 0.98 | Euro | 0.8703
4654 | KS364 | Camp Henry, Dartboard Site | KS160 | USAG Daegu and Area IV | ARACT | ACT | Kachangmyon, Dalsung-Gun | South Korea | Not Applicable | Taegu | 73542 | 1.08 | 1.08 | Korean Won | 1190.9277
4655 | BE724 | Daumerie Caserne | BENS0 | US Army Garrison Benelux | ARACT | ACT | Rue Grande | Belgium | Not Applicable | Chievres | 73542 | 1.01 | 0.94 | Euro | 0.8703
466 | N00207-VM | MOUNT PIRATA | N00207 | NAS JACKSONVILLE FL | NAVACT | ACT | 00718 | Puerto Rico | Not Applicable | Naguabo | 73542 | 1.135 | 1.085 | US Dollar | 1
47 | M62613-0001 | MCAS IWAKUNI (JA) MAIN BASE | M62613 | MCAS IWAKUNI JA | MCACT | ACT | 1 5th Street | Japan | Not Applicable | Iwakuni |  | 2.27 | 2.27 | Japanese Yen | 106.4531
4796 | GE186 | East Camp Grafenwoehr | GEGF0 | US Army Garrison Bavaria | ARACT | ACT | Alte Amberger Straße | Germany | Not Applicable | Hof | 73542 | 1.05 | 0.98 | Euro | 0.8703
4813 | GE19B | Echterdingen Airfield | GEST0 | US Army Garrison Stuttgart | ARACT | ACT | Flughafen 394Ã¿Â | Germany | Not Applicable | Stuttgart | 73542 | 1.11 | 1.04 | Euro | 0.8703
482 | N68436-MB | MT BRUCE CANADA | N68436 | NAVAL BASE KITSAP BREMERTON WA | NAVACT | ACT | V8K 1Z4 | Canada | Not Applicable | Duncan, B.C. | 73542 | 1.12 | 1.14 | Canadian Dollar | 1.3363
4827 | GE19R | Egelsbach Transmitter Fac | GEWB0 | US Army Garrison Wiesbaden | ARACT | ACT | Hilltop | Germany | Not Applicable | Langen | 73542 | 1.05 | 0.98 | Euro | 0.8703
488 | N68436-CH | COTTLE HILL VANCOUVER | N68436 | NAVAL BASE KITSAP BREMERTON WA | NAVACT | ACT | V9T 4Z4 | Canada | Not Applicable | Nanaimo, B.C. | 73542 | 1.12 | 1.14 | Canadian Dollar | 1.3363
4897 | BE225 | Everberg Afn Fac | BENS0 | US Army Garrison Benelux | ARACT | ACT | Caserne Grubbe, Hollestraat 78 | Belgium | Not Applicable | Evere | 3078 | 0.99 | 0.93 | Euro | 0.8703
4944 | GE25C | Finthen Local Training Area | GEWB0 | US Army Garrison Wiesbaden | ARACT | ACT | Layenhoefer Chaussee | Germany | Not Applicable | Mainz | 73542 | 1.05 | 0.98 | Euro | 0.8703
4988 | RQ327 | Fort Buchanan | RQ327 | Fort Buchanan | ARRES | ACT | Fort Buchanan is located within the communities of Bayamon and Guaynabo. | Puerto Rico | Not Applicable | Fort Buchanan, Catano | 73542 | 1.1 | 1.05 | US Dollar | 1
5078 | GE269 | Frankfurt Leases | GEWB0 | US Army Garrison Wiesbaden | ARACT | ACT |  | Germany | Not Applicable | Frankfurt on Main | 73542 | 1.05 | 0.98 | Euro | 0.8703
5087 | GE27K | Frasdorf Operations Area | GEGF0 | US Army Garrison Bavaria | ARACT | ACT | Haus Edelweiss, Ebnat 5, 83112 Frasdorf | Germany | Not Applicable | Garmisch | 73542 | 1.05 | 0.98 | Euro | 0.8703
5099 | GE27R | Freihoelser Tng Area | GEGF0 | US Army Garrison Bavaria | ARACT | ACT | Bundesstrasse 85 | Germany | Not Applicable | Amberg | 73542 | 1.11 | 1.04 | Euro | 0.8703
5112 | RQ177 | Ft Allen Rq 177 | RQ577 | Camp Santiago | ARGUARD | ACT | State Road #149 | Puerto Rico | Not Applicable | Juana Diaz | 73542 | 1.135 | 1.085 | US Dollar | 1
5123 | GQ011 | Ft Juan Muna | GQ0NG | Guam National Guard | ARGUARD | ACT | 622 E Harmon Industrial Park RD | Guam | Not Applicable | Barrigada | 73542 | 2.71 | 2.73 | US Dollar | 1
5163 | GE284 | Garmisch Leased Facilities | GEGF0 | US Army Garrison Bavaria | ARACT | ACT | Seefeldweg, Eibsee, 82491 Grainau | Germany | Not Applicable | Garmisch | 73542 | 1.05 | 0.98 | Euro | 0.8703
5164 | GE29E | Garmisch Fam Hsg | GEGF0 | US Army Garrison Bavaria | ARACT | ACT | Breitenauerstrasse | Germany | Not Applicable | Garmisch | 73542 | 1.05 | 0.98 | Euro | 0.8703
5195 | GE30J | Germersheim Army Depot | GEKL0 | US Army Garrison Rheinland Pfalz | ARACT | ACT | Amerikanisches Heeresbauamt | Germany | Not Applicable | Germersheim | 73542 | 1.05 | 0.98 | Euro | 0.8703
5240 | GE31Q | Grafenwoehr | GEGF0 | US Army Garrison Bavaria | ARACT | ACT |  | Germany | Not Applicable | Grafenwohr | 73542 | 1.11 | 1.04 | Euro | 0.8703
5241 | GE31P | Grafenwoehr Tng Area | GEGF0 | US Army Garrison Bavaria | ARACT | ACT | Alte Amberger Straße | Germany | Not Applicable | Grafenwohr | 73542 | 1.11 | 1.04 | Euro | 0.8703
5302 | GE32H | Gruenstadt Aafes Fac | GEKL0 | US Army Garrison Rheinland Pfalz | ARACT | ACT | Industrie Str | Germany | Not Applicable | Gruenstadt | 73542 | 1.05 | 0.98 | Euro | 0.8703
5304 | GQ010 | Guam US Army Reserve Center | GQ010 | 9th Mission Support Command | ARRES | ACT |  | Guam | Not Applicable | Agana | 73542 | 2.71 | 2.73 | US Dollar | 1
5305 | GQ012 | Guarng Barrigada Complex | GQ0NG | Guam National Guard | ARGUARD | ACT | 430 Army Drive, Bldg 300, Rm 113 | Guam | Not Applicable | Barrigada | 73542 | 2.71 | 2.73 | US Dollar | 1
5306 | RQA55 | Guayama Readiness Center | RQ0NG | Puerto Rico National Guard | ARGUARD | ACT | Central Machete Road # 744 | Puerto Rico | Not Applicable | Guayama | 73542 | 1.135 | 1.085 | US Dollar | 1
5314 | KS434 | Camp Casey, Gun Training Area | KS284 | USAG Red Cloud and Area I | ARACT | ACT | Kyonggido,Yongchonkun, Misan Myon, Ujongri | South Korea | Not Applicable | Tong Du Chon | 73542 | 1.07 | 1.07 | Korean Won | 1190.9277
5316 | RQA60 | Gurabo Readiness Center | RQ0NG | Puerto Rico National Guard | ARGUARD | ACT | State Road # 189 | Puerto Rico | Not Applicable | Gurabo | 73542 | 1.135 | 1.085 | US Dollar | 1
5321 | KS971 | Camp Casey, H220 Heliport | KS284 | USAG Red Cloud and Area I | ARACT | ACT | Kyonggido, Tongduchonsi, Bosan Dong | South Korea | Not Applicable | Tong Du Chon | 73542 | 1.07 | 1.07 | Korean Won | 1190.9277
5325 | GE33D | Hainerberg Housing And Shopping Ctr | GEWB0 | US Army Garrison Wiesbaden | ARACT | ACT | Washington Strasse | Germany | Not Applicable | Wiesbaden | 73542 | 1.05 | 0.98 | Euro | 0.8703
5337 | GE33J | Hammonds Barracks | GEHD0 | US Army Garrison Heidelberg | ARACT | ACT | Badenerplatz | Germany | Not Applicable | Seckenheim | 68239 | 1.05 | 0.98 | Euro | 0.8703
5381 | RQB20 | Hato Rey Readiness Center | RQ0NG | Puerto Rico National Guard | ARGUARD | ACT | Calaf | Puerto Rico |  |  | 00917-0000 | 1.135 | 1.085 | US Dollar | 1
5384 | GE33X | Hausberg Ski Area | GEGF0 | US Army Garrison Bavaria | ARACT | ACT | Hausberg 7, 82467 Garmisch-Partenkirchen | Germany | Not Applicable | Garmisch | 73542 | 1.05 | 0.98 | Euro | 0.8703
5422 | NL368 | Hendrik Mine | BENS0 | US Army Garrison Benelux | ARACT | ACT |  | Netherlands | Not Applicable | Brunssum | 73542 | 1.1 | 1.05 | Euro | 0.8703
5452 | GE35U | Hinterbrand Outdoor Education | GEGF0 | US Army Garrison Bavaria | ARACT | ACT | Gernackerstrasse | Germany | Not Applicable | Berchtesgaden | 73542 | 1.05 | 0.98 | Euro | 0.8703
5454 | JA971 | Camp Zama, Hiro Ammunition Depot | JA210 | USAG Japan | ARACT | ACT | Hiro, Kure-shi, Hiroshima-ken | Japan | Not Applicable | Kure | 73542 | 2.1833 | 2.1667 | Japanese Yen | 106.4531
5459 | GE368 | Hohenfels | GEGF0 | US Army Garrison Bavaria | ARACT | ACT |  | Germany | Not Applicable | Hohenfels | 73542 | 1.11 | 1.04 | Euro | 0.8703
5460 | GE36L | Hohenfels Tng Area | GEGF0 | US Army Garrison Bavaria | ARACT | ACT | Truppenuebungsplatz | Germany | Not Applicable | Hohenfels | 73542 | 1.11 | 1.04 | Euro | 0.8703
5483 | GE37L | Hoppstaedten Waterworks | GEKL0 | US Army Garrison Rheinland Pfalz | ARACT | ACT | Saarstrasse | Germany | Not Applicable | Baumholder | 73542 | 1.05 | 0.98 | Euro | 0.8703
5499 | RQA65 | Humacao Readiness Center | RQ0NG | Puerto Rico National Guard | ARGUARD | ACT | Miguel Casillas # 26 | Puerto Rico |  |  | 00791-0000 | 1.135 | 1.085 | US Dollar | 1
5517 | GE38P | Husterhoeh Kaserne | GEKL0 | US Army Garrison Rheinland Pfalz | ARACT | ACT | Massachusetts Avenue | Germany | Not Applicable | Pirmasens | 73542 | 1.05 | 0.98 | Euro | 0.8703
5529 | GE394 | Illesheim Leased | GEAN0 | US Army Garrison Ansbach | ARACT | ACT | 13 and 470 | Germany | Not Applicable | Illesheim | 73542 | 1.05 | 0.98 | Euro | 0.8703
5675 | KS508 | K16 Air Base | KS948 | USAG Yongsan and Area II | ARACT | ACT | Sincheon-dong, Sujung-Gu, Sungnam-si | South Korea | Not Applicable | Songnam | 73542 | 1.05 | 1.05 | Korean Won | 1190.9277
5676 | JA335 | Camp Zama, White Beach Area | JA210 | USAG Japan | ARACT | ACT | Heshikiya, Katsuuren, Uruma, Okinawa-ken | Japan | Not Applicable | Unknown | 73542 | 2.1833 | 2.1667 | Japanese Yen | 106.4531
5678 | GE430 | Kaiserslautern | GEKL0 | US Army Garrison Rheinland Pfalz | ARACT | ACT |  | Germany | Not Applicable | Kaiserlautern | 73542 | 0.99 | 0.92 | Euro | 0.8703
5679 | GE426 | Kaiserslautern Army Depot | GEKL0 | US Army Garrison Rheinland Pfalz | ARACT | ACT | Connection Road B37/B40 | Germany | Not Applicable | Kaiserlautern | 73542 | 0.99 | 0.92 | Euro | 0.8703
5680 | GE428 | Kaiserslautern Equip Spt Ctr | GEKL0 | US Army Garrison Rheinland Pfalz | ARACT | ACT | Bundesstrasse 37 | Germany | Not Applicable | Kaiserlautern | 73542 | 0.99 | 0.92 | Euro | 0.8703
5687 | KS962 | Camp Casey, Kamaksan Asa | KS284 | USAG Red Cloud and Area I | ARACT | ACT | Kyonggido, Yonchuon Kun, ChunKop Up, Nulmokri | South Korea | Not Applicable | Tong Du Chon | 73542 | 1.07 | 1.07 | Korean Won | 1190.9277
5696 | GE43O | Kastel Housing Area | GEWB0 | US Army Garrison Wiesbaden | ARACT | ACT | Wiesbadener Landstrasse 92 | Germany | Not Applicable | Wiesbaden | 73542 | 1.05 | 0.98 | Euro | 0.8703
5697 | GE43T | Katterbach Kaserne | GEAN0 | US Army Garrison Ansbach | ARACT | ACT | Bismarck Kaserne | Germany | Not Applicable | Ansbach | 73542 | 1.05 | 0.98 | Euro | 0.8703
5702 | JA090 | Camp Zama, Kawakami Ammunition Depot | JA210 | USAG Japan | ARACT | ACT | Nihonmatsu, Higashi-Hiroshimashi, Hiroshima-ken | Japan | Not Applicable | Higashi-Hiroshima | 73542 | 2.1833 | 2.1667 | Japanese Yen | 106.4531
5709 | GE43X | Kefurt And Craig Village Family Housing | GEST0 | US Army Garrison Stuttgart | ARACT | ACT | Arkansasstrasse | Germany | Not Applicable | Stuttgart | 73542 | 1.11 | 1.04 | Euro | 0.8703
5711 | GE44F | Kelley Barracks Ge44f | GEST0 | US Army Garrison Stuttgart | ARACT | ACT | Plieninger Strasse 271 | Germany | Not Applicable | Stuttgart | 73542 | 1.11 | 1.04 | Euro | 0.8703
5753 | GE45P | Kleber Kaserne | GEKL0 | US Army Garrison Rheinland Pfalz | ARACT | ACT | Mannheimer Strasse | Germany | Not Applicable | Kaiserlautern | 73542 | 0.99 | 0.92 | Euro | 0.8703
5761 | GE464 | Kornwestheim | GEST0 | US Army Garrison Stuttgart | ARACT | ACT |  | Germany | Not Applicable | Stuttgart | 09107-0000 | 1.11 | 1.04 | Euro | 0.8703
5762 | GE46J | Kornwestheim Golf Course | GEST0 | US Army Garrison Stuttgart | ARACT | ACT | Aldingerstrasse 975 | Germany | Not Applicable | Kornwestheim | 73542 | 1.05 | 0.98 | Euro | 0.8703
5763 | KS968 | Koryosan Asa | KS948 | USAG Yongsan and Area II | ARACT | ACT | HwaChom-Myon, Kangwha-Kun, Incheon city | South Korea | Not Applicable | Inchon | 73542 | 1.115 | 1.1075 | Korean Won | 1190.9277
5766 | KS999 | Camp Henry, Kunsan Pol Terminal Site | KS160 | USAG Daegu and Area IV | ARACT | ACT | Soryong-Dong, Kunsan si. | South Korea | Not Applicable | Kunsan | 73542 | 1.13 | 1.13 | Korean Won | 1190.9277
5767 | JA615 | Camp Zama, Kure Pier 6 | JA210 | USAG Japan | ARACT | ACT | Kure-shi, Hiroshima-ken | Japan | Not Applicable | Kure | 73542 | 2.1833 | 2.1667 | Japanese Yen | 106.4531
5807 | GE493 | Landstuhl | GEKL0 | US Army Garrison Rheinland Pfalz | ARACT | ACT |  | Germany | Not Applicable | Landstuhl | 09227 | 0.99 | 0.92 | Euro | 0.8703
5808 | GE48P | Landstuhl Heliport | GEKL0 | US Army Garrison Rheinland Pfalz | ARACT | ACT | Landesstrasse 465 | Germany | Not Applicable | Landstuhl | 73542 | 0.99 | 0.92 | Euro | 0.8703
5809 | GE48R | Landstuhl Hospital | GEKL0 | US Army Garrison Rheinland Pfalz | ARACT | ACT | Langwiedenerstrasse | Germany | Not Applicable | Landstuhl | 73542 | 0.99 | 0.92 | Euro | 0.8703
582 | N61054-IK | IKEGO HSG AREA-3087 | N61054 | COMFLEACT YOKOSUKA JA | NAVACT | ACT | 98761 | Japan | Not Applicable | Ikego | 73542 | 2.1833 | 2.1667 | Japanese Yen | 106.4531
583 | N61054-AZ | AZUMA-3090 | N61054 | COMFLEACT YOKOSUKA JA | NAVACT | ACT | 98762 | Japan | Not Applicable | Yokosuka | 73542 | 2.05 | 2.05 | Japanese Yen | 106.4531
584 | N61054-UR | URAGO ORDNANCE-3117 | N61054 | COMFLEACT YOKOSUKA JA | NAVACT | ACT | 98762 | Japan | Not Applicable | Yokosuka | 73542 | 2.05 | 2.05 | Japanese Yen | 106.4531
585 | N61054-TR | TSURUMI POL DEP-3144 | N61054 | COMFLEACT YOKOSUKA JA | NAVACT | ACT | 96760 | Japan | Not Applicable | Yokohama | 73542 | 2.1833 | 2.1667 | Japanese Yen | 106.4531
5855 | GE49R | Ledward Barracks | GESW0 | US Army Garrison Schweinfurt | ARACT | ACT | Niederwerrnerstrasse | Germany | Not Applicable | Schweinfurt | 09033-0000 | 1.05 | 0.98 | Euro | 0.8703
586 | N61054-KO | KOSHIBA POL DEP-3113 | N61054 | COMFLEACT YOKOSUKA JA | NAVACT | ACT | 98760 | Japan | Not Applicable | Yokohama | 73542 | 2.1833 | 2.1667 | Japanese Yen | 106.4531
587 | N61054-ND | YOKOHAMA NO DOCK-3067 | N61054 | COMFLEACT YOKOSUKA JA | NAVACT | ACT | 98760 | Japan | Not Applicable | Yokohama | 73542 | 2.1833 | 2.1667 | Japanese Yen | 106.4531
588 | N61054-NG | NEGISHI DH AREA-3066 | N61054 | COMFLEACT YOKOSUKA JA | NAVACT | ACT | 98761 | Japan | Not Applicable | Yokohama | 73542 | 2.1833 | 2.1667 | Japanese Yen | 106.4531
589 | N61054-AP | AKASAKA PRESS CTR-3004 | N61054 | COMFLEACT YOKOSUKA JA | NAVACT | ACT | 96336 | Japan | Not Applicable | Tokyo | 73542 | 2.09 | 2.09 | Japanese Yen | 106.4531
590 | N61054-YB | YOKOTA AIR BASE-3013 | N61054 | COMFLEACT YOKOSUKA JA | NAVACT | ACT | 96328 | Japan | Not Applicable | Yokota Afb | 96328 | 2.09 | 2.09 | Japanese Yen | 106.4531
5926 | IT523 | LIVORNO | ITVI0 | US ARMY GARRISON ITALY | ARACT | ACT |  | Italy | Not Applicable | Livorno | 73542 | 0.9 | 0.82 | Euro | 0.8703
5927 | IT528 | LIVORNO SUPPLY AND MAINT AREA | ITVI0 | US ARMY GARRISON ITALY | ARACT | ACT | Via Aurelia, Loc Tombolo | Italy | Not Applicable | Livorno | 73542 | 0.9 | 0.82 | Euro | 0.8703
5928 | IT530 | LIVORNO TRAINING AREA | ITVI0 | US ARMY GARRISON ITALY | ARACT | ACT | Via Vecchia Livornese | Italy | Not Applicable | Livorno | 73542 | 0.9 | 0.82 | Euro | 0.8703
5947 | IT542 | Longare Comm Site | ITVI0 | US Army Garrison Italy | ARACT | ACT | Via Colderuga 96 Longare | Italy | Not Applicable | Vicenza | 73542 | 0.91 | 0.83 | Euro | 0.8703
5975 | RQ685 | Ltc H.G. Pesquera/Ft Allen | 01530 | 81st Readiness Division | ARRES | ACT | LTC H.G. Pesquera Ft Allen | Puerto Rico | Not Applicable | Fort Buchanan, Catano | 73542 | 1.1 | 1.05 | US Dollar | 1
601 | N32778-YE | YECHON | N32778 | FLEET ACTIVITIES CHINHAE KS | NAVACT | ACT | 96212 | South Korea | Not Applicable | Yechon | 73542 | 1.115 | 1.1075 | Korean Won | 1190.9277
6022 | KS344 | Madison Site | KS948 | USAG Yongsan and Area II | ARACT | ACT | Wanggok-dong, Euiwangsi | South Korea | Not Applicable | Suwon | 73542 | 1.115 | 1.1075 | Korean Won | 1190.9277
6029 | GE525 | Mainz | GEWB0 | US Army Garrison Wiesbaden | ARACT | ACT |  | Germany | Not Applicable | Mainz | 73542 | 1.05 | 0.98 | Euro | 0.8703
603 | N32778-PO | POHANG | N32778 | FLEET ACTIVITIES CHINHAE KS | NAVACT | ACT | 96302 | South Korea | Not Applicable | Pohang | 73542 | 1.115 | 1.1075 | Korean Won | 1190.9277
6030 | GE43S | Mainz Kastel Station | GEWB0 | US Army Garrison Wiesbaden | ARACT | ACT | In der Witz | Germany | Not Applicable | Wiesbaden | 73542 | 1.05 | 0.98 | Euro | 0.8703
6056 | GE513 | Mannheim | GEKL0 | US Army Garrison Rheinland Pfalz | ARACT | ACT |  | Germany | Not Applicable | Mannheim | 73542 | 1.05 | 0.98 | Euro | 0.8703
6107 | KS961 | Camp Henry, Masan Ammunition Depot | KS160 | USAG Daegu and Area IV | ARACT | ACT | Palyong-dong, Changwonsi. | South Korea | Not Applicable | Masan | 73542 | 1.115 | 1.1075 | Korean Won | 1190.9277
6116 | RQA80 | Mayaquez Readiness Center | RQ0NG | Puerto Rico National Guard | ARGUARD | SEMI | Carolina Street | Puerto Rico | Not Applicable | Mayaguez | 73542 | 1.135 | 1.085 | US Dollar | 1
6130 | GE54F | Mccully Support Center | GEWB0 | US Army Garrison Wiesbaden | ARACT | ACT | Oberolmer Strasse | Germany | Not Applicable | Wackernheim | 73542 | 1.05 | 0.98 | Euro | 0.8703
6193 | GE543 | Miesau | GEKL0 | US Army Garrison Rheinland Pfalz | ARACT | ACT |  | Germany | Not Applicable | Miesau | 73542 | 0.99 | 0.92 | Euro | 0.8703
6194 | GE55J | Miesau Ammo Depot | GEKL0 | US Army Garrison Rheinland Pfalz | ARACT | ACT | Bahnhofstrasse | Germany | Not Applicable | Miesau | 73542 | 0.99 | 0.92 | Euro | 0.8703
6231 | GE55T | Moehringen Family Housing | GEST0 | US Army Garrison Stuttgart | ARACT | ACT | Plieninger Strasse 271 | Germany | Not Applicable | Stuttgart | 73542 | 1.11 | 1.04 | Euro | 0.8703
6245 | BE625 | Mons | BENS0 | US Army Garrison Benelux | ARACT | ACT |  | Belgium | Not Applicable | Mons | 73542 | 1.01 | 0.94 | Euro | 0.8703
625 | N62995-NS | NAS1 SUPPORT AREA | N62995 | NAS SIGONELLA IT | NAVACT | ACT | 321 STRADA STATALE SS 192 (KM +76), COMUNE DI CATANIA (PROVINCIA DI CATANIA), (NAS 1) | Italy | Not Applicable | Catania | 73542 | 0.85 | 0.77 | Euro | 0.8703
6301 | RQ727 | Msg D. Claudio/Caguas | 01530 | 81st Readiness Division | ARRES | ACT | 218 Brooks Street | Puerto Rico | Not Applicable | Caguas | 73542 | 1.135 | 1.085 | US Dollar | 1
6316 | RQ577 | MTA Camp Santiago | RQ577 | Camp Santiago | ARGUARD | ACT | State Road #1 | Puerto Rico | Not Applicable | Salinas, Salinas | 73542 | 1.135 | 1.085 | US Dollar | 1
6332 | GE556 | Munich | GEGF0 | US Army Garrison Bavaria | ARACT | ACT | Keplerstrasse, 81679 Munich | Germany | Not Applicable | Munich | 73542 | 1.05 | 0.98 | Euro | 0.8703
6349 | JA680 | Camp Zama, Naha Port | JA210 | USAG Japan | ARACT | ACT | Kakinohana-cho, Naha-shi, Okinawa-ken | Japan | Not Applicable | Unknown | 73542 | 2.1833 | 2.1667 | Japanese Yen | 106.4531
6382 | GE57V | Neubruecke Hospital | GEBH0 | US Army Garrison Baumholder | ARACT | ACT | Robinson Road | Germany | Not Applicable | Baumholder | 55768 | 1.05 | 0.98 | Euro | 0.8703
643 | N32778-YO | YONGSAN GARRISON | N32778 | FLEET ACTIVITIES CHINHAE KS | NAVACT | ACT | 96301 | South Korea | Not Applicable | Yongsan | 73542 | 1.115 | 1.1075 | Korean Won | 1190.9277
6592 | GE60A | Oberammergau Nato School | GEGF0 | US Army Garrison Bavaria | ARACT | ACT | Aufackerstrasse, 82487 Oberammergau | Germany | Not Applicable | Garmisch | 73542 | 1.05 | 0.98 | Euro | 0.8703
6593 | GE618 | Oberdachstetten Tng Area | GEAN0 | US Army Garrison Ansbach | ARACT | ACT | Truppenuebungsplatz Oberdachstetten | Germany | Not Applicable | Ansbach | 73542 | 1.05 | 0.98 | Euro | 0.8703
664 | N61755-FD | FARRALLON DE MEDINILLA | N61755 | NAVBASE GUAM | NAVACT | ACT | 96950 | Northern Mariana Islands | Not Applicable | Saipan, Mariana Isl | 73542 | 3 | 2.8 | US Dollar | 1
665 | N61755-HA | HARMON | N61755 | NAVBASE GUAM | NAVACT | ACT | 96913 | Guam | Not Applicable | Dededo | 73542 | 2.71 | 2.73 | US Dollar | 1
666 | N61755-MB | MARBO | N61755 | NAVBASE GUAM | NAVACT | ACT | 96923 | Guam | Not Applicable | Mangilao | 73542 | 2.71 | 2.73 | US Dollar | 1
6665 | GE63A | Osterfelderstrasse Housing | GEGF0 | US Army Garrison Bavaria | ARACT | ACT | Osterfelderstrasse 1 | Germany | Not Applicable | Garmisch | 73542 | 1.05 | 0.98 | Euro | 0.8703
667 | N61755-TY | TIYAN | N61755 | NAVBASE GUAM | NAVACT | ACT | 96919 | Guam | Not Applicable | Agana | 96919 | 2.71 | 2.73 | US Dollar | 1
668 | N61755-FN | FINEGAYAN | N61755 | NAVBASE GUAM | NAVACT | ACT | 96910 | Guam | Not Applicable | Finegayan | 73542 | 2.71 | 2.73 | US Dollar | 1
6693 | GE642 | Panzer Kaserne Ge642 | GEKL0 | US Army Garrison Rheinland Pfalz | ARACT | ACT | Bundesstrasse 37 | Germany | Not Applicable | Kaiserlautern | 73542 | 0.99 | 0.92 | Euro | 0.8703
6694 | GE643 | Panzer Kaserne Ge643 | GEST0 | US Army Garrison Stuttgart | ARACT | ACT | Panzerstrasse 2959 | Germany | Not Applicable | Stuttgart | 73542 | 1.11 | 1.04 | Euro | 0.8703
670 | N61755-SA | SAIPAN | N61755 | NAVBASE GUAM | NAVACT | ACT | 96950 | Northern Mariana Islands | Not Applicable | Saipan, Mariana Isl | 73542 | 3 | 2.8 | US Dollar | 1
671 | N61755-TA | TAMUNING | N61755 | NAVBASE GUAM | NAVACT | ACT | 355 Chalan Pasahero Street | Guam | Not Applicable | Tamuning | 73542 | 2.71 | 2.73 | US Dollar | 1
6715 | GE656 | Patch Barracks | GEST0 | US Army Garrison Stuttgart | ARACT | ACT | Arkansasstrasse | Germany | Not Applicable | Stuttgart | 73542 | 1.11 | 1.04 | Euro | 0.8703
672 | N61755-TI | TINIAN | N61755 | NAVBASE GUAM | NAVACT | ACT | 96952 | Northern Mariana Islands | Not Applicable | Tinian, Mariana Isl | 73542 | 3 | 2.8 | US Dollar | 1
673 | N61755-SV | SASA VALLEY | N61755 | NAVBASE GUAM | NAVACT | ACT | 96821 | Guam | Not Applicable | Piti | 73542 | 2.71 | 2.73 | US Dollar | 1
674 | N61755-TV | TENJO VISTA | N61755 | NAVBASE GUAM | NAVACT | ACT | 96821 | Guam | Not Applicable | Piti | 73542 | 2.71 | 2.73 | US Dollar | 1
6751 | RQA85 | PeÃ±uelas Readiness Center | RQ0NG | Puerto Rico National Guard | ARGUARD | ACT | State Road # 385 | Puerto Rico | Not Applicable | Penuelas, Penuelas | 73542 | 1.135 | 1.085 | US Dollar | 1
6763 | RQ835 | Pfc L.G. Oliveras/Yauco | 01530 | 81st Readiness Division | ARRES | ACT | 218 Brooks Street | Puerto Rico | Not Applicable | Fort Buchanan, Catano | 73542 | 1.1 | 1.05 | US Dollar | 1
6771 | GE66P | Pfeffelbach Waterworks | GEKL0 | US Army Garrison Rheinland Pfalz | ARACT | ACT | St. Wendeler Strasse 34 | Germany | Not Applicable | Pfeffelbach | 73542 | 1.05 | 0.98 | Euro | 0.8703
6806 | GE668 | Pirmasens | GEKL0 | US Army Garrison Rheinland Pfalz | ARACT | ACT |  | Germany | Not Applicable | Pirmasens |  | 1.05 | 0.98 | Euro | 0.8703
6807 | IT658 | Pisa Ammo Storage Area | ITVI0 | US Army Garrison Italy | ARACT | ACT | Via Vecchia Livornese, 688 | Italy | Not Applicable | Pisa | 73542 | 0.86 | 0.78 | Euro | 0.8703
6835 | IT695 | Poggio Lecceta Comm Site | ITVI0 | US Army Garrison Italy | ARACT | ACT | Loc. Poggio Lecceta | Italy | Not Applicable | Livorno | 73542 | 0.9 | 0.82 | Euro | 0.8703
6838 | JA665 | Camp Zama, POL Facilities | JA210 | USAG Japan | ARACT | ACT | Uruma and Chatan-City | Japan | Not Applicable | Unknown | 73542 | 2.1833 | 2.1667 | Japanese Yen | 106.4531
6842 | RQA90 | Ponce Readiness Center | RQ0NG | Puerto Rico National Guard | ARGUARD | ACT | State Road 2 Ponce By Pass | Puerto Rico | Not Applicable | Ponce | 73542 | 1.17 | 1.12 | US Dollar | 1
6898 | GE686 | Pulaski Barracks | GEKL0 | US Army Garrison Rheinland Pfalz | ARACT | ACT | Pariser Strasse | Germany | Not Applicable | Kaiserlautern | 73542 | 0.99 | 0.92 | Euro | 0.8703
6903 | KS772 | Camp Henry, Pusan Storage Facility | KS160 | USAG Daegu and Area IV | ARACT | ACT | Bumil-5th Dong, Dong Gu, Pusan si | South Korea | Not Applicable | Pusan | 73542 | 1.05 | 1.05 | Korean Won | 1190.9277
6911 | KS691 | Pyongtaek Cpx Area | KS792 | USAG Humphreys and Area III | ARACT | ACT | Songhwa-ri, Paengseong-eup | South Korea | Not Applicable | Pyong Taek | 73542 | 1.07 | 1.07 | Korean Won | 1190.9277
6932 | RQ810 | Ramey Usarc/Aquadilla | 01530 | 81st Readiness Division | ARRES | ACT | 218 Brooks St | Puerto Rico | Not Applicable | Aguadilla | 73542 | 1.135 | 1.085 | US Dollar | 1
6983 | GE72L | Rheinblick Golf Course | GEWB0 | US Army Garrison Wiesbaden | ARACT | ACT | Weisser Weg | Germany | Not Applicable | Wiesbaden | 73542 | 1.05 | 0.98 | Euro | 0.8703
6985 | GE72N | Rhine Ordnance Barracks | GEKL0 | US Army Garrison Rheinland Pfalz | ARACT | ACT | Am Opelkreisel | Germany | Not Applicable | Kaiserlautern | 73542 | 0.99 | 0.92 | Euro | 0.8703
699 | N62588-GA | GAETA | N62588 | NAVSUPPACT NAPLES IT | NAVACT | ACT | 730 VIA MUNAZIO PLANCO, MONTE ORLANDO, GAETA | Italy | Not Applicable | Gaeta | 73542 | 0.9 | 0.82 | Euro | 0.8703
6994 | KS704 | RICHMOND | KS792 | CAMP HUMPHREYS | ARACT | ACT | Secheon-dong, Dong-gu | South Korea | Not Applicable | Taejon | 73542 | 1.115 | 1.1075 | Korean Won | 1190.9277
700 | N62588-MA | ROME AIRPORT | N62588 | NAVSUPPACT NAPLES IT | NAVACT | ACT | VIA DELL'AEROPORTO DI FIUMICINO 320, FIUMICINO AEROPORTO | Italy | Not Applicable | Rome | 73542 | 0.9 | 0.82 | Euro | 0.8703
701 | N62588-RA | CARNEY PARK | N62588 | NAVSUPPACT NAPLES IT | NAVACT | ACT | 514 CONTRADA CAMPIGLIONE, POZZUOLI | Italy | Not Applicable | Naples | 73542 | 0.86 | 0.78 | Euro | 0.8703
702 | N62588-SS | SUPPORT SITE | N62588 | NAVSUPPACT NAPLES IT | NAVACT | ACT | 2060A CONTRADA BOSCARIELLO, GRICIGNANO DI AVERSA | Italy | Not Applicable | Naples | 73542 | 0.86 | 0.78 | Euro | 0.8703
7030 | GE72T | Robinson Barracks | GEST0 | US Army Garrison Stuttgart | ARACT | ACT | Auerbachstrasse 235 | Germany | Not Applicable | Stuttgart | 73542 | 1.11 | 1.04 | Euro | 0.8703
7031 | GE70V | Robinson Grenadier Fam Hsg | GEST0 | US Army Garrison Stuttgart | ARACT | ACT | Auerbachstrasse 235 | Germany | Not Applicable | Stuttgart | 73542 | 1.11 | 1.04 | Euro | 0.8703
7063 | RQ74A | CIEBA RESERVE COMPLEX | 01530 | 81st Readiness Division | ARRES | ACT | Roosevelt Roads Naval Station USARC | Puerto Rico | Not Applicable | Roosevelt Ros Naval Sta | 73542 | 1.135 | 1.085 | US Dollar | 1
7074 | NL744 | Rotterdam | BENS0 | US Army Garrison Benelux | ARACT | ACT |  | Netherlands | Not Applicable | Rotterdam |  | 1.1 | 1.05 | Euro | 0.8703
708 | N61054-NA | NAGAI-3103 | N61054 | COMFLEACT YOKOSUKA JA | NAVACT | ACT | 98762 | Japan | Not Applicable | Yokosuka | 73542 | 2.05 | 2.05 | Japanese Yen | 106.4531
709 | N61054-SA | SANNO HOTEL TOKYO-3185 | N61054 | COMFLEACT YOKOSUKA JA | NAVACT | ACT | 96343 | Japan | Not Applicable | Tokyo | 73542 | 2.09 | 2.09 | Japanese Yen | 106.4531
7102 | RQA95 | Sabana Grande Readiness Center | RQ0NG | Puerto Rico National Guard | ARGUARD | ACT | Quilinchini Ave. | Puerto Rico | Not Applicable | Sabana Grande | 73542 | 1.135 | 1.085 | US Dollar | 1
7114 | JA705 | Camp Zama, Sagami General Depot | JA210 | USAG Japan | ARACT | ACT | Sagamihara-shi, Kanagawa-ken | Japan | Not Applicable | Sagamihara | 73542 | 2.1833 | 2.1667 | Japanese Yen | 106.4531
7115 | JA435 | Camp Zama, Sagamihara Family Housing Area | JA210 | USAG Japan | ARACT | ACT | Sagamihara-shi, Kanagawa-ken | Japan | Not Applicable | Sagamihara | 73542 | 2.1833 | 2.1667 | Japanese Yen | 106.4531
7120 | CQ012 | Saipan Reserve Center | GQ010 | 9th Mission Support Command | ARRES | ACT | Beach | Northern Mariana Islands | Not Applicable | Unknown | 73542 | 3 | 2.8 | US Dollar | 1
7123 | KS720 | Camp Henry, Salem | KS160 | USAG Daegu and Area IV | ARACT | ACT | NamTong-Dong, Kumisi. | South Korea | Not Applicable | Waegwan | 73542 | 1.115 | 1.1075 | Korean Won | 1190.9277
714 | N62995-CA | NATO ORDNANCE FAC | N62995 | NAS SIGONELLA IT | NAVACT | ACT | 801 STRADA PROVINCIALE SP 69, COMUNE DI BELPASSO (PROVINCIA DI CATANIA) | Italy | Not Applicable | Sigonella Sicily | 73542 | 0.85 | 0.77 | Euro | 0.8703
7148 | RQB05 | SAN GERMAN READINESS CENTER | RQ0NG | PUERTO RICO NATIONAL GUARD | ARGUARD | ACT | Interstate 360 / 362 | Puerto Rico | Not Applicable | San German | 73542 | 1.135 | 1.085 | US Dollar | 1
7152 | RQB15 | SAN JUAN READINESS CENTER | RQ0NG | PUERTO RICO NATIONAL GUARD | ARGUARD | ACT | Puerta De Tierra Ponce Leon Ave | Puerto Rico | Not Applicable | San Juan | 73542 | 1.1 | 1.05 | US Dollar | 1
716 | N62995-FA | PACHINO | N62995 | NAS SIGONELLA IT | NAVACT | ACT | 950 CONTRADA CASTELLAZZO, COMUNE DI ISPICA (PROVINCIA DI RAGUSA) | Italy | Not Applicable | Catania | 73542 | 0.85 | 0.77 | Euro | 0.8703
7187 | NL749 | Schinnen | BENS0 | US Army Garrison Benelux | ARACT | ACT |  | Netherlands | Not Applicable | Schinnen | 73542 | 1.1 | 1.05 | Euro | 0.8703
7188 | NL748 | Schinnen Emma Mine | BENS0 | US Army Garrison Benelux | ARACT | ACT |  | Netherlands | Not Applicable | Schinnen | 73542 | 1.1 | 1.05 | Euro | 0.8703
719 | N62995-TS | TRANSMITTER SITE | N62995 | NAS SIGONELLA IT | NAVACT | ACT | 2100 CONTRADA ULMO, COMUNE DI NISCEMI (PROVINCIA DI CALTANISSETTA), (TRANSMITTER SITE) | Italy | Not Applicable | Sigonella Sicily | 73542 | 0.85 | 0.77 | Euro | 0.8703
720 | N63005-BR | BASERAC HARBOR PATROL | N63005 | NAVSUPPACT BAHRAIN | NAVACT | ACT | 343 Area Shari Road | Bahrain | Not Applicable | Manama | 09526 | 1.25 | 1.15 | Bahraini Dinar | 0.3757
721 | N63005-BZ | BANZ WRHS COMPOUND | N63005 | NAVSUPPACT BAHRAIN | NAVACT | ACT | 4226 U.S. Navy Warehouse Road | Bahrain | Not Applicable | Al Jufayr | 73542 | 1.25 | 1.15 | Bahraini Dinar | 0.3757
722 | N63005-MS | MINA SALMAN PIER AREA | N63005 | NAVSUPPACT BAHRAIN | NAVACT | ACT | 098342800 | Bahrain | Not Applicable | Al Jufayr | 73542 | 1.25 | 1.15 | Bahraini Dinar | 0.3757
7250 | BE770 | Shape Headquarters | BENS0 | US Army Garrison Benelux | ARACT | ACT | SHAPE | Belgium | Not Applicable | Mons | 73542 | 1.01 | 0.94 | Euro | 0.8703
7251 | JA975 | Camp Zama, Shariki Communication Site | JA210 | USAG Japan | ARACT | ACT | Toyotomi-cho, Tsugaru-shi, Aomori-ken | Japan | Not Applicable | Zama | 73542 | 2.1833 | 2.1667 | Japanese Yen | 106.4531
7264 | GE77J | Sheridan Barracks | GEGF0 | US Army Garrison Bavaria | ARACT | ACT | Gernackerstrasse | Germany | Not Applicable | Garmisch | 73542 | 1.05 | 0.98 | Euro | 0.8703
7270 | GE891 | Shipton Kaserne | GEAN0 | US Army Garrison Ansbach | ARACT | ACT | Shipton Kaserne | Germany | Not Applicable | Ansbach | 73542 | 1.05 | 0.98 | Euro | 0.8703
7296 | GE79D | Smith Barracks | GEKL0 | US Army Garrison Rheinland Pfalz | ARACT | ACT | Prussman Avenue | Germany | Not Applicable | Baumholder | 73542 | 1.05 | 0.98 | Euro | 0.8703
732 | N61755-H3 | AREA A-VLF | N61755 | NAVBASE GUAM | NAVACT | ACT | 96680 | Australia | Not Applicable | Exmouth | 73542 | 1.28 | 1.2 | Australian Dollar | 1.3916
7322 | GE79L | South Camp Vilseck | GEGF0 | US Army Garrison Bavaria | ARACT | ACT | Staatsstraße 2120 | Germany | Not Applicable | Vilseck | 73542 | 1.05 | 0.98 | Euro | 0.8703
735 | N61755-H2 | AREA C-HFR | N61755 | NAVBASE GUAM | NAVACT | ACT | 96680 | Australia | Not Applicable | Exmouth | 73542 | 1.28 | 1.2 | Australian Dollar | 1.3916
736 | N66691-NA | NATO ORDNANCE AREA | N66691 | NAVSUPPACT SOUDA BAY GR | NAVACT | ACT | 22222 | Greece | Not Applicable | Soudha Bay | 73542 | 1.26 | 1.18 | Euro | 0.8703
737 | N66691-NM | NAMFI COMPOUND | N66691 | NAVSUPPACT SOUDA BAY GR | NAVACT | ACT | Stearnas Road | Greece | Not Applicable | Soudha Bay | 73542 | 1.26 | 1.18 | Euro | 0.8703
7428 | BE828 | Sterrebeek Dependent School | BENS0 | US Army Garrison Benelux | ARACT | ACT | Kennedylaan 2 | Belgium | Not Applicable | Brussels | 73542 | 0.97 | 0.92 | Euro | 0.8703
7429 | GE80J | Steuben And Weicht Village Fam Hsg | GEST0 | US Army Garrison Stuttgart | ARACT | ACT | Arkansasstrasse | Germany | Not Applicable | Stuttgart | 73542 | 1.11 | 1.04 | Euro | 0.8703
7443 | GE81A | Storck Barracks | GEAN0 | US Army Garrison Ansbach | ARACT | ACT | Storck Barracks | Germany | Not Applicable | Illesheim | 73542 | 1.05 | 0.98 | Euro | 0.8703
7459 | GE82A | Stuttgart Admin Facility | GEST0 | US Army Garrison Stuttgart | ARACT | ACT | Olgastrasse 11 | Germany | Not Applicable | Stuttgart | 73542 | 1.11 | 1.04 | Euro | 0.8703
7460 | GE82B | Stuttgart Dependent School | GEST0 | US Army Garrison Stuttgart | ARACT | ACT | Auerbachstrasse 235 | Germany | Not Applicable | Stuttgart | 73542 | 1.11 | 1.04 | Euro | 0.8703
7484 | KS994 | Swiss And Swed Camp Mac Hq | KS284 | USAG Red Cloud and Area I | ARACT | ACT |  | South Korea | Not Applicable | Munsan | 73542 | 1.115 | 1.1075 | Korean Won | 1190.9277
7494 | KS768 | Camp Henry, Taegu Storage Area | KS160 | USAG Daegu and Area IV | ARACT | ACT | Chilsung-dong, Puk-Ku, Taegu-si. | South Korea | Not Applicable | Taegu | 73542 | 1.08 | 1.08 | Korean Won | 1190.9277
7502 | KS963 | Tango | KS948 | USAG Yongsan and Area II | ARACT | ACT | Sangjaeok-Dong, Sujeoung-Ku, Sungnam city | South Korea | Not Applicable | Songnam | 73542 | 1.05 | 1.05 | Korean Won | 1190.9277
7520 | AQ500 | Te O USARC | GQ010 | 9th Mission Support Command | ARRES | ACT | Tafuna | American Samoa | Not Applicable | Pago Pago | 96799 | 1.97 | 1.85 | US Dollar | 1
7559 | RQB27 | Toa Baja Readiness Center | RQ0NG | Puerto Rico National Guard | ARGUARD | ACT | 341 Savannah St E | Puerto Rico | Not Applicable | Bayamon, Bayamon | 73542 | 1.135 | 1.085 | US Dollar | 1
7581 | JA020 | Camp Zama, Torii Communication Station | JA210 | USAG Japan | ARACT | ACT | Sobe, Yomitan-son, Okinawa-ken | Japan | Not Applicable | Sobe Okinawa | 73542 | 2.14 | 2.14 | Japanese Yen | 106.4531
7655 | NQ100 | Kwajalein Island | NQ100 | US Army Kwajalein Atoll | ARACT | ACT |  | Marshall Islands | Not Applicable | Kwajalein Atoll | 73542 | 3.72 | 3.59 | US Dollar | 1
7686 | RQB35 | Utuado Readiness Center | RQ0NG | Puerto Rico National Guard | ARGUARD | ACT | 2200 E Cypress St | Puerto Rico | Not Applicable | Utuado | 73542 | 1.135 | 1.085 | US Dollar | 1
7701 | RQB40 | Vega Baja Readiness Center | RQ0NG | Puerto Rico National Guard | ARGUARD | ACT | 1270 Arundell Ave | Puerto Rico | Not Applicable | Vega Baja | 73542 | 1.135 | 1.085 | US Dollar | 1
7712 | IT938 | Vicenza | ITVI0 | US Army Garrison Italy | ARACT | ACT |  | Italy | Not Applicable | Vicenza | 73542 | 0.91 | 0.83 | Euro | 0.8703
7713 | IT941 | Vicenza Basic Load Stor Area | ITVI0 | US Army Garrison Italy | ARACT | ACT | Via Fontega - 36057 Arcugnano (VI) | Italy | Not Applicable | Vicenza | 73542 | 0.91 | 0.83 | Euro | 0.8703
7714 | IT942 | Vicenza Fam Hsg | ITVI0 | US Army Garrison Italy | ARACT | ACT | Viale Della Serenissima,1 - 36100 VICENZA | Italy | Not Applicable | Vicenza | 73542 | 0.91 | 0.83 | Euro | 0.8703
7724 | GE904 | Vilseck | GEGF0 | US Army Garrison Bavaria | ARACT | ACT |  | Germany | Not Applicable | Vilseck | 73542 | 1.05 | 0.98 | Euro | 0.8703
7747 | GE93C | Wackernheim Regional Range Complex | GEWB0 | US Army Garrison Wiesbaden | ARACT | ACT | Forststrasse | Germany | Not Applicable | Wackernheim | 73542 | 1.05 | 0.98 | Euro | 0.8703
7777 | GE92S | Warner Barracks Fam Hsg | GEBA0 | US Army Garrison Bamberg | ARACT | ACT | Foehrenstrasse | Germany | Not Applicable | Bamberg | 96052 | 1.05 | 0.98 | Euro | 0.8703
7808 | KS917 | WATKINS RANGE | KS124 | CAMP CASEY | ARACT | ACT | Kyongido Pochunkun, Yongbuk Myon, Taewhasanri | South Korea | Not Applicable | Tong Du Chon | 73542 | 1.07 | 1.07 | Korean Won | 1190.9277
7874 | GE94D | Wetzel Family Housing | GEKL0 | US Army Garrison Rheinland Pfalz | ARACT | ACT | Berschweiler Strasse | Germany | Not Applicable | Baumholder | 73542 | 1.05 | 0.98 | Euro | 0.8703
7875 | GE94E | Wetzel Kaserne | GEKL0 | US Army Garrison Rheinland Pfalz | ARACT | ACT | Berschweiler Strasse | Germany | Not Applicable | Baumholder | 73542 | 1.05 | 0.98 | Euro | 0.8703
7897 | GE93Q | Lucius D. Clay Kaserne | GEWB0 | US Army Garrison Wiesbaden | ARACT | ACT | 65205 Wiesbaden-Erbenheim | Germany | Not Applicable | Wiesbaden | 73542 | 1.05 | 0.98 | Euro | 0.8703
7971 | GE954 | Worms | GEKL0 | US Army Garrison Rheinland Pfalz | ARACT | ACT |  | Germany | Not Applicable | Worms |  | 1.05 | 0.98 | Euro | 0.8703
7986 | RQB45 | Yauco Readiness Center | RQ0NG | Puerto Rico National Guard | ARGUARD | ACT | Gordon | Puerto Rico |  |  | 00698-0000 | 1.135 | 1.085 | US Dollar | 1
7990 | JA915 | Camp Zama, Yokohama North Dock | JA210 | USAG Japan | ARACT | ACT | Mizuho-cho, Yokohama-shi, Kanagawa-ken | Japan | Not Applicable | Yokohama | 73542 | 2.1833 | 2.1667 | Japanese Yen | 106.4531
7991 | KS944 | Camp Casey, Yong Pyong | KS284 | USAG Red Cloud and Area I | ARACT | ACT | ShinPuk-Ri, Yongchung-Myon, Pochun-Kun, Kyonggi-do. | South Korea | Not Applicable | Yongpyong | 73542 | 1.115 | 1.1075 | Korean Won | 1190.9277
7992 | KS948 | Yongsan Garrison | KS948 | USAG Yongsan and Area II | ARACT | ACT | . | South Korea | Not Applicable | Seoul | 73542 | 1.05 | 1.05 | Korean Won | 1190.9277
866 | N63005-AU | NSA III | N63005 | NAVSUPPACT BAHRAIN | NAVACT | ACT | 226 Al Aradpis Highway | Bahrain | Not Applicable | Al Jufayr | 73542 | 1.25 | 1.15 | Bahraini Dinar | 0.3757
867 | N63005-FU | FUJAIRAH AVIATION UNIT | N63005 | NAVSUPPACT BAHRAIN | NAVACT | ACT | 098342800 | United Arab Emirates | Not Applicable | AL FUJAYRAH | 73542 | 1.07 | 0.97 | UAE Dirham | 3.6728
870 | N61755-MF | FINEGAYAN, MIDDLE | N61755 | NAVBASE GUAM | NAVACT | ACT | 96910 | Guam | Not Applicable | Finegayan | 73542 | 2.71 | 2.73 | US Dollar | 1
88 | M67400-0001 | MCB CAMP BUTLER (JA) CAMP FOSTER-6044 | M67400 | MCB CAMP S D BUTLER OKINAWA JA | MCACT | ACT | Patton Drive | Japan | Not Applicable | Zukeran |  | 2.1833 | 2.1667 | Japanese Yen | 106.4531
885 | N61755-SF | FINEGAYAN, SOUTH | N61755 | NAVBASE GUAM | NAVACT | ACT | 96910 | Guam | Not Applicable | Finegayan | 73542 | 2.71 | 2.73 | US Dollar | 1
89 | M67400-0002 | CAMP GONSALVES | M67400 | MCB CAMP S D BUTLER OKINAWA JA | MCACT | ACT | 500 Marine Street | Japan | Not Applicable | Henoko Okinawa |  | 2.14 | 2.14 | Japanese Yen | 106.4531
894 | N62588-UB | VARLOC HOUSING | N62588 | NAVSUPPACT NAPLES IT | NAVACT | ACT | 801st VILLA NIKE: VIA SCIPIONE CAPECE N. 8 | Italy | Not Applicable | Naples | 73542 | 0.86 | 0.78 | Euro | 0.8703
896 | N62995-AB | AUGUSTA BAY | N62995 | NAS SIGONELLA IT | NAVACT | ACT | 6 STRADA STATALE EX-SS 114, AUGUSTA: COMUNE DI MELILLI (PROVINCIA DI SIRACUSA) | Italy | Not Applicable | Catania | 73542 | 0.85 | 0.77 | Euro | 0.8703
897 | N62995-EA | NATO MAGAZINE AREA | N62995 | NAS SIGONELLA IT | NAVACT | ACT | 57 STRADA STATALE SS 417 (KM 57), COMUNE DI RAMACCA (PROVINCIA DI CATANIA) | Italy | Not Applicable | Catania | 73542 | 0.85 | 0.77 | Euro | 0.8703
899 | N63005-DS | DEPENDENT SCHOOL | N63005 | NAVSUPPACT BAHRAIN | NAVACT | ACT | 249 RD # 4225 AL-GHUARAYFAH | Bahrain | Not Applicable | Al Jufayr | 73542 | 1.25 | 1.15 | Bahraini Dinar | 0.3757
90 | M67400-0003 | IE JIMA AUX AIRFIELD | M67400 | MCB CAMP S D BUTLER OKINAWA JA | MCACT | ACT | 59 Majagusuku Road Number 42 | Japan | Not Applicable | Henoko Okinawa |  | 2.14 | 2.14 | Japanese Yen | 106.4531
91 | M67400-0004 | CAMP SCHWAB-6009 | M67400 | MCB CAMP S D BUTLER OKINAWA JA | MCACT | ACT | 3509 Green Street | Japan | Not Applicable | Henoko Okinawa |  | 2.14 | 2.14 | Japanese Yen | 106.4531
92 | M67400-0005 | CAMP HANSEN-6011 | M67400 | MCB CAMP S D BUTLER OKINAWA JA | MCACT | ACT | 2860 Anaderson Street | Japan | Not Applicable | Onna Okinawa |  | 2.14 | 2.14 | Japanese Yen | 106.4531
926 | N61057-IJ | IWO JIMA-3181 | N61057 | NAF ATSUGI JA | NAVACT | SEMI | 98781 | Japan | Not Applicable | Iwo Jima | 73542 | 2.1833 | 2.1667 | Japanese Yen | 106.4531
93 | M67400-0006 | CAMP COURTNEY-6029 | M67400 | MCB CAMP S D BUTLER OKINAWA JA | MCACT | ACT | 4223-A Brunhofeer Street | Japan | Not Applicable | Tengan |  | 2.1833 | 2.1667 | Japanese Yen | 106.4531
931 | N61060-HA | HACHINOHE POL DEP-2006 | N61060 | NAF MISAWA JA | NAVACT | ACT | 96519 | Japan | Not Applicable | Hachinohe | 73542 | 2.1833 | 2.1667 | Japanese Yen | 106.4531
932 | N61056-KB | KOBI SHO RANGE-6084 | N61056 | COMFLEACT OKINAWA JA | NAVACT | ACT | 96239 | Japan | Not Applicable | Okinawa Island | 73542 | 2.14 | 2.14 | Japanese Yen | 106.4531
933 | N61056-TP | TENGAN PIER-6028 | N61056 | COMFLEACT OKINAWA JA | NAVACT | ACT | 98776 | Japan | Not Applicable | Tengan | 73542 | 2.1833 | 2.1667 | Japanese Yen | 106.4531
935 | N61056-SS | SEKIBI SHO RANGE-6085 | N61056 | COMFLEACT OKINAWA JA | NAVACT | ACT | 96235 | Japan | Not Applicable | Okinawa Island | 73542 | 2.14 | 2.14 | Japanese Yen | 106.4531
936 | N61056-OK | OKIDAITO JIMA RNG-6088 | N61056 | COMFLEACT OKINAWA JA | NAVACT | ACT | 96239 | Japan | Not Applicable | Okinawa Island | 73542 | 2.14 | 2.14 | Japanese Yen | 106.4531
937 | N61056-AW | AWASE | N61056 | COMFLEACT OKINAWA JA | NAVACT | ACT | 96239 | Japan | Not Applicable | Kadena Air Base Okinawa | 73542 | 2.14 | 2.14 | Japanese Yen | 106.4531
938 | N61056-WB | WHITE BEACH | N61056 | COMFLEACT OKINAWA JA | NAVACT | ACT | 98776 | Japan | Not Applicable | White Beach Nav Inst | 73542 | 2.1833 | 2.1667 | Japanese Yen | 106.4531
939 | N61056-RB | KIN RED BEACH TRN-6019 | N61056 | COMFLEACT OKINAWA JA | NAVACT | ACT | 98776 | Japan | Not Applicable | Onna Okinawa | 73542 | 2.14 | 2.14 | Japanese Yen | 106.4531
94 | M67400-0007 | MCAS FUTENMA-6051 | M67400 | MCB CAMP S D BUTLER OKINAWA JA | MCACT | ACT | 110 Geiger Street | Japan | Not Applicable | Futemma Okinawa |  | 2.14 | 2.14 | Japanese Yen | 106.4531
943 | N61751-MD | MADDI | N61751 | NAVMEDRSCHU THREE CAIRO EGYPT | NAVACT | ACT | 098350006 | Egypt | Not Applicable | Cairo | 098350006 | 1.21 | 1.11 | Egyptian Pound | 15.7481
9457 | M67400-0026 | ULIBARU | M67400 | MCB CAMP S D BUTLER OKINAWA JA | MCACT | ACT | KATSUREN-SON, NAKAGAMI-GUN URUMA CITY | Japan | Not Applicable | White Beach Nav Inst | 73542 | 2.1833 | 2.1667 | Japanese Yen | 106.4531
9458 | M67400-0027 | TORI SHIMA | M67400 | MCB CAMP S D BUTLER OKINAWA JA | MCACT | ACT | LOCAL DIRECTIONS - TORI SHIMA | Japan | Not Applicable | Naha Okinawa | 73542 | 2.14 | 2.14 | Japanese Yen | 106.4531
95 | M67400-0008 | CAMP KINSER-6056 | M67400 | MCB CAMP S D BUTLER OKINAWA JA | MCACT | ACT | 107 Depot Boulevard | Japan | Not Applicable | Makiminato Okinawa |  | 2.14 | 2.14 | Japanese Yen | 106.4531
9526 | N61077-MS | MARINA SOUTH PIER | N61077 | SINGAPORE AREA COORDINATOR | NAVACT | ACT | 965342100 | Singapore | Not Applicable | Singapore | 73542 | 1.05 | 0.99 | Singapore Dollar | 1.3826
96 | M67400-0009 | CAMP FUJI JAPAN-3127 | M67400 | MCB CAMP S D BUTLER OKINAWA JA | MCACT | ACT | 265 4th Marine Street | Japan | Not Applicable | Camp Fuji |  | 2.1833 | 2.1667 | Japanese Yen | 106.4531
97 | M67400-0010 | ASP 2-6022 | M67400 | MCB CAMP S D BUTLER OKINAWA JA | MCACT | ACT | 955 Highway 329 Uruma City | Japan | Not Applicable | Koza |  | 2.1833 | 2.1667 | Japanese Yen | 106.4531
974 | N32778-RN | ROK NAVY BASE | N32778 | FLEET ACTIVITIES CHINHAE KS | NAVACT | ACT | 96769 | South Korea | Not Applicable | Chinhae | 73542 | 1.115 | 1.1075 | Korean Won | 1190.9277
975 | N62863-LP | JFC LISBON | N62863 | NAVSTA ROTA SP | NAVACT | ACT | 2 Estrada Da Da Medrosa, Oeiras | Portugal | Not Applicable | Lisbon | 73542 | 1.37 | 1.335 | Euro | 0.8703
982 | N00207-FA | FORT ALLEN PUERTO RICO | N00207 | NAS Jacksonville FL | NAVACT | ACT | 2 Carretera 149 | Puerto Rico | Not Applicable | Juana Diaz | 73542 | 1.135 | 1.085 | US Dollar | 1
983 | N00207-VW | VIEQUES WEST P RICO | N00207 | NAS Jacksonville FL | NAVACT | ACT | 2037 Coconut Road | Puerto Rico | Not Applicable | Vieques, Vieques | 73542 | 1.135 | 1.085 | US Dollar | 1
[8 empty] | Albania | Not Applicable | Unknown |  | 0.99 | 0.88 | Albanian Leke | 104.3475
[8 empty] | Croatia | Not Applicable | Unknown |  | 0.7 | 0.64 | Kuna | 7.563
[8 empty] | Estonia | Not Applicable | Unknown |  | 1.17 | 1.08 | Euro | 0.8703
[8 empty] | Georgia Republic | Not Applicable | Unknown |  | 1.16 | 1.03 | Georgian Lari | 3.2258
[8 empty] | Latvia | Not Applicable | Unknown |  | 0.87 | 0.79 | Euro | 0.8703
[8 empty] | Lithuania | Not Applicable | Unknown |  | 0.81 | 0.74 | Euro | 0.8703
[8 empty] | Philippines | Not Applicable | Unknown |  | 1.26 | 1.17 | Phipippine Peso | 48.367
[8 empty] | Saudi Arabia | Not Applicable | Unknown |  | 1.08 | 1 | Saudi Riyal | 3.7504
[8 empty] | Thailand | Not Applicable | Unknown |  | 0.78 | 0.72 | Thai Baht | 31.57

## Table 4-2
Table 4-2: Military Construction Escalation Rates
Historical |  |  | Budget Guidance |  | Projected
Month-Year (CY) | ENR Indices (raw) | DoD SPI (ACTUAL) | FY | Annual Escalation Rate | Midpoint of Construction (CY) | Escalation Factor
| (Note 1) | (Note 2) |  | (Note 3) | (Note 4) | (Note 5)
2007-10-15 18:00 | 4535 | 100
2008-10-15 |  | 104.89
2009-10-15 06:00 |  | 98.32
2010-10-15 12:00 |  | 96.83
2011-10-15 18:00 |  | 99.3
2012-10-15 |  | 101.04
2013-10-13 |  | 104.62
2014-10-13 |  | 108.88
2015-10-13 |  | 113.31
2016-10-16 |  | 117.64
2017-10-01 |  | 122.32
2018-10-01 |  | 128.79
2019-10-19 |  | 134.27
2020-10-01 |  | 136.98 | 2021 |  | 2020-10-01 | 1
|  |  | 2022 | 2% | 2021-10-01 | 1.02
|  |  | 2023 | 2% | 2022-10-01 | 1.0404
|  |  | 2024 | 2% | 2023-10-01 | 1.0612
|  |  | 2025 | 2% | 2024-10-01 | 1.0824
|  |  | 2026 | 2% | 2025-10-01 | 1.1041
|  |  | 2027 | 2% | 2026-10-01 | 1.1262
Note 1: The historical index through October 2007 is the Engineering News Record Building Construction Index (ENR BCI).
Note 2: The historical index from October 2007 is the DoD Selling Price Index (SPI), representing the average of the RLB Construction Cost Index, Turner Construction Cost Index, and Saylor Subcontracting Index. DoD established the SPI to more accurately represent actual (historical) market escalation as experienced by DoD as the project owner for the type of construction in the portfolio. Previously, DoD used the Engineering News Record Building Cost Index (BCI). The BCI tracks the cost of three basic materials and one skilled labor type, but does not account for other pricing influences (such as risk and competition) that impact total delivered price to the project owner. Saylor ceased publishing their index in October 2009, and the BLS PPI for NAICS 236223 is now the third index used in the computation.
Note 3: Inflation rates for military construction budget authority per "Inflation Guidance – Fiscal Year (FY) 2022 President's Budget" published by USD (Comptroller) on 11 January 2021.
Note 4: Midpoint of construction is the assumed month and year half way through a typical 15 month project awarded in March of the fiscal year. Interpolate between published escalation factors as necessary.
Note 5: The escalation factor for each year is the cumulative (compounded) annual inflation rate from the base year. Use these factors to escalate project estimates using unit costs in Table 2 to the expected midpoint of construction, in accordance with UFC 3-730-01.

## Table 4-3
Table 4-3: PRV Escalation Rates
Budget Guidance |  | Projected
FY | Annual Escalation Rate | End of Fiscal Year | Escalation Factor (PRV)
| (Note 1) |  | (Note 2)
|  | 2020 | 1
2021 | 2% | 2021 | 1.02
2022 | 2% | 2022 | 1.0404
2023 | 2% | 2023 | 1.0612
2024 | 2% | 2024 | 1.0824
2025 | 2% | 2025 | 1.1041
2026 | 2% | 2026 | 1.1262
Note 1: Inflation rates for military construction budget authority per "Inflation Guidance – Fiscal Year (FY) 2022 President's Budget" published by USD (Comptroller) on 11 January 2021.
Note 2: Use these factors to adjust plant replacement value to the target year.

## Table 4-4
Table 4-4: Operation and Maintenance Escalation Rates
Budget Guidance |  | Projected
FY | Annual Escalation Rate | End of Fiscal Year | Escalation Factor (O&M)
| (Note 1) |  | (Note 2)
|  | 2020 | 1
2021 | 1.9% | 2021 | 1.019
2022 | 2% | 2022 | 1.0394
2023 | 2% | 2023 | 1.0602
2024 | 2% | 2024 | 1.0814
2025 | 2% | 2025 | 1.103
2026 | 2% | 2026 | 1.1251
Note 1: Inflation rates for O&M budget authority per "Inflation Guidance – Fiscal Year (FY) 2022 President's Budget" published by USD (Comptroller) on 11 January 2021.
Note 2: Use these factors to adjust operations and maintenance value to the target year. No adjustment needed for current year for Sustainment Unit Costs and Sustainment Requirements.