## Table 2
Table 2: Facility unit costs for military construction
|  | Reference size | Oct 2009 unit cost | Reference size | Oct 2009 unit cost
OSD CODE | FACILITY TYPE | (gross SM) | ($/SM) | (gross SF) | ($/SF)
COMMUNICATIONS BUILDINGS:
1A | SATELLITE COMMUNICATIONS CENTER | 550 | 7112 | 6000 | 661
1B | INTELLIGENCE COMMUNICATION CENTER | 3720 | 3410 | 40000 | 317
AIRCRAFT OPERATIONS BUILDINGS:
2A | WITHOUT TOWER | 2300 | 2830 | 25000 | 263
2B | CONTROL TOWER (STAND-ALONE) | VM* | 116360 | VF** | 35475
3 | AIRFIELD FIRE AND RESCUE STATION (does not include central alarm system) | 2800 | 3325 | 30000 | 309
OPERATIONS BUILDINGS:
4A | GENERAL PURPOSE | 2300 | 2087 | 25000 | 194
4B | SQUADRON / BATTALION | 3350 | 2529 | 36000 | 235
APPLIED INSTRUCTION BUILDINGS:
5A | GENERAL INSTRUCTION | 2300 | 2475 | 25000 | 230
5B | HIGH TECH/SIMULATION TRAINING (High Bay) | 2300 | 2959 | 25000 | 275
6 | RESERVE CENTER (see note) | 4480 | 1948 | 48000 | 181
HANGARS:
7A | MAINTENANCE / GENERAL PURPOSE | 7440 | 2486 | 80000 | 231
7B | HIGH BAY MAINTENANCE | 5600 | 2647 | 60000 | 246
7C | CORROSION CONTROL | 3250 | 3228 | 35000 | 300
SHOPS:
8A/B | VEHICLE MAINTENANCE | 2800 | 2130 | 30000 | 198
8C | AIRCRAFT AVIONICS | 2150 | 1969 | 23000 | 183
8D | INSTALLATION MAINTENANCE | 2900 | 1722 | 31000 | 160
8E | PARACHUTE AND DINGHY | 375 | 2281 | 4000 | 212
8F | AIRCRAFT MACHINE SHOP | 1860 | 2443 | 20000 | 227
STORAGE FACILITIES:
9A | COLD STORAGE PROCESSING |  | *** |  | ***
9B | COLD STORAGE WAREHOUSE |  | *** |  | ***
9C | GENERAL PURPOSE WAREHOUSE – LOW BAY | 3700 | 1140 | 40000 | 106
9D | GENERAL PURPOSE WAREHOUSE – HIGH BAY | 9290 | 1291 | 100000 | 133
9E | GENERAL PURPOSE MAGAZINE W/O CRANE | 375 | 2755 | 4000 | 256
9F | HIGH EXPLOSIVE MAGAZINE | 450 | 2636 | 5000 | 245
9H | ARMORY | 930 | 2217 | 10000 | 206
MEDICAL FACILITIES (see note):
10A | INPATIENT HOSPITAL / MED CENTER | NA | 4734 | NA | 440
10C | MEDICAL CLINIC (FREE STANDING) | 6500 | 3250 | 70000 | 302
10D | DENTAL CLINIC | 1670 | 4326 | 18000 | 402
10E | AMBULATORY CLINIC |  | *** |  | ***
10F | MEDICAL CLINIC (attached to HOSPITAL / MED CENTER) | 13950 | 3745 | 150000 | 348
ADMINISTRATIVE FACILITIES:
11A | MULTI-PURPOSE ADMIN | 6040 | 2281 | 65000 | 212
11B | DATA PROCESSING AREA FACILITY (includes admin and storage) | 1950 | 2959 | 21000 | 275
11C | COMMAND HEADQUARTERS BUILDING | 3700 | 2582 | 40000 | 240
UNACCOMPANIED HOUSING:
12A | BARRACKS / DORMITORY (does not include kitchenette equipment) | 9250 | 2272 | 99500 | 211
12B | RECRUIT OPEN BAY | 23250 | 1915 | 250000 | 178
13 | OFFICERS QUARTERS (does not include kitchenette equipment) | 4100 | 2195 | 44000 | 204
14 | DINING FACILITY (includes kitchen equipment and installation) | 2000 | 3357 | 21500 | 312
27 | TEMPORARY LODGING FACILITY |  | *** |  | ***
FAMILY HOUSING (see note):
19A | CONUS FAMILY HOUSING | NA | NA | NA | 113
19B | OCONUS FAMILY HOUSING | NA | 1948 | NA | 181
FAMILY SUPPORT FACILITIES:
18A | CHILD DEVELOPMENT CTR (under 6 years old) | 2300 | 2389 | 25000 | 222
18E | CHILD DEVELOPMENT CTR (school age) | 1860 | 2841 | 20000 | 264
18B | EDUCATION CENTER | 2800 | 2313 | 30000 | 215
18C | YOUTH CENTER | 1860 | 2496 | 20000 | 232
18D | FAMILY SERVICE CENTER | 450 | 2249 | 5000 | 209
COMMUNITY SUPPORT FACILITIES:
15 | FIRE STATION, COMMUNITY | 1125 | 2572 | 12000 | 239
16 | CHAPEL CENTER | 1400 | 2905 | 15000 | 270
17 | COMMISSARY (sales store w/ operational equipment) |  | *** |  | ***
20 | PHYSICAL FITNESS TRAINING CENTER | 6050 | 2184 | 65000 | 203
21 | MAIN EXCHANGE (w/ mall service shops) |  | *** |  | ***
22 | SERVICE CLUB |  | *** |  | ***
23 | LIBRARY |  | *** |  | ***
24 | RECREATION CENTER |  | *** |  | ***
25 | BOWLING CENTER (8 lanes w/ pin-spotting and automatic scoring equipment) |  | *** |  | ***
DEPENDENT SCHOOLS:
26C | ELEMENTARY SCHOOL | NA | 2217 | NA | 206
26D | JUNIOR HIGH / MIDDLE SCHOOL | NA | 2227 | NA | 207
26E | HIGH SCHOOL | NA | 2335 | NA | 217
28 | PARKING GARAGE / BUILDING (450 SF/vehicle includes turning space and ramps) | 16260 | 570 | 175000 | 53
* Unit cost per vertical meter
** Unit cost per vertical foot
*** Insufficient pricing data in the Historic Analysis Generator (HII) database (www.hnd.usace.army.mil/HII)

## Table 3
Table 3: Unit costs for DoD facility cost models
(not to be used for military construction projects) |  |  | Unit costs ($FY 2010) | [8 empty] | Useful Service Life (years) | Modern-ization Factor (no units)
FAC | FAC Title | UM | Replacement | Sustainment | Water/ Wastewater | Real Prop Mgmt | Custodial Svcs | Refuse Collection | Grounds Maint | Pvmt Clearance | Pest Control
1111 | Fixed-Wing Runway, Surfaced | SY | 170.49 | 1.37 | 0 | 0.2291 | 0 | 0 | 0.2782 | 0.1379 | 0.0608 | 45 | 0.0133
1112 | Rotary-Wing Landing Area, Surfaced | SY | 70.22 | 1.06 | 0 | 0.2291 | 0 | 0 | 0.1192 | 0.1379 | 0.0261 | 45 | 0.0133
1113 | Runway Overrun Area, Surfaced | SY | 70.22 | 0.86 | 0 | 0.2291 | 0 | 0 | 0.2782 | 0.1379 | 0.0608 | 45 | 0.0133
1114 | Runway, Unsurfaced | SY | 9.95 | 0.21 | 0 | 0.0163 | 0 | 0 | 0.2782 | 0.0005 | 0.0608 | 45 | 0.0133
1121 | Taxiway, Surfaced | SY | 70.22 | 1.04 | 0 | 0.2291 | 0 | 0 | 0.0696 | 0.1379 | 0.0152 | 60 | 0.0099
1122 | Rotary-Wing Taxiway, Surfaced | SY | 70.22 | 1.04 | 0 | 0.2291 | 0 | 0 | 0.0696 | 0.1379 | 0.0152 | 60 | 0.0099
1131 | Aircraft Apron, Surfaced | SY | 98.67 | 1.04 | 0 | 0.2291 | 0 | 0 | 0 | 0.1379 | 0 | 60 | 0.0099
1161 | Compass Calibration Pad, Surfaced | SY | 98.67 | 1.04 | 0 | 0.2291 | 0 | 0 | 0.0696 | 0.0489 | 0.0152 | 60 | 0.0099
1162 | Missile Launching Pad, Surfaced | SY | 98.67 | 1.04 | 0 | 0.2291 | 0 | 0 | 0.0696 | 0.0489 | 0.0152 | 60 | 0.0099
1163 | Aircraft Washing Pad, Surfaced | SY | 98.67 | 1.04 | 0 | 0.2291 | 0 | 0 | 0.0696 | 0.0489 | 0.0152 | 60 | 0.0099
1164 | Miscellaneous Airfield Pavement, Surfaced | SY | 98.67 | 1.04 | 0 | 0.2291 | 0 | 0 | 0.0696 | 0.1379 | 0.0152 | 60 | 0.0099
1165 | Aircraft Pavement Shoulder | SY | 70.22 | 1.04 | 0 | 0.2291 | 0 | 0 | 0.0696 | 0.0489 | 0.0152 | 60 | 0.0099
1166 | Miscellaneous Airfield Pavement, Unsurfaced | SY | 9.95 | 0.21 | 0 | 0.0163 | 0 | 0 | 0.0696 | 0.0005 | 0.0152 | 45 | 0.0133
1167 | Aircraft Rinse Facility | SY | 161.91 | 1.04 | 0 | 0.2291 | 0 | 0 | 0.0696 | 0.0489 | 0.0152 | 30 | 0.021
1211 | Aircraft Fueling Facility | GM | 1994.53 | 7.86 | 0 | 0.7102 | 0 | 0 | 0 | 0 | 0 | 30 | 0.021
1212 | Aircraft Defueling Facility | GM | 1994.53 | 7.86 | 0 | 0.7102 | 0 | 0 | 0 | 0 | 0 | 30 | 0.021
1221 | Marine Fueling Facility | GM | 365.13 | 0.41 | 0 | 0.0553 | 0 | 0 | 0 | 0 | 0 | 37 | 0.017
1231 | Vehicle Fueling Facility | OL | 114731.07 | 465.85 | 0 | 28.9 | 0 | 0 | 0 | 0 | 0 | 25 | 0.0252
1241 | Aircraft Operating Fuel Storage | GA | 4.35 | 2.07 | 0 | 0.0098 | 0 | 0 | 0.0018 | 0 | 0 | 31 | 0.0199
1242 | Marine Operating Fuel Storage | GA | 13.55 | 2.07 | 0 | 0.0098 | 0 | 0 | 0.0018 | 0 | 0 | 31 | 0.0199
1243 | Vehicle Operating Fuel Storage | GA | 3.19 | 2.07 | 0 | 0.0098 | 0 | 0 | 0.0018 | 0 | 0 | 31 | 0.0199
1244 | Other Operating Fuel Storage | GA | 2.31 | 2.07 | 0 | 0.0098 | 0 | 0 | 0.0018 | 0 | 0 | 31 | 0.0199
1251 | POL Pipeline | LF | 402.36 | 6.94 | 0 | 0.2516 | 0 | 0 | 0 | 0 | 0 | 31 | 0.0199
1261 | Liquid Fuel Loading/Unloading Facility | OL | 104755.02 | 749.42 | 0 | 10.71 | 0 | 0 | 0 | 0 | 0 | 25 | 0.0252
1262 | POL Pump Station | SF | 1843.24 | 23.85 | 0 | 1.36 | 0 | 0 | 0.0077 | 0 | 0 | 50 | 0.0119
1311 | Communications Building | SF | 296.89 | 3.16 | 0.1884 | 0.4737 | 1.23 | 0.0869 | 0.0077 | 0 | 0.0326 | 50 | 0.012
1312 | Satellite Communications Building | SF | 489 | 8.22 | 0.0979 | 1.18 | 1.23 | 0.0869 | 0.0077 | 0 | 0.0326 | 50 | 0.0123
1321 | Communications Facility | EA | 48378.81 | 539.26 | 0 | 100.15 | 0 | 0 | 0 | 0 | 0 | 50 | 0.0123
1331 | Aircraft Navigation Building | SF | 284.23 | 7.15 | 0 | 0.6806 | 1.23 | 0.0869 | 0.0077 | 0 | 0.0109 | 50 | 0.012
1341 | Aircraft Navigation Facility | EA | 9950.94 | 110.92 | 0 | 20.65 | 0 | 0 | 0 | 0 | 0 | 50 | 0.0123
1351 | Communications Lines | MI | 89729.67 | 146.78 | 0 | 185.75 | 0 | 0 | 21.72 | 0 | 0 | 28 | 0.0221
1361 | Airfield Pavement Lighting | LF | 67.97 | 7.13 | 0 | 1.03 | 0 | 0 | 0 | 0 | 0 | 20 | 0.0301
1362 | Airfield Lighting | EA | 3144.84 | 47.23 | 0 | 5.85 | 0 | 0 | 0 | 0 | 0 | 20 | 0.0301
1371 | Ship Navigation Building | SF | 296.89 | 3.61 | 0.2501 | 0.4765 | 1.23 | 0.0874 | 0.0078 | 0 | 0.0328 | 50 | 0.012
1381 | Ship Navigation Facility | EA | 14581.44 | 162.53 | 0 | 30.44 | 0 | 0 | 0 | 0 | 0 | 50 | 0.0123
1402 | Air Defense Operations Building | SF | 296.89 | 3.04 | 0.107 | 0.4779 | 1.23 | 0.0874 | 0.0078 | 0 | 0.0328 | 50 | 0.012
1403 | Missile Operations Building | SF | 296.89 | 5.2 | 0.107 | 0.974 | 1.23 | 0.0874 | 0.0078 | 0 | 0.0328 | 50 | 0.012
1404 | Emergency Operations Center / SCIF | SF | 246.27 | 4.53 | 0.107 | 0.4382 | 1.23 | 0.0874 | 0.1328 | 0 | 0.0328 | 45 | 0.0134
1411 | Airfield Fire And Rescue Station | SF | 309 | 3.47 | 0.5685 | 0.5507 | 0 | 0.0874 | 0.1328 | 0 | 0.0328 | 45 | 0.0133
1412 | Aviation Operations Building | SF | 263 | 3.25 | 0.561 | 0.5268 | 1.23 | 0.0874 | 0.1328 | 0 | 0.0328 | 50 | 0.012
1413 | Air Control Tower | SF | 848.87 | 2.84 | 0.1857 | 1.52 | 1.23 | 0.0874 | 0.0078 | 0 | 0.0328 | 35 | 0.0176
1421 | Helium Production/Storage Building | SF | 109.02 | 0.88 | 0.0765 | 0.2083 | 0.9831 | 0.1857 | 0.0078 | 0 | 0.0109 | 45 | 0.0139
1422 | Helium Storage Facility | EA | 92166.74 | 1233.8 | 0 | 181.47 | 0 | 24.26 | 0 | 0 | 0 | 45 | 0.0139
1431 | Ship Operations Building | SF | 194 | 3.47 | 0.1743 | 0.34 | 0.2512 | 0.0874 | 0.0078 | 0 | 0.0328 | 50 | 0.0125
1441 | Photo/TV Production Building | SF | 182.87 | 4.07 | 0.0683 | 0.373 | 1.23 | 0.0874 | 0.1328 | 0 | 0.0328 | 50 | 0.0123
1442 | Operations Support Lab | SF | 240.43 | 3.48 | 0.1606 | 0.4621 | 1.23 | 0.0874 | 0.0078 | 0 | 0.0328 | 55 | 0.0109
1443 | Operations Supply Building | SF | 109.02 | 2.44 | 0.0382 | 0.1844 | 1.23 | 0.0109 | 0.0078 | 0 | 0.0328 | 45 | 0.0139
1444 | Miscellaneous Operations Support Building | SF | 109.02 | 4.2 | 0.1223 | 0.4419 | 1.23 | 0.0874 | 0.0078 | 0 | 0.0109 | 55 | 0.0114
1445 | Working Animal Support Building | SF | 103.74 | 4.53 | 0.8111 | 0.2059 | 1.58 | 0.0874 | 0.1328 | 0 | 0.0328 | 40 | 0.015
1446 | Security Force Building | SF | 256 | 4.57 | 0.1364 | 0.3137 | 0.2512 | 0.0874 | 0.1328 | 0 | 0.0109 | 55 | 0.0109
1451 | Strategic Missile Launch Facility | EA | 4947249.02 | 42766.46 | 1484.27 | 10633.78 | 11582.16 | 100.97 | 0 | 0 | 302.91 | 45 | 0.0134
1452 | Missile Guidance Facility | SF | 399.53 | 5.38 | 0.1606 | 0.843 | 0.9831 | 0.0874 | 0.0078 | 0 | 0.0328 | 45 | 0.0134
1453 | Missile Access Shaft | EA | 89855.45 | 1210.13 | 0 | 187.59 | 0 | 0 | 0 | 0 | 0 | 60 | 0.01
1454 | Missile Access Tunnel | LF | 746.69 | 10.06 | 0 | 1.53 | 0 | 0 | 0 | 0 | 0 | 60 | 0.01
1455 | Missile Shelter | SF | 44.78 | 0.57 | 0.0382 | 0.0767 | 0.1092 | 0.0109 | 0 | 0 | 0.0109 | 33 | 0.0183
1456 | Missile Defense Facility | EA | 654388.88 | 7294.32 | 0 | 1361.59 | 351.17 | 15.27 | 0 | 0 | 0 | 33 | 0.0183
1457 | Ballistic Missile Control Facility | SF | 399.53 | 16.86 | 0.107 | 0.843 | 0.2512 | 0.0874 | 0.0078 | 0 | 0.0109 | 33 | 0.0183
1458 | Mechanical Security Barricade | EA | 37220.23 | 3207.58 | 0 | 0 | 0 | 0 | 0 | 0 | 0 | 15 | 0.0406
1459 | Overhead Cover | SF | 58.48 | 0.77 | 0 | 0.1317 | 0 | 0 | 0.1327 | 0 | 0 | 15 | 0.0403
1461 | Aircraft Arresting System | EA | 785789.56 | 8044.41 | 0 | 1641 | 0 | 0 | 0 | 0 | 0 | 10 | 0.061
1462 | Aircraft Catapult | EA | 148567.79 | 1520.94 | 0 | 310.17 | 0 | 0 | 0 | 0 | 0 | 10 | 0.061
1463 | Aircraft Firing-In Butt | EA | 460265.91 | 31214.89 | 0 | 964.14 | 0 | 0 | 0 | 0 | 0 | 15 | 0.0403
1464 | Aircraft Blast Deflector | EA | 42789.3 | 438.05 | 0 | 89.33 | 0 | 0 | 0 | 0 | 0 | 29 | 0.0206
1465 | Aircraft Shelter, Hardened | SF | 338.31 | 1.49 | 0.0382 | 0.7375 | 0.1092 | 0.0109 | 0 | 0 | 0.0109 | 40 | 0.0149
1466 | Aircraft Shelter | SF | 137.72 | 1.01 | 0.0382 | 0.2993 | 0.1092 | 0.0109 | 0.0078 | 0 | 0.0109 | 45 | 0.0133
1467 | Aircraft Support Facility | EA | 1596358.39 | 16342.48 | 0 | 3473.82 | 921.89 | 88.42 | 0 | 0 | 0 | 45 | 0.0133
1481 | Nuclear Propulsion Support Facility | EA | 135646.13 | 1512.01 | 0 | 283.19 | 0 | 0 | 0 | 0 | 0 | 30 | 0.0201
1491 | Nuclear Weapons Support Facility | EA | 139728.81 | 1557.52 | 0 | 291.02 | 0 | 0 | 0 | 0 | 0 | 30 | 0.0201
1492 | Explosives Holding/Transfer Area | SY | 50.62 | 1.44 | 0 | 0.1078 | 0 | 0 | 0.2798 | 0.0005 | 0.0109 | 60 | 0.01
1493 | Explosives Railway Holding Yard | EA | 392126.7 | 8071 | 0 | 816.71 | 0 | 0 | 0 | 0 | 0 | 60 | 0.01
1494 | Explosives Holding/Transfer Facility | EA | 7611.63 | 156.67 | 0 | 15.83 | 0 | 0 | 0 | 0 | 0 | 40 | 0.015
1495 | Revetment | EA | 20392.23 | 27.74 | 0 | 42.57 | 0 | 0 | 0 | 0 | 0 | 36 | 0.0167
1496 | Central Vehicle Wash Facility | EA | 7790253.11 | 122879.64 | 0 | 16142.78 | 0 | 0 | 0 | 0 | 0 | 30 | 0.02
1497 | Explosive Ordnance Disposal Area | EA | 0 | 0 | 0 | 0 | 0 | 0 | 0 | 0 | 0 | N/A | N/A
1498 | Security Support Facility | SF | 352.37 | 3.14 | 0.13 | 0.4645 | 0.2512 | 0.0874 | 0.1328 | 0 | 0.0109 | 36 | 0.0167
1499 | Miscellaneous Operations Support Facility | EA | 14556.47 | 162.26 | 0 | 34.14 | 26.21 | 2.52 | 0 | 0 | 7.57 | 50 | 0.012
1511 | Pier | SY | 2589.65 | 29 | 0 | 2.14 | 0 | 0 | 0 | 0.0492 | 0.0109 | 50 | 0.0119
1512 | Wharf | SY | 2589.65 | 29 | 0 | 2.14 | 0 | 0 | 0 | 0.0492 | 0.0109 | 50 | 0.0119
1513 | Pier/Wharf Access Trestle | SY | 1024.38 | 29 | 0 | 2.14 | 0 | 0 | 0 | 0.0492 | 0.0109 | 37 | 0.0161
1531 | Marine Cargo Staging Area | SY | 50.62 | 1.44 | 0 | 0.1078 | 0 | 0 | 0 | 0.0005 | 0.0109 | 37 | 0.0161
1541 | Shore Erosion Prevention Facility | LF | 532.14 | 20.28 | 0 | 1.09 | 0 | 0 | 0 | 0 | 0 | 37 | 0.0161
1551 | Small Craft Berthing | FB | 2200.32 | 24.64 | 0 | 4.59 | 0 | 0 | 0 | 0 | 0 | 37 | 0.0161
1552 | Small Craft Building | SF | 30.11 | 1.49 | 0.0688 | 0.0615 | 0.1092 | 0.0109 | 0 | 0 | 0.0109 | 37 | 0.017
1591 | Miscellaneous Waterfront Facility | EA | 47899.53 | 65.16 | 0 | 100 | 0 | 0 | 0 | 0 | 0 | 37 | 0.0161
1611 | Harbor Control Facility | EA | 476495.6 | 648.28 | 0 | 994.79 | 0 | 0 | 0 | 0 | 0 | 37 | 0.0161
1631 | Offshore Mooring Facility | EA | 10143.93 | 18.09 | 0 | 21.18 | 0 | 0 | 0 | 0 | 0 | 36 | 0.0166
1641 | Harbor Marine Improvements | LF | 532.14 | 11.5 | 0 | 1.09 | 0 | 0 | 0 | 0 | 0 | 36 | 0.0166
1711 | General Purpose Instruction Building | SF | 230 | 4.49 | 0.0994 | 0.3783 | 0.2512 | 0.0874 | 0.1328 | 0 | 0.0328 | 50 | 0.012
1712 | Applied Instruction Building | SF | 275 | 2.92 | 0.0994 | 0.3783 | 0.2512 | 0.0874 | 0.1328 | 0 | 0.0328 | 50 | 0.012
1713 | Band Training Facility | SF | 155.74 | 4.24 | 0.0994 | 0.3089 | 0.2512 | 0.0874 | 0.1328 | 0 | 0.0328 | 50 | 0.012
1714 | Reserve Training Facility | SF | 181 | 5.62 | 0.13 | 0.3352 | 1.23 | 0.0874 | 0.1328 | 0 | 0.0328 | 55 | 0.0109
1715 | Physical Education Building | SF | 203 | 3.26 | 0.0688 | 0.3999 | 1.23 | 0.0874 | 0.1328 | 0 | 0.0328 | 45 | 0.0133
1717 | Organizational Classroom | SF | 155.74 | 4.66 | 0.0994 | 0.3089 | 0.2512 | 0.0874 | 0.1328 | 0 | 0.0328 | 50 | 0.012
1718 | Indoor Firing Range and Supporting Facility | SF | 221.93 | 3.88 | 0.0075 | 0.273 | 0.2512 | 0.0874 | 0.1328 | 0 | 0.0109 | 45 | 0.0133
1721 | Flight Simulator Facility | SF | 176.18 | 4.86 | 0.1441 | 0.4813 | 0.2512 | 0.0874 | 0.1328 | 0 | 0.0328 | 50 | 0.012
1722 | Physiological Training Facility | SF | 106.05 | 2.55 | 0.0994 | 0.2487 | 0.2512 | 0.0874 | 0.1328 | 0 | 0.0328 | 50 | 0.012
1723 | Gas Training Facility | SF | 155.74 | 2.01 | 0.0994 | 0.2658 | 0.9831 | 0.0874 | 0.0078 | 0 | 0 | 45 | 0.0133
1724 | General Purpose Simulator Facility | SF | 176.18 | 3.36 | 0.0833 | 0.34 | 0.2512 | 0.0874 | 0.1328 | 0 | 0.0328 | 50 | 0.012
1725 | Training Pool and Tank | EA | 393220.73 | 3322.73 | 558.69 | 820.94 | 502.45 | 0 | 0 | 0 | 0 | 25 | 0.024
1731 | Range Support Building | SF | 156.39 | 2.65 | 0.13 | 0.2654 | 0.2512 | 0.0874 | 0.0078 | 0 | 0.0328 | 40 | 0.015
1732 | Training Aids Support Building | SF | 155.74 | 2.1 | 0.0382 | 0.2897 | 0.1092 | 0.0874 | 0.1328 | 0 | 0.0109 | 40 | 0.015
1733 | Training Support Structure | SF | 79.82 | 0.26 | 0.0382 | 0.1053 | 0.1092 | 0.0874 | 0.0078 | 0 | 0.0109 | 35 | 0.0171
1734 | Observation Tower/Bunker | EA | 146103.32 | 511.22 | 0 | 346.71 | 0 | 8.74 | 0 | 0 | 77.73 | 36 | 0.0167
1735 | Offshore Range Support Platform | EA | 0 | 0 | 0 | 0 | 0 | 0 | 0 | 0 | 0 | N/A | N/A
1741 | Maneuver/Training Land, Light Forces | AC | 0 | 0.62 | 0 | 0 | 0 | 0 | 4.51 | 0 | 0.615 | N/A | N/A
1742 | Maneuver/Training Land, Heavy Forces | AC | 0 | 0.62 | 0 | 0 | 0 | 0 | 4.51 | 0 | 0.615 | N/A | N/A
1743 | Weapons Impact Area | AC | 0 | 0.62 | 0 | 0 | 0 | 0 | 0 | 0 | 0 | N/A | N/A
1744 | Parachute Drop Zone | AC | 0 | 0.62 | 0 | 0 | 0 | 0 | 241.88 | 0 | 0 | N/A | N/A
1745 | Parade and Drill Field | AC | 0 | 120.46 | 0 | 0 | 0 | 0 | 1756.02 | 0 | 0 | N/A | N/A
1750 | General Purpose Small Arms Range | FP | 18391.99 | 483.25 | 0 | 43.72 | 0 | 0 | 975.41 | 0 | 0 | 25 | 0.0242
1751 | Zero Range | FP | 492.45 | 17.27 | 0 | 1.17 | 0 | 0 | 10.76 | 0 | 0 | 25 | 0.0242
1752 | Field Fire Range | FP | 18693.98 | 456.84 | 0 | 44.44 | 0 | 0 | 382.52 | 0 | 0 | 25 | 0.0242
1753 | Record Fire Range | FP | 31242.57 | 624.93 | 0 | 74.26 | 0 | 0 | 382.52 | 0 | 0 | 25 | 0.0242
1754 | Night Fire Range | FP | 3444.37 | 68.53 | 0 | 8.19 | 0 | 0 | 50.79 | 0 | 0 | 25 | 0.0242
1755 | Known Distance Range | FP | 9224.73 | 184.52 | 0 | 21.93 | 0 | 0 | 167.47 | 0 | 0 | 25 | 0.0242
1756 | Sniper Range | FP | 121561.21 | 1130.71 | 0 | 288.95 | 0 | 0 | 1243.02 | 0 | 0 | 25 | 0.0242
1757 | Pistol Range | FP | 3047.31 | 206.24 | 0 | 7.24 | 0 | 0 | 26.21 | 0 | 0 | 25 | 0.0242
1758 | Machinegun Range | FP | 52201.61 | 399.98 | 0 | 124.08 | 0 | 0 | 609.5 | 0 | 0 | 25 | 0.0242
1760 | General Purpose Direct Fire Range | FP | 0 | 0 | 0 | 0 | 0 | 0 | 1218.99 | 0 | 0 | N/A | N/A
1761 | Grenade Launcher Range | FP | 28314.06 | 340.73 | 0 | 67.3 | 0 | 0 | 663.02 | 0 | 0 | 25 | 0.0242
1762 | Grenade Machinegun Range | LN | 259.3 | 26.48 | 0 | 0.6164 | 0 | 0 | 25452.22 | 0 | 0 | 25 | 0.0242
1763 | Light Antiarmor Weapon Range | FP | 509748.08 | 2299.33 | 0 | 1211.66 | 0 | 0 | 310.76 | 0 | 0 | 25 | 0.0242
1764 | Heavy Antiarmor Weapon Range | LN | 2648758.17 | 13051.8 | 0 | 6296.01 | 0 | 0 | 20824.54 | 0 | 0 | 25 | 0.0242
1765 | Artillery Direct Fire Range | EA | 1124055.94 | 8420.12 | 0 | 2671.85 | 0 | 0 | 0 | 0 | 0 | 25 | 0.0242
1766 | Tank Stationary Gunnery Range | EA | 6435609.56 | 41684.43 | 0 | 15297.24 | 0 | 0 | 0 | 0 | 0 | 25 | 0.0242
1767 | Indirect Fire Range | EA | 0 | 0 | 0 | 0 | 0 | 0 | 0 | 0 | 0 | N/A | N/A
1768 | Scaled Indirect Fire Range | EA | 10018.7 | 201.9 | 0 | 23.81 | 0 | 0 | 0 | 0 | 0 | 25 | 0.0242
1769 | Scaled Gunnery Range | EA | 42469.92 | 1037.43 | 0 | 100.95 | 0 | 0 | 0 | 0 | 0 | 25 | 0.0242
1771 | Armor Vehicle Crew Training Range | LN | 3758957.2 | 47265.22 | 0 | 7829.09 | 0 | 0 | 13938.11 | 0 | 0 | 25 | 0.0242
1772 | Armor Vehicle Unit Training Range | EA | 5463122.57 | 100774.48 | 0 | 11520.03 | 0 | 0 | 0 | 0 | 0 | 25 | 0.0242
1773 | Fire and Movement Range | LN | 130533.02 | 2301.63 | 0 | 275.25 | 0 | 0 | 3687.68 | 0 | 0 | 25 | 0.0242
1774 | Squad Defense Range | EA | 212953.27 | 4257.36 | 0 | 449.05 | 0 | 0 | 0 | 0 | 0 | 25 | 0.0242
1775 | Infantry Battle Course | EA | 1119843.2 | 22038.74 | 0 | 2361.4 | 0 | 0 | 0 | 0 | 0 | 25 | 0.0242
1776 | Urban Combat Training Range | EA | 454241.38 | 9812.59 | 0 | 957.85 | 0 | 0 | 0 | 0 | 0 | 25 | 0.0242
1781 | Live Hand Grenade Range | FP | 22865.1 | 771.4 | 0 | 48.22 | 0 | 0 | 119.06 | 0 | 0 | 25 | 0.0242
1782 | Engineer Qualification Range | FP | 320898.65 | 16238.45 | 0 | 667.53 | 0 | 0 | 45423.79 | 0 | 0 | 25 | 0.0242
1783 | Light Demolition and Flame Training Range | FP | 2156543.96 | 10352.21 | 0 | 4547.48 | 0 | 0 | 18826.64 | 0 | 0 | 25 | 0.0242
1790 | Miscellaneous Training Facility | EA | 88729.07 | 2609.64 | 0 | 184.2 | 0 | 0 | 0 | 0 | 0 | 25 | 0.0242
1791 | Aircraft Weapons Calibration Range | EA | 36190.73 | 2681.56 | 0 | 75.28 | 0 | 0 | 0 | 0 | 0 | 25 | 0.0242
1792 | Attack Helicopter Weapons Range | EA | 1327910.42 | 50384.52 | 0 | 2772.31 | 0 | 0 | 0 | 0 | 0 | 25 | 0.0242
1793 | Aircraft Weapons Range | EA | 0 | 0 | 0 | 0 | 0 | 0 | 0 | 0 | 0 | N/A | N/A
1794 | Air Defense Range | FP | 156873.7 | 8568.98 | 0 | 330.8 | 0 | 0 | 0 | 0 | 0 | 25 | 0.0242
1795 | Fire And Rescue Training Facility | EA | 1995946.97 | 40083.64 | 0 | 4788.78 | 0 | 0 | 0 | 0 | 0 | 25 | 0.0242
1796 | Urban Combat Training Area, Non-Fire | SF | 32.52 | 0.1 | 0 | 0.0686 | 0 | 0 | 0 | 0 | 0 | 25 | 0.0242
1797 | Hand Grenade Range, Non-Firing | FP | 4148.58 | 80.66 | 0 | 8.75 | 0 | 0 | 74.71 | 0 | 0 | 25 | 0.0242
1798 | Infiltration Course, Live Fire | EA | 93007.26 | 2271.93 | 0 | 193.03 | 0 | 0 | 0 | 0 | 0 | 25 | 0.0242
1799 | Confidence/Obstacle Course | EA | 45353.23 | 1107.86 | 0 | 94.15 | 0 | 0 | 0 | 0 | 0 | 25 | 0.0242
2111 | Aircraft Maintenance Hangar | SF | 239 | 2.37 | 0.0382 | 0.4789 | 0.1092 | 0.1857 | 0.0078 | 0 | 0.0109 | 40 | 0.0157
2112 | Aircraft Maintenance Shop | SF | 227 | 2.99 | 0.0874 | 0.3783 | 0.1092 | 0.0874 | 0.0078 | 0 | 0.0109 | 40 | 0.0157
2113 | Aircraft Corrosion Control Hangar | SF | 323.17 | 1.96 | 0.0382 | 0.6473 | 0.9831 | 0.0109 | 0.0078 | 0 | 0.0109 | 40 | 0.0157
2114 | Aircraft Engine Test Building | SF | 182.03 | 2.92 | 0.1223 | 0.3495 | 0.1092 | 0.1857 | 0.0078 | 0 | 0.0109 | 50 | 0.0125
2115 | Aircraft Maintenance Hangar, Depot | SF | 263.79 | 1.49 | 0.0874 | 0.4789 | 0.1092 | 0.0109 | 0.0078 | 0 | 0.0109 | 40 | 0.0157
2116 | Aircraft Maintenance Shop, Depot | SF | 238.48 | 2.26 | 0.0874 | 0.3783 | 0.1092 | 0.0874 | 0.0078 | 0 | 0.0109 | 40 | 0.0157
2118 | Aircraft Engine Test Facility | EA | 2366325.51 | 19656.75 | 0 | 4544.55 | 12779.74 | 142 | 0 | 0 | 425.99 | 50 | 0.0119
2121 | Missile Maintenance/Assembly Building | SF | 202.47 | 2.74 | 0.1223 | 0.6074 | 0.9831 | 0.1857 | 0.0078 | 0 | 0.0109 | 31 | 0.0203
2123 | Missile/Launcher Maintenance Support Facility | SF | 202.47 | 2.63 | 0.1223 | 0.4072 | 0.9831 | 0.0874 | 0.0078 | 0 | 0.0109 | 31 | 0.0203
2124 | Missile Test Tower | EA | 246088.39 | 4891.52 | 0 | 607.96 | 0 | 0 | 0 | 0 | 0 | 30 | 0.0201
2125 | Missile Maintenance/Assembly Building, Depot | SF | 202.47 | 2.32 | 0.0874 | 0.6074 | 0.9831 | 0.1857 | 0.0078 | 0 | 0.0109 | 31 | 0.0203
2126 | Intercontinental Ballistic Missile Processing Facility | SF | 433.56 | 16.88 | 0.1223 | 0.9598 | 0.9831 | 0.0874 | 0.0078 | 0 | 0.0109 | 31 | 0.0203
2131 | Ship Maintenance Dry-dock | SF | 651.92 | 26.25 | 0.1223 | 1.36 | 0 | 0.1857 | 0.0078 | 0 | 0.0109 | 50 | 0.0125
2132 | Marine Railway | EA | 11305.65 | 451 | 0 | 23.52 | 0 | 0 | 0 | 0 | 0 | 37 | 0.0167
2133 | Marine Maintenance Shop | SF | 158.66 | 1.67 | 0.0874 | 0.2874 | 0.9831 | 0.0874 | 0.0078 | 0 | 0.0109 | 50 | 0.0125
2134 | Marine Maintenance Support Facility | SF | 109.75 | 2.14 | 0.1223 | 0.2488 | 0.9831 | 0.0874 | 0.0078 | 0 | 0.0109 | 50 | 0.0125
2135 | Landing Craft Wash Facility | EA | 7790253.11 | 122879.64 | 0 | 16142.78 | 0 | 0 | 0 | 0 | 0 | 37 | 0.017
2136 | Nuclear Repair Shop | SF | 202.47 | 2.5 | 0.0874 | 0.3903 | 0.9831 | 0.0874 | 0.0078 | 0 | 0.0109 | 50 | 0.0125
2137 | Fixed Crane Structure | EA | 4682357.28 | 95016.37 | 0 | 9775.45 | 0 | 0 | 0 | 0 | 0 | 6 | 0.1037
2141 | Vehicle Maintenance Shop | SF | 210.25 | 3.31 | 0.0874 | 0.364 | 0.9831 | 0.0874 | 0.0078 | 0 | 0.0109 | 50 | 0.0125
2142 | Vehicle Maintenance Shop, Depot | SF | 198 | 1.95 | 0.0874 | 0.364 | 0.9831 | 0.0874 | 0.0078 | 0 | 0.0109 | 50 | 0.0125
2143 | Vehicle Maintenance Shop, National Guard | SF | 210.25 | 3.72 | 0.0874 | 0.3519 | 0.1092 | 0.0874 | 0.0078 | 0 | 0.0109 | 50 | 0.0125
2144 | Vehicle Maintenance Shop, Reserve | SF | 210.25 | 3.69 | 0.0874 | 0.3519 | 0.9831 | 0.0874 | 0.0078 | 0 | 0.0109 | 50 | 0.0125
2145 | Vehicle Maintenance Facility | EA | 71296.38 | 1637.81 | 0 | 147.33 | 177.61 | 17.76 | 0 | 0 | 53.28 | 50 | 0.0119
2146 | Launch Vehicle Test Facility | EA | 15909820.99 | 177343.04 | 0 | 35219.54 | 0 | 944.7 | 0 | 0 | 2834.09 | 50 | 0.0119
2151 | Weapon Maintenance Shop | SF | 158.66 | 2.51 | 0.0874 | 0.2874 | 0.1092 | 0.0874 | 0.0078 | 0 | 0.0109 | 50 | 0.0125
2152 | Weapon Maintenance Shop, Depot | SF | 141.73 | 2.29 | 0.0874 | 0.3158 | 0.1092 | 0.0874 | 0.0078 | 0 | 0.0109 | 50 | 0.0125
2153 | Special Weapon Maintenance Shop | SF | 202.47 | 2.59 | 0.0874 | 0.4845 | 0.1092 | 0.0874 | 0.0078 | 0 | 0.0109 | 50 | 0.0125
2154 | Weapon Maintenance Facility, Depot | SF | 165.48 | 3.39 | 0.0874 | 0.3158 | 0.1092 | 0.0874 | 0.0078 | 0 | 0.0109 | 50 | 0.0125
2161 | Ammunition Maint Shop | SF | 165.48 | 2.85 | 0.0874 | 0.3208 | 0.1092 | 0.0874 | 0.0078 | 0 | 0.0109 | 50 | 0.0125
2162 | Ammunition Maint Shop, Depot | SF | 165.48 | 3.07 | 0.0874 | 0.3208 | 0.1092 | 0.0874 | 0.0078 | 0 | 0.0109 | 50 | 0.0125
2163 | Ammunition Maint Facility, Depot | SF | 165.48 | 4.15 | 0.0874 | 0.3208 | 0.1092 | 0.0874 | 0.0078 | 0 | 0.0109 | 50 | 0.0125
2171 | Electronic and Communication Maint Shop | SF | 183 | 2.58 | 0.0874 | 0.3591 | 0.1092 | 0.0874 | 0.0078 | 0 | 0.0109 | 50 | 0.0125
2172 | Electronic and Communication Maint Shop, Depot | SF | 183 | 1.91 | 0.0874 | 0.3591 | 0.1092 | 0.0874 | 0.0078 | 0 | 0.0109 | 50 | 0.0125
2173 | Electronic and Communication Maint Facility | EA | 936893.58 | 9850.46 | 480.61 | 1975.37 | 0 | 60.08 | 0 | 0 | 0 | 50 | 0.0125
2181 | Installation Support Vehicle Maint Shop | SF | 160 | 2.93 | 0.0874 | 0.3519 | 0.1092 | 0.0874 | 0.0078 | 0 | 0.0109 | 50 | 0.0125
2182 | Installation Support Equipment Maint Shop | SF | 160 | 2.53 | 0.0874 | 0.2874 | 0.1092 | 0.0874 | 0.0078 | 0 | 0.0109 | 50 | 0.0125
2183 | Railroad Equipment Shop | SF | 171.82 | 3.07 | 0.0874 | 0.3691 | 0.1092 | 0.0874 | 0.0078 | 0 | 0.0109 | 50 | 0.0125
2184 | Parachute And Dingy Maintenance Shop | SF | 212 | 4.22 | 0.0874 | 0.3903 | 0.1092 | 0.0874 | 0.0078 | 0 | 0.0109 | 50 | 0.0125
2191 | Facility Engineer Maintenance Shop | SF | 160 | 3.37 | 0.0874 | 0.273 | 0.1092 | 0.0874 | 0.0078 | 0 | 0.0109 | 50 | 0.0125
2192 | Facility Engineer Maintenance Facility | EA | 1196237.52 | 30021.9 | 0 | 2820.59 | 0 | 338.61 | 0 | 0 | 1015.83 | 50 | 0.0119
2211 | Aircraft Production Plant | SF | 134.76 | 1.7 | 0.0765 | 0.3788 | 0.9831 | 0.1857 | 0.0078 | 0 | 0.0109 | 55 | 0.0114
2221 | Missile Production Plant | SF | 134.76 | 2.28 | 0.0765 | 0.4651 | 0.9831 | 0.1857 | 0.0078 | 0 | 0.0109 | 55 | 0.0114
2231 | Ship Production Plant | SF | 134.76 | 2.2 | 0.0765 | 0.2493 | 0.9831 | 0.1857 | 0.0078 | 0 | 0.0109 | 55 | 0.0114
2233 | Ship Building Dry-dock | SF | 654.12 | 19.13 | 0.0765 | 1.36 | 0 | 0.1857 | 0 | 0 | 0.0109 | 50 | 0.0125
2241 | Tank/Automotive Production Plant | SF | 134.76 | 1.89 | 0.0765 | 0.2387 | 0.9831 | 0.1857 | 0.0078 | 0 | 0.0109 | 55 | 0.0114
2242 | Tank/Automotive Production Facility | SF | 134.76 | 1.89 | 0.0765 | 0.2387 | 0.9831 | 0.1857 | 0.0078 | 0 | 0.0109 | 55 | 0.0114
2251 | Weapon Production Plant | SF | 134.76 | 1.8 | 0.0765 | 0.2387 | 0.9831 | 0.1857 | 0.0078 | 0 | 0.0109 | 55 | 0.0114
2252 | Weapon Production Facility | SF | 134.76 | 1.8 | 0.0765 | 0.2387 | 0.9831 | 0.1857 | 0.0078 | 0 | 0.0109 | 55 | 0.0114
2261 | Ammunition Production Plant | SF | 202.26 | 3.5 | 0.0765 | 0.3678 | 0.9831 | 0.1857 | 0.0078 | 0 | 0.0109 | 55 | 0.0114
2262 | Ammunition Production Facility | SF | 134.76 | 2.43 | 0.0765 | 0.3678 | 0.9831 | 0.1857 | 0.0078 | 0 | 0.0109 | 55 | 0.0109
2264 | Ammunition Demilitarization Plant | SF | 1035.69 | 10.27 | 0.0765 | 2.13 | 0.9831 | 0.1857 | 0.0078 | 0 | 0.0109 | 55 | 0.0114
2265 | Ammunition Demilitarization Facility | EA | 3212720.53 | 54516.75 | 0 | 6602.98 | 0 | 33.88 | 0 | 0 | 101.65 | 55 | 0.0109
2271 | Electronic and Communication Production Plant | SF | 183 | 1.86 | 0.0765 | 0.3908 | 0.9831 | 0.1857 | 0.0078 | 0 | 0.0109 | 55 | 0.0114
2281 | Miscellaneous Support Production Plant | SF | 158.66 | 3.18 | 0.0765 | 0.3903 | 0.9831 | 0.1857 | 0.0078 | 0 | 0.0109 | 55 | 0.0114
2291 | Construction Material Production Plant | EA | 1614104.58 | 27929.16 | 480.55 | 3573.14 | 0 | 1167.05 | 0 | 0 | 205.95 | 55 | 0.0114
3101 | RDT&E Laboratory | SF | 240.43 | 2.4 | 0.1606 | 0.4621 | 0.9831 | 0.0874 | 0.0078 | 0 | 0.0109 | 30 | 0.0109
3102 | Medical Research Laboratory | SF | 278.36 | 5.54 | 0.1606 | 0.6268 | 0.9831 | 0.0874 | 0.0078 | 0 | 0.0109 | 30 | 0.0109
3103 | Biosafety Level 3 Laboratory | SF | 268.4 | 10.25 | 0.1604 | 0.63 | 0.9822 | 0.0873 | 0.0077 | 0 | 0.0109 | 20 | 0.0109
3104 | Biosafety Level 4 Laboratory | SF | 268.4 | 15.24 | 0.1604 | 0.63 | 0.9822 | 0.0873 | 0.0077 | 0 | 0.0109 | 20 | 0.0109
3111 | Aircraft RDT&E Facility | SF | 223.39 | 2.32 | 0.1606 | 0.4621 | 0.9831 | 0.0874 | 0.0078 | 0 | 0.0109 | 55 | 0.0109
3121 | Missile and Space RDT&E Facility | SF | 228.5 | 2.86 | 0.1606 | 0.6441 | 0.9831 | 0.0874 | 0.0078 | 0 | 0.0109 | 55 | 0.0109
3131 | Ship and Marine RDT&E Facility | SF | 240.43 | 2.2 | 0.1606 | 0.3316 | 0.9831 | 0.0874 | 0.0078 | 0 | 0.0109 | 55 | 0.0109
3141 | Tank and Automotive RDT&E Facility | SF | 240.43 | 2.36 | 0.1606 | 0.3605 | 0.9831 | 0.0874 | 0.0078 | 0 | 0.0109 | 55 | 0.0109
3151 | Weapons RDT&E Facility | SF | 240.43 | 3 | 0.1606 | 0.6441 | 0.9831 | 0.0874 | 0.0078 | 0 | 0.0109 | 55 | 0.0109
3161 | Ammunition, Explosive, and Toxic RDT&E Facility | SF | 240.43 | 3.39 | 0.1606 | 0.4621 | 0.9831 | 0.0874 | 0.0078 | 0 | 0.0109 | 55 | 0.0109
3171 | Electronic and Communication RDT&E Facility | SF | 240.43 | 2.35 | 0.1606 | 0.4621 | 0.9831 | 0.0874 | 0.0078 | 0 | 0.0109 | 55 | 0.0109
3181 | Propulsion RDT&E Facility | SF | 240.43 | 2.73 | 0.1606 | 0.4621 | 0.9831 | 0.0874 | 0.0078 | 0 | 0.0109 | 55 | 0.0109
3191 | Miscellaneous Item and Equipment RDT&E Facility | SF | 240.43 | 2.975 | 0.1606 | 0.3605 | 0.9831 | 0.0874 | 0.0078 | 0 | 0.0109 | 55 | 0.0109
3201 | Underwater Equipment RDT&E Facility | SF | 240.43 | 2.75 | 0.1606 | 0.4452 | 0.9831 | 0.0874 | 0.0078 | 0 | 0.0109 | 55 | 0.0109
3211 | RDT&E Technical Service Facility | SF | 240.43 | 2.37 | 0.1606 | 0.3089 | 0.9831 | 0.0874 | 0.0078 | 0 | 0.0109 | 55 | 0.0109
3711 | RDT&E Range Building | SF | 160.61 | 2.25 | 0.1606 | 0.2658 | 0.1092 | 0.0874 | 0.0078 | 0 | 0.0109 | 40 | 0.015
3712 | RDT&E Range Facility | EA | 223546.06 | 1674.55 | 0 | 531.55 | 0 | 20.4 | 0 | 0 | 61.21 | 40 | 0.015
3713 | RDT&E Range Complex | EA | 651922.86 | 7266.83 | 0 | 1361.03 | 0 | 52.23 | 0 | 0 | 156.7 | 36 | 0.0166
3901 | Miscellaneous RDT&E Facility | EA | 223546.06 | 4359.61 | 0 | 531.55 | 0 | 20.4 | 0 | 0 | 61.21 | 40 | 0.015
3902 | RDT&E Area | AC | 0 | 0 | 0 | 0 | 0 | 0 | 2.18 | 0 | 0.615 | N/A | N/A
3903 | Aerodynamic wind tunnel | EA | 618854259.42 | 6898223.42 | 16068.32 | 1287646.1 | 120718.17 | 1052.4 | 0 | 0 | 3157.19 | 55 | 0.0109
3904 | Propulsion engine test cell | EA | 47445211.1 | 485713.43 | 0 | 98718.95 | 0 | 0 | 0 | 0 | 0 | 55 | 0.0109
4111 | Bulk Liquid Fuel Storage | BL | 59.92 | 4.75 | 0 | 0.1269 | 0 | 0 | 0 | 0 | 0 | 30 | 0.0206
4121 | Bulk Liquid Storage, Other Than Fuel | GA | 2.16 | 0.09 | 0 | 0.0042 | 0 | 0 | 0 | 0 | 0 | 28 | 0.0221
4122 | Liquid Oxygen Storage | SF | 47.78 | 0.87 | 0 | 0.11 | 0.1092 | 0.0109 | 0.0078 | 0 | 0.0109 | 24 | 0.0258
4211 | Ammunition Storage, Depot and Arsenal | SF | 245 | 2.19 | 0 | 0.5076 | 0.1092 | 0.0109 | 0.0794 | 0 | 0.0109 | 55 | 0.0109
4212 | Intercontinental Ballistic Missile Storage Facility | SF | 390.94 | 7.32 | 0 | 0.8023 | 0.1092 | 0.0109 | 0.0794 | 0 | 0.0109 | 55 | 0.0109
4221 | Ammunition Storage, Installation | SF | 256 | 2.54 | 0 | 0.5076 | 0.1092 | 0.0109 | 0.0794 | 0 | 0.0109 | 55 | 0.0109
4231 | Liquid Propellant Storage, Ammunition Related | GA | 1.28 | 0.09 | 0 | 0.0029 | 0 | 0 | 0 | 0 | 0 | 46 | 0.0134
4241 | Battery Storage, Weapon Related | SF | 171.32 | 4.52 | 0 | 0.3903 | 0.1092 | 0.0109 | 0.0794 | 0 | 0.0109 | 45 | 0.0134
4251 | Open Ammunition Storage | SY | 44.91 | 1.44 | 0 | 0.1096 | 0 | 0 | 0.7146 | 0.0005 | 0.0109 | 60 | 0.01
4311 | Cold Storage, Depot | SF | 171.32 | 2.3 | 0.0382 | 0.3903 | 0.1092 | 0.0109 | 0.0078 | 0 | 0.0109 | 45 | 0.0132
4321 | Cold Storage, Installation | SF | 235.56 | 2.77 | 0.0382 | 0.3903 | 0.1092 | 0.0109 | 0.0078 | 0 | 0.0109 | 45 | 0.0132
4411 | Covered Storage Building, Depot | SF | 133 | 1.36 | 0 | 0.2083 | 0.1092 | 0.0109 | 0.0078 | 0 | 0.0109 | 45 | 0.0132
4412 | Covered Storage Shed, Depot | SF | 72.03 | 0.86 | 0 | 0.0779 | 0.1092 | 0.0109 | 0.0078 | 0 | 0.0109 | 36 | 0.0165
4413 | Hazardous Materials Storage, Depot | SF | 149.9 | 2.91 | 0 | 0.2995 | 0.1092 | 0.0109 | 0.0078 | 0 | 0.0109 | 45 | 0.0132
4414 | Controlled Humidity Storage, Depot | SF | 115.83 | 1.48 | 0 | 0.194 | 0.1092 | 0.0109 | 0.0078 | 0 | 0.0109 | 45 | 0.0132
4421 | Covered Storage Building, Installation | SF | 106 | 2.17 | 0 | 0.1844 | 0.1092 | 0.0109 | 0.0078 | 0 | 0.0109 | 45 | 0.0132
4422 | Covered Storage Shed, Installation | SF | 33 | 0.87 | 0 | 0.0779 | 0.1092 | 0.0109 | 0.0078 | 0 | 0.0109 | 36 | 0.0165
4423 | Hazardous Materials Storage, Installation | SF | 149.9 | 5.16 | 0.0382 | 0.2995 | 0.1092 | 0.0109 | 0.0078 | 0 | 0.0109 | 45 | 0.0132
4424 | Controlled Humidity Storage, Installation | SF | 115.83 | 1.41 | 0.0382 | 0.194 | 0.1092 | 0.0109 | 0.0078 | 0 | 0.0109 | 45 | 0.0132
4425 | Vehicle Storage, Covered | SF | 62.3 | 0.63 | 0 | 0.151 | 0.1092 | 0.0109 | 0.0078 | 0 | 0.0109 | 40 | 0.0148
4426 | Storage Silo, Loose Material | SF | 26.84 | 0.86 | 0 | 0.0433 | 0.1092 | 0.0109 | 0.0078 | 0 | 0.0109 | 36 | 0.0165
4427 | Small Arms Storage, Installation | SF | 244.32 | 2.69 | 0 | 0.5076 | 0.1092 | 0.0109 | 0.0078 | 0 | 0.0109 | 55 | 0.0108
4511 | Open Storage, Depot | SY | 44.91 | 0.17 | 0 | 0.1078 | 0 | 0 | 0.05 | 0.0005 | 0.0109 | 75 | 0.008
4521 | Open Storage, Installation | SY | 44.91 | 0.17 | 0 | 0.1078 | 0 | 0 | 0.05 | 0.0005 | 0.0109 | 75 | 0.008
5100 | Hospital | SF | 440 | 5.95 | 0.1759 | 0.522 | 1.58 | 0.1202 | 0.1328 | 0 | 0.0328 | 30 | 0.0287
5101 | Medical Center | SF | 440 | 5.95 | 0.1759 | 0.5938 | 1.58 | 0.1202 | 0.1328 | 0 | 0.0328 | 30 | 0.0287
5302 | Medical Laboratory | SF | 240.43 | 7.7 | 0.1759 | 0.4621 | 1.58 | 0.1202 | 0.1328 | 0 | 0.0328 | 20 | 0.0309
5303 | Morgue | SF | 213.56 | 3.89 | 0.1759 | 0.4694 | 1.58 | 0.1202 | 0.1328 | 0 | 0.0328 | 50 | 0.012
5304 | Veterinary Facility | SF | 213.56 | 3.18 | 0.1759 | 0.4694 | 1.58 | 0.1202 | 0.1328 | 0 | 0.0328 | 45 | 0.0133
5306 | Medical Warehouse | SF | 117.78 | 1.25 | 0.0382 | 0.194 | 0.9831 | 0.0109 | 0.1328 | 0 | 0.0328 | 50 | 0.0132
5307 | Ambulance Shelter | SF | 83.71 | 0.65 | 0.0688 | 0.1632 | 0.1092 | 0.0109 | 0.1328 | 0 | 0.0328 | 35 | 0.017
5400 | Dental Facility | SF | 402 | 9.66 | 0.1759 | 0.5196 | 1.58 | 0.1202 | 0.1328 | 0 | 0.0328 | 30 | 0.0287
5500 | Dispensary And Clinic | SF | 358.21 | 7.03 | 0.1759 | 0.4694 | 1.58 | 0.1202 | 0.1328 | 0 | 0.0328 | 30 | 0.0287
5501 | Ambulatory Care Clinic | SF | 431.21 | 5.19 | 0.1759 | 0.4429 | 1.58 | 0.1202 | 0.1328 | 0 | 0.0328 | 30 | 0.0287
6100 | General Administrative Building | SF | 212 | 2.87 | 0.13 | 0.34 | 1.23 | 0.0874 | 0.1328 | 0 | 0.0328 | 55 | 0.0108
6101 | Small Unit Headquarters Building | SF | 183.97 | 3.36 | 0.13 | 0.3664 | 1.23 | 0.0874 | 0.1328 | 0 | 0.0328 | 55 | 0.0108
6102 | Large Unit Headquarters Building | SF | 240 | 4.07 | 0.13 | 0.3831 | 1.23 | 0.0874 | 0.1328 | 0 | 0.0328 | 55 | 0.0108
6103 | Printing And Reproduction Plant | SF | 88.1 | 3.1 | 0.0765 | 0.1922 | 0.9831 | 0.1857 | 0.1328 | 0 | 0.0328 | 45 | 0.0132
6104 | Automated Data Processing Center | SF | 275 | 2.87 | 0.4245 | 0.4453 | 1.23 | 0.0874 | 0.1328 | 0 | 0.0328 | 45 | 0.0132
6105 | Pentagon | SF | 545.41 | 6.55 | 0.4241 | 0.3397 | 1.23 | 0.0873 | 0.1327 | 0 | 0.0327 | 55 | 0.0108
6106 | Remote Delivery Facility | SF | 151.63 | 9.31 | 0.0873 | 0.2727 | 0.1091 | 0.0873 | 0.0077 | 0 | 0.0109 | 55 | 0.0108
6200 | Administrative Structure, Underground | SF | 228.75 | 2.21 | 0.13 | 0.431 | 1.23 | 0.0874 | 0 | 0 | 0.0328 | 45 | 0.0132
6201 | Alternate Joint Communications Center | SF | 239.95 | 2.77 | 0.4241 | 0.4449 | 1.23 | 0.0873 | 0.1327 | 0 | 0.0327 | 55 | 0.0108
6900 | Administrative Structure, Other Than Buildings | EA | 6751.93 | 163.61 | 0 | 15.75 | 0 | 0 | 0 | 0 | 0 | 26 | 0.0231
7110 | Family Housing Dwelling | SF | 147 | 2.1 | 0.142 | 0.1724 | 0 | 0 | 0 | 0 | 0 | 60 | 0.01
7120 | Family Housing Trailer/Relocatable | FA | 43777.99 | 890.16 | 0 | 99.09 | 0 | 0 | 0 | 0 | 0 | 20 | 0.0303
7130 | Family Housing Trailer Site | FA | 6606.89 | 397.6 | 0 | 15.52 | 0 | 0 | 0 | 0 | 0 | 20 | 0.0303
7141 | Family Housing Garage/Carport | SF | 53.86 | 1.02 | 0 | 0.0769 | 0 | 0 | 0 | 0 | 0 | 35 | 0.0172
7142 | Family Housing Storage Facility | SF | 21.1 | 0.93 | 0 | 0.0862 | 0 | 0 | 0 | 0 | 0 | 30 | 0.0201
7143 | Miscellaneous Family Housing Support Facility | SF | 53.86 | 2.3 | 0.0688 | 0.34 | 0.1092 | 0.0874 | 0.1328 | 0 | 0.0328 | 55 | 0.0109
7145 | Trailer Court Support Facility | SF | 108.14 | 1.4 | 0.0688 | 0.2214 | 0.1092 | 0.0874 | 0.1328 | 0 | 0.0328 | 55 | 0.0109
7146 | Family Housing Attendant Facility | SF | 83.43 | 4.74 | 0.1759 | 0.1802 | 0.1092 | 0.0874 | 0.1328 | 0 | 0.0328 | 40 | 0.015
7210 | Enlisted Unaccomp Personnel Housing | SF | 211 | 3.45 | 0.1759 | 0.3664 | 0 | 0 | 0.1328 | 0 | 0 | 55 | 0.0109
7212 | Enlisted Unaccomp Personnel Housing, Transient | SF | 226.8 | 5.1 | 0.1759 | 0.3664 | 0 | 0.0874 | 0.1328 | 0 | 0 | 55 | 0.0109
7213 | Student Barracks | SF | 181.05 | 4.33 | 0.1724 | 0.3664 | 0 | 0.1202 | 0.1328 | 0 | 0.0328 | 55 | 0.0109
7214 | Annual Training/Mobilization Barracks | SF | 190.79 | 3.06 | 0.0575 | 0.3256 | 0 | 0.0874 | 0.1328 | 0 | 0.0328 | 41 | 0.0147
7215 | Unaccompanied Housing for Wounded Warriors | SF | 379.15 | 3.7 | 0.1757 | 0.4425 | 1.58 | 0.12 | 0.1327 | 0 | 0.0327 | 55 | 0.0109
7218 | Recruit/Trainee Barracks | SF | 181.05 | 4.72 | 0.1724 | 0.3256 | 0 | 0.0874 | 0.1328 | 0 | 0.0328 | 55 | 0.0109
7220 | Dining Facility | SF | 312 | 4.75 | 3.1 | 0.5938 | 1.58 | 1.66 | 0.1328 | 0 | 0.059 | 40 | 0.015
7231 | Miscellaneous UPH Support Building | SF | 44.17 | 2.3 | 7.08 | 0.1226 | 0.1092 | 0.0874 | 0.1328 | 0 | 0.0328 | 45 | 0.0134
7232 | Unaccomp Personnel Housing Garage/Carport | SF | 53.86 | 1.02 | 0 | 0.0674 | 0 | 0 | 0.1328 | 0 | 0 | 35 | 0.0172
7233 | Dining Support Facility | SF | 171.32 | 5.21 | 0.0382 | 0.4213 | 0.1092 | 0.0109 | 0.1328 | 0 | 0.0328 | 40 | 0.015
7234 | Latrine/Shower Facility | SF | 155.74 | 4.58 | 5.4 | 0.419 | 1.58 | 0.0874 | 0.1328 | 0 | 0.0328 | 40 | 0.015
7235 | Miscellaneous UPH Support Facility | EA | 3967.1 | 96.12 | 0 | 8.77 | 0 | 0 | 0 | 0 | 0 | 35 | 0.0172
7240 | Officer Unaccompanied Personnel Housing | SF | 204 | 5.15 | 0.1759 | 0.3591 | 0 | 0.0874 | 0.1328 | 0 | 0 | 55 | 0.0109
7241 | Officer UPH, Transient | SF | 180.08 | 5.15 | 0.1759 | 0.3591 | 0 | 0.0874 | 0.1328 | 0 | 0 | 55 | 0.0109
7242 | Service Academy Unaccomp Pers Housing | SF | 224.85 | 5.15 | 0.1759 | 0.3591 | 0 | 0.0874 | 0.1328 | 0 | 0 | N/A | 0.0109
7250 | Emergency Unaccomp Personnel Housing | SF | 109.02 | 1.18 | 0.1759 | 0.0761 | 0 | 0 | 0.1328 | 0 | 0 | 41 | 0.0147
7251 | EUPH Tent Pad | SF | 5.02 | 0.16 | 0 | 0.0118 | 0 | 0 | 0.1328 | 0 | 0 | 41 | 0.0147
7311 | Fire Station Facility | SF | 239 | 3.51 | 0.0688 | 0.4118 | 0 | 0.0874 | 0.1328 | 0 | 0.0328 | 45 | 0.0133
7312 | Prison/Confinement Facility | SF | 232.25 | 4.93 | 0.1759 | 0.5096 | 1.58 | 0.0874 | 0.1328 | 0 | 0.0328 | 45 | 0.0133
7313 | Police Station | SF | 256 | 5.37 | 0.13 | 0.3519 | 1.23 | 0.0874 | 0.1328 | 0 | 0.0328 | 50 | 0.012
7314 | Drug and Alcohol Abuse Center | SF | 271.58 | 3.56 | 0.0994 | 0.3519 | 1.23 | 0.0874 | 0.1328 | 0 | 0.0328 | 55 | 0.0109
7321 | Bread/Pastry Kitchen | SF | 235.4 | 3.4 | 1.95 | 0.4905 | 1.58 | 1.66 | 0.1328 | 0 | 0.059 | 45 | 0.0134
7322 | Ice/Dairy Products Plant | SF | 171.32 | 5.44 | 0.0765 | 0.2921 | 0.9831 | 0.1857 | 0.1328 | 0 | 0.0328 | 45 | 0.0134
7323 | Greenhouse | SF | 43.76 | 1.19 | 0.1759 | 0.0964 | 0.1092 | 0.0874 | 0.1328 | 0 | 0.0328 | 35 | 0.0172
7331 | Exchange Eating Facility | SF | 206.36 | 5.6 | 3.1 | 0.3975 | 1.58 | 1.66 | 0.1328 | 0 | 0.059 | 35 | 0.0172
7332 | Non-Exchange Eating Facility | SF | 206.36 | 3.56 | 3.1 | 0.5938 | 1.58 | 1.66 | 0.1328 | 0 | 0.059 | 35 | 0.0172
7333 | Open Mess and Club Facility | SF | 324.14 | 5.48 | 0.5079 | 0.5531 | 1.58 | 1.66 | 0.1328 | 0 | 0.059 | 45 | 0.0134
7340 | Thrift Shop | SF | 144.06 | 3.33 | 0.0688 | 0.2658 | 0.1092 | 0.0874 | 0.1328 | 0 | 0.0328 | 38 | 0.0158
7341 | Bus Station | SF | 128.06 | 2.81 | 0.0688 | 0.2496 | 0.1092 | 0.0874 | 0.1328 | 0 | 0.0109 | 50 | 0.012
7342 | Laundry/Dry Cleaning Facility | SF | 161.58 | 3.83 | 7.08 | 0.3927 | 0.9831 | 0.1857 | 0.1328 | 0 | 0.0328 | 45 | 0.0139
7343 | Clothing Sales Store | SF | 161.58 | 2.72 | 0.0688 | 0.2658 | 0.9831 | 0.0874 | 0.1328 | 0 | 0.0328 | 50 | 0.012
7344 | Postal Facility | SF | 120.44 | 3.5 | 0.1223 | 0.2488 | 0.9831 | 0.0874 | 0.1328 | 0 | 0.0328 | 50 | 0.012
7345 | Exchange Automobile Facility | SF | 125.5 | 3.35 | 0.0688 | 0.2493 | 0.9831 | 0.0874 | 0.1328 | 0 | 0.0109 | 40 | 0.015
7346 | Exchange Sales Facility | SF | 161.58 | 3.02 | 0.0688 | 0.2658 | 0.9831 | 0.0874 | 0.1328 | 0 | 0.0328 | 50 | 0.012
7347 | Bank and Credit Union | SF | 163.53 | 3.45 | 0.13 | 0.3161 | 1.23 | 0.0874 | 0.1328 | 0 | 0.0328 | 55 | 0.0109
7348 | Car Wash Facility | SF | 235.26 | 3.35 | 1.32 | 0.5232 | 0 | 0.0874 | 0.1328 | 0 | 0 | 30 | 0.0201
7349 | Commissary | SF | 203 | 1.95 | 0.0655 | 0.3304 | 0.2512 | 0.0874 | 0.1328 | 0 | 0.0328 | 40 | 0.015
7351 | Education Center | SF | 215 | 3.4 | 0.0994 | 0.4071 | 1.23 | 0.0874 | 0.1328 | 0 | 0.0328 | 50 | 0.012
7352 | Dependent School | SF | 210 | 3.47 | 0.0994 | 0.348 | 1.23 | 0.0874 | 0.1328 | 0 | 0.0328 | 45 | 0.0133
7353 | Dependent School Support Facility | SF | 191.72 | 4.92 | 0.0382 | 0.3527 | 0.1092 | 0.0874 | 0.1328 | 0 | 0.0328 | 45 | 0.0133
7361 | Chapel Facility | SF | 270 | 3.09 | 0.0994 | 0.4166 | 0.2512 | 0.0874 | 0.1328 | 0 | 0.0328 | 50 | 0.012
7362 | Religious Education Facility | SF | 261.84 | 3.67 | 0.0994 | 0.34 | 1.23 | 0.0874 | 0.1328 | 0 | 0.0328 | 50 | 0.012
7371 | Nursery and Child Care Facility | SF | 222 | 2.44 | 0.0994 | 0.4047 | 1.58 | 0.0874 | 0.1328 | 0 | 0.0328 | 45 | 0.0133
7372 | Family Service Center | SF | 209 | 3.65 | 0.0994 | 0.3831 | 1.23 | 0.0874 | 0.1328 | 0 | 0.0328 | 50 | 0.012
7380 | Homeless Support Facility | SF | 0 | 0 | 0.1759 | 0 | 1.58 | 0.0874 | 0.1328 | 0 | 0.0328 | N/A | N/A
7381 | Forestry Guard Station | SF | 352.37 | 0.93 | 0 | 0.4645 | 0 | 0.0874 | 0.1328 | 0 | 0 | 36 | 0.0167
7382 | Locker Room | SF | 114.83 | 3.23 | 0.1759 | 0.212 | 1.58 | 0.0874 | 0.1328 | 0 | 0.0328 | 36 | 0.0167
7383 | Air Raid/Fallout Shelter | SF | 228.75 | 3.3 | 0 | 0.431 | 0 | 0 | 0.1328 | 0 | 0 | 45 | 0.0134
7384 | Miscellaneous Personnel Shelter | SF | 58.48 | 0.82 | 0 | 0.1318 | 0 | 0 | 0.1328 | 0 | 0 | 36 | 0.0167
7385 | Public Restroom/Shower | SF | 123 | 3.41 | 0.1759 | 0.3999 | 1.58 | 0.0874 | 0.1328 | 0 | 0.0328 | 36 | 0.0167
7386 | Ceremonial Hall | SF | 83.28 | 2.12 | 0.0688 | 0.2083 | 0.1092 | 0.0874 | 0.1328 | 0 | 0.0328 | 50 | 0.0119
7387 | Exchange Support Facility | SF | 161.58 | 3.2 | 0.0874 | 0.2658 | 0.1092 | 0.0874 | 0.1328 | 0 | 0.0328 | 50 | 0.0118
7388 | Exchange Warehouse | SF | 129.46 | 1.52 | 0.0382 | 0.1964 | 0.1092 | 0.0109 | 0.1328 | 0 | 0.0328 | 45 | 0.0132
7389 | Private Vehicle Inspection Facility | SF | 109.02 | 1.29 | 0.0688 | 0.1844 | 0.9831 | 0.0874 | 0.1328 | 0 | 0.0328 | 40 | 0.015
7411 | Hobby And Craft Center | SF | 144.06 | 3.74 | 0.0688 | 0.3519 | 0.9831 | 0.0874 | 0.1328 | 0 | 0.0328 | 50 | 0.0119
7412 | Automobile Craft Center | SF | 137.25 | 2.44 | 0.0688 | 0.2826 | 0.9831 | 0.0874 | 0.1328 | 0 | 0.0328 | 40 | 0.0149
7413 | Golf Club House and Sales | SF | 165.48 | 4.61 | 0.0688 | 0.3256 | 1.23 | 0.0874 | 0.1328 | 0 | 0.0328 | 50 | 0.0119
7414 | Club and Organization Building | SF | 324.14 | 4.47 | 0.0688 | 0.5531 | 1.23 | 0.0874 | 0.1328 | 0 | 0.0328 | 45 | 0.0133
7415 | Bowling Center | SF | 237.51 | 3.14 | 0.0994 | 0.3927 | 0.9831 | 0.0874 | 0.1328 | 0 | 0.0328 | 40 | 0.0149
7416 | Library, General Use | SF | 238.48 | 3.25 | 0.0688 | 0.3951 | 0.2512 | 0.0874 | 0.1328 | 0 | 0.0328 | 55 | 0.0109
7417 | Recreation Center | SF | 235.56 | 4.07 | 0.0688 | 0.3712 | 0.2512 | 0.0874 | 0.1328 | 0 | 0.0328 | 50 | 0.0119
7418 | Indoor Skating Rink | SF | 117.73 | 2.21 | 0.0382 | 0.3025 | 0.1092 | 0.0874 | 0.1328 | 0 | 0.0328 | 45 | 0.0133
7421 | Indoor Physical Fitness Facility | SF | 203 | 3.26 | 0.0688 | 0.3999 | 0.1092 | 0.0874 | 0.1328 | 0 | 0.0328 | 45 | 0.0133
7422 | Indoor Swimming Pool | SF | 201.49 | 3.26 | 0.0688 | 0.3879 | 0.1092 | 0.0874 | 0.1328 | 0 | 0.0328 | 40 | 0.0149
7431 | Auditorium and Theater Facility | SF | 167.42 | 1.99 | 0.0688 | 0.3232 | 0.1092 | 0.0874 | 0.1328 | 0 | 0.0328 | 45 | 0.0133
7441 | Transient Lodging | SF | 205.39 | 4.92 | 0.1759 | 0.3591 | 1.58 | 0.0874 | 0.1328 | 0 | 0.0328 | 41 | 0.0147
7442 | Recreational Lodging | SF | 89.11 | 3.21 | 0.1759 | 0.1724 | 1.58 | 0.0874 | 0.1328 | 0 | 0.0328 | 45 | 0.0134
7443 | Transient and Recreational Lodging Support Facility | SF | 21.69 | 1.18 | 0.0382 | 0.2741 | 0.1092 | 0.0874 | 0.1328 | 0 | 0.0328 | 55 | 0.0109
7444 | Stable | SF | 29.71 | 0.6 | 0.0874 | 0.1086 | 0.1092 | 0.1857 | 0.0078 | 0 | 0.059 | 36 | 0.0166
7445 | Boathouse | SF | 27.26 | 0.58 | 0.0874 | 0.061 | 0.1092 | 0.0109 | 0.0078 | 0 | 0.0328 | 31 | 0.0192
7446 | Miscellaneous MWR Facility | SF | 232 | 2.25 | 0.0688 | 0.2706 | 0.1092 | 0.0874 | 0.0078 | 0 | 0.0328 | 45 | 0.0133
7447 | Miscellaneous MWR Support | SF | 87.61 | 3.57 | 0.0688 | 0.1755 | 0.1092 | 0.0874 | 0.0078 | 0 | 0.0328 | 45 | 0.0133
7511 | Playground | EA | 172688.23 | 3453.27 | 0 | 445.36 | 0 | 0 | 0 | 0 | 0 | 25 | 0.024
7512 | Outdoor Swimming Pool | EA | 1581768.39 | 10875.83 | 558.69 | 3330.59 | 0 | 0 | 0 | 0 | 0 | 25 | 0.024
7513 | Golf Course | EA | 2792312.63 | 59532.93 | 205250.01 | 8191.5 | 0 | 0 | 0 | 0 | 0 | 25 | 0.024
7514 | Golf Driving Range | EA | 143036.27 | 2661.01 | 11501.11 | 1444.35 | 0 | 0 | 0 | 0 | 0 | 25 | 0.024
7515 | Golf Pitch and Putt Course | EA | 206947.08 | 32564.9 | 102625 | 2979.47 | 0 | 0 | 0 | 0 | 0 | 25 | 0.024
7516 | Outdoor Recreation Area | EA | 15509.59 | 955.22 | 0 | 31.87 | 0 | 0 | 0 | 0 | 0 | 25 | 0.024
7517 | Recreational Pier | EA | 6735.74 | 125.31 | 0 | 9.61 | 0 | 0 | 0 | 0 | 0 | 31 | 0.0193
7518 | Marina | EA | 665943.25 | 12389.01 | 13246.69 | 2419.51 | 0 | 0 | 0 | 0 | 0 | 37 | 0.0161
7521 | Outdoor Playing Court | EA | 65034.09 | 1604.24 | 0 | 96.6 | 0 | 0 | 0 | 0 | 0 | 25 | 0.024
7522 | Athletic Field | EA | 191315.13 | 3737.58 | 11402.78 | 452.25 | 0 | 0 | 4037.81 | 0 | 0 | 25 | 0.024
7523 | Running Track | EA | 143308.71 | 3224.92 | 0 | 299.19 | 0 | 0 | 0 | 0 | 0 | 25 | 0.024
7524 | Stadium | EA | 2412659.3 | 57613.93 | 11402.78 | 6853.92 | 0 | 0 | 4037.81 | 0 | 0 | 25 | 0.024
7531 | Pavilion | SF | 56.03 | 0.58 | 0 | 0.1429 | 0 | 0.0874 | 0.0078 | 0 | 0.0328 | 35 | 0.0171
7532 | Outdoor Theater | EA | 147196.8 | 7236.97 | 0 | 968.42 | 0 | 32.77 | 0 | 0 | 98.31 | 25 | 0.024
7541 | Recreational Camp and Trailer Park | EA | 333365.07 | 16389.98 | 28503.15 | 580.08 | 0 | 0 | 0 | 0 | 0 | 25 | 0.024
7542 | Miscellaneous Outdoor Recreation Facility | EA | 73414.91 | 1778.95 | 0 | 169 | 0 | 0 | 0 | 0 | 0 | 25 | 0.024
7543 | Wildlife Management Area | AC | 0 | 0 | 0 | 0 | 0 | 0 | 0 | 0 | 0 | N/A | N/A
7601 | Museum | SF | 122.83 | 3.23 | 0.1223 | 0.3951 | 1.23 | 0.0874 | 0.1328 | 0 | 0.0328 | 55 | 0.0109
7602 | Monument and Memorial | EA | 6863.21 | 148.4 | 0 | 15.8 | 0 | 0 | 0 | 0 | 0 | 60 | 0.01
7603 | Cemetery | EA | 0 | 0 | 0 | 0 | 0 | 0 | 0 | 0 | 0 | N/A | N/A
8111 | Electrical Power Source | KW | 310.39 | 15.14 | 0 | 2.49 | 0 | 0 | 0 | 0 | 0 | 45 | 0.014
8112 | Stand-By/Emergency Power | KW | 270.17 | 18.71 | 0 | 1.05 | 0 | 0 | 0 | 0 | 0 | 45 | 0.014
8113 | Electrical Power Source, Hydroelectric | MW | 299289.46 | 15139.98 | 0 | 2.48 | 0 | 0 | 0 | 0 | 0 | 45 | 0.014
8114 | Electrical Power Source, Wind Generated | KW | 386.17 | 15.14 | 0 | 2.48 | 0 | 0 | 0 | 0 | 0 | 45 | 0.014
8121 | Electrical Power Distribution Line, Overhead | LF | 24.69 | 0.28 | 0 | 0.0576 | 0 | 0 | 0 | 0 | 0 | 45 | 0.014
8122 | Exterior Lighting, Pole | EA | 3144.84 | 47.23 | 0 | 15.58 | 0 | 0 | 0 | 0 | 0 | 45 | 0.014
8123 | Electrical Power Distribution Line, Underground | LF | 30.18 | 0.59 | 0 | 0.1472 | 0 | 0 | 0 | 0 | 0 | 45 | 0.014
8131 | Electrical Power Substation | KV | 202 | 16.51 | 0 | 0.465 | 0 | 0 | 0 | 0 | 0 | 45 | 0.014
8132 | Electrical Power Switching Station | KV | 10.8 | 0.24 | 0 | 0.0249 | 0 | 0 | 0 | 0 | 0 | 45 | 0.014
8133 | Electrical Power Transformers | KV | 34.65 | 5.01 | 0 | 0.0908 | 0 | 0 | 0 | 0 | 0 | 45 | 0.014
8211 | Heat Source | MB | 48017.72 | 845.59 | 0 | 27.88 | 0 | 0 | 0 | 0 | 0 | 34 | 0.0182
8221 | Heat Distribution Line | LF | 193.1 | 2.4 | 0 | 0.4861 | 0 | 0 | 0 | 0 | 0 | 34 | 0.0182
8231 | Heat Gas Production Plant | MB | 3804.95 | 16.45 | 0 | 8.89 | 0 | 0 | 0 | 0 | 0 | 34 | 0.0182
8232 | Heat Gas Storage | EA | 46203.75 | 55.87 | 0 | 79.59 | 0 | 0 | 0 | 0 | 0 | 24 | 0.0258
8241 | Heat Gas Distribution Line | LF | 16 | 0.11 | 0 | 0.1951 | 0 | 0 | 0 | 0 | 0 | 36 | 0.0171
8261 | Refrigeration and Air Conditioning Source | TR | 3953.93 | 71.65 | 0 | 7.77 | 0 | 0 | 0 | 0 | 0 | 14 | 0.0447
8271 | Chilled Water and Refrigerant Distribution Line | LF | 88.28 | 3.44 | 0 | 0.1077 | 0 | 0 | 0 | 0 | 0 | 28 | 0.0221
8311 | Sewage Treatment | KG | 5265.56 | 113.31 | 0 | 11.34 | 0 | 0 | 0 | 0 | 0 | 50 | 0.0119
8312 | Industrial Waste Treatment | KG | 5753.12 | 113.31 | 0 | 11.34 | 0 | 0 | 0 | 0 | 0 | 50 | 0.0119
8313 | Water Separation Facility | KG | 92.15 | 0.52 | 0 | 0.2046 | 0 | 0 | 0 | 0 | 0 | 50 | 0.0119
8314 | Septic Tank and Drain Field | GA | 4.97 | 0.01 | 0 | 0.0129 | 0 | 0 | 0 | 0 | 0 | 24 | 0.025
8315 | Septic Lagoon and Settlement Ponds | GA | 0.65 | 0.0019 | 0 | 0.0051 | 0 | 0 | 0 | 0 | 0 | 24 | 0.025
8316 | Sewage Lift Stations | EA | 204802.5 | 1124.54 | 314.57 | 519.18 | 0 | 0 | 0 | 0 | 134.82 | 24 | 0.025
8321 | Sewer and Industrial Waste Line | LF | 32.77 | 1.65 | 0 | 0.1279 | 0 | 0 | 0 | 0 | 0 | 60 | 0.0099
8331 | Refuse Collection and Recycling Facility | EA | 238265.74 | 4385.49 | 314.86 | 519.65 | 0 | 0 | 0 | 0 | 134.94 | 45 | 0.0133
8332 | Incinerator | TH | 304878.86 | 5865.68 | 0 | 13.85 | 0 | 0 | 0 | 0 | 0 | 45 | 0.0133
8333 | Sanitary Landfill | AC | 628631.65 | 5139.81 | 0 | 1312.41 | 0 | 0 | 0 | 0 | 0 | 36 | 0.0166
8334 | Hazardous Waste Landfill | AC | 1257263.29 | 3902.76 | 0 | 2624.81 | 0 | 0 | 0 | 0 | 0 | 36 | 0.0166
8411 | Water Source, Potable | KG | 0 | 0 | 0 | 0 | 0 | 0 | 0 | 0 | 0 | N/A | N/A
8412 | Water Treatment Facility | KG | 1950.21 | 20.34 | 0 | 8.05 | 0 | 0 | 0 | 0 | 0 | 50 | 0.0119
8413 | Water Storage, Potable | GA | 2.53 | 0.03 | 0 | 0.0051 | 0 | 0 | 0 | 0 | 0 | 50 | 0.0119
8414 | Water Well, Potable | KG | 39.35 | 4.09 | 0 | 0.0185 | 0 | 0 | 0 | 0 | 0 | 50 | 0.0119
8415 | Desalinization Plant | KG | 7577.48 | 145.07 | 0 | 15.77 | 0 | 0 | 0 | 0 | 0 | 50 | 0.0119
8421 | Water Distribution Line, Potable | LF | 22.47 | 1 | 0 | 0.0934 | 0 | 0 | 0 | 0 | 0 | 60 | 0.0099
8422 | Water Pump Facility, Potable | KG | 72.74 | 0.02 | 0 | 0.2073 | 0 | 0 | 0 | 0 | 0 | 50 | 0.0119
8431 | Water Source, Fire Protection | GM | 98.93 | 0.11 | 0 | 0.0971 | 0 | 0 | 0 | 0 | 0 | 50 | 0.0119
8432 | Water Distribution Line, Fire Protection | LF | 22.47 | 1 | 0 | 0.0934 | 0 | 0 | 0 | 0 | 0 | 50 | 0.0119
8433 | Water Impoundment, Fire Protection | MG | 0 | 0 | 0 | 594.36 | 0 | 0 | 0 | 0 | 0 | N/A | N/A
8434 | Water Pump Facility, Fire Protection | KG | 72.74 | 0.02 | 0 | 0.2073 | 0 | 0 | 0 | 0 | 0 | 50 | 0.0119
8435 | Water Tank, Fire Protection | GA | 2.53 | 0.0003 | 0 | 0.0051 | 0 | 0 | 0 | 0 | 0 | 50 | 0.0119
8441 | Water Source, Non-Potable | KG | 55.87 | 0.09 | 0 | 0.0185 | 0 | 0 | 0 | 0 | 0 | 50 | 0.0119
8442 | Water Storage, Non-Potable | GA | 1.01 | 0.0003 | 0 | 0.0051 | 0 | 0 | 0 | 0 | 0 | 50 | 0.0119
8443 | Reservoir, Water | MG | 0 | 0 | 0 | 0 | 0 | 0 | 0 | 0 | 0 | N/A | N/A
8451 | Water Distribution Line, Non-Potable | LF | 22.47 | 1 | 0 | 0.0934 | 0 | 0 | 0 | 0 | 0 | 50 | 0.0119
8452 | Water Pump Facility, Non-Potable | KG | 72.74 | 0.02 | 0 | 0.2073 | 0 | 0 | 0 | 0 | 0 | 50 | 0.0119
8511 | Road, Surfaced | SY | 26.36 | 0.63 | 0 | 0.0543 | 0 | 0 | 0.0999 | 0.0492 | 0 | 28 | 0.0214
8512 | Road, Unsurfaced | SY | 11.1 | 0.55 | 0 | 0.0162 | 0 | 0 | 0.0999 | 0.0005 | 0 | 28 | 0.0214
8513 | Vehicle Bridge | SY | 997.32 | 13.05 | 0 | 2.19 | 0 | 0 | 0 | 0.0492 | 0 | 46 | 0.013
8514 | Vehicular Tunnel | LF | 17059.14 | 0 | 0 | 0.0959 | 0 | 0 | 0 | 0 | 0 | N/A | #N/A
8521 | Vehicle Parking, Surfaced | SY | 26.79 | 1.23 | 0 | 0.1025 | 0 | 0 | 0.025 | 0.0492 | 0 | 32 | 0.0187
8522 | Vehicle Parking and Staging Area, Unsurfaced | SY | 11.46 | 0.17 | 0 | 0.0162 | 0 | 0 | 0.025 | 0.0005 | 0 | 32 | 0.0187
8523 | Vehicle Staging Area, Surfaced | SY | 23.96 | 1.23 | 0 | 0.0784 | 0 | 0 | 0.025 | 0.0005 | 0 | 32 | 0.0187
8524 | Sidewalk and Walkway | SY | 32.42 | 0 | 0 | 0.0926 | 0 | 0 | 0 | 0 | 0 | 28 | 0.0214
8525 | Pedestrian Bridge | SY | 1356.97 | 17.76 | 0 | 2.34 | 0 | 0 | 0 | 0 | 0 | 46 | 0.013
8526 | Miscellaneous Paved Area | SY | 23.96 | 1.44 | 0 | 0.1078 | 0 | 0 | 0 | 0.0005 | 0 | 32 | 0.0187
8531 | Parking Garage/Building | SF | 53 | 0.59 | 0 | 0.0827 | 0.1092 | 0.0109 | 0.135 | 0 | 0.0328 | 45 | 0.0133
8541 | Traffic Control Signals | EA | 162091.65 | 2123.41 | 0 | 241.43 | 0 | 0 | 0 | 0 | 0 | 15 | 0.0403
8601 | Railroad Track | MI | 472118.03 | 18833.55 | 0 | 2053.38 | 0 | 0 | 0 | 0 | 0 | 40 | 0.0154
8611 | Railroad Bridge | LF | 9580.46 | 125.44 | 0 | 18.14 | 0 | 0 | 0 | 0 | 0 | 46 | 0.0134
8612 | Miscellaneous Railroad Facility | EA | 106193.59 | 2512.11 | 0 | 235.71 | 0 | 0 | 0 | 0 | 0 | 30 | 0.0206
8711 | Storm Drainage | LF | 2.65 | 0.0036 | 0 | 0.0092 | 0 | 0 | 0 | 0 | 0 | 34 | 0.0182
8712 | Retaining Structure | LF | 185.13 | 7.33 | 0 | 1.09 | 0 | 0 | 0 | 0 | 0 | 36 | 0.0166
8713 | Grounds Drainage Dams | EA | 1729336.66 | 2352.82 | 0 | 141.84 | 0 | 0 | 0 | 0 | 0 | 39 | 0.0158
8714 | Levees and Dikes for Grounds Drainage | LF | 1383.82 | 6.11 | 0 | 1.09 | 0 | 0 | 0 | 0 | 0 | 39 | 0.0158
8715 | Storm Water Ponds | MG | 0 | 0 | 0 | 0 | 0 | 0 | 0 | 0 | 0 | N/A | N/A
8721 | Boundary Fence and Wall | LF | 38.46 | 1.52 | 0 | 0.0814 | 0 | 0 | 0 | 0 | 0 | 26 | 0.0231
8722 | Security Fence | LF | 63.12 | 2.47 | 0 | 0.0813 | 0 | 0 | 0 | 0 | 0 | 26 | 0.0231
8811 | Dam | EA | 37020940.24 | 1084261.31 | 8066.77 | 89750.07 | 0 | 12244.21 | 511.38 | 0 | 720.25 | 39 | 0.0158
8812 | Lock | EA | 37020940.24 | 1084261.31 | 8074.18 | 89832.41 | 0 | 12255.45 | 511.85 | 0 | 720.91 | 39 | 0.0158
8813 | Navigation Revetments | LF | 178.51 | 11.49 | 0 | 1.08 | 0 | 0 | 0 | 0 | 0 | 39 | 0.0158
8814 | Training Dikes/Wing Dams/Pile Dikes | LF | 1334.31 | 6.11 | 0 | 1.08 | 0 | 0 | 0 | 0 | 0 | 39 | 0.0158
8821 | Flood Control Structures | EA | 623188.55 | 2858.23 | 0 | 99.91 | 0 | 0 | 0 | 0 | 0 | 39 | 0.0158
8822 | Flood Control Levee/Floodwall | LF | 1334.31 | 6.11 | 0 | 1.08 | 0 | 0 | 0 | 0 | 0 | 39 | 0.0158
8831 | Fish Facilities | EA | 313458.85 | 1438.29 | 0 | 0 | 0 | 0 | 0 | 0 | 0 | 39 | 0.0158
8910 | Utility Building | SF | 162.56 | 3.47 | 0 | 0.3927 | 0 | 0 | 0.0078 | 0 | 0.0328 | 55 | 0.0114
8921 | Installation Gas Production Plant | EA | 285368.57 | 7228.3 | 0 | 673.41 | 0 | 16.38 | 0 | 0 | 49.15 | 55 | 0.0108
8922 | Installation Gas Storage | EA | 55841.81 | 1018.07 | 0 | 77.92 | 0 | 14.17 | 0 | 0 | 42.5 | 30 | 0.0206
8923 | Vehicle Scales | EA | 45259.81 | 1070.66 | 0 | 49.83 | 0 | 0 | 0 | 0 | 0 | 30 | 0.0206
8924 | Miscellaneous Pump Station | EA | 12639.1 | 118.65 | 0 | 485.53 | 0 | 0 | 0 | 0 | 0 | 50 | 0.0123
8925 | Energy Management and Control System | EA | 290987.68 | 13907.28 | 0 | 687.71 | 0 | 0 | 0 | 0 | 0 | 14 | 0.0447
8926 | Hazardous Waste Storage Or Disposal Facility | EA | 238265.74 | 4343.89 | 0 | 519.65 | 0 | 54.61 | 0 | 0 | 163.84 | 45 | 0.0137
8927 | Utility Vaults | EA | 20258.86 | 121.53 | 0 | 47.65 | 0 | 0 | 0 | 0 | 0 | 45 | 0.0133
8928 | Loading Platform/Ramp | EA | 18345.74 | 91.48 | 0 | 25.66 | 0 | 0 | 0 | 0 | 0 | 30 | 0.02
8929 | Miscellaneous Utility Facility | EA | 2947.48 | 289.25 | 0 | 8.23 | 0 | 0 | 0 | 0 | 0 | 45 | 0.0137
8930 | Installation Gas Distribution Line | LF | 15.66 | 0.5 | 0 | 0.1951 | 0 | 0 | 0 | 0 | 0 | 36 | 0.0171
8931 | Utility Tunnel | LF | 49.56 | 0.3 | 0 | 0.0959 | 0 | 0 | 0 | 0 | 0 | 60 | 0.0103
8951 | Miscellaneous Storage Tank and Basin | GA | 0.95 | 0.0029 | 0 | 0.0023 | 0 | 0 | 0 | 0 | 0 | 45 | 0.0137
8999 | Miscellaneous Component of Other Facility | NA | 0 | 0 | 0 | 0 | 0 | 0 | 0 | 0 | 0 | N/A | N/A
9110 | Government Owned land | AC | 0 | 0 | 0 | 0 | 0 | 0 | 0 | 0 | 0 | N/A | N/A
9111 | State Owned Land | AC | 0 | 0 | 0 | 0 | 0 | 0 | 0 | 0 | 0 | N/A | N/A
9120 | Withdrawn Public land | AC | 0 | 0 | 0 | 0 | 0 | 0 | 0 | 0 | 0 | N/A | N/A
9130 | Licensed and Permitted Land | AC | 0 | 0 | 0 | 0 | 0 | 0 | 0 | 0 | 0 | N/A | N/A
9140 | Public Land | AC | 0 | 0 | 0 | 0 | 0 | 0 | 0 | 0 | 0 | N/A | N/A
9210 | Land Easement | AC | 0 | 0 | 0 | 0 | 0 | 0 | 0 | 0 | 0 | N/A | N/A
9220 | In-leased Land | AC | 0 | 0 | 0 | 0 | 0 | 0 | 0 | 0 | 0 | N/A | N/A
9230 | Foreign Land | AC | 0 | 0 | 0 | 0 | 0 | 0 | 0 | 0 | 0 | N/A | N/A
9311 | Building Improvements and Acquisitions | NA | 0 | 0 | 0 | 0 | 0 | 0 | 0 | 0 | 0 | N/A | N/A
9321 | Clearing, Grading, and Landscaping | NA | 0 | 0 | 0 | 0 | 0 | 0 | 0 | 0 | 0 | N/A | N/A
9331 | Demolition | NA | 0 | 0 | 0 | 0 | 0 | 0 | 0 | 0 | 0 | N/A | N/A
9341 | Cut and Fill | NA | 0 | 0 | 0 | 0 | 0 | 0 | 0 | 0 | 0 | N/A | N/A
9351 | Dredging | NA | 0 | 0 | 0 | 0 | 0 | 0 | 0 | 0 | 0 | N/A | N/A
9391 | Other Real Property Improvements | NA | 0 | 0 | 0 | 0 | 0 | 0 | 0 | 0 | 0 | N/A | N/A
9411 | Contaminated Facility or Area | NA | 0 | 0 | 0 | 0 | 0 | 0 | 0 | 0 | 0 | N/A | N/A
9999 | Not Real Property | NA | 0 | 0 | 0 | 0 | 0 | 0 | 0 | 0 | 0 | N/A | N/A

## Table 4A
Table 4A: DOD Area Cost Factors (short list)
ACF for Inside US - National Average 1.00
Inside US | MILCON | sustain
ALABAMA | 0.83 | 0.81
MOBILE | 0.83 | 0.82
MONTGOMERY | 0.82 | 0.8
ANNISTON ARMY DEPOT | 0.82 | 0.8
FORT MCCLELLAN | 0.82 | 0.8
FORT RUCKER | 0.79 | 0.73
MAXWELL AIR FORCE BASE | 0.82 | 0.8
MOBILE AREA | 0.83 | 0.82
REDSTONE ARSENAL | 0.83 | 0.83
ALASKA | 1.97 | 1.96
ANCHORAGE | 1.79 | 1.8
FAIRBANKS | 2.14 | 2.13
ADAK NAVAL STATION | 4.06 | 3.83
CG - JUNEAU | 2.38 | 2.32
CG - KETCHIKAN | 2.24 | 2.22
CG - KODIAK | 2.54 | 2.49
CG - PRINCE WILLIAM SOUND | 2.21 | 2.17
CLEAR AIR FORCE BASE | 2.27 | 2.25
EARECKSON AIR FORCE BASE | 3.97 | 3.74
EIELSON AIR FORCE BASE | 2.14 | 2.13
ELMENDORF AIR FORCE BASE | 1.79 | 1.8
FORT GREELY | 2.31 | 2.29
FORT RICHARDSON | 1.79 | 1.8
FORT WAINWRIGHT | 2.14 | 2.13
ARIZONA | 0.98 | 0.96
FLAGSTAFF | 1.01 | 0.98
TUCSON | 0.96 | 0.94
DAVIS MONTHAN AIR FORCE BASE | 0.99 | 0.98
FORT HUACHUCA | 1.06 | 1.05
LUKE AIR FORCE BASE | 1.02 | 1.01
NAVAJO ARMY DEPOT | 1.01 | 0.98
YUMA MCAS | 1.26 | 1.3
YUMA PROVING GROUND | 1.26 | 1.3
ARKANSAS | 0.92 | 0.89
FORT SMITH | 0.92 | 0.89
PINE BLUFF | 0.91 | 0.89
FORT CHAFFEE | 0.92 | 0.89
LITTLE ROCK AIR FORCE BASE | 0.94 | 0.93
PINE BLUFF ARSENAL | 0.91 | 0.89
CALIFORNIA | 1.19 | 1.25
SAN DIEGO | 1.14 | 1.17
SAN FRANCISCO | 1.25 | 1.32
29 PALMS MARINE CORPS BASE | 1.25 | 1.28
BARSTOW | 1.28 | 1.32
BEALE AIR FORCE BASE | 1.25 | 1.29
Camp Pendleton Marine Corps Base | 1.14 | 1.17
CENTERVILLE BEACH | 0.94 | 0.9
CG - ALAMEDA | 1.25 | 1.3
CG - PETALUMA | 1.3 | 1.35
CHINA LAKES NAVAL WEAPONS CENTER | 1.27 | 1.3
CONCORD | 1.25 | 1.32
EDWARDS AIR FORCE BASE | 1.3 | 1.34
EL CENTRO NAVAL AIR FIELD | 1.19 | 1.23
FORT HUNTER LIGGETT | 1.19 | 1.21
FORT IRWIN | 1.28 | 1.32
FORT ORD | 1.25 | 1.28
LEMOORE | 1.16 | 1.18
LOS ANGELES AREA | 1.13 | 1.18
MARCH AIR RESERVE STATION | 1.1 | 1.14
MONTEREY AREA | 1.25 | 1.28
POINT MUGU | 1.12 | 1.16
PORT HUENEME AREA | 1.12 | 1.16
SACRAMENTO AREA | 1.12 | 1.16
SAN CLEMENTE ISLAND | 1.86 | 1.9
SAN NICOLAS ISLAND | 1.88 | 1.92
SEAL BEACH | 1.13 | 1.18
SHARPE ARMY DEPOT | 1.15 | 1.2
SIERRA ARMY DEPOT | 1.29 | 1.32
STOCKTON AREA | 1.15 | 1.2
TRAVIS AIR FORCE BASE | 1.29 | 1.34
VANDENBERG AIR FORCE BASE | 1.21 | 1.25
COLORADO | 1.06 | 1.04
COLORADO SPRINGS | 1.09 | 1.07
DENVER | 1.03 | 1.02
AIR FORCE ACADEMY | 1.09 | 1.07
BUCKLEY AIR FORCE BASE | 1.03 | 1.02
CHEYENNE MOUNTAIN | 1.16 | 1.14
FORT CARSON | 1.09 | 1.07
PETERSON AIR FORCE BASE | 1.09 | 1.07
PUEBLO ARMY DEPOT | 0.96 | 0.94
ROCKY MOUNTAIN ARSENAL | 1.03 | 1.02
SCHRIEVER AIR FORCE BASE | 1.09 | 1.07
CONNECTICUT | 1.11 | 1.15
BRIDGEPORT | 1.09 | 1.13
NEW LONDON | 1.14 | 1.18
NEW LONDON AREA | 1.14 | 1.18
STRATFORD ENG PLANT | 1.09 | 1.13
DELAWARE | 1.05 | 1.08
DOVER | 1.0764 | 1.1
WILMINGTON | 1.03 | 1.05
DOVER AIR FORCE BASE | 1.0764 | 1.1
FLORIDA | 0.92521 | 0.92
MIAMI | 0.99 | 0.99
PANAMA CITY | 0.87 | 0.84
CAPE CANAVERAL | 0.96 | 0.95
EGLIN AIR FORCE BASE | 0.87 | 0.85
HOMESTEAD AIR RESERVE STATION | 0.99 | 0.99
JACKSONVILLE AREA | 0.92 | 0.89
KEY WEST NAVAL AIR STATION | 1.19 | 1.18
MACDILL AIR FORCE BASE | 0.98 | 0.99
MAYPORT | 0.92 | 0.89
ORLANDO AREA | 0.9 | 0.88
PANAMA CITY AREA | 0.87 | 0.84
PENSACOLA AREA | 0.9 | 0.87
TYNDALL AIR FORCE BASE | 0.87 | 0.84
WHITING FIELD | 0.9 | 0.87
GEORGIA | 0.82 | 0.81
ALBANY | 0.78 | 0.76
ATLANTA | 0.85 | 0.86
ATHENS | 0.84 | 0.83
FORT BENNING | 0.98 | 0.97
FORT GILLEM | 0.85 | 0.86
FORT GORDON | 0.87 | 0.86
FORT MCPHERSON | 0.85 | 0.86
FORT STEWART | 0.92 | 0.9
KINGS BAY | 0.94 | 0.92
MOODY AIR FORCE BASE | 0.83 | 0.81
ROBINS AIR FORCE BASE | 0.85 | 0.84
HAWAII | 2.12 | 2.11
HONOLULU | 2.12 | 2.11
KANEOHE BAY | 2.13 | 2.11
BARBERS POINT NAVAL STATION | 2.12 | 2.11
BARKING SANDS | 2.31 | 2.29
FORD ISLAND | 2.12 | 2.11
FORT DERUSSY | 2.03 | 2.03
FORT SHAFTER | 2.12 | 2.11
HICKAM AIR FORCE BASE | 2.12 | 2.11
PEARL HARBOR | 2.12 | 2.11
POHAKULOA | 2.45 | 2.43
SCHOFIELD BARRACKS | 2.12 | 2.11
TRIPLER ARMY MEDICAL CENTER | 2.12 | 2.11
WHEELER ARMY AIR FIELD | 2.12 | 2.11
IDAHO | 0.98 | 0.97
BOISE | 0.92 | 0.91
MOUNTAIN HOME | 1.05 | 1.04
ILLINOIS | 1.19 | 1.24
BELLEVILLE | 1.06 | 1.1
CHICAGO | 1.31 | 1.38
FOREST PARK (CHICAGO) | 1.31 | 1.38
GLENVIEW (CHICAGO) | 1.31 | 1.38
GREAT LAKES (NTC) | 1.31 | 1.37
ROCK ISLAND ARSENAL | 1.03 | 1.04
SAVANNAH ARMY DEPOT | 1.01 | 1.03
SCOTT AIR FORCE BASE | 1.07 | 1.11
INDIANA | 0.97 | 0.97
INDIANAPOLIS | 0.99 | 0.99
LOGANSPORT | 0.95 | 0.95
CRANE NWSC | 1.05 | 1.06
FORT BENJAMIN HARRISON | 0.99 | 0.99
GRISSOM AIR RESERVE BASE | 1.03 | 1.03
IOWA | 0.96 | 0.94
BURLINGTON | 1.02 | 1
DES MOINES | 0.9 | 0.89
IOWA ARMY AMMO PLANT | 1.1 | 1.08
KANSAS | 0.89 | 0.86
MANHATTAN | 0.88 | 0.85
WICHITA | 0.9 | 0.87
FORT LEAVENWORTH | 1.05 | 1.08
FORT RILEY | 0.99 | 0.97
KANSAS ARMY AMMO PLANT | 0.95 | 0.94
MCCONNELL AIR FORCE BASE | 0.93 | 0.91
KENTUCKY | 0.89 | 0.9
LEXINGTON | 0.85 | 0.85
LOUISVILLE | 0.94 | 0.95
FORT CAMPBELL | 1 | 1
FORT KNOX | 1.01 | 1.01
LEXINGTON/BLUE GRASS AD | 0.91 | 0.91
LOUISVILLE NAVAL AIR STATION | 0.94 | 0.95
LOUISIANA | 0.96 | 0.94
NEW ORLEANS | 1.04 | 1.02
SHREVEPORT | 0.88 | 0.86
BARKSDALE AIR FORCE BASE | 0.88 | 0.86
FORT POLK | 0.9 | 0.86
LOUISIANA ARMY AMMO PLANT | 0.88 | 0.86
NAS, JRB, NEW ORLEANS | 1.04 | 1.02
NEW ORLEANS ARMY BASE | 1.04 | 1.02
MAINE | 1.02 | 1.01
BANGOR | 1.02 | 1.01
PORTLAND | 1.03 | 1.01
BRUNSWICK AREA | 1.05 | 1.02
CG - SOUTHWEST HARBOR | 1.21 | 1.19
CUTLER WINTER HARBOR | 1.01 | 0.98
KITTERY/PORTSMOUTH | 1.1 | 1.1
MARYLAND | 0.99 | 0.99
BALTIMORE | 0.96 | 0.97
LEXINGTON PARK | 1.02 | 1.01
ABERDEEN PROVING GROUND | 0.96 | 0.97
ANDREWS AIR FORCE BASE | 1.02 | 1.03
ANNAPOLIS | 1.02 | 1.03
BETHESDA | 1.02 | 1.03
CHELTONHAM (DC) | 1.02 | 1.03
CHESAPEAKE BEACH | 0.91 | 0.92
FORT DETRICK | 1.02 | 1.03
FORT GEORGE G MEADE | 1.02 | 1.03
INDIAN HEAD | 0.94 | 0.96
PATUXENT RIVER AREA | 1.04 | 1.03
THURMONT | 1.14 | 1.14
MASSACHUSETTS | 1.15 | 1.2
BOSTON | 1.2 | 1.26
FITCHBURG | 1.09 | 1.13
ARMY MAT & MECH LAB | 1.08 | 1.13
FORT DEVENS | 1.15 | 1.19
HANSCOM AIR FORCE BASE | 1.2 | 1.26
MICHIGAN | 1.13 | 1.16
DETROIT | 1.17 | 1.21
MARQUETTE | 1.09 | 1.1
DETROIT ARSENAL | 1.17 | 1.21
K I SAWYER AIR FORCE BASE | 1.09 | 1.1
MINNESOTA | 1.11 | 1.15
DULUTH | 1.09 | 1.13
MINNEAPOLIS | 1.13 | 1.18
MISSISSIPPI | 0.89 | 0.87
BILOXI | 0.91 | 0.89
COLUMBUS | 0.87 | 0.85
COLUMBUS AIR FORCE BASE | 0.87 | 0.85
GULFPORT AREA | 0.91 | 0.89
KEESLER AIR FORCE BASE | 0.91 | 0.89
MERIDIAN NAVAL AIR STATION | 0.95 | 0.94
MISSOURI | 0.95 | 0.97
KANSAS CITY | 0.97 | 1.02
SEDALIA | 0.92 | 0.92
FORT LEONARD WOOD | 1.03 | 1.03
LAKE CITY ARMY AMMO PLANT | 0.99 | 1.03
ST LOUIS ARMY AMMO PLANT | 1.06 | 1.1
WHITEMAN AIR FORCE BASE | 1.02 | 1.02
MONTANA | 1.09 | 1.07
BILLINGS | 1.09 | 1.07
GREAT FALLS | 1.09 | 1.07
MALMSTROM AIR FORCE BASE | 1.09 | 1.07
NEBRASKA | 0.95 | 0.96
GRAND ISLAND | 0.93 | 0.94
OMAHA | 0.98 | 0.98
Cornhusker Army Ammo Plant | 0.93 | 0.94
OFFUTT AIR FORCE BASE | 0.98 | 0.98
NEVADA | 1.28 | 1.29
HAWTHORNE | 1.34 | 1.32
LAS VEGAS | 1.22 | 1.25
CREECH AIR FORCE BASE | 1.3 | 1.33
FALLON | 1.24 | 1.23
HAWTHORNE ARMY AMMO PLANT | 1.34 | 1.32
NELLIS AIR FORCE BASE | 1.26 | 1.29
NEW HAMPSHIRE | 1.03 | 1.04
CONCORD | 1 | 1.32
PORTSMOUTH | 1.06 | 1.07
NEW JERSEY | 1.19 | 1.25
NEWARK | 1.18 | 1.24
TRENTON | 1.2 | 1.26
BAYONNE MOT | 1.18 | 1.24
CG - CAPE MAY | 1.15 | 1.18
EARLE NAVAL WEAPONS STATION | 1.23 | 1.29
FORT DIX | 1.2 | 1.26
FORT MONMOUTH | 1.23 | 1.29
LAKEHURST | 1.2 | 1.26
MCGUIRE AIR FORCE BASE | 1.2 | 1.26
PICATINNY ARSENAL | 1.22 | 1.28
NEW MEXICO | 0.99 | 0.97
ALAMOGORDO | 0.98 | 0.97
ALBUQUERQUE | 0.99 | 0.98
CANNON AIR FORCE BASE | 1.02 | 1
HOLLOMAN AIR FORCE BASE | 1.01 | 0.99
KIRTLAND AIR FORCE BASE | 0.99 | 0.98
WHITE SANDS MISSILE RANGE | 1.03 | 1.01
NEW YORK | 1.0582 | 1.08
ALBANY NEW YORK | 1.03 | 1.04
BUFFALO | 1.1 | 1.12
CG - MONTAUK | 1.33 | 1.41
FORT DRUM | 1.15 | 1.16
LONG ISLAND | 1.28 | 1.36
NEW YORK CITY | 1.47 | 1.56
NIAGARA | 1.1 | 1.12
ROME LABORATORY | 1.07 | 1.07
SCOTIA | 1.03 | 1.04
SENECA ARMY DEPOT | 1.07 | 1.07
STATEN ISLAND | 1.47 | 1.56
US MILITARY ACADEMY | 1.37 | 1.41
WATERVLIET ARSENAL | 1.03 | 1.04
NORTH CAROLINA | 0.87 | 0.83
FAYETTEVILLE | 0.9 | 0.86
GREENSBORO | 0.84 | 0.8
CAMP LEJEUNE AREA | 1.0646 | 1.02
CHERRY POINT | 1.06 | 1.01
FORT BRAGG | 0.92 | 0.88
NEW RIVER | 1.0646 | 1.02
POPE AIR FORCE BASE | 0.92 | 0.88
SEYMOUR JOHNSON AFB | 0.84 | 0.8
SUNNY POINT | 0.89 | 0.85
NORTH DAKOTA | 1.04 | 1
GRAND FORKS | 0.99 | 0.95
MINOT | 1.09 | 1.06
GRAND FORKS AIR FORCE BASE | 0.99 | 0.95
MINOT AIR FORCE BASE | 1.09 | 1.06
OHIO | 0.92 | 0.93
DAYTON | 0.93 | 0.94
YOUNGSTOWN | 0.91 | 0.92
RAVENNA ARMY AMMO PLANT | 0.96 | 0.98
WRIGHT-PATTERSON AFB | 0.93 | 0.94
OKLAHOMA | 0.91 | 0.88
LAWTON | 0.9 | 0.87
OKLAHOMA CITY | 0.90919 | 0.88
ALTUS AIR FORCE BASE | 0.97 | 0.94
FORT SILL | 0.9 | 0.87
MCALESTER ARMY AMMO PLANT | 0.78 | 0.75
TINKER AIR FORCE BASE | 0.90919 | 0.88
VANCE AIR FORCE BASE | 0.9 | 0.86
OREGON | 1.07 | 1.08
PENDLETON | 1.08 | 1.09
PORTLAND | 1.05 | 1.01
UMATILLA ARMY DEPOT | 1.19 | 1.2
PENNSYLVANIA | 1.03 | 1.07
PHILADELPHIA | 1.1192 | 1.18
PITTSBURGH | 0.94 | 0.96
CARLISLE BARRACKS | 0.94 | 0.95
INDIANTOWN GAP MR | 1.01 | 1.02
LETTERKENNY ARMY DEPOT | 0.93 | 0.94
MECHANICSBURG AREA | 0.94 | 0.95
NEW CUMBERLAND ARMY DEPOT | 0.94 | 0.95
TOBYHANNA ARMY DEPOT | 1.12 | 1.14
WARMINSTER | 1.09 | 1.15
WILLOW GROVE | 1.09 | 1.15
RHODE ISLAND | 1.13 | 1.16
NEWPORT | 1.16 | 1.19
PROVIDENCE | 1.1 | 1.13
SOUTH CAROLINA | 0.87 | 0.84
CHARLESTON | 0.9 | 0.87
COLUMBIA | 0.84 | 0.81
BEAUFORT AREA | 1.09 | 1.06
CHARLESTON AIR FORCE BASE | 0.9 | 0.87
FORT JACKSON | 0.84 | 0.81
GOOSE CREEK | 0.9 | 0.87
SHAW AIR FORCE BASE | 0.9 | 0.87
SOUTH DAKOTA | 1 | 0.96
RAPID CITY | 1.01 | 0.97
SIOUX FALLS | 0.98 | 0.95
ELLSWORTH AIR FORCE BASE | 1.01 | 0.97
TENNESSEE | 0.83 | 0.82
CHATTANOOGA | 0.82 | 0.8
MEMPHIS | 0.84 | 0.83
ARNOLD AIR FORCE BASE | 0.89 | 0.87
MILLINGTON NAVAL SUPPORT ACTIVITY | 0.84 | 0.83
VOLUNTEER ORDINANCE WORKS | 0.82 | 0.8
TEXAS | 0.89 | 0.86
SAN ANGELO | 0.83 | 0.8
SAN ANTONIO | 0.95 | 0.92
BROOKS AIR FORCE BASE | 0.95 | 0.92
CAMP BULLIS | 0.95 | 0.92
CG - HOUSTON | 0.91 | 0.9
CORPUS CHRISTI AREA | 0.87 | 0.84
DALLAS | 0.87 | 0.86
DYESS AIR FORCE BASE | 0.93 | 0.89
FORT BLISS | 1.08 | 1.05
FORT HOOD | 0.91 | 0.89
FORT SAM HOUSTON | 0.95 | 0.92
FORT WORTH | 0.91 | 0.9
GOODFELLOW AIR FORCE BASE | 0.94 | 0.91
INGLESIDE NAVAL STATION | 0.91 | 0.88
KELLY FIELD | 0.95 | 0.92
KINGSVILLE AREA | 0.91 | 0.88
LACKLAND AIR FORCE BASE | 0.95 | 0.92
LAUGHLIN AIR FORCE BASE | 0.93 | 0.91
LONE STAR ARMY AMMO PLANT | 0.88 | 0.86
LONGHORN ARMY AMMO PLANT | 0.84 | 0.81
RANDOLPH AIR FORCE BASE | 0.95 | 0.92
RED RIVER ARMY DEPOT | 0.88 | 0.86
REESE AIR FORCE BASE | 0.9 | 0.87
SHEPPARD AIR FORCE BASE | 0.94 | 0.92
UTAH | 1.03 | 1
OGDEN | 1 | 0.98
SALT LAKE CITY | 1.05 | 1.02
DUGWAY PROVING GROUND | 1.1 | 1.08
FORT DOUGLAS | 1.05 | 1.02
HILL AIR FORCE BASE | 1.08 | 1.06
TOOELE ARMY DEPOT | 1.1 | 1.08
VERMONT | 0.92 | 0.89
BURLINGTON | 0.91 | 1
MONTPELIER | 0.93 | 0.9
VIRGINIA | 0.92 | 0.9
NORFOLK | 0.94 | 0.92
RICHMOND | 0.9 | 0.88
CAMP PEARY | 0.94 | 0.92
CHESAPEAKE | 0.94 | 0.92
DAHLGREN | 0.96 | 0.95
FORT A. P. HILL | 0.96 | 0.95
FORT BELVOIR | 1.02 | 1.03
FORT EUSTIS | 0.94 | 0.92
FORT LEE | 0.92 | 0.9
FORT MONROE | 0.94 | 0.92
FORT MYER | 1.02 | 1.02
FORT PICKETT | 0.92 | 0.9
FORT STORY | 0.94 | 0.92
LANGLEY AIR FORCE BASE | 0.94 | 0.92
QUANTICO | 1.02 | 1.02
RADFORD ARMY AMMO PLANT | 0.93 | 0.91
VINT HILL FARMS | 0.96 | 0.95
WALLOPS ISLAND | 1.05 | 1.01
YORKTOWN | 0.94 | 0.92
WASHINGTON | 1.1153 | 1.13
SPOKANE | 1.05 | 1.05
TACOMA | 1.19 | 1.2
BANGOR | 1.25 | 1.01
BREMERTON | 1.25 | 1.27
CG - PORT ANGELES | 1.2376 | 1.25
CG - SEATTLE | 1.17 | 1.19
EVERETT | 1.12 | 1.14
FAIRCHILD AIR FORCE BASE | 1.05 | 1.05
FORT LEWIS | 1.19 | 1.2
INDIAN ISLAND | 1.25 | 1.27
KEYPORT | 1.26 | 1.27
MCCHORD AIR FORCE BASE | 1.19 | 1.2
SILVERDALE | 1.24 | 1.26
WHIDBEY ISLAND | 1.32 | 1.33
YAKIMA FIRING RANGE | 1.09 | 1.08
WASHINGTON DC | 1.02 | 1.03
BOLLING AIR FORCE BASE | 1.02 | 1.03
FORT MCNAIR | 1.02 | 1.03
Walter Reed Army Medical Center | 1.02 | 1.03
WEST VIRGINIA | 0.89 | 0.9
BLUEFIELD | 0.87 | 0.88
CHARLESTON | 0.91 | 0.87
SUGAR GROVE | 1.28 | 1.29
WISCONSIN | 1.07 | 1.09
MADISON | 1.04 | 1.06
MILWAUKEE | 1.09 | 1.12
BADGER ARMY AMMO PLANT | 1.11 | 1.13
CG - STURGEON BAY | 1.19 | 1.19
FORT MCCOY | 1.08 | 1.11
WYOMING | 0.99 | 0.96
CASPER | 0.95 | 0.91
CHEYENNE | 1.04 | 1
F E WARREN AIR FORCE BASE | 1.04 | 1
Outside US | MILCON | sustain | Currency exch rate
AFGHANISTAN | 1.46 | 1.34
KUBUL | 1.46 | 1.34
AFGHANI |  |  | 47.92
ALBANIA | 0.84 | 0.77
TIRANA | 0.84 | 0.77
ALBANIAN LEKE |  |  | 97.87
ALGERIA | 1.17 | 1.06
ALGIERS | 1.17 | 1.06
ALGERIA DINAR |  |  | 72.2122
AMERICAN SAMOA | 2.17 | 2.06
AMERICAN SAMOA | 2.17 | 2.06
US DOLLAR |  |  | 1
ANTIGUA | 1.87 | 1.75
ANTIGUA | 1.87 | 1.75
ANTIGUA DOLLAR |  |  | 2.615
AUSTRALIA | 1.25 | 1.22
PERTH | 1.25 | 1.22
AUSTRALIAN DOLLAR |  |  | 1.1053
AZERBAIJAN | 0.94 | 0.86
BAKU | 0.94 | 0.86
MANAT |  |  | 0.8028
AZORES | 1.54 | 1.5
LAJES | 1.54 | 1.5
EURO |  |  | 0.7212
BAHAMAS | 1.61 | 1.53
ANDROS ISLAND | 1.61 | 1.53
BAHAMA DOLLAR |  |  | 1
BAHRAIN | 1.2472 | 1.17
ASKAR | 1.2472 | 1.17
BAHRAINI DINAR |  |  | 0.37702
BELGIUM | 1.13 | 1.1
BRUSSELS | 1.15 | 1.13
MONS/CHIEVERES | 1.11 | 1.08
EURO |  |  | 0.7212
BOSNIA | 0.96 | 0.94
SARAJEVO | 0.96 | 0.94
MARKA |  |  | 1.3824
BULGARIA | 1.13 | 1.02
SOFIA | 1.13 | 1.02
LEV |  |  | 1.3824
CAMBODIA | 1.59 | 1.43
PHNOM PENH | 1.59 | 1.43
RIEL |  |  | 4155
CANADA | 1.24 | 1.19
ARGENTIA/NEWFOUNDLAND | 1.24 | 1.19
CANADIAN DOLLAR |  |  | 1.058
CHINA | 1.68 | 1.54
HONG KONG | 1.68 | 1.54
YUAN |  |  | 6.8278
CRETE | 1.24 | 1.13
SOUDA BAY | 1.24 | 1.13
EURO |  |  | 0.7212
CROATIA | 1.04 | 1
ZAGREB | 1.04 | 1
LEV |  |  | 1.3824
CUBA | 1.5 | 1.37
GUANTANAMO | 1.5 | 1.37
US DOLLAR |  |  | 1
CZECH REPUBLIC | 0.95 | 0.9
PRAGUE | 0.95 | 0.9
CZECH KORUNY |  |  | 18.3817
DIEGO GARCIA | 2.52 | 2.34
DIEGO GARCIA | 2.52 | 2.34
US DOLLAR |  |  | 1
EGYPT | 1.33 | 1.25
CAIRO | 1.33 | 1.25
EGYPTIAN POUND |  |  | 5.445
ESTONIA | 1.01 | 0.93
TALLINN | 1.01 | 0.93
EURO |  |  | 11.0618
FRANCE | 1.19 | 1.11
MARCEILLE | 1.19 | 1.11
EURO |  |  | 0.7212
GEORGIA REPUBLIC | 0.97 | 0.92
TBILISI | 0.97 | 0.92
GEORGIA LARI |  |  | 1.7202
GERMANY | 1.14 | 1.09
FRANKFURT | 1.2 | 1.15
GRAFENWOEHR/HOHENFELS | 1.09 | 1.03
KAISERSLAUTERN | 1.14 | 1.09
EURO |  |  | 0.7212
GREECE | 1.12 | 1.08
ATHENS | 1.12 | 0.83
EURO |  |  | 0.7212
GREENLAND | 2.81 | 2.65
THULE | 2.81 | 2.65
DANISH KRONE |  |  | 5.3735
GUAM | 2.6376 | 2.56
GUAM | 2.6376 | 2.56
US DOLLAR |  |  | 1
HORN OF AFRICA | 2 | 1.79
DJIBOUTI | 2 | 1.79
DJIBOUTIAN FRANC |  |  | 157
HUNGARY | 0.98 | 0.9
BUDAPEST | 0.98 | 0.9
HUNGARIAN FORINT |  |  | 192.628
ICELAND | 1.91 | 1.9
REYKJAVIK | 1.91 | 1.9
KRONE |  |  | 85.2358
INDIA | 1.4 | 1.34
NEW DELHI | 1.4 | 1.34
INDIAN RUPEE |  |  | 46.0852
INDONESIA | 1.06 | 0.98
JAKARTA | 1.06 | 0.98
INDONESIAN RUPIAH |  |  | 12859.79
IRAQ | 1.7 | 1.56
BAGHDAD | 1.7 | 1.56
IRAQUI DINAR |  |  | 1153.5
IRELAND | 1.1 | 1.1
DUBLIN | 1.1 | 1.1
EURO |  |  | 0.7212
ISRAEL | 1.2 | 1.15
TEL AVIV | 1.2 | 1.15
SHEKELS |  |  | 3.7213
ITALY | 1.31 | 1.32
AVIANO | 1.27 | 1.28
GAETA | 1.2 | 1.21
NAPLES | 1.36 | 1.37
SIGONELLA | 1.3 | 1.32
VICENZA | 1.41 | 1.43
EURO |  |  | 0.7212
JAPAN | 1.49 | 1.4
ATSUGI | 1.49 | 1.39
IWAKUNI | 1.49 | 1.38
MISAWA | 1.48 | 1.38
OKINAWA | 1.42 | 1.31
TOKYO | 1.59 | 1.56
YOKOSUKA | 1.47 | 1.37
YEN |  |  | 101.9517
JORDAN | 1.18 | 1.08
AMMAN | 1.18 | 1.08
Jordan Dinars |  |  | 0.7083
SOUTH KOREA | 1.06 | 0.99
DMZ AREA | 1.17 | 1.09
KUNSAN | 1.06 | 0.98
OSAN | 1.04 | 0.96
PUSAN | 1.04 | 0.97
PYONGTAEK | 1.04 | 0.98
SEOUL | 1.02 | 0.95
TAEGU | 1.04 | 0.96
TONG DU CHON | 1.05 | 0.98
SOUTH KOREAN WON |  |  | 1149.5059
KOSOVO | 0.93 | 0.87
PRISTINA | 0.93 | 0.87
EURO |  |  | 0.7212
KUWAIT | 1.42 | 1.3
KUWAIT CITY | 1.42 | 1.3
DINAR |  |  | 0.28718
KWAJALEIN | 2.72 | 2.58
KWAJALEIN | 2.72 | 2.58
US DOLLAR |  |  | 1
LATVIA | 0.93 | 0.87
RIGA | 0.93 | 0.87
LATVIAN LAT |  |  | 0.50072
LEBANON | 1.14 | 1.04
BEIRUT | 1.14 | 1.04
Lebanon Pound |  |  | 1504.5
LITHUANIA | 0.94 | 0.89
VILNIUS | 0.94 | 0.89
LITHUANIAN LITAS |  |  | 2.4406
MIDWAY ISLAND | 2.16 | 2.03
MIDWAY ISLAND | 2.16 | 2.03
US DOLLAR |  |  | 1
MOROCCO | 0.88079 | 0.8
CASABLANCA | 0.88079 | 0.8
DIRHAM |  |  | 7.9797
NETHERLANDS | 1.05 | 1.02
OSS | 1.05 | 1.02
EURO |  |  | 0.7212
NEW ZEALAND | 1.24 | 1.09
WELLINGTON | 1.24 | 1.09
NEW ZEALAND DOLLAR |  |  | 1.4
NORTHERN MARIANAS | 1.92 | 1.88
SAIPAN | 1.92 | 1.88
US DOLLAR |  |  | 1
NORWAY | 1.4 | 1.33
OSLO | 1.4 | 1.33
NORWEGIAN KRONER |  |  | 6.1288
OMAN | 1.23 | 1.13
RUWI | 1.23 | 1.13
RILOMANI |  |  | 0.38505
PANAMA | 1.14 | 1.04
PANAMA CITY | 1.14 | 0.84
US DOLLAR |  |  | 1
PHILIPPINES | 1.01 | 0.91
SUBIC BAY | 1.01 | 0.91
PHILIPPINE PESO |  |  | 46.23
POLAND | 0.85 | 0.78
WARSAW | 0.85 | 0.78
ZLOTYCH |  |  | 2.8741
PORTUGAL | 1.08 | 0.96
LISBON | 1.08 | 0.96
EURO |  |  | 0.7212
PUERTO RICO | 1.22 | 1.16
SAN JUAN | 1.22 | 1.16
US DOLLAR |  |  | 1
QATAR | 1.35 | 1.25
DOHA | 1.35 | 1.25
RIYAL |  |  | 3.6412
ROMANIA | 0.9 | 0.84
BUCHAREST | 0.9 | 0.84
ROMANIAN LEI |  |  | 2.9636
SAUDI ARABIA | 1.19 | 1.06
RIYADH | 1.19 | 1.06
SAUDI RIYAL |  |  | 3.7502
SEYCHELLES ISLAND | 1.87 | 1.7
SEYCHELLES ISLAND | 1.87 | 1.7
US DOLLAR |  |  | 1
SINGAPORE | 1.57 | 1.52
SINGAPORE CITY | 1.57 | 1.52
SINGAPORE DOLLAR |  |  | 1.4659
SPAIN | 1.17 | 1.1
MORON | 1.17 | 1.11
ROTA | 1.17 | 1.1
EURO |  |  | 0.7212
THAILAND | 0.98 | 0.92
BANGKOK | 0.97 | 0.9
CHANG RAI | 1 | 0.93
KORAT | 0.99 | 0.92
BAHT |  |  | 33.123
TURKEY | 0.99 | 0.91
ANKARA | 0.99 | 0.91
INCIRLICK | 0.98 | 0.9
TURKEY LIRE |  |  | 1.3678
UKRAINE | 0.87 | 0.8
KIEV | 0.87 | 0.8
HRYVNIA |  |  | 8.0055
UNITED ARAB EMIRATES | 1.22 | 1.1
DUBAI | 1.22 | 1.1
DIRHAM |  |  | 3.6728
UNITED KINGDOM | 1.13 | 1.07
FAIRFORD/CROUGHTON | 1.11 | 1.04
LAKENHEATH | 1.09 | 1.03
MENWITH HILL | 1.1 | 1.07
MILDENHALL | 1.14 | 1.07
ST. MAWGAN | 1.21 | 1.13
WEST RUISLIP | 1.15 | 1.08
BRITISH POUND |  |  | 0.5767
VIRGIN ISLANDS | 1.37 | 1.37
ST. THOMAS | 1.37 | 1.37
US DOLLAR |  |  | 1
WAKE ISLAND | 2.16 | 2.07
WAKE ISLAND | 2.16 | 2.07
US DOLLAR |  |  | 1

## Table 4B
Table 4B: Military Construction Escalation Rates
Historical |  |  | Budget Guidance |  | Projected
Month-Year | ENR Indices (raw) | DoD SPI | FY | Annual escalation rate | MilCon Program Year | Midpoint of constr | Escalation factor
| (Note 1) | (Note 2) |  | (Note 3) |  | (Note 4) | (Note 5)
2000-10-15 | 3547
2001-10-15 06:00 | 3602
2002-10-15 12:00 | 3651
2003-10-15 18:00 | 3745
2004-10-15 | 4129
2005-10-15 06:00 | 4265
2006-10-15 12:00 | 4431
2007-10-15 18:00 | 4535 | 100
2008-10-15 |  | 104.89
2009-10-15 06:00 |  | 98.32 |  |  | 2009 | 2009-10-10 | 1
|  |  | 2010 | 1.2% | 2010 | 2010-10-11 | 1.012
|  |  | 2011 | 1.5% | 2011 | 2011-10-11 | 1.0272
|  |  | 2012 | 1.7% | 2012 | 2012-10-10 | 1.0447
|  |  | 2013 | 1.7% | 2013 | 2013-10-10 | 1.0625
|  |  | 2014 | 1.7% | 2014 | 2014-10-10 | 1.0806
|  |  | 2015 | 1.7% | 2015 | 2015-10-10 | 1.099
|  |  | 2016 | 1.7% | 2016 | 2016-10-09 | 1.1177
Note 1: The historical index through October 2007 is the Engineering News Record Building Construction Index (ENR BCI).
Note 2: The historical index from October 2007 through October 2009 is the DoD Selling Price Index, representing the average of the RLB Construction Cost Index, Turner Construction Cost Index, and Saylor Subcontracting Index.
Note 3: Annual rates for military construction budget authority published by USD (Comptroller) in December 2009.
Note 4: Midpoint of construction is the assumed month and year when the contractor will have earned 50% of the estimated contract value. Interpolate between published escalation factors as necessary.
Note 5: The escalation factor is the cumulative (compounded) annual inflation rate from the base year. Use these factors to escalate project estimates using unit costs in Table 2 to the expected midpoint of construction, in accordance with UFC 3-700-01.
Formulas:
Historical = +[Historical, row above]+365.25
Midpoint of constr = +[Midpoint of constr, row above]+365

## Table 4C
Table 4C: PRV Escalation Rates
Budget Guidance |  | Projected
|  | Program Year | Escalation factor (Note 1)
FY | Annual escalation rate |  | Vertical constr | Horizontal constr
| (Note 1) |  | (Note 2) | (Note 3)
2009 |  | 2009 |  | 1
2010 | 1.1% | 2010 | 101 | 102.5
2011 | 1.4% | 2011 | 103.64 | 106.09
2012 | 1.7% | 2012 | 107.79 | 111.04
2013 | 1.7% | 2013 | 112.33 | 116.42
2014 | 1.7% | 2014 | 118.07 | 121.65
2015 | 1.7% | 2015 | 124.99 | 128.6
Note 1: Annual rates for construction published by Davis Langdon in Jan 2010.
Note 2: Use these factors to adjust plant replacement value of vertical construction to future years.
Note 3: Use these factors to adjust plant replacement value of horizontal construction to future years.

## Table 4D
Table 4D: Operation and Maintenance Escalation Rates
Budget Guidance |  | Projected
FY | Annual escalation rate | Program Year | Escalation factor
| (Note 1) |  | (Note 2)
2009 |  | 2009 | 1
2010 | 1.1% | 2010 | 1
2011 | 1.4% | 2011 | 1.011
2012 | 1.7% | 2012 | 1.0252
2013 | 1.7% | 2013 | 1.0426
2014 | 1.7% | 2014 | 1.0603
2015 | 1.7% | 2015 | 1.0783
2016 | 1.7% | 2016 | 1.0966
Note 1: Annual rates for O&M budget authority published by USD (Comptroller) in December 2009.
Note 2: Use these factors to adjust sustainment and operation costs to future years.

## ACF-LI by site
Area Cost Factors and Locality Indices for 2010 | [11 empty] | Area Cost Factors |  |  |  |  | Locality Indices
Country Code | Country | State Code | State | Site Code | RPSUID | Site Name | Reporting Component | County Code | County | City Code | City | Replacement | Sustainment | water/ waste-water | real prop mgmt | fire/ emerg-ency svcs | custo-dial svcs | refuse coll | grounds maint | pest control | pave-ment clearance
AA | Aruba | 00 | Not Applicable | APDS0001 | 1393 | ARUBA SITE # 1 | Air Force | 000 | Not Applicable | 0800 | Oranjestad | 1.87 | 1.75 | 0.259 | 1.342 | 1.342 | 2.625 | 0.194 | 0.162 | 1.342 | 0.101
AC | Antigua and Barbuda | 00 | Not Applicable | ALMY0001 | 1383 | ANTIGUA AIR STATION SITE # 1 | Air Force | 000 | Not Applicable | 6000 | St. Johns | 1.87 | 1.75 | 0.089 | 1.342 | 1.342 | 0.9 | 0.067 | 0.056 | 1.342 | 0.101
AE | United Arab Emirates | 00 | Not Applicable | DHAF0001 | 1575 | AL DHAFRA AB SITE # 1 | Air Force | 000 | Not Applicable | 1000 | Abu Dhabi | 1.22 | 1.1
AE | United Arab Emirates | 00 | Not Applicable | N63005-FU | 867 | FUJAIRAH AVIATION UNIT | Navy | 000 | Not Applicable | 1030 | Al Fujayrah | 1.22 | 1.1 | 0.295 | 1.841 | 1.841 | 2.982 | 0.221 | 0.184 | 1.841 | 0.101
AQ | American Samoa | 60 | American Samoa | AQ500 | 7520 | TE O USARC | Army | 000 | Not Applicable | 6000 | Pago Pago | 2.17 | 2.06 | 0.183 | 1.342 | 1.342 | 1.855 | 0.137 | 0.115 | 1.342 | 0.101
AS | Australia | 00 | Not Applicable | N63427-AB | 732 | AREA A-VLF | Navy | 000 | Not Applicable | 2300 | Exmouth | 1.25 | 1.22 | 0.183 | 1.342 | 1.342 | 1.855 | 0.137 | 0.115 | 1.342 | 0.101
AS | Australia | 00 | Not Applicable | N63427-CC | 735 | AREA C-HFR | Navy | 000 | Not Applicable | 2300 | Exmouth | 1.25 | 1.22 | 0.183 | 1.342 | 1.342 | 1.855 | 0.137 | 0.115 | 1.342 | 0.101
AS | Australia | 00 | Not Applicable | N63427 | 179 | Naval Communications Station H E Holt Exmouth Australia | Navy | 000 | Not Applicable | 5400 | Northwest Cape | 1.25 | 1.22 | 0.183 | 1.342 | 1.342 | 1.855 | 0.137 | 0.115 | 1.342 | 0.101
AS | Australia | 00 | Not Applicable | 82387-10361 | 702472 | 17-A LAUFOU SHOPPING CENTER PAGO PAGO | Army | 000 | Not Applicable | 6000 | Perth | 1.25 | 1.22
AS | Australia | 00 | Not Applicable | 82387-10362 | 702473 | 17-B LAUFOU SHOPPING CENTER PAGO PAGO | Army | 000 | Not Applicable | 6000 | Perth | 1.25 | 1.22
AS | Australia | 00 | Not Applicable | GHFQ0001 | 1832 | EXMOUTH FAMILY HOUSING ANNEX SITE # 1 | Air Force | 000 | Not Applicable | 9999 | Unknown | 1.25 | 1.22 | 0.183 | 1.342 | 1.342 | 1.855 | 0.137 | 0.115 | 1.342 | 0.101
AS | Australia | 00 | Not Applicable | MZVT0001 | 2488 | LEARMOUTH AF SOLAR OBSERVATORY RSCH SITE SITE # 1 | Air Force | 000 | Not Applicable | 9999 | Unknown | 1.25 | 1.22 | 0.183 | 1.342 | 1.342 | 1.855 | 0.137 | 0.115 | 1.342 | 0.101
AS | Australia | 00 | Not Applicable | WPAM0001 | 3333 | SYDNEY AIR TERMINAL SITE # 1 | Air Force | 000 | Not Applicable | 9999 | Unknown | 1.25 | 1.22 | 0.183 | 1.342 | 1.342 | 1.855 | 0.137 | 0.115 | 1.342 | 0.101
BA | Bahrain | 00 | Not Applicable | N63005-BZ | 721 | BANZ WRHS COMPOUND | Navy | 000 | Not Applicable | 0990 | Al Jufayr | 1.25 | 1.17 | 0.214 | 1.34 | 1.34 | 2.17 | 0.161 | 0.134 | 1.34 | 0.101
BA | Bahrain | 00 | Not Applicable | N63005-MS | 722 | MINA SULMAN PIER AREA | Navy | 000 | Not Applicable | 0990 | Al Jufayr | 1.25 | 1.17 | 0.214 | 1.34 | 1.34 | 2.17 | 0.161 | 0.134 | 1.34 | 0.101
BA | Bahrain | 00 | Not Applicable | N63005-AU | 866 | AVIATION UNIT MUHARRAQ | Navy | 000 | Not Applicable | 0990 | Al Jufayr | 1.25 | 1.17 | 0.214 | 1.34 | 1.34 | 2.17 | 0.161 | 0.134 | 1.34 | 0.101
BA | Bahrain | 00 | Not Applicable | N63005-DS | 899 | DEPENDENT SCHOOL | Navy | 000 | Not Applicable | 0990 | Al Jufayr | 1.25 | 1.17 | 0.214 | 1.34 | 1.34 | 2.17 | 0.161 | 0.134 | 1.34 | 0.101
BA | Bahrain | 00 | Not Applicable | N63005 | 186 | Naval Support Activity, Bahrain | Navy | 000 | Not Applicable | 3000 | Manama | 1.25 | 1.17 | 0.214 | 1.34 | 1.34 | 2.17 | 0.161 | 0.134 | 1.34 | 0.101
BA | Bahrain | 00 | Not Applicable | N63005-NR | 300 | NORTH RAMP | Navy | 000 | Not Applicable | 3000 | Manama | 1.25 | 1.17 | 0.214 | 1.34 | 1.34 | 2.17 | 0.161 | 0.134 | 1.34 | 0.101
BA | Bahrain | 00 | Not Applicable | N63005-BR | 720 | BASERAC HARBOR PATROL | Navy | 000 | Not Applicable | 3000 | Manama | 1.25 | 1.17 | 0.214 | 1.34 | 1.34 | 2.17 | 0.161 | 0.134 | 1.34 | 0.101
BA | Bahrain | 00 | Not Applicable | N63005-MA | 1077 | MANAMA QUARTERS | Navy | 000 | Not Applicable | 3000 | Manama | 1.25 | 1.17 | 0.214 | 1.34 | 1.34 | 2.17 | 0.161 | 0.134 | 1.34 | 0.101
BE | Belgium | 00 | Not Applicable | BE135 | 4168 | BRUSSELS | Army | 000 | Not Applicable | 2000 | Brussels | 1.15 | 1.13 | 0.193 | 1.203 | 1.203 | 1.949 | 0.144 | 0.12 | 1.203 | 3.183
BE | Belgium | 00 | Not Applicable | BE828 | 7428 | STERREBEEK DEPENDENT SCHOOL | Army | 000 | Not Applicable | 2000 | Brussels | 1.15 | 1.13 | 0.193 | 1.203 | 1.203 | 1.949 | 0.144 | 0.12 | 1.203 | 3.183
BE | Belgium | 00 | Not Applicable | BE212 | 4426 | CHIEVRES | Army | 000 | Not Applicable | 2045 | Chievres | 1.11 | 1.08 | 0.193 | 1.203 | 1.203 | 1.949 | 0.144 | 0.12 | 1.203 | 3.183
BE | Belgium | 00 | Not Applicable | BE724 | 4655 | DAUMERIE CASERNE | Army | 000 | Not Applicable | 2045 | Chievres | 1.11 | 1.08 | 0.193 | 1.203 | 1.203 | 1.949 | 0.144 | 0.12 | 1.203 | 3.183
BE | Belgium | 00 | Not Applicable | BE215 | 4427 | CHIEVRES AIRBASE | Army | 000 | Not Applicable | 2050 | Chievres AB | 1.11 | 1.08 | 0.193 | 1.203 | 1.203 | 1.949 | 0.144 | 0.12 | 1.203 | 3.183
BE | Belgium | 00 | Not Applicable | BE173 | 4404 | CHATEAU GENDEBIEN | Army | 000 | Not Applicable | 5350 | Mons | 1.11 | 1.08 | 0.193 | 1.203 | 1.203 | 1.949 | 0.144 | 0.12 | 1.203 | 3.183
BE | Belgium | 00 | Not Applicable | BE625 | 6245 | MONS | Army | 000 | Not Applicable | 5350 | Mons | 1.11 | 1.08 | 0.193 | 1.203 | 1.203 | 1.949 | 0.144 | 0.12 | 1.203 | 3.183
BE | Belgium | 00 | Not Applicable | BE770 | 7250 | SHAPE HEADQUARTERS | Army | 000 | Not Applicable | 5350 | Mons | 1.11 | 1.08 | 0.193 | 1.203 | 1.203 | 1.949 | 0.144 | 0.12 | 1.203 | 3.183
BE | Belgium | 00 | Not Applicable | BGGW0001 | 1474 | BEN AHIN RADIO RELAY SITE SITE # 1 | Air Force | 000 | Not Applicable | 9999 | Unknown | 1.13 | 1.1 | 0.193 | 1.203 | 1.203 | 1.949 | 0.144 | 0.12 | 1.203 | 0.101
BE | Belgium | 00 | Not Applicable | FLAJ0001 | 1664 | FLORENNES AIR BASE SITE # 1 | Air Force | 000 | Not Applicable | 9999 | Unknown | 1.13 | 1.1 | 0.193 | 1.203 | 1.203 | 1.949 | 0.144 | 0.12 | 1.203 | 3.183
BE | Belgium | 00 | Not Applicable | GTHP0001 | 2079 | FLOBECQ RADIO RELAY SITE SITE # 1 | Air Force | 000 | Not Applicable | 9999 | Unknown | 1.13 | 1.1 | 0.193 | 1.203 | 1.203 | 1.949 | 0.144 | 0.12 | 1.203 | 3.183
BE | Belgium | 00 | Not Applicable | LCNK0001 | 2362 | HOUTEM RADIO RELAY SITE SITE # 1 | Air Force | 000 | Not Applicable | 9999 | Unknown | 1.13 | 1.1 | 0.193 | 1.203 | 1.203 | 1.949 | 0.144 | 0.12 | 1.203 | 3.183
BE | Belgium | 00 | Not Applicable | MJQB0001 | 2446 | KLEINE BROGEL AIR BASE SITE # 1 | Air Force | 000 | Not Applicable | 9999 | Unknown | 1.13 | 1.1 | 0.193 | 1.203 | 1.203 | 1.949 | 0.144 | 0.12 | 1.203 | 3.183
BE | Belgium | 00 | Not Applicable | NAKB0001 | 2489 | LE CHENOI RADIO RELAY SITE SITE # 1 | Air Force | 000 | Not Applicable | 9999 | Unknown | 1.13 | 1.1 | 0.193 | 1.203 | 1.203 | 1.949 | 0.144 | 0.12 | 1.203 | 3.183
BE | Belgium | 00 | Not Applicable | VYFK0001 | 3297 | SPA MALCHAMP RADIO RELAY SITE SITE # 1 | Air Force | 000 | Not Applicable | 9999 | Unknown | 1.13 | 1.1 | 0.193 | 1.203 | 1.203 | 1.949 | 0.144 | 0.12 | 1.203 | 3.183
BE | Belgium | 00 | Not Applicable | YULE0001 | 3417 | WESTROZEBEKE RADIO RELAY SITE SITE # 1 | Air Force | 000 | Not Applicable | 9999 | Unknown | 1.13 | 1.1 | 0.193 | 1.203 | 1.203 | 1.949 | 0.144 | 0.12 | 1.203 | 3.183
BE | Belgium | 00 | Not Applicable | BE225 | 4897 | EVERBERG AFN FAC | Army | 000 | Not Applicable | 9999 | Unknown | 1.13 | 1.1 | 0.193 | 1.203 | 1.203 | 1.949 | 0.144 | 0.12 | 1.203 | 3.183
BE | Belgium | 00 | Not Applicable | BE260 | 4956 | FLOBECQ AIR STA | Army | 000 | Not Applicable | 9999 | Unknown | 1.13 | 1.1 | 0.193 | 1.203 | 1.203 | 1.949 | 0.144 | 0.12 | 1.203 | 3.183
BF | Burkina Faso | 00 | Not Applicable | N00213-AB | 271 | AUTEC MAIN BASE | Navy | 000 | Not Applicable | 0300 | Andros Island | 1.61 | 1.53 | 0.215 | 1.342 | 1.342 | 2.173 | 0.161 | 0.134 | 1.342 | 0.101
BF | Burkina Faso | 00 | Not Applicable | N00213-SP | 272 | AUTEC SALVADOR POINT | Navy | 000 | Not Applicable | 0300 | Andros Island | 1.61 | 1.53 | 0.215 | 1.342 | 1.342 | 2.173 | 0.161 | 0.134 | 1.342 | 0.101
BF | Burkina Faso | 00 | Not Applicable | N00213-BW | 273 | AUTEC BIG WOOD CAY | Navy | 000 | Not Applicable | 0300 | Andros Island | 1.61 | 1.53 | 0.215 | 1.342 | 1.342 | 2.173 | 0.161 | 0.134 | 1.342 | 0.101
BF | Burkina Faso | 00 | Not Applicable | N00213-DA | 274 | AUTEC GOLDING CAY | Navy | 000 | Not Applicable | 0300 | Andros Island | 1.61 | 1.53 | 0.215 | 1.342 | 1.342 | 2.173 | 0.161 | 0.134 | 1.342 | 0.101
BF | Burkina Faso | 00 | Not Applicable | N00213-HP | 277 | AUTEC HIGH POINT CAY | Navy | 000 | Not Applicable | 0300 | Andros Island | 1.61 | 1.53 | 0.215 | 1.342 | 1.342 | 2.173 | 0.161 | 0.134 | 1.342 | 0.101
BF | Burkina Faso | 00 | Not Applicable | N00213-NA | 278 | AUTEC GREAT STIRRUP CA | Navy | 000 | Not Applicable | 0300 | Andros Island | 1.61 | 1.53 | 0.215 | 1.342 | 1.342 | 2.173 | 0.161 | 0.134 | 1.342 | 0.101
CA | Canada | 00 | Not Applicable | N68436-MB | 482 | MT BRUCE CANADA | Navy | 000 | Not Applicable | 1500 | Duncan, B.C. | 1.24 | 1.19 | 0.215 | 1.217 | 1.217 | 2.173 | 0.161 | 0.134 | 1.217 | 1.337
CA | Canada | 00 | Not Applicable | N68436-CH | 488 | COTTLE HILL VANCOUVER | Navy | 000 | Not Applicable | 4565 | Nanaimo, B.C. | 1.24 | 1.19 | 0.215 | 1.217 | 1.217 | 2.173 | 0.161 | 0.134 | 1.217 | 1.337
CO | Colombia | 00 | Not Applicable | 18081-10284 | 700443 | CIVIL AERONAUTICAL LOT BOGOTA | Army | 000 | Not Applicable | 1500 | Bogota | 1.14 | 1.04
CO | Colombia | 00 | Not Applicable | 18081-10350 | 700509 | GOMEZ NINO AIR BASE | Army | 000 | Not Applicable | 1500 | Bogota | 1.14 | 1.04
CO | Colombia | 00 | Not Applicable | BOGO0001 | 1481 | BOGOTA AIR STATION SITE # 1 | Air Force | 000 | Not Applicable | 9999 | Unknown | 1.14 | 1.04 | 0.133 | 0.634 | 0.634 | 1.348 | 0.1 | 0.083 | 0.634 | 0.101
CO | Colombia | 00 | Not Applicable | PCPS0001 | 2757 | MARANDUA SITE # 1 | Air Force | 000 | Not Applicable | 9999 | Unknown | 1.14 | 1.04 | 0.133 | 0.634 | 0.634 | 1.348 | 0.1 | 0.083 | 0.634 | 0.101
CO | Colombia | 00 | Not Applicable | TRES0001 | 3185 | TRES ESQUINAS SITE # 1 | Air Force | 000 | Not Applicable | 9999 | Unknown | 1.14 | 1.04 | 0.133 | 0.634 | 0.634 | 1.348 | 0.1 | 0.083 | 0.634 | 0.101
CO | Colombia | 00 | Not Applicable | UGCH0001 | 3217 | RIO HACHA RADAR SITE SITE # 1 | Air Force | 000 | Not Applicable | 9999 | Unknown | 1.14 | 1.04 | 0.133 | 0.634 | 0.634 | 1.348 | 0.1 | 0.083 | 0.634 | 0.101
CO | Colombia | 00 | Not Applicable | USPR0001 | 3235 | SAN ANDRES RADAR SITE SITE # 1 | Air Force | 000 | Not Applicable | 9999 | Unknown | 1.14 | 1.04 | 0.133 | 0.634 | 0.634 | 1.348 | 0.1 | 0.083 | 0.634 | 0.101
CO | Colombia | 00 | Not Applicable | UTRA0001 | 3236 | SAN JOSE RADAR SITE SITE # 1 | Air Force | 000 | Not Applicable | 9999 | Unknown | 1.14 | 1.04 | 0.133 | 0.634 | 0.634 | 1.348 | 0.1 | 0.083 | 0.634 | 0.101
CQ | Northern Mariana Islands | 69 | Northern Mariana Islands | N61755-FD | 664 | FARRALLON DE MEDINILLA | Navy | 000 | Not Applicable | 7000 | Saipan, Mariana Isl | 1.92 | 1.88 | 0.111 | 1.25 | 1.25 | 1.127 | 0.084 | 0.07 | 1.25 | 0.101
CQ | Northern Mariana Islands | 69 | Northern Mariana Islands | N61755-SA | 670 | SAIPAN | Navy | 000 | Not Applicable | 7000 | Saipan, Mariana Isl | 1.92 | 1.88 | 0.111 | 1.25 | 1.25 | 1.127 | 0.084 | 0.07 | 1.25 | 0.101
CQ | Northern Mariana Islands | 69 | Northern Mariana Islands | N61755-TI | 672 | TINIAN | Navy | 000 | Not Applicable | 7500 | Tinian, Mariana Isl | 1.92 | 1.88 | 0.111 | 1.25 | 1.25 | 1.127 | 0.084 | 0.07 | 1.25 | 0.101
CQ | Northern Mariana Islands | 69 | Northern Mariana Islands | CQ012 | 7120 | SAIPAN | Army | 000 | Not Applicable | 9999 | Unknown | 1.92 | 1.88 | 0.111 | 1.25 | 1.25 | 1.127 | 0.084 | 0.07 | 1.25 | 0.101
CU | Cuba | 00 | Not Applicable | N60514 | 138 | Naval Station Guantanamo Bay | Navy | 000 | Not Applicable | 0300 | Guantanamo Bay | 1.5 | 1.37 | 0.082 | 0.634 | 0.634 | 0.835 | 0.062 | 0.052 | 0.634 | 0.101
DA | Denmark | 00 | Not Applicable | CPBR0001 | 1522 | COPENHAGEN FAMILY HOUSING SITE # 1 | Air Force | 000 | Not Applicable | 2000 | Copenhagen | 1.14 | 1.09 | 0.26 | 1.303 | 1.303 | 2.628 | 0.195 | 0.162 | 1.303 | 9.643
DA | Denmark | 00 | Not Applicable | LZCB0001 | 2419 | KARUP AIR BASE SITE # 1 | Air Force | 000 | Not Applicable | 9999 | Unknown | 1.14 | 1.09 | 0.26 | 1.303 | 1.303 | 2.628 | 0.195 | 0.162 | 1.303 | 10.015
DJ | Djibouti | 00 | Not Applicable | N3379A | 146 | Camp LeMonier, Djibouti | Navy | 000 | Not Applicable | 1000 | Djibouti | 2 | 1.79 | 0.125 | 0.784 | 0.784 | 1.27 | 0.094 | 0.078 | 0.784 | 0.101
EC | Ecuador | 00 | Not Applicable | PCBM0001 | 2756 | MANTA SITE # 1 | Air Force | 000 | Not Applicable | 4100 | Manta | 1.14 | 1.04 | 0.124 | 0.634 | 0.634 | 1.251 | 0.093 | 0.077 | 0.634 | 0.101
EG | Egypt | 00 | Not Applicable | N61751 | 183 | Naval Medical Research Unit Three, Cairo Egypt | Navy | 000 | Not Applicable | 3000 | Cairo | 1.33 | 1.25 | 0.111 | 0.692 | 0.692 | 1.121 | 0.083 | 0.069 | 0.692 | 0.101
EG | Egypt | 00 | Not Applicable | N61751-MD | 943 | MADDI | Navy | 000 | Not Applicable | 3000 | Cairo | 1.33 | 1.25 | 0.111 | 0.692 | 0.692 | 1.121 | 0.083 | 0.069 | 0.692 | 0.101
GL | Greenland | 00 | Not Applicable | WWCX0001 | 3339 | THULE AIR BASE SITE # 1 | Air Force | 000 | Not Applicable | 8000 | Thule | 2.81 | 2.65 | 0.235 | 1.303 | 1.303 | 2.381 | 0.176 | 0.147 | 1.303 | 0.101
GM | Germany | 00 | Not Applicable | GE27J | 5088 | FRECHETSFELD RADIO SITE | Army | 000 | Not Applicable | 0550 | Amberg | 1.09 | 1.03 | 0.22 | 1.376 | 1.376 | 2.229 | 0.165 | 0.138 | 1.376 | 6.094
GM | Germany | 00 | Not Applicable | GE27R | 5099 | FREIHOELSER TNG AREA | Army | 000 | Not Applicable | 0550 | Amberg | 1.09 | 1.03 | 0.22 | 1.376 | 1.376 | 2.229 | 0.165 | 0.138 | 1.376 | 6.094
GM | Germany | 00 | Not Applicable | GE037 | 3819 | ANSBACH LEASED | Army | 000 | Not Applicable | 0600 | Ansbach | 1.14 | 1.09 | 0.22 | 1.376 | 1.376 | 2.229 | 0.165 | 0.138 | 1.376 | 6.094
GM | Germany | 00 | Not Applicable | GE07H | 3938 | BARTON BARRACKS | Army | 000 | Not Applicable | 0600 | Ansbach | 1.14 | 1.09 | 0.22 | 1.376 | 1.376 | 2.229 | 0.165 | 0.138 | 1.376 | 6.094
GM | Germany | 00 | Not Applicable | GE08L | 4064 | BLEIDORN FAM HSG | Army | 000 | Not Applicable | 0600 | Ansbach | 1.14 | 1.09 | 0.22 | 1.376 | 1.376 | 2.229 | 0.165 | 0.138 | 1.376 | 6.094
GM | Germany | 00 | Not Applicable | GE43T | 5697 | KATTERBACH KASERNE | Army | 000 | Not Applicable | 0600 | Ansbach | 1.14 | 1.09 | 0.22 | 1.376 | 1.376 | 2.229 | 0.165 | 0.138 | 1.376 | 6.094
GM | Germany | 00 | Not Applicable | GE618 | 6593 | OBERDACHSTETTEN TNG AREA | Army | 000 | Not Applicable | 0600 | Ansbach | 1.14 | 1.09 | 0.22 | 1.376 | 1.376 | 2.229 | 0.165 | 0.138 | 1.376 | 6.094
GM | Germany | 00 | Not Applicable | GE891 | 7270 | SHIPTON KASERNE | Army | 000 | Not Applicable | 0600 | Ansbach | 1.14 | 1.09 | 0.22 | 1.376 | 1.376 | 2.229 | 0.165 | 0.138 | 1.376 | 6.094
GM | Germany | 00 | Not Applicable | GE066 | 3917 | BAMBERG | Army | 000 | Not Applicable | 1300 | Bamberg | 1.14 | 1.09 | 0.22 | 1.376 | 1.376 | 2.229 | 0.165 | 0.138 | 1.376 | 6.094
GM | Germany | 00 | Not Applicable | GE07B | 3918 | BAMBERG AIRFIELD | Army | 000 | Not Applicable | 1300 | Bamberg | 1.14 | 1.09 | 0.22 | 1.376 | 1.376 | 2.229 | 0.165 | 0.138 | 1.376 | 6.094
GM | Germany | 00 | Not Applicable | GE07A | 3920 | BAMBERG STOR & RANGE AREA | Army | 000 | Not Applicable | 1300 | Bamberg | 1.14 | 1.09 | 0.22 | 1.376 | 1.376 | 2.229 | 0.165 | 0.138 | 1.376 | 6.094
GM | Germany | 00 | Not Applicable | GE26P | 4965 | FLYNN FAM HSG AND TNG AREAS | Army | 000 | Not Applicable | 1300 | Bamberg | 1.14 | 1.09 | 0.22 | 1.376 | 1.376 | 2.229 | 0.165 | 0.138 | 1.376 | 6.094
GM | Germany | 00 | Not Applicable | GE92P | 7776 | WARNER BARRACKS | Army | 000 | Not Applicable | 1300 | Bamberg | 1.14 | 1.09 | 0.22 | 1.376 | 1.376 | 2.229 | 0.165 | 0.138 | 1.376 | 6.094
GM | Germany | 00 | Not Applicable | GE92S | 7777 | WARNER BARRACKS FAM HSG | Army | 000 | Not Applicable | 1300 | Bamberg | 1.14 | 1.09 | 0.22 | 1.376 | 1.376 | 2.229 | 0.165 | 0.138 | 1.376 | 6.094
GM | Germany | 00 | Not Applicable | GE067 | 3949 | BAUMHOLDER | Army | 000 | Not Applicable | 1400 | Baumholder | 1.14 | 1.09 | 0.22 | 1.376 | 1.376 | 2.229 | 0.165 | 0.138 | 1.376 | 6.094
GM | Germany | 00 | Not Applicable | GE07J | 3950 | BAUMHOLDER AIRFIELD | Army | 000 | Not Applicable | 1400 | Baumholder | 1.14 | 1.09 | 0.22 | 1.376 | 1.376 | 2.229 | 0.165 | 0.138 | 1.376 | 6.094
GM | Germany | 00 | Not Applicable | GE07K | 3951 | BAUMHOLDER FAM HSG | Army | 000 | Not Applicable | 1400 | Baumholder | 1.14 | 1.09 | 0.22 | 1.376 | 1.376 | 2.229 | 0.165 | 0.138 | 1.376 | 6.094
GM | Germany | 00 | Not Applicable | GE07L | 3952 | BAUMHOLDER HOSPITAL | Army | 000 | Not Applicable | 1400 | Baumholder | 1.14 | 1.09 | 0.22 | 1.376 | 1.376 | 2.229 | 0.165 | 0.138 | 1.376 | 6.094
GM | Germany | 00 | Not Applicable | GE07N | 3953 | BAUMHOLDER QM AREA | Army | 000 | Not Applicable | 1400 | Baumholder | 1.14 | 1.09 | 0.22 | 1.376 | 1.376 | 2.229 | 0.165 | 0.138 | 1.376 | 6.094
GM | Germany | 00 | Not Applicable | GE37L | 5483 | HOPPSTAEDTEN WATERWORKS | Army | 000 | Not Applicable | 1400 | Baumholder | 1.14 | 1.09 | 0.22 | 1.376 | 1.376 | 2.229 | 0.165 | 0.138 | 1.376 | 6.094
GM | Germany | 00 | Not Applicable | GE57V | 6382 | NEUBRUECKE HOSPITAL | Army | 000 | Not Applicable | 1400 | Baumholder | 1.14 | 1.09 | 0.22 | 1.376 | 1.376 | 2.229 | 0.165 | 0.138 | 1.376 | 6.094
GM | Germany | 00 | Not Applicable | GE79D | 7296 | SMITH BARRACKS | Army | 000 | Not Applicable | 1400 | Baumholder | 1.14 | 1.09 | 0.22 | 1.376 | 1.376 | 2.229 | 0.165 | 0.138 | 1.376 | 6.094
GM | Germany | 00 | Not Applicable | GE81J | 7449 | STRASSBURG KASERNE | Army | 000 | Not Applicable | 1400 | Baumholder | 1.14 | 1.09 | 0.22 | 1.376 | 1.376 | 2.229 | 0.165 | 0.138 | 1.376 | 6.094
GM | Germany | 00 | Not Applicable | GE94D | 7874 | WETZEL FAMILY HOUSING | Army | 000 | Not Applicable | 1400 | Baumholder | 1.14 | 1.09 | 0.22 | 1.376 | 1.376 | 2.229 | 0.165 | 0.138 | 1.376 | 6.094
GM | Germany | 00 | Not Applicable | GE94E | 7875 | WETZEL KASERNE | Army | 000 | Not Applicable | 1400 | Baumholder | 1.14 | 1.09 | 0.22 | 1.376 | 1.376 | 2.229 | 0.165 | 0.138 | 1.376 | 6.094
GM | Germany | 00 | Not Applicable | GE07S | 4002 | BENSHEIM MAINT AND SUPPLY FACILITY | Army | 000 | Not Applicable | 1800 | Bensheim | 1.14 | 1.09 | 0.22 | 1.376 | 1.376 | 2.229 | 0.165 | 0.138 | 1.376 | 6.094
GM | Germany | 00 | Not Applicable | GE35U | 5452 | HINTERBRAND OUTDOOR EDUCATION | Army | 000 | Not Applicable | 1900 | Berchtesgaden | 1.14 | 1.09 | 0.22 | 1.376 | 1.376 | 2.229 | 0.165 | 0.138 | 1.376 | 6.094
GM | Germany | 00 | Not Applicable | GE09D | 4082 | BOEBLINGEN FAMILY HOUSING | Army | 000 | Not Applicable | 2400 | Boeblingen | 1.14 | 1.09 | 0.22 | 1.376 | 1.376 | 2.229 | 0.165 | 0.138 | 1.376 | 6.094
GM | Germany | 00 | Not Applicable | GE09F | 4083 | BOEBLINGEN OFFICERS CLUB | Army | 000 | Not Applicable | 2400 | Boeblingen | 1.14 | 1.09 | 0.22 | 1.376 | 1.376 | 2.229 | 0.165 | 0.138 | 1.376 | 6.094
GM | Germany | 00 | Not Applicable | GE09G | 4084 | BOEBLINGEN RANGE | Army | 000 | Not Applicable | 2400 | Boeblingen | 1.14 | 1.09 | 0.22 | 1.376 | 1.376 | 2.229 | 0.165 | 0.138 | 1.376 | 6.094
GM | Germany | 00 | Not Applicable | GE09C | 4085 | BOEBLINGEN TNG AREA | Army | 000 | Not Applicable | 2400 | Boeblingen | 1.14 | 1.09 | 0.22 | 1.376 | 1.376 | 2.229 | 0.165 | 0.138 | 1.376 | 6.094
GM | Germany | 00 | Not Applicable | GE096 | 4091 | BONN | Army | 000 | Not Applicable | 2500 | Bonn | 1.14 | 1.09 | 0.22 | 1.376 | 1.376 | 2.229 | 0.165 | 0.138 | 1.376 | 6.094
GM | Germany | 00 | Not Applicable | GE106 | 4132 | BREMERHAVEN | Army | 000 | Not Applicable | 2825 | Bremerhaven | 1.14 | 1.09 | 0.22 | 1.376 | 1.376 | 2.229 | 0.165 | 0.138 | 1.376 | 6.094
GM | Germany | 00 | Not Applicable | GE110 | 4176 | BUEDINGEN | Army | 000 | Not Applicable | 3100 | Buedingen | 1.2 | 1.15 | 0.22 | 1.376 | 1.376 | 2.229 | 0.165 | 0.138 | 1.376 | 6.094
GM | Germany | 00 | Not Applicable | GE72Y | 7056 | ROMAN WAY VILLAGE FAM HSG | Army | 000 | Not Applicable | 3250 | Butzbach | 1.14 | 1.09 | 0.22 | 1.376 | 1.376 | 2.229 | 0.165 | 0.138 | 1.376 | 6.094
GM | Germany | 00 | Not Applicable | GE13E | 4217 | CAMBRAI FRITSCH KASERNE | Army | 000 | Not Applicable | 3825 | Darmstadt | 1.2 | 1.15 | 0.22 | 1.376 | 1.376 | 2.229 | 0.165 | 0.138 | 1.376 | 6.094
GM | Germany | 00 | Not Applicable | GE15A | 4652 | DARMSTADT LEASES | Army | 000 | Not Applicable | 3825 | Darmstadt | 1.2 | 1.15 | 0.22 | 1.376 | 1.376 | 2.229 | 0.165 | 0.138 | 1.376 | 6.094
GM | Germany | 00 | Not Applicable | GE15P | 4653 | DARMSTADT TRAINING CENTER | Army | 000 | Not Applicable | 3825 | Darmstadt | 1.2 | 1.15 | 0.22 | 1.376 | 1.376 | 2.229 | 0.165 | 0.138 | 1.376 | 6.094
GM | Germany | 00 | Not Applicable | GE31V | 5297 | GRIESHEIM AIRFIELD | Army | 000 | Not Applicable | 3825 | Darmstadt | 1.2 | 1.15 | 0.22 | 1.376 | 1.376 | 2.229 | 0.165 | 0.138 | 1.376 | 6.094
GM | Germany | 00 | Not Applicable | GE41J | 5618 | JEFFERSON VILLAGE FAMILY HOUSING | Army | 000 | Not Applicable | 3825 | Darmstadt | 1.2 | 1.15 | 0.22 | 1.376 | 1.376 | 2.229 | 0.165 | 0.138 | 1.376 | 6.094
GM | Germany | 00 | Not Applicable | GE44E | 5710 | KELLEY BARRACKS GE44E | Army | 000 | Not Applicable | 3825 | Darmstadt | 1.2 | 1.15 | 0.22 | 1.376 | 1.376 | 2.229 | 0.165 | 0.138 | 1.376 | 6.094
GM | Germany | 00 | Not Applicable | GE50T | 5911 | LINCOLN VILLAGE FAMILY HOUSING | Army | 000 | Not Applicable | 3825 | Darmstadt | 1.2 | 1.15 | 0.22 | 1.376 | 1.376 | 2.229 | 0.165 | 0.138 | 1.376 | 6.094
GM | Germany | 00 | Not Applicable | GE55D | 6161 | MESSEL SMALL ARMS RANGE | Army | 000 | Not Applicable | 3825 | Darmstadt | 1.2 | 1.15 | 0.22 | 1.376 | 1.376 | 2.229 | 0.165 | 0.138 | 1.376 | 6.094
GM | Germany | 00 | Not Applicable | GE57D | 6361 | NATHAN HALE QM AREA | Army | 000 | Not Applicable | 3825 | Darmstadt | 1.2 | 1.15 | 0.22 | 1.376 | 1.376 | 2.229 | 0.165 | 0.138 | 1.376 | 6.094
GM | Germany | 00 | Not Applicable | GE79T | 7383 | ST BARBARA VILLAGE FAM HSG | Army | 000 | Not Applicable | 3825 | Darmstadt | 1.2 | 1.15 | 0.22 | 1.376 | 1.376 | 2.229 | 0.165 | 0.138 | 1.376 | 6.094
GM | Germany | 00 | Not Applicable | GE03N | 3804 | ANDERSON BARRACKS | Army | 000 | Not Applicable | 3860 | Dexheim | 1.2 | 1.15 | 0.22 | 1.376 | 1.376 | 2.229 | 0.165 | 0.138 | 1.376 | 6.094
GM | Germany | 00 | Not Applicable | GE15W | 4717 | DEXHEIM FAM HSG | Army | 000 | Not Applicable | 3860 | Dexheim | 1.2 | 1.15 | 0.22 | 1.376 | 1.376 | 2.229 | 0.165 | 0.138 | 1.376 | 6.094
GM | Germany | 00 | Not Applicable | GE15X | 4718 | DEXHEIM MISSILE FAC | Army | 000 | Not Applicable | 3860 | Dexheim | 1.2 | 1.15 | 0.22 | 1.376 | 1.376 | 2.229 | 0.165 | 0.138 | 1.376 | 6.094
GM | Germany | 00 | Not Applicable | GE017 | 3722 | AG PUB AND TNG AIDS CTR | Army | 000 | Not Applicable | 5000 | Frankfurt on Main | 1.2 | 1.15 | 0.22 | 1.376 | 1.376 | 2.229 | 0.165 | 0.138 | 1.376 | 6.094
GM | Germany | 00 | Not Applicable | GE269 | 5078 | FRANKFURT | Army | 000 | Not Applicable | 5000 | Frankfurt on Main | 1.2 | 1.15 | 0.22 | 1.376 | 1.376 | 2.229 | 0.165 | 0.138 | 1.376 | 6.094
GM | Germany | 00 | Not Applicable | 82387-12701 | 704811 | RHEIN-MAIN AIR BASE FRANKFURT | Army | 000 | Not Applicable | 5000 | Frankfurt on Main | 1.2 | 1.15
GM | Germany | 00 | Not Applicable | GE70S | 6943 | RAY BARRACKS | Army | 000 | Not Applicable | 5040 | Friedberg | 1.14 | 1.09 | 0.22 | 1.376 | 1.376 | 2.229 | 0.165 | 0.138 | 1.376 | 6.094
GM | Germany | 00 | Not Applicable | GE04F | 3856 | ARTILLERY KASERNE | Army | 000 | Not Applicable | 5220 | Garmisch | 1.14 | 1.09 | 0.22 | 1.376 | 1.376 | 2.229 | 0.165 | 0.138 | 1.376 | 6.094
GM | Germany | 00 | Not Applicable | GE10J | 4129 | BREITENAU SKEET RANGE | Army | 000 | Not Applicable | 5220 | Garmisch | 1.14 | 1.09 | 0.22 | 1.376 | 1.376 | 2.229 | 0.165 | 0.138 | 1.376 | 8.704
GM | Germany | 00 | Not Applicable | GE27K | 5087 | FRASDORF OPERATIONS AREA | Army | 000 | Not Applicable | 5220 | Garmisch | 1.14 | 1.09 | 0.22 | 1.376 | 1.376 | 2.229 | 0.165 | 0.138 | 1.376 | 6.094
GM | Germany | 00 | Not Applicable | GE284 | 5163 | GARMISCH - LEASED FACILITIES | Army | 000 | Not Applicable | 5220 | Garmisch | 1.14 | 1.09 | 0.22 | 1.376 | 1.376 | 2.229 | 0.165 | 0.138 | 1.376 | 6.094
GM | Germany | 00 | Not Applicable | GE29E | 5164 | GARMISCH FAM HSG | Army | 000 | Not Applicable | 5220 | Garmisch | 1.14 | 1.09 | 0.22 | 1.376 | 1.376 | 2.229 | 0.165 | 0.138 | 1.376 | 6.094
GM | Germany | 00 | Not Applicable | GE29F | 5165 | GARMISCH GOLF COURSE | Army | 000 | Not Applicable | 5220 | Garmisch | 1.14 | 1.09 | 0.22 | 1.376 | 1.376 | 2.229 | 0.165 | 0.138 | 1.376 | 6.094
GM | Germany | 00 | Not Applicable | GE29G | 5166 | GARMISCH SHOPPING CENTER | Army | 000 | Not Applicable | 5220 | Garmisch | 1.14 | 1.09 | 0.22 | 1.376 | 1.376 | 2.229 | 0.165 | 0.138 | 1.376 | 6.094
GM | Germany | 00 | Not Applicable | GE29N | 5179 | GENERAL ABRAMS HOTEL AND DISP | Army | 000 | Not Applicable | 5220 | Garmisch | 1.14 | 1.09 | 0.22 | 1.376 | 1.376 | 2.229 | 0.165 | 0.138 | 1.376 | 6.094
GM | Germany | 00 | Not Applicable | GE33X | 5384 | HAUSBERG SKI AREA | Army | 000 | Not Applicable | 5220 | Garmisch | 1.14 | 1.09 | 0.22 | 1.376 | 1.376 | 2.229 | 0.165 | 0.138 | 1.376 | 8.704
GM | Germany | 00 | Not Applicable | GE60A | 6592 | OBERAMMERGAU NATO SCHOOL | Army | 000 | Not Applicable | 5220 | Garmisch | 1.14 | 1.09 | 0.22 | 1.376 | 1.376 | 2.229 | 0.165 | 0.138 | 1.376 | 6.094
GM | Germany | 00 | Not Applicable | GE63A | 6665 | OSTERFELDERSTRASSE HOUSING | Army | 000 | Not Applicable | 5220 | Garmisch | 1.14 | 1.09 | 0.22 | 1.376 | 1.376 | 2.229 | 0.165 | 0.138 | 1.376 | 6.094
GM | Germany | 00 | Not Applicable | GE77J | 7264 | SHERIDAN BARRACKS | Army | 000 | Not Applicable | 5220 | Garmisch | 1.14 | 1.09 | 0.22 | 1.376 | 1.376 | 2.229 | 0.165 | 0.138 | 1.376 | 6.094
GM | Germany | 00 | Not Applicable | GE289 | 5175 | GELNHAUSEN | Army | 000 | Not Applicable | 5240 | Gelnhausen | 1.14 | 1.09 | 0.22 | 1.376 | 1.376 | 2.229 | 0.165 | 0.138 | 1.376 | 6.094
GM | Germany | 00 | Not Applicable | GE30J | 5195 | GERMERSHEIM ARMY DEPOT | Army | 000 | Not Applicable | 5250 | Germersheim | 1.14 | 1.09 | 0.22 | 1.376 | 1.376 | 2.229 | 0.165 | 0.138 | 1.376 | 6.094
GM | Germany | 00 | Not Applicable | GE30G | 5196 | GERMERSHEIM RTO FAC | Army | 000 | Not Applicable | 5250 | Germersheim | 1.14 | 1.09 | 0.22 | 1.376 | 1.376 | 2.229 | 0.165 | 0.138 | 1.376 | 6.094
GM | Germany | 00 | Not Applicable | GE15R | 4656 | DAUTPHE BOY SCOUT CAMP | Army | 000 | Not Applicable | 5310 | Giessen | 1.14 | 1.09 | 0.22 | 1.376 | 1.376 | 2.229 | 0.165 | 0.138 | 1.376 | 6.094
GM | Germany | 00 | Not Applicable | GE29W | 5184 | GEORGE C MARSHALL VILLAGE FAMILY HOUSING | Army | 000 | Not Applicable | 5310 | Giessen | 1.14 | 1.09 | 0.22 | 1.376 | 1.376 | 2.229 | 0.165 | 0.138 | 1.376 | 6.094
GM | Germany | 00 | Not Applicable | GE31C | 5206 | GIESSEN COMMUNITY FACILITIES | Army | 000 | Not Applicable | 5310 | Giessen | 1.14 | 1.09 | 0.22 | 1.376 | 1.376 | 2.229 | 0.165 | 0.138 | 1.376 | 6.094
GM | Germany | 00 | Not Applicable | GE31F | 5207 | GIESSEN GENERAL DEPOT | Army | 000 | Not Applicable | 5310 | Giessen | 1.14 | 1.09 | 0.22 | 1.376 | 1.376 | 2.229 | 0.165 | 0.138 | 1.376 | 6.094
GM | Germany | 00 | Not Applicable | GE41M | 5637 | JOHN F DULLES VILLAGE FAM HSG | Army | 000 | Not Applicable | 5310 | Giessen | 1.14 | 1.09 | 0.22 | 1.376 | 1.376 | 2.229 | 0.165 | 0.138 | 1.376 | 6.094
GM | Germany | 00 | Not Applicable | GE66L | 6738 | PENDLETON BARRACKS | Army | 000 | Not Applicable | 5310 | Giessen | 1.14 | 1.09 | 0.22 | 1.376 | 1.376 | 2.229 | 0.165 | 0.138 | 1.376 | 6.094
GM | Germany | 00 | Not Applicable | GE31Q | 5240 | GRAFENWOEHR | Army | 000 | Not Applicable | 5370 | Grafenwohr | 1.09 | 1.03 | 0.22 | 1.376 | 1.376 | 2.229 | 0.165 | 0.138 | 1.376 | 6.094
GM | Germany | 00 | Not Applicable | GE31P | 5241 | GRAFENWOEHR TNG AREA | Army | 000 | Not Applicable | 5370 | Grafenwohr | 1.09 | 1.03 | 0.22 | 1.376 | 1.376 | 2.229 | 0.165 | 0.138 | 1.376 | 6.094
GM | Germany | 00 | Not Applicable | GE31X | 5300 | GROSSAUHEIM KASERNE | Army | 000 | Not Applicable | 5420 | Gross Auheim | 1.14 | 1.09 | 0.22 | 1.376 | 1.376 | 2.229 | 0.165 | 0.138 | 1.376 | 6.094
GM | Germany | 00 | Not Applicable | GE32H | 5302 | GRUENSTADT AAFES FAC | Army | 000 | Not Applicable | 5440 | Gruenstadt | 1.14 | 1.09 | 0.22 | 1.376 | 1.376 | 2.229 | 0.165 | 0.138 | 1.376 | 6.094
GM | Germany | 00 | Not Applicable | GE12H | 4320 | CARDWELL VILLAGE FAM HSG | Army | 000 | Not Applicable | 5520 | Hanau | 1.2 | 1.15 | 0.22 | 1.376 | 1.376 | 2.229 | 0.165 | 0.138 | 1.376 | 6.094
GM | Germany | 00 | Not Applicable | GE26N | 4954 | FLIEGERHORST AIRFIELD KASERNE | Army | 000 | Not Applicable | 5520 | Hanau | 1.2 | 1.15 | 0.22 | 1.376 | 1.376 | 2.229 | 0.165 | 0.138 | 1.376 | 6.094
GM | Germany | 00 | Not Applicable | GE34L | 5342 | HANAU | Army | 000 | Not Applicable | 5520 | Hanau | 1.2 | 1.15 | 0.22 | 1.376 | 1.376 | 2.229 | 0.165 | 0.138 | 1.376 | 6.094
GM | Germany | 00 | Not Applicable | 82387-10973 | 703084 | 535 WOLFG HANAU | Army | 000 | Not Applicable | 5520 | Hanau | 1.2 | 1.15
GM | Germany | 00 | Not Applicable | GE12F | 4300 | CAMPBELL BARRACKS | Army | 000 | Not Applicable | 5550 | Heidelberg | 1.14 | 1.09 | 0.22 | 1.376 | 1.376 | 2.229 | 0.165 | 0.138 | 1.376 | 6.094
GM | Germany | 00 | Not Applicable | GE19P | 4822 | EDINGEN RADIO RECEIVER FAC | Army | 000 | Not Applicable | 5550 | Heidelberg | 1.14 | 1.09 | 0.22 | 1.376 | 1.376 | 2.229 | 0.165 | 0.138 | 1.376 | 6.094
GM | Germany | 00 | Not Applicable | GE34C | 5406 | HEIDELBERG | Army | 000 | Not Applicable | 5550 | Heidelberg | 1.14 | 1.09 | 0.22 | 1.376 | 1.376 | 2.229 | 0.165 | 0.138 | 1.376 | 6.094
GM | Germany | 00 | Not Applicable | GE34E | 5407 | HEIDELBERG AFN RELAY FAC | Army | 000 | Not Applicable | 5550 | Heidelberg | 1.14 | 1.09 | 0.22 | 1.376 | 1.376 | 2.229 | 0.165 | 0.138 | 1.376 | 6.094
GM | Germany | 00 | Not Applicable | GE35B | 5408 | HEIDELBERG ARMY HELIPORT | Army | 000 | Not Applicable | 5550 | Heidelberg | 1.14 | 1.09 | 0.22 | 1.376 | 1.376 | 2.229 | 0.165 | 0.138 | 1.376 | 6.094
GM | Germany | 00 | Not Applicable | GE34J | 5409 | HEIDELBERG COMMUNITY SUP CTR | Army | 000 | Not Applicable | 5550 | Heidelberg | 1.14 | 1.09 | 0.22 | 1.376 | 1.376 | 2.229 | 0.165 | 0.138 | 1.376 | 6.094
GM | Germany | 00 | Not Applicable | GE34F | 5410 | HEIDELBERG GOLF COURSE | Army | 000 | Not Applicable | 5550 | Heidelberg | 1.14 | 1.09 | 0.22 | 1.376 | 1.376 | 2.229 | 0.165 | 0.138 | 1.376 | 6.094
GM | Germany | 00 | Not Applicable | GE34G | 5411 | HEIDELBERG HOSPITAL | Army | 000 | Not Applicable | 5550 | Heidelberg | 1.14 | 1.09 | 0.22 | 1.376 | 1.376 | 2.229 | 0.165 | 0.138 | 1.376 | 6.094
GM | Germany | 00 | Not Applicable | GE45D | 5725 | KILBOURNE KASERNE | Army | 000 | Not Applicable | 5550 | Heidelberg | 1.14 | 1.09 | 0.22 | 1.376 | 1.376 | 2.229 | 0.165 | 0.138 | 1.376 | 6.094
GM | Germany | 00 | Not Applicable | GE52L | 6081 | MARK TWAIN VILLAGE FAMILY HOUSING | Army | 000 | Not Applicable | 5550 | Heidelberg | 1.14 | 1.09 | 0.22 | 1.376 | 1.376 | 2.229 | 0.165 | 0.138 | 1.376 | 6.094
GM | Germany | 00 | Not Applicable | GE62S | 6600 | OFTERSHEIM SMALL ARMS RANGE | Army | 000 | Not Applicable | 5550 | Heidelberg | 1.14 | 1.09 | 0.22 | 1.376 | 1.376 | 2.229 | 0.165 | 0.138 | 1.376 | 6.094
GM | Germany | 00 | Not Applicable | GE654 | 6717 | PATRICK HENRY VILLAGE FAMILY HOUSING | Army | 000 | Not Applicable | 5550 | Heidelberg | 1.14 | 1.09 | 0.22 | 1.376 | 1.376 | 2.229 | 0.165 | 0.138 | 1.376 | 6.094
GM | Germany | 00 | Not Applicable | GE658 | 6718 | PATTON BARRACKS | Army | 000 | Not Applicable | 5550 | Heidelberg | 1.14 | 1.09 | 0.22 | 1.376 | 1.376 | 2.229 | 0.165 | 0.138 | 1.376 | 6.094
GM | Germany | 00 | Not Applicable | 82387-11520 | 703631 | CMR 420 BOX 2 HEIDELBURG | Army | 000 | Not Applicable | 5550 | Heidelberg | 1.14 | 1.09
GM | Germany | 00 | Not Applicable | GE186 | 4796 | EAST CAMP GRAFENWOEHR | Army | 000 | Not Applicable | 5625 | Hof | 1.14 | 1.09 | 0.22 | 1.376 | 1.376 | 2.229 | 0.165 | 0.138 | 1.376 | 6.094
GM | Germany | 00 | Not Applicable | GE368 | 5459 | HOHENFELS | Army | 000 | Not Applicable | 5647 | Hohenfels | 1.09 | 1.03 | 0.22 | 1.376 | 1.376 | 2.229 | 0.165 | 0.138 | 1.376 | 6.094
GM | Germany | 00 | Not Applicable | GE36L | 5460 | HOHENFELS TNG AREA | Army | 000 | Not Applicable | 5647 | Hohenfels | 1.09 | 1.03 | 0.22 | 1.376 | 1.376 | 2.229 | 0.165 | 0.138 | 1.376 | 6.094
GM | Germany | 00 | Not Applicable | GE385 | 5527 | IDAR OBERSTEIN | Army | 000 | Not Applicable | 5663 | Idar Oberstein | 1.14 | 1.09 | 0.22 | 1.376 | 1.376 | 2.229 | 0.165 | 0.138 | 1.376 | 6.094
GM | Germany | 00 | Not Applicable | GE39D | 5528 | IDAR OBERSTEIN FAMILY HOUSING | Army | 000 | Not Applicable | 5663 | Idar Oberstein | 1.14 | 1.09 | 0.22 | 1.376 | 1.376 | 2.229 | 0.165 | 0.138 | 1.376 | 6.094
GM | Germany | 00 | Not Applicable | GE394 | 5529 | ILLESHEIM LEASED | Army | 000 | Not Applicable | 5670 | Illesheim | 1.14 | 1.09 | 0.22 | 1.376 | 1.376 | 2.229 | 0.165 | 0.138 | 1.376 | 6.094
GM | Germany | 00 | Not Applicable | GE81A | 7443 | STORCK BARRACKS | Army | 000 | Not Applicable | 5670 | Illesheim | 1.14 | 1.09 | 0.22 | 1.376 | 1.376 | 2.229 | 0.165 | 0.138 | 1.376 | 6.094
GM | Germany | 00 | Not Applicable | GE15E | 4630 | DAENNER KASERNE | Army | 000 | Not Applicable | 5680 | Kaiserlautern | 1.14 | 1.09 | 0.22 | 1.376 | 1.376 | 2.229 | 0.165 | 0.138 | 1.376 | 6.094
GM | Germany | 00 | Not Applicable | GE35K | 5445 | HILL 365 RADIO RELAY FAC | Army | 000 | Not Applicable | 5680 | Kaiserlautern | 1.14 | 1.09 | 0.22 | 1.376 | 1.376 | 2.229 | 0.165 | 0.138 | 1.376 | 6.094
GM | Germany | 00 | Not Applicable | GE430 | 5678 | KAISERSLAUTERN | Army | 000 | Not Applicable | 5680 | Kaiserlautern | 1.14 | 1.09 | 0.22 | 1.376 | 1.376 | 2.229 | 0.165 | 0.138 | 1.376 | 6.094
GM | Germany | 00 | Not Applicable | GE426 | 5679 | KAISERSLAUTERN ARMY DEPOT | Army | 000 | Not Applicable | 5680 | Kaiserlautern | 1.14 | 1.09 | 0.22 | 1.376 | 1.376 | 2.229 | 0.165 | 0.138 | 1.376 | 6.094
GM | Germany | 00 | Not Applicable | GE428 | 5680 | KAISERSLAUTERN EQUIP SPT CTR | Army | 000 | Not Applicable | 5680 | Kaiserlautern | 1.14 | 1.09 | 0.22 | 1.376 | 1.376 | 2.229 | 0.165 | 0.138 | 1.376 | 6.094
GM | Germany | 00 | Not Applicable | GE45P | 5753 | KLEBER KASERNE | Army | 000 | Not Applicable | 5680 | Kaiserlautern | 1.14 | 1.09 | 0.22 | 1.376 | 1.376 | 2.229 | 0.165 | 0.138 | 1.376 | 6.094
GM | Germany | 00 | Not Applicable | GE642 | 6693 | PANZER KASERNE GE642 | Army | 000 | Not Applicable | 5680 | Kaiserlautern | 1.14 | 1.09 | 0.22 | 1.376 | 1.376 | 2.229 | 0.165 | 0.138 | 1.376 | 6.094
GM | Germany | 00 | Not Applicable | GE686 | 6898 | PULASKI BARRACKS | Army | 000 | Not Applicable | 5680 | Kaiserlautern | 1.14 | 1.09 | 0.22 | 1.376 | 1.376 | 2.229 | 0.165 | 0.138 | 1.376 | 6.094
GM | Germany | 00 | Not Applicable | GE72N | 6985 | RHINE ORDNANCE BARRACKS | Army | 000 | Not Applicable | 5680 | Kaiserlautern | 1.14 | 1.09 | 0.22 | 1.376 | 1.376 | 2.229 | 0.165 | 0.138 | 1.376 | 6.094
GM | Germany | 00 | Not Applicable | 82387-10708 | 702819 | 314TH USAF RECRUITDN KAPAUN AIR BASE | Army | 000 | Not Applicable | 5680 | Kaiserlautern | 1.14 | 1.09
GM | Germany | 00 | Not Applicable | 82387-12095 | 704205 | KLEBER KASERNE KEISERSLASTERN | Army | 000 | Not Applicable | 5715 | Kirchheimbolanden | 1.14 | 1.09
GM | Germany | 00 | Not Applicable | GE45A | 5749 | KITZINGEN | Army | 000 | Not Applicable | 5720 | Kitzingen | 1.14 | 1.09 | 0.22 | 1.376 | 1.376 | 2.229 | 0.165 | 0.138 | 1.376 | 6.094
GM | Germany | 00 | Not Applicable | GE45L | 5751 | KITZINGEN TNG AREAS | Army | 000 | Not Applicable | 5720 | Kitzingen | 1.14 | 1.09 | 0.22 | 1.376 | 1.376 | 2.229 | 0.165 | 0.138 | 1.376 | 6.094
GM | Germany | 00 | Not Applicable | GE46J | 5762 | KORNWESTHEIM GOLF COURSE | Army | 000 | Not Applicable | 5740 | Kornwestheim | 1.14 | 1.09 | 0.22 | 1.376 | 1.376 | 2.229 | 0.165 | 0.138 | 1.376 | 6.094
GM | Germany | 00 | Not Applicable | GE478 | 5794 | LAMPERTHEIM TNG AREA | Army | 000 | Not Applicable | 5755 | Lampertheim | 1.14 | 1.09 | 0.22 | 1.376 | 1.376 | 2.229 | 0.165 | 0.138 | 1.376 | 6.094
GM | Germany | 00 | Not Applicable | GE10V | 4130 | BREITENWALD TNG AREA | Army | 000 | Not Applicable | 5770 | Landstuhl | 1.14 | 1.09 | 0.22 | 1.376 | 1.376 | 2.229 | 0.165 | 0.138 | 1.376 | 6.094
GM | Germany | 00 | Not Applicable | GE493 | 5807 | LANDSTUHL | Army | 000 | Not Applicable | 5770 | Landstuhl | 1.14 | 1.09 | 0.22 | 1.376 | 1.376 | 2.229 | 0.165 | 0.138 | 1.376 | 6.094
GM | Germany | 00 | Not Applicable | GE48P | 5808 | LANDSTUHL HELIPORT | Army | 000 | Not Applicable | 5770 | Landstuhl | 1.14 | 1.09 | 0.22 | 1.376 | 1.376 | 2.229 | 0.165 | 0.138 | 1.376 | 6.094
GM | Germany | 00 | Not Applicable | GE48R | 5809 | LANDSTUHL HOSPITAL | Army | 000 | Not Applicable | 5770 | Landstuhl | 1.14 | 1.09 | 0.22 | 1.376 | 1.376 | 2.229 | 0.165 | 0.138 | 1.376 | 6.094
GM | Germany | 00 | Not Applicable | 711153 | 711153 | LANSTUHL APO | Army | 000 | Not Applicable | 5770 | Landstuhl | 1.14 | 1.09
GM | Germany | 00 | Not Applicable | GE19R | 4827 | EGELSBACH TRANSMITTER FAC | Army | 000 | Not Applicable | 5775 | Langen | 1.2 | 1.15 | 0.22 | 1.376 | 1.376 | 2.229 | 0.165 | 0.138 | 1.376 | 6.094
GM | Germany | 00 | Not Applicable | GE49A | 5811 | LANGEN TERRACE FAMILY HOUSING AREA | Army | 000 | Not Applicable | 5775 | Langen | 1.2 | 1.15 | 0.22 | 1.376 | 1.376 | 2.229 | 0.165 | 0.138 | 1.376 | 6.094
GM | Germany | 00 | Not Applicable | GE25C | 4944 | FINTHEN AIRFIELD | Army | 000 | Not Applicable | 5830 | Mainz | 1.2 | 1.15 | 0.22 | 1.376 | 1.376 | 2.229 | 0.165 | 0.138 | 1.376 | 6.094
GM | Germany | 00 | Not Applicable | GE25F | 4945 | FINTHERLANDSTR FAM HSG | Army | 000 | Not Applicable | 5830 | Mainz | 1.2 | 1.15 | 0.22 | 1.376 | 1.376 | 2.229 | 0.165 | 0.138 | 1.376 | 6.094
GM | Germany | 00 | Not Applicable | GE525 | 6029 | MAINZ | Army | 000 | Not Applicable | 5830 | Mainz | 1.2 | 1.15 | 0.22 | 1.376 | 1.376 | 2.229 | 0.165 | 0.138 | 1.376 | 6.094
GM | Germany | 00 | Not Applicable | GE15F | 3572 | DANNENFELS COMM STA | Army | 000 | Not Applicable | 5845 | Mannheim | 1.14 | 1.09 | 0.22 | 1.376 | 1.376 | 2.229 | 0.165 | 0.138 | 1.376 | 6.094
GM | Germany | 00 | Not Applicable | GE19D | 3575 | EDIGHEIM BEACON SITE | Army | 000 | Not Applicable | 5845 | Mannheim | 1.14 | 1.09 | 0.22 | 1.376 | 1.376 | 2.229 | 0.165 | 0.138 | 1.376 | 6.094
GM | Germany | 00 | Not Applicable | GE35T | 3592 | HOMMERTSHAUSEN GIRL SCOUT CAMP | Army | 000 | Not Applicable | 5845 | Mannheim | 1.14 | 1.09 | 0.22 | 1.376 | 1.376 | 2.229 | 0.165 | 0.138 | 1.376 | 6.094
GM | Germany | 00 | Not Applicable | GE07P | 3997 | BENJAMIN FRANKLIN VIL FAM HSG | Army | 000 | Not Applicable | 5845 | Mannheim | 1.14 | 1.09 | 0.22 | 1.376 | 1.376 | 2.229 | 0.165 | 0.138 | 1.376 | 6.094
GM | Germany | 00 | Not Applicable | GE140 | 4494 | COLEMAN BARRACKS | Army | 000 | Not Applicable | 5845 | Mannheim | 1.14 | 1.09 | 0.22 | 1.376 | 1.376 | 2.229 | 0.165 | 0.138 | 1.376 | 6.094
GM | Germany | 00 | Not Applicable | GE27S | 5109 | FRIEDRICHSFELD QM SERVICE CTR | Army | 000 | Not Applicable | 5845 | Mannheim | 1.14 | 1.09 | 0.22 | 1.376 | 1.376 | 2.229 | 0.165 | 0.138 | 1.376 | 6.094
GM | Germany | 00 | Not Applicable | GE27T | 5110 | FRIEDRICHSFELD STOR AREA | Army | 000 | Not Applicable | 5845 | Mannheim | 1.14 | 1.09 | 0.22 | 1.376 | 1.376 | 2.229 | 0.165 | 0.138 | 1.376 | 6.094
GM | Germany | 00 | Not Applicable | GE28T | 5139 | FUNARI BARRACKS | Army | 000 | Not Applicable | 5845 | Mannheim | 1.14 | 1.09 | 0.22 | 1.376 | 1.376 | 2.229 | 0.165 | 0.138 | 1.376 | 6.094
GM | Germany | 00 | Not Applicable | GE513 | 6056 | MANNHEIM | Army | 000 | Not Applicable | 5845 | Mannheim | 1.14 | 1.09 | 0.22 | 1.376 | 1.376 | 2.229 | 0.165 | 0.138 | 1.376 | 6.094
GM | Germany | 00 | Not Applicable | GE52F | 6057 | MANNHEIM CLASS III POINT | Army | 000 | Not Applicable | 5845 | Mannheim | 1.14 | 1.09 | 0.22 | 1.376 | 1.376 | 2.229 | 0.165 | 0.138 | 1.376 | 6.094
GM | Germany | 00 | Not Applicable | GE79R | 7340 | SPINELLI BARRACKS | Army | 000 | Not Applicable | 5845 | Mannheim | 1.14 | 1.09 | 0.22 | 1.376 | 1.376 | 2.229 | 0.165 | 0.138 | 1.376 | 6.094
GM | Germany | 00 | Not Applicable | GE82J | 7464 | SULLIVAN BARRACKS | Army | 000 | Not Applicable | 5845 | Mannheim | 1.14 | 1.09 | 0.22 | 1.376 | 1.376 | 2.229 | 0.165 | 0.138 | 1.376 | 6.094
GM | Germany | 00 | Not Applicable | GE83C | 7514 | TAYLOR BARRACKS | Army | 000 | Not Applicable | 5845 | Mannheim | 1.14 | 1.09 | 0.22 | 1.376 | 1.376 | 2.229 | 0.165 | 0.138 | 1.376 | 6.094
GM | Germany | 00 | Not Applicable | GE543 | 6193 | MIESAU | Army | 000 | Not Applicable | 5880 | Miesau | 1.14 | 1.09 | 0.22 | 1.376 | 1.376 | 2.229 | 0.165 | 0.138 | 1.376 | 6.094
GM | Germany | 00 | Not Applicable | GE55J | 6194 | MIESAU AMMO DEPOT | Army | 000 | Not Applicable | 5880 | Miesau | 1.14 | 1.09 | 0.22 | 1.376 | 1.376 | 2.229 | 0.165 | 0.138 | 1.376 | 6.094
GM | Germany | 00 | Not Applicable | GE556 | 6332 | MUNICH | Army | 000 | Not Applicable | 6000 | Munich | 1.14 | 1.09 | 0.22 | 1.376 | 1.376 | 2.229 | 0.165 | 0.138 | 1.376 | 6.094
GM | Germany | 00 | Not Applicable | GE575 | 6381 | NEUBRUECKE | Army | 000 | Not Applicable | 6220 | Neubrucke | 1.14 | 1.09 | 0.22 | 1.376 | 1.376 | 2.229 | 0.165 | 0.138 | 1.376 | 6.094
GM | Germany | 00 | Not Applicable | GE14F | 4276 | CAMP OPPENHEIM TNG AREA | Army | 000 | Not Applicable | 6800 | Oppenheim | 1.2 | 1.15 | 0.22 | 1.376 | 1.376 | 2.229 | 0.165 | 0.138 | 1.376 | 6.094
GM | Germany | 00 | Not Applicable | GE66P | 6771 | PFEFFELBACH WATERWORKS | Army | 000 | Not Applicable | 7000 | Pfeffelbach | 1.14 | 1.09 | 0.22 | 1.376 | 1.376 | 2.229 | 0.165 | 0.138 | 1.376 | 6.094
GM | Germany | 00 | Not Applicable | GE38P | 5517 | HUSTERHOEH KASERNE | Army | 000 | Not Applicable | 7100 | Pirmasens | 1.14 | 1.09 | 0.22 | 1.376 | 1.376 | 2.229 | 0.165 | 0.138 | 1.376 | 6.094
GM | Germany | 00 | Not Applicable | GE668 | 6806 | PIRMASENS | Army | 000 | Not Applicable | 7100 | Pirmasens | 1.14 | 1.09 | 0.22 | 1.376 | 1.376 | 2.229 | 0.165 | 0.138 | 1.376 | 6.094
GM | Germany | 00 | Not Applicable | GE714 | 6984 | RHEINDAHLEN | Army | 000 | Not Applicable | 7360 | Rheindahlem | 1.14 | 1.09 | 0.22 | 1.376 | 1.376 | 2.229 | 0.165 | 0.138 | 1.376 | 6.094
GM | Germany | 00 | Not Applicable | GE76L | 7196 | SCHWETZINGEN TRAINING AREA | Army | 000 | Not Applicable | 8300 | Schwetzingen | 1.14 | 1.09 | 0.22 | 1.376 | 1.376 | 2.229 | 0.165 | 0.138 | 1.376 | 6.094
GM | Germany | 00 | Not Applicable | GE846 | 7568 | TOMPKINS BARRACKS | Army | 000 | Not Applicable | 8300 | Schwetzingen | 1.14 | 1.09 | 0.22 | 1.376 | 1.376 | 2.229 | 0.165 | 0.138 | 1.376 | 6.094
GM | Germany | 00 | Not Applicable | GE33J | 5337 | HAMMONDS BARRACKS | Army | 000 | Not Applicable | 8350 | Seckenheim | 1.14 | 1.09 | 0.22 | 1.376 | 1.376 | 2.229 | 0.165 | 0.138 | 1.376 | 6.094
GM | Germany | 00 | Not Applicable | GE76P | 7424 | STEM KASERNE | Army | 000 | Not Applicable | 8350 | Seckenheim | 1.14 | 1.09 | 0.22 | 1.376 | 1.376 | 2.229 | 0.165 | 0.138 | 1.376 | 6.094
GM | Germany | 00 | Not Applicable | GE033 | 3869 | ASKREN MANOR FAM HSG | Army | 000 | Not Applicable | 8400 | Schweinfurt | 1.14 | 1.09 | 0.22 | 1.376 | 1.376 | 2.229 | 0.165 | 0.138 | 1.376 | 6.094
GM | Germany | 00 | Not Applicable | GE13K | 4533 | CONN BARRACKS | Army | 000 | Not Applicable | 8400 | Schweinfurt | 1.14 | 1.09 | 0.22 | 1.376 | 1.376 | 2.229 | 0.165 | 0.138 | 1.376 | 6.094
GM | Germany | 00 | Not Applicable | GE49R | 5855 | LEDWARD BARRACKS | Army | 000 | Not Applicable | 8400 | Schweinfurt | 1.14 | 1.09 | 0.22 | 1.376 | 1.376 | 2.229 | 0.165 | 0.138 | 1.376 | 6.094
GM | Germany | 00 | Not Applicable | GE73J | 7078 | ROTTERSHAUSEN AMMO STOR AREA | Army | 000 | Not Applicable | 8400 | Schweinfurt | 1.14 | 1.09 | 0.22 | 1.376 | 1.376 | 2.229 | 0.165 | 0.138 | 1.376 | 6.094
GM | Germany | 00 | Not Applicable | GE763 | 7194 | SCHWEINFURT | Army | 000 | Not Applicable | 8400 | Schweinfurt | 1.14 | 1.09 | 0.22 | 1.376 | 1.376 | 2.229 | 0.165 | 0.138 | 1.376 | 6.094
GM | Germany | 00 | Not Applicable | GE76H | 7195 | SCHWEINFURT TNG AREAS | Army | 000 | Not Applicable | 8400 | Schweinfurt | 1.14 | 1.09 | 0.22 | 1.376 | 1.376 | 2.229 | 0.165 | 0.138 | 1.376 | 6.094
GM | Germany | 00 | Not Applicable | GE82X | 7466 | SULZHEIM TNG AREA | Army | 000 | Not Applicable | 8400 | Schweinfurt | 1.14 | 1.09 | 0.22 | 1.376 | 1.376 | 2.229 | 0.165 | 0.138 | 1.376 | 6.094
GM | Germany | 00 | Not Applicable | GE74R | 7136 | SAMBACH AFN FAC | Army | 000 | Not Applicable | 8425 | Sembach AB | 1.14 | 1.09 | 0.22 | 1.376 | 1.376 | 2.229 | 0.165 | 0.138 | 1.376 | 6.094
GM | Germany | 00 | Not Applicable | GE19B | 4813 | ECHTERDINGEN AIRFIELD | Army | 000 | Not Applicable | 9000 | Stuttgart | 1.14 | 1.09 | 0.22 | 1.376 | 1.376 | 2.229 | 0.165 | 0.138 | 1.376 | 6.094
GM | Germany | 00 | Not Applicable | GE43X | 5709 | KEFURT AND CRAIG VILLAGE FAMILY HOUSING | Army | 000 | Not Applicable | 9000 | Stuttgart | 1.14 | 1.09 | 0.22 | 1.376 | 1.376 | 2.229 | 0.165 | 0.138 | 1.376 | 6.094
GM | Germany | 00 | Not Applicable | GE44F | 5711 | KELLEY BARRACKS GE44F | Army | 000 | Not Applicable | 9000 | Stuttgart | 1.14 | 1.09 | 0.22 | 1.376 | 1.376 | 2.229 | 0.165 | 0.138 | 1.376 | 6.094
GM | Germany | 00 | Not Applicable | GE464 | 5761 | KORNWESTHEIM | Army | 000 | Not Applicable | 9000 | Stuttgart | 1.14 | 1.09 | 0.22 | 1.376 | 1.376 | 2.229 | 0.165 | 0.138 | 1.376 | 6.094
GM | Germany | 00 | Not Applicable | GE55T | 6231 | MOEHRINGEN FAMILY HOUSING | Army | 000 | Not Applicable | 9000 | Stuttgart | 1.14 | 1.09 | 0.22 | 1.376 | 1.376 | 2.229 | 0.165 | 0.138 | 1.376 | 6.094
GM | Germany | 00 | Not Applicable | GE643 | 6694 | PANZER KASERNE GE643 | Army | 000 | Not Applicable | 9000 | Stuttgart | 1.14 | 1.09 | 0.22 | 1.376 | 1.376 | 2.229 | 0.165 | 0.138 | 1.376 | 6.094
GM | Germany | 00 | Not Applicable | GE656 | 6715 | PATCH BARRACKS | Army | 000 | Not Applicable | 9000 | Stuttgart | 1.14 | 1.09 | 0.22 | 1.376 | 1.376 | 2.229 | 0.165 | 0.138 | 1.376 | 6.094
GM | Germany | 00 | Not Applicable | GE72T | 7030 | ROBINSON BARRACKS | Army | 000 | Not Applicable | 9000 | Stuttgart | 1.14 | 1.09 | 0.22 | 1.376 | 1.376 | 2.229 | 0.165 | 0.138 | 1.376 | 6.094
GM | Germany | 00 | Not Applicable | GE70V | 7031 | ROBINSON-GRENADIER FAM HSG | Army | 000 | Not Applicable | 9000 | Stuttgart | 1.14 | 1.09 | 0.22 | 1.376 | 1.376 | 2.229 | 0.165 | 0.138 | 1.376 | 6.094
GM | Germany | 00 | Not Applicable | GE80J | 7429 | STEUBEN AND WEICHT VILLAGE FAM HSG | Army | 000 | Not Applicable | 9000 | Stuttgart | 1.14 | 1.09 | 0.22 | 1.376 | 1.376 | 2.229 | 0.165 | 0.138 | 1.376 | 6.094
GM | Germany | 00 | Not Applicable | GE82A | 7459 | STUTTGART ADMIN FACILITY | Army | 000 | Not Applicable | 9000 | Stuttgart | 1.14 | 1.09 | 0.22 | 1.376 | 1.376 | 2.229 | 0.165 | 0.138 | 1.376 | 6.094
GM | Germany | 00 | Not Applicable | GE82B | 7460 | STUTTGART DEPENDENT SCHOOL | Army | 000 | Not Applicable | 9000 | Stuttgart | 1.14 | 1.09 | 0.22 | 1.376 | 1.376 | 2.229 | 0.165 | 0.138 | 1.376 | 6.094
GM | Germany | 00 | Not Applicable | GE93B | 7836 | WEILIMDORF WAREHOUSE | Army | 000 | Not Applicable | 9000 | Stuttgart | 1.14 | 1.09 | 0.22 | 1.376 | 1.376 | 2.229 | 0.165 | 0.138 | 1.376 | 6.094
GM | Germany | 00 | Not Applicable | GE79L | 7322 | SOUTH CAMP VILSECK | Army | 000 | Not Applicable | 9435 | Vilseck | 1.14 | 1.09 | 0.22 | 1.376 | 1.376 | 2.229 | 0.165 | 0.138 | 1.376 | 6.094
GM | Germany | 00 | Not Applicable | GE904 | 7724 | VILSECK | Army | 000 | Not Applicable | 9435 | Vilseck | 1.14 | 1.09 | 0.22 | 1.376 | 1.376 | 2.229 | 0.165 | 0.138 | 1.376 | 6.094
GM | Germany | 00 | Not Applicable | GE54F | 6130 | MCCULLY BARRACKS | Army | 000 | Not Applicable | 9439 | Wackernheim | 1.14 | 1.09 | 0.22 | 1.376 | 1.376 | 2.229 | 0.165 | 0.138 | 1.376 | 6.094
GM | Germany | 00 | Not Applicable | GE93C | 7747 | WACKERNHM-SCHWABENWAELDCHEN TNG AREA | Army | 000 | Not Applicable | 9439 | Wackernheim | 1.14 | 1.09 | 0.22 | 1.376 | 1.376 | 2.229 | 0.165 | 0.138 | 1.376 | 6.094
GM | Germany | 00 | Not Applicable | GE94V | 7837 | WEISSKIRCHEN AFN TRANS FAC | Army | 000 | Not Applicable | 9480 | Weisskirchen | 1.14 | 1.09 | 0.22 | 1.376 | 1.376 | 2.229 | 0.165 | 0.138 | 1.376 | 6.094
GM | Germany | 00 | Not Applicable | GE03B | 3775 | AMELIA EARHART HOTEL | Army | 000 | Not Applicable | 9500 | Wiesbaden | 1.2 | 1.15 | 0.22 | 1.376 | 1.376 | 2.229 | 0.165 | 0.138 | 1.376 | 6.094
GM | Germany | 00 | Not Applicable | GE03C | 3776 | AMERICAN ARMS HOTEL | Army | 000 | Not Applicable | 9500 | Wiesbaden | 1.2 | 1.15 | 0.22 | 1.376 | 1.376 | 2.229 | 0.165 | 0.138 | 1.376 | 6.094
GM | Germany | 00 | Not Applicable | GE04B | 3892 | AUKAMM HSG AREA | Army | 000 | Not Applicable | 9500 | Wiesbaden | 1.2 | 1.15 | 0.22 | 1.376 | 1.376 | 2.229 | 0.165 | 0.138 | 1.376 | 6.094
GM | Germany | 00 | Not Applicable | GE14S | 4590 | CRESTVIEW HSG AREA | Army | 000 | Not Applicable | 9500 | Wiesbaden | 1.2 | 1.15 | 0.22 | 1.376 | 1.376 | 2.229 | 0.165 | 0.138 | 1.376 | 6.094
GM | Germany | 00 | Not Applicable | GE33D | 5325 | HAINERBERG HOUSING AND SHOPPING CTR | Army | 000 | Not Applicable | 9500 | Wiesbaden | 1.2 | 1.15 | 0.22 | 1.376 | 1.376 | 2.229 | 0.165 | 0.138 | 1.376 | 6.094
GM | Germany | 00 | Not Applicable | GE43O | 5696 | KASTEL HOUSING AREA | Army | 000 | Not Applicable | 9500 | Wiesbaden | 1.2 | 1.15 | 0.22 | 1.376 | 1.376 | 2.229 | 0.165 | 0.138 | 1.376 | 6.094
GM | Germany | 00 | Not Applicable | GE43S | 6030 | MAINZ-KASTEL STATION | Army | 000 | Not Applicable | 9500 | Wiesbaden | 1.2 | 1.15 | 0.22 | 1.376 | 1.376 | 2.229 | 0.165 | 0.138 | 1.376 | 6.094
GM | Germany | 00 | Not Applicable | GE72L | 6983 | RHEINBLICK REC ANNEX | Army | 000 | Not Applicable | 9500 | Wiesbaden | 1.2 | 1.15 | 0.22 | 1.376 | 1.376 | 2.229 | 0.165 | 0.138 | 1.376 | 6.094
GM | Germany | 00 | Not Applicable | GE93Q | 7897 | WIESBADEN ARMY AIRFIELD | Army | 000 | Not Applicable | 9500 | Wiesbaden | 1.2 | 1.15 | 0.22 | 1.376 | 1.376 | 2.229 | 0.165 | 0.138 | 1.376 | 6.094
GM | Germany | 00 | Not Applicable | GE93R | 7898 | WIESBADEN SMALL ARMS RANGE | Army | 000 | Not Applicable | 9500 | Wiesbaden | 1.2 | 1.15 | 0.22 | 1.376 | 1.376 | 2.229 | 0.165 | 0.138 | 1.376 | 6.094
GM | Germany | 00 | Not Applicable | GE954 | 7971 | WORMS | Army | 000 | Not Applicable | 9680 | Worms | 1.14 | 1.09 | 0.22 | 1.376 | 1.376 | 2.229 | 0.165 | 0.138 | 1.376 | 6.094
GM | Germany | 00 | Not Applicable | GE50F | 5860 | LEIGHTON BARRACKS | Army | 000 | Not Applicable | 9720 | Wurzburg | 1.14 | 1.09 | 0.22 | 1.376 | 1.376 | 2.229 | 0.165 | 0.138 | 1.376 | 6.094
GM | Germany | 00 | Not Applicable | GE96W | 7975 | WUERZBURG HOSPITAL | Army | 000 | Not Applicable | 9720 | Wurzburg | 1.14 | 1.09 | 0.22 | 1.376 | 1.376 | 2.229 | 0.165 | 0.138 | 1.376 | 6.094
GM | Germany | 00 | Not Applicable | 82387-11521 | 703632 | CMR 475 BOX 4 WURZBURG | Army | 000 | Not Applicable | 9720 | Wurzburg | 1.14 | 1.09
GM | Germany | 00 | Not Applicable | ANAL0001 | 1388 | ARFT RADIO RELAY SITE SITE # 1 | Air Force | 000 | Not Applicable | 9999 | Unknown | 1.14 | 1.09 | 0.22 | 1.376 | 1.376 | 2.229 | 0.165 | 0.138 | 1.376 | 6.094
GM | Germany | 00 | Not Applicable | AVQP0001 | 1427 | BANN COMMUNICATION STATION NO 2 SITE # 1 | Air Force | 000 | Not Applicable | 9999 | Unknown | 1.14 | 1.09 | 0.22 | 1.376 | 1.376 | 2.229 | 0.165 | 0.138 | 1.376 | 6.094
GM | Germany | 00 | Not Applicable | AVQU0001 | 1428 | BANN COMM STATION SITE # 1 | Air Force | 000 | Not Applicable | 9999 | Unknown | 1.14 | 1.09 | 0.22 | 1.376 | 1.376 | 2.229 | 0.165 | 0.138 | 1.376 | 6.094
GM | Germany | 00 | Not Applicable | BJAG0001 | 1475 | BITBURG STORAGE ANNEX NO 2 SITE # 1 | Air Force | 000 | Not Applicable | 9999 | Unknown | 1.14 | 1.09 | 0.22 | 1.376 | 1.376 | 2.229 | 0.165 | 0.138 | 1.376 | 6.094
GM | Germany | 00 | Not Applicable | BQWP0001 | 1483 | BINSFELD FAMILY HOUSING ANNEX SITE # 1 | Air Force | 000 | Not Applicable | 9999 | Unknown | 1.14 | 1.09 | 0.22 | 1.376 | 1.376 | 2.229 | 0.165 | 0.138 | 1.376 | 6.094
GM | Germany | 00 | Not Applicable | BRTR0001 | 1488 | BREITENBACH | Air Force | 000 | Not Applicable | 9999 | Unknown | 1.14 | 1.09 | 0.22 | 1.376 | 1.376 | 2.229 | 0.165 | 0.138 | 1.376 | 6.094
GM | Germany | 00 | Not Applicable | BSGX0001 | 1489 | BITBURG COMMUNICATION ANNEX SITE # 1 | Air Force | 000 | Not Applicable | 9999 | Unknown | 1.14 | 1.09 | 0.22 | 1.376 | 1.376 | 2.229 | 0.165 | 0.138 | 1.376 | 6.094
GM | Germany | 00 | Not Applicable | BSHF0001 | 1490 | BITBURG FAMILY HOUSING ANNEX SITE # 1 | Air Force | 000 | Not Applicable | 9999 | Unknown | 1.14 | 1.09 | 0.22 | 1.376 | 1.376 | 2.229 | 0.165 | 0.138 | 1.376 | 6.094
GM | Germany | 00 | Not Applicable | BYUE0001 | 1503 | BONN FAMILY HOUSING SITE SITE # 1 | Air Force | 000 | Not Applicable | 9999 | Unknown | 1.14 | 1.09 | 0.22 | 1.376 | 1.376 | 2.229 | 0.165 | 0.138 | 1.376 | 6.094
GM | Germany | 00 | Not Applicable | CRLL0001 | 1529 | BUECHEL AIR BASE SITE # 1 | Air Force | 000 | Not Applicable | 9999 | Unknown | 1.14 | 1.09 | 0.22 | 1.376 | 1.376 | 2.229 | 0.165 | 0.138 | 1.376 | 6.094
GM | Germany | 00 | Not Applicable | GBLZ0001 | 1826 | ENKENBACH WATER SYSTEM ANNEX SITE # 1 | Air Force | 000 | Not Applicable | 9999 | Unknown | 1.14 | 1.09 | 0.22 | 1.376 | 1.376 | 2.229 | 0.165 | 0.138 | 1.376 | 6.094
GM | Germany | 00 | Not Applicable | GPCH0001 | 2069 | FELDBERG RADIO RELAY SITE SITE # 1 | Air Force | 000 | Not Applicable | 9999 | Unknown | 1.14 | 1.09 | 0.22 | 1.376 | 1.376 | 2.229 | 0.165 | 0.138 | 1.376 | 6.094
GM | Germany | 00 | Not Applicable | HTQX0001 | 2113 | GEILENKIRCHEN AIR BASE SITE # 1 | Air Force | 000 | Not Applicable | 9999 | Unknown | 1.14 | 1.09 | 0.22 | 1.376 | 1.376 | 2.229 | 0.165 | 0.138 | 1.376 | 6.094
GM | Germany | 00 | Not Applicable | JRVP0001 | 2324 | GROSSLITTGEN WATER SYSTEM ANNEX SITE # 1 | Air Force | 000 | Not Applicable | 9999 | Unknown | 1.14 | 1.09 | 0.22 | 1.376 | 1.376 | 2.229 | 0.165 | 0.138 | 1.376 | 6.094
GM | Germany | 00 | Not Applicable | JWEC0001 | 2328 | HAHN COMMUNICATION STATION SITE # 1 | Air Force | 000 | Not Applicable | 9999 | Unknown | 1.14 | 1.09 | 0.22 | 1.376 | 1.376 | 2.229 | 0.165 | 0.138 | 1.376 | 6.094
GM | Germany | 00 | Not Applicable | KGLA0001 | 2336 | GERMAN AMERICAN COMMUNITY OFFICE SITE # 1 | Air Force | 000 | Not Applicable | 9999 | Unknown | 1.14 | 1.09 | 0.22 | 1.376 | 1.376 | 2.229 | 0.165 | 0.138 | 1.376 | 6.094
GM | Germany | 00 | Not Applicable | KUQM0001 | 2351 | HOCHSPEYER AMMO STOR ANX SITE # 1 | Air Force | 000 | Not Applicable | 9999 | Unknown | 1.14 | 1.09 | 0.22 | 1.376 | 1.376 | 2.229 | 0.165 | 0.138 | 1.376 | 6.094
GM | Germany | 00 | Not Applicable | LGGK0001 | 2367 | HUSTERHOEH COMMUNICATION SITE SITE # 1 | Air Force | 000 | Not Applicable | 9999 | Unknown | 1.14 | 1.09 | 0.22 | 1.376 | 1.376 | 2.229 | 0.165 | 0.138 | 1.376 | 6.094
GM | Germany | 00 | Not Applicable | LXPP0001 | 2408 | EINSIEDLERKOEPFE TRAINING ANX SITE # 1 | Air Force | 000 | Not Applicable | 9999 | Unknown | 1.14 | 1.09 | 0.22 | 1.376 | 1.376 | 2.229 | 0.165 | 0.138 | 1.376 | 6.094
GM | Germany | 00 | Not Applicable | LXPQ0001 | 2409 | EINSIEDLERHOF STORAGE ANNEX SITE # 1 | Air Force | 000 | Not Applicable | 9999 | Unknown | 1.14 | 1.09 | 0.22 | 1.376 | 1.376 | 2.229 | 0.165 | 0.138 | 1.376 | 6.094
GM | Germany | 00 | Not Applicable | LXPR0001 | 2410 | KAISERSLAUTERN WATER SYSTEM ANX SITE # 1 | Air Force | 000 | Not Applicable | 9999 | Unknown | 1.14 | 1.09 | 0.22 | 1.376 | 1.376 | 2.229 | 0.165 | 0.138 | 1.376 | 6.094
GM | Germany | 00 | Not Applicable | LXPS0001 | 2411 | KAISERSLAUTERN FAM HSG ANX NO 3 SITE # 1 | Air Force | 000 | Not Applicable | 9999 | Unknown | 1.14 | 1.09 | 0.22 | 1.376 | 1.376 | 2.229 | 0.165 | 0.138 | 1.376 | 6.094
GM | Germany | 00 | Not Applicable | LXUA0001 | 2414 | KALKAR ADMINISTRATION OFFICE SITE # 1 | Air Force | 000 | Not Applicable | 9999 | Unknown | 1.14 | 1.09 | 0.22 | 1.376 | 1.376 | 2.229 | 0.165 | 0.138 | 1.376 | 6.094
GM | Germany | 00 | Not Applicable | MTMC0001 | 2473 | LANDSTUHL MAINTENANCE SITE SITE # 1 | Air Force | 000 | Not Applicable | 9999 | Unknown | 1.14 | 1.09 | 0.22 | 1.376 | 1.376 | 2.229 | 0.165 | 0.138 | 1.376 | 6.094
GM | Germany | 00 | Not Applicable | MTML0001 | 2474 | LANDSTUHL MAINTENANCE SITE NO 2 SITE # 1 | Air Force | 000 | Not Applicable | 9999 | Unknown | 1.14 | 1.09 | 0.22 | 1.376 | 1.376 | 2.229 | 0.165 | 0.138 | 1.376 | 6.094
GM | Germany | 00 | Not Applicable | MTMN0001 | 2475 | LANDSTUHL FAMILY HOUSING ANNEX O3 SITE # 1 | Air Force | 000 | Not Applicable | 9999 | Unknown | 1.14 | 1.09 | 0.22 | 1.376 | 1.376 | 2.229 | 0.165 | 0.138 | 1.376 | 6.094
GM | Germany | 00 | Not Applicable | MUBM0001 | 2477 | LANGERKOPF RAD REL SITE SITE # 1 | Air Force | 000 | Not Applicable | 9999 | Unknown | 1.14 | 1.09 | 0.22 | 1.376 | 1.376 | 2.229 | 0.165 | 0.138 | 1.376 | 6.094
GM | Germany | 00 | Not Applicable | MUBV0001 | 2478 | LANGERKOPF WATER SYSTEM ANNEX SITE # 1 | Air Force | 000 | Not Applicable | 9999 | Unknown | 1.14 | 1.09 | 0.22 | 1.376 | 1.376 | 2.229 | 0.165 | 0.138 | 1.376 | 6.094
GM | Germany | 00 | Not Applicable | RBTX0001 | 3044 | MUHL QUESCH RADIO RELAY SITE SITE # 1 | Air Force | 000 | Not Applicable | 9999 | Unknown | 1.14 | 1.09 | 0.22 | 1.376 | 1.376 | 2.229 | 0.165 | 0.138 | 1.376 | 6.094
GM | Germany | 00 | Not Applicable | RMHF0001 | 3060 | NEUKIRCHEN WATER SYSTEM ANNEX SITE # 1 | Air Force | 000 | Not Applicable | 9999 | Unknown | 1.14 | 1.09 | 0.22 | 1.376 | 1.376 | 2.229 | 0.165 | 0.138 | 1.376 | 6.094
GM | Germany | 00 | Not Applicable | RWKW0001 | 3075 | NIEDERKAIL WATER SYSTEM ANNEX SITE # 1 | Air Force | 000 | Not Applicable | 9999 | Unknown | 1.14 | 1.09 | 0.22 | 1.376 | 1.376 | 2.229 | 0.165 | 0.138 | 1.376 | 6.094
GM | Germany | 00 | Not Applicable | RWMW0001 | 3076 | NIEDERMEHLINGERHOF WATER SYSTEM ANNEX SITE # 1 | Air Force | 000 | Not Applicable | 9999 | Unknown | 1.14 | 1.09 | 0.22 | 1.376 | 1.376 | 2.229 | 0.165 | 0.138 | 1.376 | 6.094
GM | Germany | 00 | Not Applicable | SEZM0001 | 3097 | OBERAUERBACH COMMUNICATIONS SITE SITE # 1 | Air Force | 000 | Not Applicable | 9999 | Unknown | 1.14 | 1.09 | 0.22 | 1.376 | 1.376 | 2.229 | 0.165 | 0.138 | 1.376 | 6.094
GM | Germany | 00 | Not Applicable | SFFP0001 | 3098 | OBERWEIS ANNEX SITE # 1 | Air Force | 000 | Not Applicable | 9999 | Unknown | 1.14 | 1.09 | 0.22 | 1.376 | 1.376 | 2.229 | 0.165 | 0.138 | 1.376 | 6.094
GM | Germany | 00 | Not Applicable | TUCL0001 | 3194 | PRUEM AIR STATION SITE # 1 | Air Force | 000 | Not Applicable | 9999 | Unknown | 1.14 | 1.09 | 0.22 | 1.376 | 1.376 | 2.229 | 0.165 | 0.138 | 1.376 | 6.094
GM | Germany | 00 | Not Applicable | TYFQ0001 | 3205 | RAMSTEIN STORAGE ANNEX SITE # 1 | Air Force | 000 | Not Applicable | 9999 | Unknown | 1.14 | 1.09 | 0.22 | 1.376 | 1.376 | 2.229 | 0.165 | 0.138 | 1.376 | 6.094
GM | Germany | 00 | Not Applicable | TYFR0001 | 3206 | RAMSTEIN AIR BASE SITE # 1 | Air Force | 000 | Not Applicable | 9999 | Unknown | 1.14 | 1.09 | 0.22 | 1.376 | 1.376 | 2.229 | 0.165 | 0.138 | 1.376 | 6.094
GM | Germany | 00 | Not Applicable | TYFT0001 | 3207 | EINSIEDLERHOF MAINTENANCE ANX SITE # 1 | Air Force | 000 | Not Applicable | 9999 | Unknown | 1.14 | 1.09 | 0.22 | 1.376 | 1.376 | 2.229 | 0.165 | 0.138 | 1.376 | 6.094
GM | Germany | 00 | Not Applicable | TYFU0001 | 3208 | KAPAUN ADMINISTRATION ANX SITE # 1 | Air Force | 000 | Not Applicable | 9999 | Unknown | 1.14 | 1.09 | 0.22 | 1.376 | 1.376 | 2.229 | 0.165 | 0.138 | 1.376 | 6.094
GM | Germany | 00 | Not Applicable | VGXA0001 | 3265 | SEMBACH ADMIN ANNEX (WING HQ) SITE # 1 | Air Force | 000 | Not Applicable | 9999 | Unknown | 1.14 | 1.09 | 0.22 | 1.376 | 1.376 | 2.229 | 0.165 | 0.138 | 1.376 | 6.094
GM | Germany | 00 | Not Applicable | VRDP0001 | 3277 | SIEGENBURG AIR RANGE SITE # 1 | Air Force | 000 | Not Applicable | 9999 | Unknown | 1.14 | 1.09 | 0.22 | 1.376 | 1.376 | 2.229 | 0.165 | 0.138 | 1.376 | 6.094
GM | Germany | 00 | Not Applicable | VYHK0001 | 3298 | SPANGDAHLEM SITE # 1 | Air Force | 000 | Not Applicable | 9999 | Unknown | 1.14 | 1.09 | 0.22 | 1.376 | 1.376 | 2.229 | 0.165 | 0.138 | 1.376 | 6.094
GM | Germany | 00 | Not Applicable | VYHX0001 | 3299 | SPANGDAHLEM WASTE ANNEX SITE # 1 | Air Force | 000 | Not Applicable | 9999 | Unknown | 1.14 | 1.09 | 0.22 | 1.376 | 1.376 | 2.229 | 0.165 | 0.138 | 1.376 | 6.094
GM | Germany | 00 | Not Applicable | VYTT0001 | 3301 | SPEICHER FAMILY HOUSING ANX SITE # 1 | Air Force | 000 | Not Applicable | 9999 | Unknown | 1.14 | 1.09 | 0.22 | 1.376 | 1.376 | 2.229 | 0.165 | 0.138 | 1.376 | 6.094
GM | Germany | 00 | Not Applicable | WKSP0001 | 3321 | SUELM ANNEX SITE # 1 | Air Force | 000 | Not Applicable | 9999 | Unknown | 1.14 | 1.09 | 0.22 | 1.376 | 1.376 | 2.229 | 0.165 | 0.138 | 1.376 | 6.094
GM | Germany | 00 | Not Applicable | YANB0001 | 3394 | VOGELWEH FAMILY HOUSING ANNEX SITE # 1 | Air Force | 000 | Not Applicable | 9999 | Unknown | 1.14 | 1.09 | 0.22 | 1.376 | 1.376 | 2.229 | 0.165 | 0.138 | 1.376 | 6.094
GM | Germany | 00 | Not Applicable | ZSFJ0001 | 3550 | ZEMMER STORAGE ANNEX SITE # 1 | Air Force | 000 | Not Applicable | 9999 | Unknown | 1.14 | 1.09 | 0.22 | 1.376 | 1.376 | 2.229 | 0.165 | 0.138 | 1.376 | 6.094
GM | Germany | 00 | Not Applicable | RANK0001 | 169882 | AMC LEASE FRANKFURT | Air Force | 000 | Not Applicable | 9999 | Unknown | 1.2 | 1.15 | 0.22 | 1.376 | 1.376 | 2.229 | 0.165 | 0.138 | 1.376 | 6.094
GM | Germany | 00 | Not Applicable | RMSH0001 | 169883 | RAMSTEIN SATELLITE HOUSING OFFICE | Air Force | 000 | Not Applicable | 9999 | Unknown | 1.14 | 1.09 | 0.22 | 1.376 | 1.376 | 2.229 | 0.165 | 0.138 | 1.376 | 6.094
GQ | Guam | 66 | Guam | N61755 | 178 | Naval Base, Guam | Navy | 000 | Not Applicable | 0100 | Agana | 2.64 | 2.56 | 0.138 | 1.25 | 1.25 | 1.397 | 0.103 | 0.086 | 1.25 | 0.101
GQ | Guam | 66 | Guam | N61755-AG | 438 | AGANA | Navy | 000 | Not Applicable | 0100 | Agana | 2.64 | 2.56 | 0.138 | 1.25 | 1.25 | 1.397 | 0.103 | 0.086 | 1.25 | 0.101
GQ | Guam | 66 | Guam | N69143-CC | 649 | GLUP 94 BRAC IV | Navy | 000 | Not Applicable | 0100 | Agana | 2.64 | 2.56 | 0.138 | 1.25 | 1.25 | 1.397 | 0.103 | 0.086 | 1.25 | 0.101
GQ | Guam | 66 | Guam | N61755-TY | 667 | TIYAN | Navy | 000 | Not Applicable | 0100 | Agana | 2.64 | 2.56 | 0.138 | 1.25 | 1.25 | 1.397 | 0.103 | 0.086 | 1.25 | 0.101
GQ | Guam | 66 | Guam | N69143 | 1091 | AGANA GUAM NAS CSO | Navy | 000 | Not Applicable | 0100 | Agana | 2.64 | 2.56 | 0.138 | 1.25 | 1.25 | 1.397 | 0.103 | 0.086 | 1.25 | 0.101
GQ | Guam | 66 | Guam | N69143-BB | 1092 | TIYAN OFHA BRAC IV | Navy | 000 | Not Applicable | 0100 | Agana | 2.64 | 2.56 | 0.138 | 1.25 | 1.25 | 1.397 | 0.103 | 0.086 | 1.25 | 0.101
GQ | Guam | 66 | Guam | GQ010 | 5304 | GUAM US ARMY RESERVE CENTER | Army | 000 | Not Applicable | 0100 | Agana | 2.64 | 2.56 | 0.138 | 1.25 | 1.25 | 1.397 | 0.103 | 0.086 | 1.25 | 0.101
GQ | Guam | 66 | Guam | N61755-NH | 170042 | NAVAL HOSPITAL | Navy | 000 | Not Applicable | 0100 | Agana | 2.64 | 2.56
GQ | Guam | 66 | Guam | N61755-AR | 170043 | ADELUP RESERVOIR | Navy | 000 | Not Applicable | 0100 | Agana | 2.64 | 2.56
GQ | Guam | 66 | Guam | N61755-DD | 170050 | DANDAN | Navy | 000 | Not Applicable | 0100 | Agana | 2.64 | 2.56
GQ | Guam | 66 | Guam | N61755-HR | 170051 | HIGHWAY ROUTES 1 AND 4 | Navy | 000 | Not Applicable | 0100 | Agana | 2.64 | 2.56
GQ | Guam | 66 | Guam | 82387-13307 | 705416 | W SOLEDAD AVE AGANA | Army | 000 | Not Applicable | 0100 | Agana | 2.64 | 2.56
GQ | Guam | 66 | Guam | GQ0NG-10001 | 705602 | 414 W SOLEDAD AVE AGANA | Army | 000 | Not Applicable | 0100 | Agana | 2.64 | 2.56
GQ | Guam | 66 | Guam | N61755-GA | 170040 | GLUP 77 AGAT | Navy | 000 | Not Applicable | 0105 | Agat | 2.64 | 2.56
GQ | Guam | 66 | Guam | N61755-DI | 170044 | DRYDOCK ISLAND | Navy | 000 | Not Applicable | 0105 | Agat | 2.64 | 2.56
GQ | Guam | 66 | Guam | N61755-BW | 170045 | GLASS BREAKWATER | Navy | 000 | Not Applicable | 0105 | Agat | 2.64 | 2.56
GQ | Guam | 66 | Guam | N61755-GS | 170047 | GORCO SPILLWAY | Navy | 000 | Not Applicable | 0105 | Agat | 2.64 | 2.56
GQ | Guam | 66 | Guam | N61755-AH | 265 | APRA HEIGHTS | Navy | 000 | Not Applicable | 0140 | Apra | 2.64 | 2.56 | 0.138 | 1.25 | 1.25 | 1.397 | 0.103 | 0.086 | 1.25 | 0.101
GQ | Guam | 66 | Guam | N61755-AP | 170038 | APRA HEIGHTS OLD | Navy | 000 | Not Applicable | 0140 | Apra | 2.64 | 2.56
GQ | Guam | 66 | Guam | N61755-AS | 170039 | APRA HEIGHTS SUBSTA | Navy | 000 | Not Applicable | 0140 | Apra | 2.64 | 2.56
GQ | Guam | 66 | Guam | N61755-GB | 170041 | GLUP 77 APRA | Navy | 000 | Not Applicable | 0140 | Apra | 2.64 | 2.56
GQ | Guam | 66 | Guam | N61755-GC | 170046 | GLUP PARCEL7 PART2 | Navy | 000 | Not Applicable | 0140 | Apra | 2.64 | 2.56
GQ | Guam | 66 | Guam | N61755-AL | 170052 | APRA HARBOR PARCEL 6 | Navy | 000 | Not Applicable | 0140 | Apra | 2.64 | 2.56
GQ | Guam | 66 | Guam | N61755-AN | 170049 | ASAN PUMP STATION | Navy | 000 | Not Applicable | 0150 | Asan | 2.64 | 2.56
GQ | Guam | 66 | Guam | N61755-AA | 663 | ANDERSEN AFB | Navy | 000 | Not Applicable | 0200 | Andersen AB | 2.64 | 2.56 | 0.138 | 1.25 | 1.25 | 1.397 | 0.103 | 0.086 | 1.25 | 0.101
GQ | Guam | 66 | Guam | N61755-RT | 669 | RITIDIAN | Navy | 000 | Not Applicable | 0200 | Andersen AB | 2.64 | 2.56 | 0.138 | 1.25 | 1.25 | 1.397 | 0.103 | 0.086 | 1.25 | 0.101
GQ | Guam | 66 | Guam | N61755-BR | 437 | BARRIGADA | Navy | 000 | Not Applicable | 0250 | Barrigada | 2.64 | 2.56 | 0.138 | 1.25 | 1.25 | 1.397 | 0.103 | 0.086 | 1.25 | 0.101
GQ | Guam | 66 | Guam | GQ011 | 5123 | FT JUAN MUNA | Army | 000 | Not Applicable | 0250 | Barrigada | 2.64 | 2.56 | 0.138 | 1.25 | 1.25 | 1.397 | 0.103 | 0.086 | 1.25 | 0.101
GQ | Guam | 66 | Guam | GQ012 | 5305 | GUARNG BARRIGADA COMPLEX | Army | 000 | Not Applicable | 0250 | Barrigada | 2.64 | 2.56 | 0.138 | 1.25 | 1.25 | 1.397 | 0.103 | 0.086 | 1.25 | 0.101
GQ | Guam | 66 | Guam | N61755-HA | 665 | HARMON | Navy | 000 | Not Applicable | 0300 | Dededo | 2.64 | 2.56 | 0.138 | 1.25 | 1.25 | 1.397 | 0.103 | 0.086 | 1.25 | 0.101
GQ | Guam | 66 | Guam | N61755-TP | 1160 | TANGUISSON POINT | Navy | 000 | Not Applicable | 0300 | Dededo | 2.64 | 2.56 | 0.138 | 1.25 | 1.25 | 1.397 | 0.103 | 0.086 | 1.25 | 0.101
GQ | Guam | 66 | Guam | N61755-HS | 170048 | HARMON SUBSTATION | Navy | 000 | Not Applicable | 0300 | Dededo | 2.64 | 2.56
GQ | Guam | 66 | Guam | N61755-FN | 668 | FINEGAYAN | Navy | 000 | Not Applicable | 0400 | Finegayan | 2.64 | 2.56 | 0.138 | 1.25 | 1.25 | 1.397 | 0.103 | 0.086 | 1.25 | 0.101
GQ | Guam | 66 | Guam | N61755-MF | 870 | FINEGAYAN, MIDDLE | Navy | 000 | Not Applicable | 0400 | Finegayan | 2.64 | 2.56 | 0.138 | 1.25 | 1.25 | 1.397 | 0.103 | 0.086 | 1.25 | 0.101
GQ | Guam | 66 | Guam | N61755-SF | 885 | FINEGAYAN, SOUTH | Navy | 000 | Not Applicable | 0400 | Finegayan | 2.64 | 2.56 | 0.138 | 1.25 | 1.25 | 1.397 | 0.103 | 0.086 | 1.25 | 0.101
GQ | Guam | 66 | Guam | N61755-NF | 1178 | FINEGAYAN, NORTH | Navy | 000 | Not Applicable | 0400 | Finegayan | 2.64 | 2.56 | 0.138 | 1.25 | 1.25 | 1.397 | 0.103 | 0.086 | 1.25 | 0.101
GQ | Guam | 66 | Guam | N61755-MB | 666 | MARBO | Navy | 000 | Not Applicable | 0480 | Mangilao | 2.64 | 2.56 | 0.138 | 1.25 | 1.25 | 1.397 | 0.103 | 0.086 | 1.25 | 0.101
GQ | Guam | 66 | Guam | N68096 | 188 | Naval Hospital, Guam | Navy | 000 | Not Applicable | 0500 | Naval Supply Depot | 2.64 | 2.56 | 0.138 | 1.25 | 1.25 | 1.397 | 0.103 | 0.086 | 1.25 | 0.101
GQ | Guam | 66 | Guam | N61755-NZ | 1061 | NIMITZ HILL | Navy | 000 | Not Applicable | 0550 | Nimitz Hill | 2.64 | 2.56 | 0.138 | 1.25 | 1.25 | 1.397 | 0.103 | 0.086 | 1.25 | 0.101
GQ | Guam | 66 | Guam | N61755-WR | 1270 | WATER RESERVOIR, NH | Navy | 000 | Not Applicable | 0550 | Nimitz Hill | 2.64 | 2.56 | 0.138 | 1.25 | 1.25 | 1.397 | 0.103 | 0.086 | 1.25 | 0.101
GQ | Guam | 66 | Guam | N61755-HQ | 1271 | REGION HQ, NH | Navy | 000 | Not Applicable | 0550 | Nimitz Hill | 2.64 | 2.56 | 0.138 | 1.25 | 1.25 | 1.397 | 0.103 | 0.086 | 1.25 | 0.101
GQ | Guam | 66 | Guam | N61755-OH | 1272 | OTHER FAM HSG, NH | Navy | 000 | Not Applicable | 0550 | Nimitz Hill | 2.64 | 2.56 | 0.138 | 1.25 | 1.25 | 1.397 | 0.103 | 0.086 | 1.25 | 0.101
GQ | Guam | 66 | Guam | N61755-FS | 1274 | FIRE STATION, NH | Navy | 000 | Not Applicable | 0550 | Nimitz Hill | 2.64 | 2.56 | 0.138 | 1.25 | 1.25 | 1.397 | 0.103 | 0.086 | 1.25 | 0.101
GQ | Guam | 66 | Guam | N61755-PS | 1275 | PUMP STATION, NH | Navy | 000 | Not Applicable | 0550 | Nimitz Hill | 2.64 | 2.56 | 0.138 | 1.25 | 1.25 | 1.397 | 0.103 | 0.086 | 1.25 | 0.101
GQ | Guam | 66 | Guam | N61755-SV | 673 | SASA VALLEY | Navy | 000 | Not Applicable | 0560 | Piti | 2.64 | 2.56 | 0.138 | 1.25 | 1.25 | 1.397 | 0.103 | 0.086 | 1.25 | 0.101
GQ | Guam | 66 | Guam | N61755-TV | 674 | TENJO VISTA | Navy | 000 | Not Applicable | 0560 | Piti | 2.64 | 2.56 | 0.138 | 1.25 | 1.25 | 1.397 | 0.103 | 0.086 | 1.25 | 0.101
GQ | Guam | 66 | Guam | N61755-PI | 1277 | PITI POWER PLANT | Navy | 000 | Not Applicable | 0560 | Piti | 2.64 | 2.56 | 0.138 | 1.25 | 1.25 | 1.397 | 0.103 | 0.086 | 1.25 | 0.101
GQ | Guam | 66 | Guam | N61755-HP | 1278 | PITI HOOVER PARK | Navy | 000 | Not Applicable | 0560 | Piti | 2.64 | 2.56 | 0.138 | 1.25 | 1.25 | 1.397 | 0.103 | 0.086 | 1.25 | 0.101
GQ | Guam | 66 | Guam | N61755-SJ | 1279 | PITI SCHROEDER JUNCT | Navy | 000 | Not Applicable | 0560 | Piti | 2.64 | 2.56 | 0.138 | 1.25 | 1.25 | 1.397 | 0.103 | 0.086 | 1.25 | 0.101
GQ | Guam | 66 | Guam | N61755-NM | 447 | NAVAL MAGAZINE | Navy | 000 | Not Applicable | 0600 | Santa Rita | 2.64 | 2.56 | 0.138 | 1.25 | 1.25 | 1.397 | 0.103 | 0.086 | 1.25 | 0.101
GQ | Guam | 66 | Guam | N61755-MR | 1179 | MAGAZINE RESERVOIR, NM | Navy | 000 | Not Applicable | 0600 | Santa Rita | 2.64 | 2.56 | 0.138 | 1.25 | 1.25 | 1.397 | 0.103 | 0.086 | 1.25 | 0.101
GQ | Guam | 66 | Guam | N61755-WT | 1269 | WATER TREATMENT, NM | Navy | 000 | Not Applicable | 0600 | Santa Rita | 2.64 | 2.56 | 0.138 | 1.25 | 1.25 | 1.397 | 0.103 | 0.086 | 1.25 | 0.101
GQ | Guam | 66 | Guam | N61755-TL | 1072 | TALOFOFO | Navy | 000 | Not Applicable | 0840 | Talofofo | 2.64 | 2.56 | 0.138 | 1.25 | 1.25 | 1.397 | 0.103 | 0.086 | 1.25 | 0.101
GQ | Guam | 66 | Guam | N61755-TA | 671 | TAMUNING | Navy | 000 | Not Applicable | 0850 | Tamuning | 2.64 | 2.56 | 0.138 | 1.25 | 1.25 | 1.397 | 0.103 | 0.086 | 1.25 | 0.101
GQ | Guam | 66 | Guam | N61755-TT | 1276 | TELEPHONE EXCHANGE | Navy | 000 | Not Applicable | 0850 | Tamuning | 2.64 | 2.56 | 0.138 | 1.25 | 1.25 | 1.397 | 0.103 | 0.086 | 1.25 | 0.101
GQ | Guam | 66 | Guam | AJJY0001 | 1366 | ANDERSEN AF BASE SITE # 1 | Air Force | 000 | Not Applicable | 1000 | Yigo | 2.64 | 2.56 | 0.138 | 1.25 | 1.25 | 1.397 | 0.103 | 0.086 | 1.25 | 0.101
GQ | Guam | 66 | Guam | AJJW0001 | 1365 | ANDERSEN ADMINISTRATION ANNEX SITE # 1 | Air Force | 000 | Not Applicable | 9999 | Unknown | 2.64 | 2.56 | 0.138 | 1.25 | 1.25 | 1.397 | 0.103 | 0.086 | 1.25 | 0.101
GQ | Guam | 66 | Guam | AJKA0001 | 1367 | ANDERSEN AIR FORCE STATION SITE # 1 | Air Force | 000 | Not Applicable | 9999 | Unknown | 2.64 | 2.56 | 0.138 | 1.25 | 1.25 | 1.397 | 0.103 | 0.086 | 1.25 | 0.101
GQ | Guam | 66 | Guam | AJKE0001 | 1369 | ANDERSEN COMMUNICATIONS ANNEX NR 2 SITE # 1 | Air Force | 000 | Not Applicable | 9999 | Unknown | 2.64 | 2.56 | 0.138 | 1.25 | 1.25 | 1.397 | 0.103 | 0.086 | 1.25 | 0.101
GQ | Guam | 66 | Guam | AJKL0001 | 1371 | ANDERSEN FAMILY HOUSING ANNEX NO 1 SITE # 1 | Air Force | 000 | Not Applicable | 9999 | Unknown | 2.64 | 2.56 | 0.138 | 1.25 | 1.25 | 1.397 | 0.103 | 0.086 | 1.25 | 0.101
GQ | Guam | 66 | Guam | AJKP0001 | 1372 | ANDERSEN FAMILY HOUSING ANNEX NO 4 SITE # 1 | Air Force | 000 | Not Applicable | 9999 | Unknown | 2.64 | 2.56 | 0.138 | 1.25 | 1.25 | 1.397 | 0.103 | 0.086 | 1.25 | 0.101
GQ | Guam | 66 | Guam | AJKU0001 | 1373 | ANDERSEN PETROL PRODUCT STORAGE ANX NO 1 SITE # 1 | Air Force | 000 | Not Applicable | 9999 | Unknown | 2.64 | 2.56 | 0.138 | 1.25 | 1.25 | 1.397 | 0.103 | 0.086 | 1.25 | 0.101
GQ | Guam | 66 | Guam | AJKV0001 | 1374 | ANDERSEN PETROL PRODUCT STORAGE ANX NR 2 SITE # 1 | Air Force | 000 | Not Applicable | 9999 | Unknown | 2.64 | 2.56 | 0.138 | 1.25 | 1.25 | 1.397 | 0.103 | 0.086 | 1.25 | 0.101
GQ | Guam | 66 | Guam | AJKZ0001 | 1375 | ANDERSEN VOR ANNEX SITE # 1 | Air Force | 000 | Not Applicable | 9999 | Unknown | 2.64 | 2.56 | 0.138 | 1.25 | 1.25 | 1.397 | 0.103 | 0.086 | 1.25 | 0.101
GQ | Guam | 66 | Guam | AJLD0001 | 1376 | ANDERSEN WATER SUPPLY ANNEX SITE # 1 | Air Force | 000 | Not Applicable | 9999 | Unknown | 2.64 | 2.56 | 0.138 | 1.25 | 1.25 | 1.397 | 0.103 | 0.086 | 1.25 | 0.101
GQ | Guam | 66 | Guam | SAKW0001 | 3085 | NORTHWEST GUAM AIR FORCE BASE SITE # 1 | Air Force | 000 | Not Applicable | 9999 | Unknown | 2.64 | 2.56 | 0.138 | 1.25 | 1.25 | 1.397 | 0.103 | 0.086 | 1.25 | 0.101
GR | Greece | 00 | Not Applicable | N66691-LA | 316 | LARISSA, GREECE | Navy | 000 | Not Applicable | 4225 | Larisa | 1.12 | 1.08 | 0.233 | 1.454 | 1.454 | 2.355 | 0.174 | 0.145 | 1.454 | 0.743
GR | Greece | 00 | Not Applicable | N66691 | 182 | Naval Support Activity, Souda Bay Greece | Navy | 000 | Not Applicable | 6450 | Soudha Bay | 1.12 | 1.08 | 0.233 | 1.454 | 1.454 | 2.355 | 0.174 | 0.145 | 1.454 | 0.743
GR | Greece | 00 | Not Applicable | N66691-NA | 736 | NATO ORDNANCE AREA | Navy | 000 | Not Applicable | 6450 | Soudha Bay | 1.12 | 1.08 | 0.233 | 1.454 | 1.454 | 2.355 | 0.174 | 0.145 | 1.454 | 0.743
GR | Greece | 00 | Not Applicable | N66691-NM | 737 | NAMFI COMPOUND | Navy | 000 | Not Applicable | 6450 | Soudha Bay | 1.12 | 1.08 | 0.233 | 1.454 | 1.454 | 2.355 | 0.174 | 0.145 | 1.454 | 0.743
GR | Greece | 00 | Not Applicable | N66691-MA | 1083 | MARATHI PIER AREA | Navy | 000 | Not Applicable | 6450 | Soudha Bay | 1.12 | 1.08 | 0.233 | 1.454 | 1.454 | 2.355 | 0.174 | 0.145 | 1.454 | 0.743
GR | Greece | 00 | Not Applicable | N66691-MN | 1162 | MOMAG COMPOUND | Navy | 000 | Not Applicable | 6450 | Soudha Bay | 1.12 | 1.08 | 0.233 | 1.454 | 1.454 | 2.355 | 0.174 | 0.145 | 1.454 | 0.743
GR | Greece | 00 | Not Applicable | AQDU0001 | 1394 | ATHENAI ADMINISTRATION OFFICE NO 2 SITE # 1 | Air Force | 000 | Not Applicable | 9999 | Unknown | 1.12 | 1.08 | 0.233 | 1.454 | 1.454 | 2.355 | 0.174 | 0.145 | 1.454 | 0.743
HO | Honduras | 00 | Not Applicable | 18081-10076 | 700235 | 20 ACRES COMAYAGUA | Army | 000 | Not Applicable | 4200 | Comayagua | 1.14 | 1.04
HO | Honduras | 00 | Not Applicable | 18081-10287 | 700446 | COL LOMA LINDA NORTE | Army | 000 | Not Applicable | 8000 | Tegucigalpa | 1.14 | 1.04
HO | Honduras | 00 | Not Applicable | 18081-10310 | 700469 | DIVESA | Army | 000 | Not Applicable | 8000 | Tegucigalpa | 1.14 | 1.04
HO | Honduras | 00 | Not Applicable | 18081-10229 | 700388 | A PUENTE GRANDE | Army | 000 | Not Applicable | 9999 | Unknown | 1.14 | 1.04
HO | Honduras | 00 | Not Applicable | 18081-10308 | 700467 | DEPT OF LA PAZ | Army | 000 | Not Applicable | 9999 | Unknown | 1.14 | 1.04
HO | Honduras | 00 | Not Applicable | 18081-10361 | 700520 | HELIPAD | Army | 000 | Not Applicable | 9999 | Unknown | 1.14 | 1.04
HO | Honduras | 00 | Not Applicable | 18081-10691 | 700850 | TIGRE ISLAND | Army | 000 | Not Applicable | 9999 | Unknown | 1.14 | 1.04
HO | Honduras | 00 | Not Applicable | 18081-10692 | 700851 | TIGRE ISLAND HONDURAS | Army | 000 | Not Applicable | 9999 | Unknown | 1.14 | 1.04
IC | Iceland | 00 | Not Applicable | N62588-GR | 408 | GRINDAVIK, ICELAND | Navy | 000 | Not Applicable | 2000 | Grindavik | 1.91 | 1.9 | 0.209 | 1.303 | 1.303 | 2.112 | 0.156 | 0.13 | 1.303 | 6.778
ID | Indonesia | 00 | Not Applicable | N62814 | 189 | Naval Medical Research Unit Two, Djakarta Indonesia | Navy | 000 | Not Applicable | 3200 | Jakarta, Java | 1.06 | 0.98 | 0.164 | 1.027 | 1.027 | 1.663 | 0.123 | 0.103 | 1.027 | 0.101
IO | British Indian Ocean Territory | 00 | Not Applicable | N61078 | 254 | NAVSUPPFAC DIEGO GARCIA IO | Navy | 000 | Not Applicable | 2000 | Diego Garcia, Naval Fac | 2.52 | 2.34 | 0.04 | 1 | 1 | 0.403 | 0.03 | 0.025 | 1 | 0.101
IT | Italy | 00 | Not Applicable | ASHJ0001 | 1401 | AVIANO ADMINISTRATION ANNEX GROUP HQ SITE # 1 | Air Force | 000 | Not Applicable | 0400 | Aviano AB | 1.27 | 1.28 | 0.274 | 1.713 | 1.713 | 2.774 | 0.206 | 0.171 | 1.713 | 0.743
IT | Italy | 00 | Not Applicable | 82387-11309 | 703420 | AIR BASE AVIANO AB | Army | 000 | Not Applicable | 0400 | Aviano AB | 1.27 | 1.28
IT | Italy | 00 | Not Applicable | N62995-BE | 295 | BELPASSO HSG | Navy | 000 | Not Applicable | 2100 | Catania | 1.3 | 1.32 | 0.274 | 1.713 | 1.713 | 2.774 | 0.206 | 0.171 | 1.713 | 0.743
IT | Italy | 00 | Not Applicable | N62995-NS | 625 | NAS1 SUPPORT AREA | Navy | 000 | Not Applicable | 2100 | Catania | 1.3 | 1.32 | 0.274 | 1.713 | 1.713 | 2.774 | 0.206 | 0.171 | 1.713 | 0.743
IT | Italy | 00 | Not Applicable | N62995-FA | 716 | PACHINO | Navy | 000 | Not Applicable | 2100 | Catania | 1.3 | 1.32 | 0.274 | 1.713 | 1.713 | 2.774 | 0.206 | 0.171 | 1.713 | 0.743
IT | Italy | 00 | Not Applicable | N62995-OA | 718 | TOWNSHIP OF CATANIA | Navy | 000 | Not Applicable | 2100 | Catania | 1.3 | 1.32 | 0.274 | 1.713 | 1.713 | 2.774 | 0.206 | 0.171 | 1.713 | 0.743
IT | Italy | 00 | Not Applicable | N62995-AB | 896 | AUGUSTA BAY | Navy | 000 | Not Applicable | 2100 | Catania | 1.3 | 1.32 | 0.274 | 1.713 | 1.713 | 2.774 | 0.206 | 0.171 | 1.713 | 0.743
IT | Italy | 00 | Not Applicable | N62995-EA | 897 | NATO MAGAZINE AREA | Navy | 000 | Not Applicable | 2100 | Catania | 1.3 | 1.32 | 0.274 | 1.713 | 1.713 | 2.774 | 0.206 | 0.171 | 1.713 | 0.743
IT | Italy | 00 | Not Applicable | IT192 | 4501 | COLTANO TROPOSCATTER SITE | Army | 000 | Not Applicable | 2250 | Coltano | 1.31 | 1.32 | 0.274 | 1.713 | 1.713 | 2.774 | 0.206 | 0.171 | 1.713 | 0.743
IT | Italy | 00 | Not Applicable | N62588-GA | 699 | GAETA | Navy | 000 | Not Applicable | 2800 | Gaeta | 1.2 | 1.21 | 0.274 | 1.713 | 1.713 | 2.774 | 0.206 | 0.171 | 1.713 | 0.743
IT | Italy | 00 | Not Applicable | N32960 | 191 | Naval Support Activity, LaMaddalena Italy | Navy | 000 | Not Applicable | 3500 | La Maddalena | 1.31 | 1.32 | 0.274 | 1.713 | 1.713 | 2.774 | 0.206 | 0.171 | 1.713 | 0.743
IT | Italy | 00 | Not Applicable | N32960-AH | 878 | V. GASPA | Navy | 000 | Not Applicable | 3500 | La Maddalena | 1.31 | 1.32 | 0.274 | 1.713 | 1.713 | 2.774 | 0.206 | 0.171 | 1.713 | 0.743
IT | Italy | 00 | Not Applicable | N32960-AA | 1024 | MANCONI | Navy | 000 | Not Applicable | 3500 | La Maddalena | 1.31 | 1.32 | 0.274 | 1.713 | 1.713 | 2.774 | 0.206 | 0.171 | 1.713 | 0.743
IT | Italy | 00 | Not Applicable | N32960-AD | 1025 | TRINITA | Navy | 000 | Not Applicable | 3500 | La Maddalena | 1.31 | 1.32 | 0.274 | 1.713 | 1.713 | 2.774 | 0.206 | 0.171 | 1.713 | 0.743
IT | Italy | 00 | Not Applicable | N32960-AE | 1026 | PARADISO | Navy | 000 | Not Applicable | 3500 | La Maddalena | 1.31 | 1.32 | 0.274 | 1.713 | 1.713 | 2.774 | 0.206 | 0.171 | 1.713 | 0.743
IT | Italy | 00 | Not Applicable | N32960-AF | 1027 | MONETA | Navy | 000 | Not Applicable | 3500 | La Maddalena | 1.31 | 1.32 | 0.274 | 1.713 | 1.713 | 2.774 | 0.206 | 0.171 | 1.713 | 0.743
IT | Italy | 00 | Not Applicable | N32960-AI | 1028 | BERTORINO | Navy | 000 | Not Applicable | 3500 | La Maddalena | 1.31 | 1.32 | 0.274 | 1.713 | 1.713 | 2.774 | 0.206 | 0.171 | 1.713 | 0.743
IT | Italy | 00 | Not Applicable | N32960-AK | 1029 | NSA EXTENDED | Navy | 000 | Not Applicable | 3500 | La Maddalena | 1.31 | 1.32 | 0.274 | 1.713 | 1.713 | 2.774 | 0.206 | 0.171 | 1.713 | 0.743
IT | Italy | 00 | Not Applicable | N32960-AN | 1031 | CAMP DELFIANO | Navy | 000 | Not Applicable | 3500 | La Maddalena | 1.31 | 1.32 | 0.274 | 1.713 | 1.713 | 2.774 | 0.206 | 0.171 | 1.713 | 0.743
IT | Italy | 00 | Not Applicable | N32960-AP | 1172 | FLEET LANDING LA MADDA | Navy | 000 | Not Applicable | 3500 | La Maddalena | 1.31 | 1.32 | 0.274 | 1.713 | 1.713 | 2.774 | 0.206 | 0.171 | 1.713 | 0.743
IT | Italy | 00 | Not Applicable | N32960-AB | 1323 | SANTO STEFANO | Navy | 000 | Not Applicable | 3500 | La Maddalena | 1.31 | 1.32 | 0.274 | 1.713 | 1.713 | 2.774 | 0.206 | 0.171 | 1.713 | 0.743
IT | Italy | 00 | Not Applicable | IT523 | 5926 | LIVORNO | Army | 000 | Not Applicable | 4200 | Livorno | 1.31 | 1.32 | 0.274 | 1.713 | 1.713 | 2.774 | 0.206 | 0.171 | 1.713 | 0.743
IT | Italy | 00 | Not Applicable | IT528 | 5927 | LIVORNO SUPPLY AND MAINT AREA | Army | 000 | Not Applicable | 4200 | Livorno | 1.31 | 1.32 | 0.274 | 1.713 | 1.713 | 2.774 | 0.206 | 0.171 | 1.713 | 0.743
IT | Italy | 00 | Not Applicable | IT530 | 5928 | LIVORNO TRAINING AREA | Army | 000 | Not Applicable | 4200 | Livorno | 1.31 | 1.32 | 0.274 | 1.713 | 1.713 | 2.774 | 0.206 | 0.171 | 1.713 | 0.743
IT | Italy | 00 | Not Applicable | IT695 | 6835 | POGGIO LECCETA COMM SITE | Army | 000 | Not Applicable | 4200 | Livorno | 1.31 | 1.32 | 0.274 | 1.713 | 1.713 | 2.774 | 0.206 | 0.171 | 1.713 | 0.743
IT | Italy | 00 | Not Applicable | N62588-LP | 287 | LAGO PATRIA | Navy | 000 | Not Applicable | 5500 | Naples | 1.36 | 1.37 | 0.274 | 1.713 | 1.713 | 2.774 | 0.206 | 0.171 | 1.713 | 0.743
IT | Italy | 00 | Not Applicable | N62588-CA | 288 | CAMALDOLI | Navy | 000 | Not Applicable | 5500 | Naples | 1.36 | 1.37 | 0.274 | 1.713 | 1.713 | 2.774 | 0.206 | 0.171 | 1.713 | 0.743
IT | Italy | 00 | Not Applicable | N62588-RA | 701 | CARNEY PARK | Navy | 000 | Not Applicable | 5500 | Naples | 1.36 | 1.37 | 0.274 | 1.713 | 1.713 | 2.774 | 0.206 | 0.171 | 1.713 | 0.743
IT | Italy | 00 | Not Applicable | N62588-SS | 702 | SUPPORT SITE | Navy | 000 | Not Applicable | 5500 | Naples | 1.36 | 1.37 | 0.274 | 1.713 | 1.713 | 2.774 | 0.206 | 0.171 | 1.713 | 0.743
IT | Italy | 00 | Not Applicable | N62588-UB | 894 | VARLOC HOUSING | Navy | 000 | Not Applicable | 5500 | Naples | 1.36 | 1.37 | 0.274 | 1.713 | 1.713 | 2.774 | 0.206 | 0.171 | 1.713 | 0.743
IT | Italy | 00 | Not Applicable | N62588-AC | 1073 | CAPODICHINO | Navy | 000 | Not Applicable | 5500 | Naples | 1.36 | 1.37 | 0.274 | 1.713 | 1.713 | 2.774 | 0.206 | 0.171 | 1.713 | 0.743
IT | Italy | 00 | Not Applicable | N62588-BA | 1074 | AFSOUTH HQ BAGNOLI | Navy | 000 | Not Applicable | 5500 | Naples | 1.36 | 1.37 | 0.274 | 1.713 | 1.713 | 2.774 | 0.206 | 0.171 | 1.713 | 0.743
IT | Italy | 00 | Not Applicable | N62588 | 1100 | NAVSUPPACT NAPLES IT | Navy | 000 | Not Applicable | 5500 | Naples | 1.36 | 1.37 | 0.274 | 1.713 | 1.713 | 2.774 | 0.206 | 0.171 | 1.713 | 0.743
IT | Italy | 00 | Not Applicable | N62588-NI | 1168 | NISIDA ISLAND | Navy | 000 | Not Applicable | 5500 | Naples | 1.36 | 1.37 | 0.274 | 1.713 | 1.713 | 2.774 | 0.206 | 0.171 | 1.713 | 0.743
IT | Italy | 00 | Not Applicable | 82387-13145 | 705254 | US NAVAL SUPPORT ACT NAPLES ITALY | Army | 000 | Not Applicable | 5500 | Naples | 1.36 | 1.37
IT | Italy | 00 | Not Applicable | IT658 | 6807 | PISA AMMO STORAGE AREA | Army | 000 | Not Applicable | 6500 | Pisa | 1.36 | 1.37 | 0.274 | 1.713 | 1.713 | 2.774 | 0.206 | 0.171 | 1.713 | 0.743
IT | Italy | 00 | Not Applicable | N62588-MA | 700 | ROME AIRPORT | Navy | 000 | Not Applicable | 7000 | Rome | 1.31 | 1.32 | 0.274 | 1.713 | 1.713 | 2.774 | 0.206 | 0.171 | 1.713 | 0.743
IT | Italy | 00 | Not Applicable | N32960-AL | 1030 | PALAU SASSARI | Navy | 000 | Not Applicable | 7105 | Sassari | 1.31 | 1.32 | 0.274 | 1.713 | 1.713 | 2.774 | 0.206 | 0.171 | 1.713 | 0.743
IT | Italy | 00 | Not Applicable | N62995 | 165 | Naval Air Station Sigonella Italy | Navy | 000 | Not Applicable | 7140 | Sigonella Sicily | 1.3 | 1.32 | 0.274 | 1.713 | 1.713 | 2.774 | 0.206 | 0.171 | 1.713 | 0.743
IT | Italy | 00 | Not Applicable | N62995-MI | 662 | MINEO HOUSING | Navy | 000 | Not Applicable | 7140 | Sigonella Sicily | 1.3 | 1.32 | 0.274 | 1.713 | 1.713 | 2.774 | 0.206 | 0.171 | 1.713 | 0.743
IT | Italy | 00 | Not Applicable | N62995-CA | 714 | NATO ORDNANCE FAC | Navy | 000 | Not Applicable | 7140 | Sigonella Sicily | 1.3 | 1.32 | 0.274 | 1.713 | 1.713 | 2.774 | 0.206 | 0.171 | 1.713 | 0.743
IT | Italy | 00 | Not Applicable | N62995-DA | 715 | NATO AIRFIELD AREA | Navy | 000 | Not Applicable | 7140 | Sigonella Sicily | 1.3 | 1.32 | 0.274 | 1.713 | 1.713 | 2.774 | 0.206 | 0.171 | 1.713 | 0.743
IT | Italy | 00 | Not Applicable | N62995-MG | 717 | MOMAG | Navy | 000 | Not Applicable | 7140 | Sigonella Sicily | 1.3 | 1.32 | 0.274 | 1.713 | 1.713 | 2.774 | 0.206 | 0.171 | 1.713 | 0.743
IT | Italy | 00 | Not Applicable | N62995-TS | 719 | TRANSMITTER SITE | Navy | 000 | Not Applicable | 7140 | Sigonella Sicily | 1.3 | 1.32 | 0.274 | 1.713 | 1.713 | 2.774 | 0.206 | 0.171 | 1.713 | 0.743
IT | Italy | 00 | Not Applicable | N62995-PT | 1242 | PATERNO | Navy | 000 | Not Applicable | 7140 | Sigonella Sicily | 1.3 | 1.32 | 0.274 | 1.713 | 1.713 | 2.774 | 0.206 | 0.171 | 1.713 | 0.743
IT | Italy | 00 | Not Applicable | IT219 | 4243 | CAMP DARBY | Army | 000 | Not Applicable | 7500 | Tirrenia | 1.31 | 1.32 | 0.274 | 1.713 | 1.713 | 2.774 | 0.206 | 0.171 | 1.713 | 0.743
IT | Italy | 00 | Not Applicable | IT871 | 7556 | TIRRENIA RECREATION SITE | Army | 000 | Not Applicable | 7500 | Tirrenia | 1.31 | 1.32 | 0.274 | 1.713 | 1.713 | 2.774 | 0.206 | 0.171 | 1.713 | 0.743
IT | Italy | 00 | Not Applicable | IT240 | 4248 | CAMP EDERLE | Army | 000 | Not Applicable | 9400 | Vicenza | 1.41 | 1.43 | 0.274 | 1.713 | 1.713 | 2.774 | 0.206 | 0.171 | 1.713 | 0.743
IT | Italy | 00 | Not Applicable | IT212 | 4633 | DAL MOLIN AIRFIELD | Army | 000 | Not Applicable | 9400 | Vicenza | 1.41 | 1.43 | 0.274 | 1.713 | 1.713 | 2.774 | 0.206 | 0.171 | 1.713 | 0.743
IT | Italy | 00 | Not Applicable | IT542 | 5947 | LONGARE COMM SITE | Army | 000 | Not Applicable | 9400 | Vicenza | 1.41 | 1.43 | 0.274 | 1.713 | 1.713 | 2.774 | 0.206 | 0.171 | 1.713 | 0.743
IT | Italy | 00 | Not Applicable | IT689 | 7149 | SAN GOTTARDO SIGNAL SITE | Army | 000 | Not Applicable | 9400 | Vicenza | 1.41 | 1.43 | 0.274 | 1.713 | 1.713 | 2.774 | 0.206 | 0.171 | 1.713 | 0.743
IT | Italy | 00 | Not Applicable | IT938 | 7712 | VICENZA | Army | 000 | Not Applicable | 9400 | Vicenza | 1.41 | 1.43 | 0.274 | 1.713 | 1.713 | 2.774 | 0.206 | 0.171 | 1.713 | 0.743
IT | Italy | 00 | Not Applicable | IT941 | 7713 | VICENZA BASIC LOAD STOR AREA | Army | 000 | Not Applicable | 9400 | Vicenza | 1.41 | 1.43 | 0.274 | 1.713 | 1.713 | 2.774 | 0.206 | 0.171 | 1.713 | 0.743
IT | Italy | 00 | Not Applicable | IT942 | 7714 | VICENZA FAM HSG | Army | 000 | Not Applicable | 9400 | Vicenza | 1.41 | 1.43 | 0.274 | 1.713 | 1.713 | 2.774 | 0.206 | 0.171 | 1.713 | 0.743
IT | Italy | 00 | Not Applicable | ASHE0001 | 1400 | AVIANO AIR BASE SITE # 1 | Air Force | 000 | Not Applicable | 9999 | Unknown | 1.27 | 1.28 | 0.274 | 1.713 | 1.713 | 2.774 | 0.206 | 0.171 | 1.713 | 0.743
IT | Italy | 00 | Not Applicable | ASHP0001 | 1402 | AVIANO AMMUNITION STORAGE ANNEX SITE # 1 | Air Force | 000 | Not Applicable | 9999 | Unknown | 1.27 | 1.28 | 0.274 | 1.713 | 1.713 | 2.774 | 0.206 | 0.171 | 1.713 | 0.743
IT | Italy | 00 | Not Applicable | ASHU0001 | 1403 | AVIANO RAILHEAD ANNEX SITE # 1 | Air Force | 000 | Not Applicable | 9999 | Unknown | 1.27 | 1.28 | 0.274 | 1.713 | 1.713 | 2.774 | 0.206 | 0.171 | 1.713 | 0.743
IT | Italy | 00 | Not Applicable | ASJD0001 | 1404 | AVIANO BACHELOR HOUSING ANNEX NUMBER 1 SITE # 1 | Air Force | 000 | Not Applicable | 9999 | Unknown | 1.27 | 1.28 | 0.274 | 1.713 | 1.713 | 2.774 | 0.206 | 0.171 | 1.713 | 0.743
IT | Italy | 00 | Not Applicable | ASJE0001 | 1405 | AVIANO BACHELOR HOUSING ANNEX NO 2 SITE # 1 | Air Force | 000 | Not Applicable | 9999 | Unknown | 1.27 | 1.28 | 0.274 | 1.713 | 1.713 | 2.774 | 0.206 | 0.171 | 1.713 | 0.743
IT | Italy | 00 | Not Applicable | ASJJ0001 | 1406 | AVIANO MAINTENANCE ANNEX SITE # 1 | Air Force | 000 | Not Applicable | 9999 | Unknown | 1.27 | 1.28 | 0.274 | 1.713 | 1.713 | 2.774 | 0.206 | 0.171 | 1.713 | 0.743
IT | Italy | 00 | Not Applicable | ASJK0001 | 1407 | AVIANO STORAGE ANNEX SITE # 1 | Air Force | 000 | Not Applicable | 9999 | Unknown | 1.27 | 1.28 | 0.274 | 1.713 | 1.713 | 2.774 | 0.206 | 0.171 | 1.713 | 0.743
IT | Italy | 00 | Not Applicable | ASJP0001 | 1409 | AVIANO PETROLEUM PRODUCTS STORAGE ANNEX SITE # 1 | Air Force | 000 | Not Applicable | 9999 | Unknown | 1.27 | 1.28 | 0.274 | 1.713 | 1.713 | 2.774 | 0.206 | 0.171 | 1.713 | 0.743
IT | Italy | 00 | Not Applicable | ASJQ0001 | 1410 | AVIANO FAMILY HOUSING ANNEX NO 5 SITE # 1 | Air Force | 000 | Not Applicable | 9999 | Unknown | 1.27 | 1.28 | 0.274 | 1.713 | 1.713 | 2.774 | 0.206 | 0.171 | 1.713 | 0.743
IT | Italy | 00 | Not Applicable | AVIA0001 | 1426 | AVIANO FAMILY HOUSING SITE SITE # 1 | Air Force | 000 | Not Applicable | 9999 | Unknown | 1.27 | 1.28 | 0.274 | 1.713 | 1.713 | 2.774 | 0.206 | 0.171 | 1.713 | 0.743
IT | Italy | 00 | Not Applicable | DGKU0001 | 1574 | CEGGIA RADIO RELAY SITE SITE # 1 | Air Force | 000 | Not Applicable | 9999 | Unknown | 1.31 | 1.32 | 0.274 | 1.713 | 1.713 | 2.774 | 0.206 | 0.171 | 1.713 | 0.743
IT | Italy | 00 | Not Applicable | DTQM0001 | 1591 | CIMA GALLINA RADIO RELAY SITE SITE # 1 | Air Force | 000 | Not Applicable | 9999 | Unknown | 1.31 | 1.32 | 0.274 | 1.713 | 1.713 | 2.774 | 0.206 | 0.171 | 1.713 | 0.743
IT | Italy | 00 | Not Applicable | FONT0001 | 1677 | FONTANAFREDDA FAMILY HOUSING SITE SITE # 1 | Air Force | 000 | Not Applicable | 9999 | Unknown | 1.31 | 1.32 | 0.274 | 1.713 | 1.713 | 2.774 | 0.206 | 0.171 | 1.713 | 0.743
IT | Italy | 00 | Not Applicable | HWQJ0001 | 2120 | GHEDI RADIO RELAY SITE SITE # 1 | Air Force | 000 | Not Applicable | 9999 | Unknown | 1.31 | 1.32 | 0.274 | 1.713 | 1.713 | 2.774 | 0.206 | 0.171 | 1.713 | 0.743
IT | Italy | 00 | Not Applicable | MANI0001 | 2423 | MANIAGO FAMILY HOUSING SITE SITE # 1 | Air Force | 000 | Not Applicable | 9999 | Unknown | 1.31 | 1.32 | 0.274 | 1.713 | 1.713 | 2.774 | 0.206 | 0.171 | 1.713 | 0.743
IT | Italy | 00 | Not Applicable | MAPL0001 | 2424 | MALPENSA POSTAL OFFICE (LEASE) SITE # 1 | Air Force | 000 | Not Applicable | 9999 | Unknown | 1.31 | 1.32 | 0.274 | 1.713 | 1.713 | 2.774 | 0.206 | 0.171 | 1.713 | 0.743
IT | Italy | 00 | Not Applicable | MMNM0001 | 2456 | LA BORNAS RADIO RELAY SITE SITE # 1 | Air Force | 000 | Not Applicable | 9999 | Unknown | 1.31 | 1.32
IT | Italy | 00 | Not Applicable | MMNT0001 | 2457 | LA COMINA STORAGE SITE SITE # 1 | Air Force | 000 | Not Applicable | 9999 | Unknown | 1.31 | 1.32 | 0.274 | 1.713 | 1.713 | 2.774 | 0.206 | 0.171 | 1.713 | 0.743
IT | Italy | 00 | Not Applicable | PORD0001 | 2779 | PORDENONE FAMILY HOUSING SITE SITE # 1 | Air Force | 000 | Not Applicable | 9999 | Unknown | 1.31 | 1.32 | 0.274 | 1.713 | 1.713 | 2.774 | 0.206 | 0.171 | 1.713 | 0.743
IT | Italy | 00 | Not Applicable | QQHQ0001 | 3013 | MONTE CIMONE RADIO RELAY SITE SITE # 1 | Air Force | 000 | Not Applicable | 9999 | Unknown | 1.31 | 1.32 | 0.274 | 1.713 | 1.713 | 2.774 | 0.206 | 0.171 | 1.713 | 0.743
IT | Italy | 00 | Not Applicable | QQHU0001 | 3014 | MONTE CORNA RADIO RELAY SITE SITE # 1 | Air Force | 000 | Not Applicable | 9999 | Unknown | 1.31 | 1.32 | 0.274 | 1.713 | 1.713 | 2.774 | 0.206 | 0.171 | 1.713 | 0.743
IT | Italy | 00 | Not Applicable | QQHZ0001 | 3015 | MONTE PAGANELLA RADIO RELAY SITE SITE # 1 | Air Force | 000 | Not Applicable | 9999 | Unknown | 1.31 | 1.32 | 0.274 | 1.713 | 1.713 | 2.774 | 0.206 | 0.171 | 1.713 | 0.743
IT | Italy | 00 | Not Applicable | QQJC0001 | 3016 | MONTE VENDA RADIO RELAY SITE SITE # 1 | Air Force | 000 | Not Applicable | 9999 | Unknown | 1.31 | 1.32 | 0.274 | 1.713 | 1.713 | 2.774 | 0.206 | 0.171 | 1.713 | 0.743
IT | Italy | 00 | Not Applicable | QQKC0001 | 3017 | MONTE SERRA RADIO RELAY SITE SITE # 1 | Air Force | 000 | Not Applicable | 9999 | Unknown | 1.31 | 1.32 | 0.274 | 1.713 | 1.713 | 2.774 | 0.206 | 0.171 | 1.713 | 0.743
IT | Italy | 00 | Not Applicable | SEDR0001 | 3095 | SEDRANO FAMILY HOUSING SITE SITE # 1 | Air Force | 000 | Not Applicable | 9999 | Unknown | 1.31 | 1.32 | 0.274 | 1.713 | 1.713 | 2.774 | 0.206 | 0.171 | 1.713 | 0.743
IT | Italy | 00 | Not Applicable | SMQA0001 | 3120 | ORSAGO RADIO BEACON ANNEX SITE # 1 | Air Force | 000 | Not Applicable | 9999 | Unknown | 1.31 | 1.32 | 0.274 | 1.713 | 1.713 | 2.774 | 0.206 | 0.171 | 1.713 | 0.743
IT | Italy | 00 | Not Applicable | UNCC0001 | 3223 | ROVEREDO STORAGE ANNEX NO. 2 SITE # 1 | Air Force | 000 | Not Applicable | 9999 | Unknown | 1.31 | 1.32 | 0.274 | 1.713 | 1.713 | 2.774 | 0.206 | 0.171 | 1.713 | 0.743
IT | Italy | 00 | Not Applicable | UNCU0001 | 3224 | ROVEREDO STORAGE ANNEX SITE # 1 | Air Force | 000 | Not Applicable | 9999 | Unknown | 1.31 | 1.32 | 0.274 | 1.713 | 1.713 | 2.774 | 0.206 | 0.171 | 1.713 | 0.743
IT | Italy | 00 | Not Applicable | UUUY0001 | 3239 | SAN VITO DEI NORMANNI AIR STATION SITE # 1 | Air Force | 000 | Not Applicable | 9999 | Unknown | 1.31 | 1.32 | 0.274 | 1.713 | 1.713 | 2.774 | 0.206 | 0.171 | 1.713 | 0.743
IT | Italy | 00 | Not Applicable | VVTJ0001 | 3287 | S. QUIRINO STORAGE ANNEX SITE # 1 | Air Force | 000 | Not Applicable | 9999 | Unknown | 1.31 | 1.32 | 0.274 | 1.713 | 1.713 | 2.774 | 0.206 | 0.171 | 1.713 | 0.743
IT | Italy | 00 | Not Applicable | XYNH0001 | 3391 | VIGONOVO STORAGE ANNEX SITE # 1 | Air Force | 000 | Not Applicable | 9999 | Unknown | 1.41 | 1.43 | 0.274 | 1.713 | 1.713 | 2.774 | 0.206 | 0.171 | 1.713 | 0.743
JA | Japan | 00 | Not Applicable | JA045 | 3728 | AKIZUKI AMMUNITION DEPOT | Army | 000 | Not Applicable | 0400 | Akizuki | 1.49 | 1.4 | 0.214 | 1.336 | 1.336 | 2.164 | 0.16 | 0.134 | 1.336 | 3.697
JA | Japan | 00 | Not Applicable | N61031 | 1333 | NAF ATSUGI JA | Navy | 000 | Not Applicable | 0600 | Atsugi | 1.49 | 1.39 | 0.214 | 1.336 | 1.336 | 2.164 | 0.16 | 0.134 | 1.336 | 3.697
JA | Japan | 00 | Not Applicable | AQWE0001 | 1396 | ATSUGI COMMUNICATIONS STATION SITE # 1 | Air Force | 000 | Not Applicable | 0600 | Atsugi | 1.49 | 1.39
JA | Japan | 00 | Not Applicable | CABT0001 | 1505 | CAMP COURTNEY FAMILY HOUSING ANNEX SITE # 1 | Air Force | 000 | Not Applicable | 1060 | Camp Courtney Okinawa N | 1.42 | 1.31 | 0.214 | 1.336 | 1.336 | 2.164 | 0.16 | 0.134 | 1.336 | 3.697
JA | Japan | 00 | Not Applicable | CACD0001 | 1506 | CAMP MCTUREOUS FAMILY HOUSING ANNEX SITE # 1 | Air Force | 000 | Not Applicable | 1060 | Camp Courtney Okinawa N | 1.42 | 1.31 | 0.214 | 1.336 | 1.336 | 2.164 | 0.16 | 0.134 | 1.336 | 3.697
JA | Japan | 00 | Not Applicable | EVKP0001 | 1635 | CAMP FOSTER FAMILY HOUSING ANX SITE # 1 | Air Force | 000 | Not Applicable | 1065 | Camp Foster Okinawa | 1.42 | 1.31 | 0.214 | 1.336 | 1.336 | 2.164 | 0.16 | 0.134 | 1.336 | 3.697
JA | Japan | 00 | Not Applicable | M67400-0009 | 96 | CAMP FUJI JAPAN-3127 | Marine Corps | 000 | Not Applicable | 1070 | Camp Fuji | 1.59 | 1.56 | 0.214 | 1.336 | 1.336 | 2.164 | 0.16 | 0.134 | 1.336 | 3.697
JA | Japan | 00 | Not Applicable | M67400-0017 | 1132 | FUJI MANEUVER JA - 3183 | Marine Corps | 000 | Not Applicable | 1070 | Camp Fuji | 1.59 | 1.56 | 0.214 | 1.336 | 1.336 | 2.164 | 0.16 | 0.134 | 1.336 | 3.697
JA | Japan | 00 | Not Applicable | N61029-CS | 1332 | CAMP SHIELDS-6032 | Navy | 000 | Not Applicable | 1125 | Camp Shields-Okinawa | 1.42 | 1.31 | 0.214 | 1.336 | 1.336 | 2.164 | 0.16 | 0.134 | 1.336 | 3.697
JA | Japan | 00 | Not Applicable | EUPR0001 | 1631 | CAMP SHIELDS FAMILY HOUSING ANNEX SITE # 1 | Air Force | 000 | Not Applicable | 1125 | Camp Shields-Okinawa | 1.42 | 1.31 | 0.214 | 1.336 | 1.336 | 2.164 | 0.16 | 0.134 | 1.336 | 3.697
JA | Japan | 00 | Not Applicable | M67400-0014 | 1129 | CAMP LESTER - 6043 | Marine Corps | 000 | Not Applicable | 1180 | Chatan Okinawa | 1.42 | 1.31 | 0.214 | 1.336 | 1.336 | 2.164 | 0.16 | 0.134 | 1.336 | 3.697
JA | Japan | 00 | Not Applicable | ETDL0001 | 1627 | CAMP KUWAE FAMILY HOUSING ANNEX SITE # 1 | Air Force | 000 | Not Applicable | 1180 | Chatan Okinawa | 1.42 | 1.31 | 0.214 | 1.336 | 1.336 | 2.164 | 0.16 | 0.134 | 1.336 | 3.697
JA | Japan | 00 | Not Applicable | DSCV0001 | 1586 | CHITOSE ADMINISTRATION ANNEX SITE # 1 | Air Force | 000 | Not Applicable | 1400 | Chitose | 1.49 | 1.4 | 0.214 | 1.336 | 1.336 | 2.164 | 0.16 | 0.134 | 1.336 | 3.697
JA | Japan | 00 | Not Applicable | HMFP0001 | 2108 | FUCHU COMMUNICATIONS STATION SITE # 1 | Air Force | 000 | Not Applicable | 2399 | Fuchu | 1.59 | 1.56 | 0.214 | 1.336 | 1.336 | 2.164 | 0.16 | 0.134 | 1.336 | 3.697
JA | Japan | 00 | Not Applicable | LQZN0001 | 2381 | ITAZUKE AUXILIARY AIRFIELD SITE # 1 | Air Force | 000 | Not Applicable | 2500 | Fukuoka | 1.49 | 1.4 | 0.214 | 1.336 | 1.336 | 2.164 | 0.16 | 0.134 | 1.336 | 3.697
JA | Japan | 00 | Not Applicable | VGDM0001 | 3260 | SEBURIYAMA RADIO RELAY SITE SITE # 1 | Air Force | 000 | Not Applicable | 2500 | Fukuoka | 1.49 | 1.4 | 0.214 | 1.336 | 1.336 | 2.164 | 0.16 | 0.134 | 1.336 | 3.697
JA | Japan | 00 | Not Applicable | M67400-0007 | 94 | MCAS FUTENMA-6051 | Marine Corps | 000 | Not Applicable | 2600 | Futemma Okinawa | 1.42 | 1.31 | 0.214 | 1.336 | 1.336 | 2.164 | 0.16 | 0.134 | 1.336 | 3.697
JA | Japan | 00 | Not Applicable | N61032-HA | 931 | HACHINOHE POL DEP-2006 | Navy | 000 | Not Applicable | 3000 | Hachinohe | 1.49 | 1.4 | 0.214 | 1.336 | 1.336 | 2.164 | 0.16 | 0.134 | 1.336 | 3.697
JA | Japan | 00 | Not Applicable | JA090 | 5702 | KAWAKAMI AMMUNITION DEPOT | Army | 000 | Not Applicable | 3075 | Higashi-Hiroshima | 1.49 | 1.4 | 0.214 | 1.336 | 1.336 | 2.164 | 0.16 | 0.134 | 1.336 | 3.697
JA | Japan | 00 | Not Applicable | M67400-0002 | 89 | CAMP GONSALVES | Marine Corps | 000 | Not Applicable | 3135 | Henoko Okinawa | 1.42 | 1.31 | 0.214 | 1.336 | 1.336 | 2.164 | 0.16 | 0.134 | 1.336 | 3.697
JA | Japan | 00 | Not Applicable | M67400-0003 | 90 | IE JIMA AUX AIRFIELD | Marine Corps | 000 | Not Applicable | 3135 | Henoko Okinawa | 1.42 | 1.31 | 0.214 | 1.336 | 1.336 | 2.164 | 0.16 | 0.134 | 1.336 | 3.697
JA | Japan | 00 | Not Applicable | M67400-0004 | 91 | CAMP SCHWAB-6009 | Marine Corps | 000 | Not Applicable | 3135 | Henoko Okinawa | 1.42 | 1.31 | 0.214 | 1.336 | 1.336 | 2.164 | 0.16 | 0.134 | 1.336 | 3.697
JA | Japan | 00 | Not Applicable | M67400-0021 | 1136 | HENOKO AMMO AREA - 6010 | Marine Corps | 000 | Not Applicable | 3135 | Henoko Okinawa | 1.42 | 1.31 | 0.214 | 1.336 | 1.336 | 2.164 | 0.16 | 0.134 | 1.336 | 3.697
JA | Japan | 00 | Not Applicable | N61028-IK | 582 | IKEGO HSG AREA-3087 | Navy | 000 | Not Applicable | 3580 | Ikego | 1.49 | 1.4 | 0.214 | 1.336 | 1.336 | 2.164 | 0.16 | 0.134 | 1.336 | 3.697
JA | Japan | 00 | Not Applicable | M62613-0001 | 47 | Marine Corps Air Station, Iwakuni JA | Marine Corps | 000 | Not Applicable | 3800 | Iwakuni | 1.49 | 1.38 | 0.214 | 1.336 | 1.336 | 2.164 | 0.16 | 0.134 | 1.336 | 3.697
JA | Japan | 00 | Not Applicable | M62613-0002 | 1339 | HOUSING | Marine Corps | 000 | Not Applicable | 3800 | Iwakuni | 1.49 | 1.38 | 0.214 | 1.336 | 1.336 | 2.164 | 0.16 | 0.134 | 1.336 | 3.697
JA | Japan | 00 | Not Applicable | LRFN0001 | 2382 | IWAKUNI COMMUNICATIONS STATION SITE # 1 | Air Force | 000 | Not Applicable | 3800 | Iwakuni | 1.49 | 1.38 | 0.214 | 1.336 | 1.336 | 2.164 | 0.16 | 0.134 | 1.336 | 3.697
JA | Japan | 00 | Not Applicable | N61031-IJ | 926 | IWO JIMA-3181 | Navy | 000 | Not Applicable | 3860 | Iwo Jima | 1.49 | 1.4 | 0.214 | 1.336 | 1.336 | 2.164 | 0.16 | 0.134 | 1.336 | 3.697
JA | Japan | 00 | Not Applicable | N61029-AW | 937 | AWASE | Navy | 000 | Not Applicable | 3950 | Kadena Air Base Okinawa | 1.42 | 1.31 | 0.214 | 1.336 | 1.336 | 2.164 | 0.16 | 0.134 | 1.336 | 3.697
JA | Japan | 00 | Not Applicable | LXEZ0001 | 2405 | KADENA AIR BASE SITE # 1 | Air Force | 000 | Not Applicable | 3950 | Kadena Air Base Okinawa | 1.42 | 1.31 | 0.214 | 1.336 | 1.336 | 2.164 | 0.16 | 0.134 | 1.336 | 3.697
JA | Japan | 00 | Not Applicable | LXFB0001 | 2406 | KADENA AMMO STORAGE ANNEX SITE # 1 | Air Force | 000 | Not Applicable | 3950 | Kadena Air Base Okinawa | 1.42 | 1.31 | 0.214 | 1.336 | 1.336 | 2.164 | 0.16 | 0.134 | 1.336 | 3.697
JA | Japan | 00 | Not Applicable | 82387-10943 | 703054 | 5135(UNIT), BLDG 721 OKINAWA | Army | 000 | Not Applicable | 3950 | Kadena Air Base Okinawa | 1.42 | 1.31
JA | Japan | 00 | Not Applicable | N61031-KS | 927 | KAMI SEYA-3096 | Navy | 000 | Not Applicable | 4040 | Kami Seya | 1.49 | 1.4 | 0.214 | 1.336 | 1.336 | 2.164 | 0.16 | 0.134 | 1.336 | 3.697
JA | Japan | 00 | Not Applicable | N61031-KR | 1334 | KISARAZU-JGSDF-3033 | Navy | 000 | Not Applicable | 4325 | Kisarazu | 1.49 | 1.4 | 0.214 | 1.336 | 1.336 | 2.164 | 0.16 | 0.134 | 1.336 | 3.697
JA | Japan | 00 | Not Applicable | M67400-0010 | 97 | ASP 2-6022 | Marine Corps | 000 | Not Applicable | 4562 | Koza | 1.49 | 1.4 | 0.214 | 1.336 | 1.336 | 2.164 | 0.16 | 0.134 | 1.336 | 3.697
JA | Japan | 00 | Not Applicable | JA971 | 5454 | HIRO AMMUNITION DEPOT | Army | 000 | Not Applicable | 4750 | Kure | 1.49 | 1.4 | 0.214 | 1.336 | 1.336 | 2.164 | 0.16 | 0.134 | 1.336 | 3.697
JA | Japan | 00 | Not Applicable | JA615 | 5767 | KURE PIER 6 | Army | 000 | Not Applicable | 4750 | Kure | 1.49 | 1.4 | 0.214 | 1.336 | 1.336 | 2.164 | 0.16 | 0.134 | 1.336 | 3.697
JA | Japan | 00 | Not Applicable | M67400-0008 | 95 | CAMP KINSER-6056 | Marine Corps | 000 | Not Applicable | 4876 | Makiminato Okinawa | 1.49 | 1.4 | 0.214 | 1.336 | 1.336 | 2.164 | 0.16 | 0.134 | 1.336 | 3.697
JA | Japan | 00 | Not Applicable | NYJS0001 | 2523 | CAMP KINSER | Air Force | 000 | Not Applicable | 4876 | Makiminato Okinawa | 1.49 | 1.4 | 0.214 | 1.336 | 1.336 | 2.164 | 0.16 | 0.134 | 1.336 | 3.697
JA | Japan | 00 | Not Applicable | N61032 | 253 | NAF MISAWA JA | Navy | 000 | Not Applicable | 4885 | Misawa AFB | 1.48 | 1.38 | 0.214 | 1.336 | 1.336 | 2.164 | 0.16 | 0.134 | 1.336 | 3.697
JA | Japan | 00 | Not Applicable | QCCD0001 | 2818 | DRAUGHON TRAINING RANGE | Air Force | 000 | Not Applicable | 4885 | Misawa AFB | 1.48 | 1.38 | 0.214 | 1.336 | 1.336 | 2.164 | 0.16 | 0.134 | 1.336 | 3.697
JA | Japan | 00 | Not Applicable | QKKA0001 | 3005 | MISAWA AIR BASE | Air Force | 000 | Not Applicable | 4885 | Misawa AFB | 1.48 | 1.38 | 0.214 | 1.336 | 1.336 | 2.164 | 0.16 | 0.134 | 1.336 | 3.697
JA | Japan | 00 | Not Applicable | REPL0001 | 3049 | NAHA PORT ADMINISTRATION ANNEX SITE # 1 | Air Force | 000 | Not Applicable | 5075 | Naha Okinawa | 1.42 | 1.31 | 0.214 | 1.336 | 1.336 | 2.164 | 0.16 | 0.134 | 1.336 | 3.697
JA | Japan | 00 | Not Applicable | M67400-0027 | 9458 | TORI SHIMA | Marine Corps | 000 | Not Applicable | 5075 | Naha Okinawa | 1.42 | 1.31 | 0.214 | 1.336 | 1.336 | 2.164 | 0.16 | 0.134 | 1.336 | 3.697
JA | Japan | 00 | Not Applicable | RGQN0001 | 3052 | NARITA AIR TERMINAL SITE # 1 | Air Force | 000 | Not Applicable | 5080 | Narita Air Port | 1.49 | 1.4 | 0.214 | 1.336 | 1.336 | 2.164 | 0.16 | 0.134 | 1.336 | 3.697
JA | Japan | 00 | Not Applicable | M67400-0018 | 1133 | FUJI NUMAZU JAPAN - 3154 | Marine Corps | 000 | Not Applicable | 5400 | Numazu | 1.49 | 1.4 | 0.214 | 1.336 | 1.336 | 2.164 | 0.16 | 0.134 | 1.336 | 3.697
JA | Japan | 00 | Not Applicable | N61029 | 251 | COMFLEACT KADENA OKINAWA JA | Navy | 000 | Not Applicable | 5615 | Okinawa Island | 1.42 | 1.31 | 0.214 | 1.336 | 1.336 | 2.164 | 0.16 | 0.134 | 1.336 | 3.697
JA | Japan | 00 | Not Applicable | N61029-KB | 932 | KOBI SHO RANGE-6084 | Navy | 000 | Not Applicable | 5615 | Okinawa Island | 1.42 | 1.31 | 0.214 | 1.336 | 1.336 | 2.164 | 0.16 | 0.134 | 1.336 | 3.697
JA | Japan | 00 | Not Applicable | N61029-SS | 935 | SEKIBI SHO RANGE-6085 | Navy | 000 | Not Applicable | 5615 | Okinawa Island | 1.42 | 1.31 | 0.214 | 1.336 | 1.336 | 2.164 | 0.16 | 0.134 | 1.336 | 3.697
JA | Japan | 00 | Not Applicable | N61029-OK | 936 | OKIDAITO JIMA RNG-6088 | Navy | 000 | Not Applicable | 5615 | Okinawa Island | 1.42 | 1.31 | 0.214 | 1.336 | 1.336 | 2.164 | 0.16 | 0.134 | 1.336 | 3.697
JA | Japan | 00 | Not Applicable | LNXZ0001 | 2378 | IDESUNA JIMA AIR RANGE SITE # 1 | Air Force | 000 | Not Applicable | 5615 | Okinawa Island | 1.42 | 1.31 | 0.214 | 1.336 | 1.336 | 2.164 | 0.16 | 0.134 | 1.336 | 3.697
JA | Japan | 00 | Not Applicable | MLSE0001 | 2453 | KUME JIMA RANGE SITE # 1 | Air Force | 000 | Not Applicable | 5615 | Okinawa Island | 1.42 | 1.31 | 0.214 | 1.336 | 1.336 | 2.164 | 0.16 | 0.134 | 1.336 | 3.697
JA | Japan | 00 | Not Applicable | UPSV0001 | 3228 | TORI SHIMA AIR RANGE SITE # 1 | Air Force | 000 | Not Applicable | 5615 | Okinawa Island | 1.42 | 1.31 | 0.214 | 1.336 | 1.336 | 2.164 | 0.16 | 0.134 | 1.336 | 3.697
JA | Japan | 00 | Not Applicable | ZLCL0001 | 3535 | YAEDAKE COMMUNICATIONS ANNEX SITE # 1 | Air Force | 000 | Not Applicable | 5615 | Okinawa Island | 1.42 | 1.31 | 0.214 | 1.336 | 1.336 | 2.164 | 0.16 | 0.134 | 1.336 | 3.697
JA | Japan | 00 | Not Applicable | SHHR0001 | 3111 | OKUMA RECREATION ANX SITE # 1 | Air Force | 000 | Not Applicable | 5625 | Okuma Okinawa | 1.42 | 1.31 | 0.214 | 1.336 | 1.336 | 2.164 | 0.16 | 0.134 | 1.336 | 3.697
JA | Japan | 00 | Not Applicable | M67400-0005 | 92 | CAMP HANSEN-6011 | Marine Corps | 000 | Not Applicable | 5725 | Onna Okinawa | 1.42 | 1.31 | 0.214 | 1.336 | 1.336 | 2.164 | 0.16 | 0.134 | 1.336 | 3.697
JA | Japan | 00 | Not Applicable | N61029-RB | 939 | KIN RED BEACH TRN-6019 | Navy | 000 | Not Applicable | 5725 | Onna Okinawa | 1.42 | 1.31 | 0.214 | 1.336 | 1.336 | 2.164 | 0.16 | 0.134 | 1.336 | 3.697
JA | Japan | 00 | Not Applicable | M67400-0013 | 1128 | KIN BLUE BEACH - 6020 | Marine Corps | 000 | Not Applicable | 5725 | Onna Okinawa | 1.42 | 1.31 | 0.214 | 1.336 | 1.336 | 2.164 | 0.16 | 0.134 | 1.336 | 3.697
JA | Japan | 00 | Not Applicable | M67400-0015 | 1130 | KIN RED BEACH - 6019 | Marine Corps | 000 | Not Applicable | 5725 | Onna Okinawa | 1.42 | 1.31 | 0.214 | 1.336 | 1.336 | 2.164 | 0.16 | 0.134 | 1.336 | 3.697
JA | Japan | 00 | Not Applicable | M67400-0019 | 1134 | GIMBARU TRAINING AREA - 6017 | Marine Corps | 000 | Not Applicable | 5725 | Onna Okinawa | 1.42 | 1.31 | 0.214 | 1.336 | 1.336 | 2.164 | 0.16 | 0.134 | 1.336 | 3.697
JA | Japan | 00 | Not Applicable | 82387-13082 | 705192 | TORII STATION | Army | 000 | Not Applicable | 5725 | Onna Okinawa | 1.42 | 1.31
JA | Japan | 00 | Not Applicable | SQDW0001 | 3131 | OWADA COMMUNICATIONS STATION SITE # 1 | Air Force | 000 | Not Applicable | 6050 | Owada | 1.49 | 1.4 | 0.214 | 1.336 | 1.336 | 2.164 | 0.16 | 0.134 | 1.336 | 3.697
JA | Japan | 00 | Not Applicable | UQGF0001 | 3231 | SAGAMI COMMUNICATIONS STATION SITE # 1 | Air Force | 000 | Not Applicable | 6500 | Sagami | 1.49 | 1.4 | 0.214 | 1.336 | 1.336 | 2.164 | 0.16 | 0.134 | 1.336 | 3.697
JA | Japan | 00 | Not Applicable | N61028-SH | 942 | SAGAMIHARA DH-3102 | Navy | 000 | Not Applicable | 6550 | Sagamihara | 1.49 | 1.4 | 0.214 | 1.336 | 1.336 | 2.164 | 0.16 | 0.134 | 1.336 | 3.697
JA | Japan | 00 | Not Applicable | JA210 | 4298 | CAMP ZAMA | Army | 000 | Not Applicable | 6550 | Sagamihara | 1.49 | 1.4 | 0.214 | 1.336 | 1.336 | 2.164 | 0.16 | 0.134 | 1.336 | 3.697
JA | Japan | 00 | Not Applicable | JA705 | 7114 | SAGAMI GENERAL DEPOT | Army | 000 | Not Applicable | 6550 | Sagamihara | 1.49 | 1.4 | 0.214 | 1.336 | 1.336 | 2.164 | 0.16 | 0.134 | 1.336 | 3.697
JA | Japan | 00 | Not Applicable | JA435 | 7115 | SAGAMIHARA FAMILY HOUSING AREA | Army | 000 | Not Applicable | 6550 | Sagamihara | 1.49 | 1.4 | 0.214 | 1.336 | 1.336 | 2.164 | 0.16 | 0.134 | 1.336 | 3.697
JA | Japan | 00 | Not Applicable | N61030 | 252 | COMFLEACT SASEBO JA | Navy | 000 | Not Applicable | 7100 | Sasebo | 1.49 | 1.4 | 0.214 | 1.336 | 1.336 | 2.164 | 0.16 | 0.134 | 1.336 | 3.697
JA | Japan | 00 | Not Applicable | N61030-HS | 309 | HARIO SHIMA AMMO-5050 | Navy | 000 | Not Applicable | 7100 | Sasebo | 1.49 | 1.4 | 0.214 | 1.336 | 1.336 | 2.164 | 0.16 | 0.134 | 1.336 | 3.697
JA | Japan | 00 | Not Applicable | N61030-ME | 310 | MAEBATA-5033 | Navy | 000 | Not Applicable | 7100 | Sasebo | 1.49 | 1.4 | 0.214 | 1.336 | 1.336 | 2.164 | 0.16 | 0.134 | 1.336 | 3.697
JA | Japan | 00 | Not Applicable | N61030-YS | 311 | YOKOSE POL DEP-5039 | Navy | 000 | Not Applicable | 7100 | Sasebo | 1.49 | 1.4 | 0.214 | 1.336 | 1.336 | 2.164 | 0.16 | 0.134 | 1.336 | 3.697
JA | Japan | 00 | Not Applicable | N61030-DD | 312 | DRYDOCK AREA-5030 | Navy | 000 | Not Applicable | 7100 | Sasebo | 1.49 | 1.4 | 0.214 | 1.336 | 1.336 | 2.164 | 0.16 | 0.134 | 1.336 | 3.697
JA | Japan | 00 | Not Applicable | N61030-AK | 313 | AKASAKI POL DEP-5032 | Navy | 000 | Not Applicable | 7100 | Sasebo | 1.49 | 1.4 | 0.214 | 1.336 | 1.336 | 2.164 | 0.16 | 0.134 | 1.336 | 3.697
JA | Japan | 00 | Not Applicable | N61030-SK | 314 | SAKIBE - 5118 | Navy | 000 | Not Applicable | 7100 | Sasebo | 1.49 | 1.4 | 0.214 | 1.336 | 1.336 | 2.164 | 0.16 | 0.134 | 1.336 | 3.697
JA | Japan | 00 | Not Applicable | N61030-HH | 315 | HARIO HSG AREA-5119 | Navy | 000 | Not Applicable | 7100 | Sasebo | 1.49 | 1.4 | 0.214 | 1.336 | 1.336 | 2.164 | 0.16 | 0.134 | 1.336 | 3.697
JA | Japan | 00 | Not Applicable | N61030-IO | 1144 | IORIZAKI POL DEP-5036 | Navy | 000 | Not Applicable | 7100 | Sasebo | 1.49 | 1.4 | 0.214 | 1.336 | 1.336 | 2.164 | 0.16 | 0.134 | 1.336 | 3.697
JA | Japan | 00 | Not Applicable | UYRD0001 | 3245 | SASEBO ANX SITE # 1 | Air Force | 000 | Not Applicable | 7100 | Sasebo | 1.49 | 1.4 | 0.214 | 1.336 | 1.336 | 2.164 | 0.16 | 0.134 | 1.336 | 3.697
JA | Japan | 00 | Not Applicable | ZNML0001 | 3539 | YOKOSE COMMUNICATION STATION SITE # 1 | Air Force | 000 | Not Applicable | 7100 | Sasebo | 1.49 | 1.4 | 0.214 | 1.336 | 1.336 | 2.164 | 0.16 | 0.134 | 1.336 | 3.697
JA | Japan | 00 | Not Applicable | M67400-0023 | 98 | YOMITAN - 6027 | Marine Corps | 000 | Not Applicable | 7375 | Sobe Okinawa | 1.42 | 1.31 | 0.214 | 1.336 | 1.336 | 2.164 | 0.16 | 0.134 | 1.336 | 3.697
JA | Japan | 00 | Not Applicable | N61029-TC | 940 | TORII COMM STA-6036 | Navy | 000 | Not Applicable | 7375 | Sobe Okinawa | 1.42 | 1.31 | 0.214 | 1.336 | 1.336 | 2.164 | 0.16 | 0.134 | 1.336 | 3.697
JA | Japan | 00 | Not Applicable | JA020 | 7581 | TORII STATION | Army | 000 | Not Applicable | 7375 | Sobe Okinawa | 1.42 | 1.31 | 0.214 | 1.336 | 1.336 | 2.164 | 0.16 | 0.134 | 1.336 | 3.697
JA | Japan | 00 | Not Applicable | ZQUG0001 | 3545 | YUKI RADIO RELAY SITE SITE # 1 | Air Force | 000 | Not Applicable | 7500 | Tachikawa AFB | 1.49 | 1.4 | 0.214 | 1.336 | 1.336 | 2.164 | 0.16 | 0.134 | 1.336 | 3.697
JA | Japan | 00 | Not Applicable | WRFD0001 | 3335 | TAMA SERVICE ANNEX SITE # 1 | Air Force | 000 | Not Applicable | 7900 | Tana | 1.49 | 1.4 | 0.214 | 1.336 | 1.336 | 2.164 | 0.16 | 0.134 | 1.336 | 3.697
JA | Japan | 00 | Not Applicable | M67400-0006 | 93 | CAMP COURTNEY-6029 | Marine Corps | 000 | Not Applicable | 7915 | Tengan | 1.49 | 1.4 | 0.214 | 1.336 | 1.336 | 2.164 | 0.16 | 0.134 | 1.336 | 3.697
JA | Japan | 00 | Not Applicable | N61029-TP | 933 | TENGAN PIER-6028 | Navy | 000 | Not Applicable | 7915 | Tengan | 1.49 | 1.4 | 0.214 | 1.336 | 1.336 | 2.164 | 0.16 | 0.134 | 1.336 | 3.697
JA | Japan | 00 | Not Applicable | M67400-0020 | 1135 | CAMP MCTUREOUS - 6031 | Marine Corps | 000 | Not Applicable | 7915 | Tengan | 1.49 | 1.4 | 0.214 | 1.336 | 1.336 | 2.164 | 0.16 | 0.134 | 1.336 | 3.697
JA | Japan | 00 | Not Applicable | WYHL0001 | 3344 | TOKOROZAWA TRANSMITTER SITE SITE # 1 | Air Force | 000 | Not Applicable | 7950 | Tokorosana | 1.49 | 1.4 | 0.214 | 1.336 | 1.336 | 2.164 | 0.16 | 0.134 | 1.336 | 3.697
JA | Japan | 00 | Not Applicable | N61028-AP | 589 | AKASAKA PRESS CTR-3004 | Navy | 000 | Not Applicable | 8000 | Tokyo | 1.59 | 1.56 | 0.214 | 1.336 | 1.336 | 2.164 | 0.16 | 0.134 | 1.336 | 3.697
JA | Japan | 00 | Not Applicable | N61028-SA | 709 | SANNO HOTEL TOKYO-3185 | Navy | 000 | Not Applicable | 8000 | Tokyo | 1.59 | 1.56 | 0.214 | 1.336 | 1.336 | 2.164 | 0.16 | 0.134 | 1.336 | 3.697
JA | Japan | 00 | Not Applicable | ADDQ0001 | 1355 | AKASAKA ADMINISTRATION ANX SITE # 1 | Air Force | 000 | Not Applicable | 8000 | Tokyo | 1.59 | 1.56 | 0.214 | 1.336 | 1.336 | 2.164 | 0.16 | 0.134 | 1.336 | 3.697
JA | Japan | 00 | Not Applicable | UWCL0001 | 3241 | SANNO ANNEX SITE # 1 | Air Force | 000 | Not Applicable | 8000 | Tokyo | 1.59 | 1.56 | 0.214 | 1.336 | 1.336 | 2.164 | 0.16 | 0.134 | 1.336 | 3.697
JA | Japan | 00 | Not Applicable | JA015 | 3727 | AKASAKA PRESS CENTER | Army | 000 | Not Applicable | 8000 | Tokyo | 1.59 | 1.56 | 0.214 | 1.336 | 1.336 | 2.164 | 0.16 | 0.134 | 1.336 | 3.697
JA | Japan | 00 | Not Applicable | N61031-TO | 928 | TOTSUKA-NCTS-3097 | Navy | 000 | Not Applicable | 8100 | Totsuka | 1.49 | 1.4 | 0.214 | 1.336 | 1.336 | 2.164 | 0.16 | 0.134 | 1.336 | 3.697
JA | Japan | 00 | Not Applicable | XGVQ0001 | 3362 | TSUSHIMA COMMUNICATION STATION SITE # 1 | Air Force | 000 | Not Applicable | 8460 | Tsushima | 1.49 | 1.4 | 0.214 | 1.336 | 1.336 | 2.164 | 0.16 | 0.134 | 1.336 | 3.697
JA | Japan | 00 | Not Applicable | N61029-WB | 938 | WHITE BEACH | Navy | 000 | Not Applicable | 8750 | White Beach Nav Inst | 1.49 | 1.4 | 0.214 | 1.336 | 1.336 | 2.164 | 0.16 | 0.134 | 1.336 | 3.697
JA | Japan | 00 | Not Applicable | M67400-0016 | 1131 | TSUKEN TRAINING AREA - 6082 | Marine Corps | 000 | Not Applicable | 8750 | White Beach Nav Inst | 1.49 | 1.4 | 0.214 | 1.336 | 1.336 | 2.164 | 0.16 | 0.134 | 1.336 | 3.697
JA | Japan | 00 | Not Applicable | LXEX0001 | 2404 | WHITE BEACH, NEXRAD SITE SITE # 1 | Air Force | 000 | Not Applicable | 8750 | White Beach Nav Inst | 1.49 | 1.4 | 0.214 | 1.336 | 1.336 | 2.164 | 0.16 | 0.134 | 1.336 | 3.697
JA | Japan | 00 | Not Applicable | M67400-0026 | 9457 | ULIBARU | Marine Corps | 000 | Not Applicable | 8750 | White Beach Nav Inst | 1.49 | 1.4 | 0.214 | 1.336 | 1.336 | 2.164 | 0.16 | 0.134 | 1.336 | 3.697
JA | Japan | 00 | Not Applicable | N61028-TR | 585 | TSURUMI POL DEP-3144 | Navy | 000 | Not Applicable | 9400 | Yokohama | 1.49 | 1.4 | 0.214 | 1.336 | 1.336 | 2.164 | 0.16 | 0.134 | 1.336 | 3.697
JA | Japan | 00 | Not Applicable | N61028-KO | 586 | KOSHIBA POL DEP-3113 | Navy | 000 | Not Applicable | 9400 | Yokohama | 1.49 | 1.4 | 0.214 | 1.336 | 1.336 | 2.164 | 0.16 | 0.134 | 1.336 | 3.697
JA | Japan | 00 | Not Applicable | N61028-ND | 587 | YOKOHAMA NO DOCK-3067 | Navy | 000 | Not Applicable | 9400 | Yokohama | 1.49 | 1.4 | 0.214 | 1.336 | 1.336 | 2.164 | 0.16 | 0.134 | 1.336 | 3.697
JA | Japan | 00 | Not Applicable | N61028-NG | 588 | NEGISHI DH AREA-3066 | Navy | 000 | Not Applicable | 9400 | Yokohama | 1.49 | 1.4 | 0.214 | 1.336 | 1.336 | 2.164 | 0.16 | 0.134 | 1.336 | 3.697
JA | Japan | 00 | Not Applicable | N61031-TM | 925 | TOMIOKA STORAGE-3072 | Navy | 000 | Not Applicable | 9400 | Yokohama | 1.49 | 1.4 | 0.214 | 1.336 | 1.336 | 2.164 | 0.16 | 0.134 | 1.336 | 3.697
JA | Japan | 00 | Not Applicable | HMKZ0001 | 2109 | FUKAYA COMMUNICATIONS STATION SITE # 1 | Air Force | 000 | Not Applicable | 9400 | Yokohama | 1.49 | 1.4
JA | Japan | 00 | Not Applicable | LXWC0001 | 2416 | KAMI SEYA COMMUNICATIONS STATION SITE # 1 | Air Force | 000 | Not Applicable | 9400 | Yokohama | 1.49 | 1.4
JA | Japan | 00 | Not Applicable | RKBP0001 | 3055 | NEGISHI COMMUNICATIONS STATION SITE # 1 | Air Force | 000 | Not Applicable | 9400 | Yokohama | 1.49 | 1.4
JA | Japan | 00 | Not Applicable | ZNLQ0001 | 3538 | YOKOHAMA ADMINISTRATION ANNEX SITE # 1 | Air Force | 000 | Not Applicable | 9400 | Yokohama | 1.49 | 1.4
JA | Japan | 00 | Not Applicable | JA915 | 7990 | YOKOHAMA NORTH DOCK | Army | 000 | Not Applicable | 9400 | Yokohama | 1.49 | 1.4 | 0.214 | 1.336 | 1.336 | 2.164 | 0.16 | 0.134 | 1.336 | 3.697
JA | Japan | 00 | Not Applicable | N61028 | 250 | COMFLEACT YOKOSUKA JA | Navy | 000 | Not Applicable | 9500 | Yokosuka | 1.47 | 1.37 | 0.214 | 1.336 | 1.336 | 2.164 | 0.16 | 0.134 | 1.336 | 3.697
JA | Japan | 00 | Not Applicable | N61028-AZ | 583 | AZUMA-3090 | Navy | 000 | Not Applicable | 9500 | Yokosuka | 1.47 | 1.37 | 0.214 | 1.336 | 1.336 | 2.164 | 0.16 | 0.134 | 1.336 | 3.697
JA | Japan | 00 | Not Applicable | N61028-UR | 584 | URAGO ORDNANCE-3117 | Navy | 000 | Not Applicable | 9500 | Yokosuka | 1.47 | 1.37 | 0.214 | 1.336 | 1.336 | 2.164 | 0.16 | 0.134 | 1.336 | 3.697
JA | Japan | 00 | Not Applicable | N61028-NA | 708 | NAGAI-3103 | Navy | 000 | Not Applicable | 9500 | Yokosuka | 1.47 | 1.37 | 0.214 | 1.336 | 1.336 | 2.164 | 0.16 | 0.134 | 1.336 | 3.697
JA | Japan | 00 | Not Applicable | N61028-NS | 1331 | NAGASAKA RIFL RNG-3104 | Navy | 000 | Not Applicable | 9500 | Yokosuka | 1.47 | 1.37 | 0.214 | 1.336 | 1.336 | 2.164 | 0.16 | 0.134 | 1.336 | 3.697
JA | Japan | 00 | Not Applicable | ZNPA0001 | 3540 | YOKOSUKA COMMUNICATIONS STATION SITE # 1 | Air Force | 000 | Not Applicable | 9500 | Yokosuka | 1.47 | 1.37
JA | Japan | 00 | Not Applicable | 82387-13421 | 705530 | YOKOSUKA NAVAL STATION | Army | 000 | Not Applicable | 9500 | Yokosuka | 1.47 | 1.37
JA | Japan | 00 | Not Applicable | N61028-YB | 590 | YOKOTA AIR BASE-3013 | Navy | 000 | Not Applicable | 9510 | Yokota AFB | 1.49 | 1.4 | 0.214 | 1.336 | 1.336 | 2.164 | 0.16 | 0.134 | 1.336 | 3.697
JA | Japan | 00 | Not Applicable | ZNRE0001 | 3541 | YOKOTA AB SITE # 1 | Air Force | 000 | Not Applicable | 9510 | Yokota AFB | 1.49 | 1.4 | 0.214 | 1.336 | 1.336 | 2.164 | 0.16 | 0.134 | 1.336 | 3.697
JA | Japan | 00 | Not Applicable | N61028-ZA | 1102 | CAMP ZAMA-3079 | Navy | 000 | Not Applicable | 9900 | Zama | 1.49 | 1.4 | 0.214 | 1.336 | 1.336 | 2.164 | 0.16 | 0.134 | 1.336 | 3.697
JA | Japan | 00 | Not Applicable | EVKG0001 | 1634 | CAMP ZAMA COMMUNICATIONS STATION SITE # 1 | Air Force | 000 | Not Applicable | 9900 | Zama | 1.49 | 1.4 | 0.214 | 1.336 | 1.336 | 2.164 | 0.16 | 0.134 | 1.336 | 3.697
JA | Japan | 00 | Not Applicable | JA975 | 7251 | SHARIKI COMMUNICATION SITE | Army | 000 | Not Applicable | 9900 | Zama | 1.49 | 1.4 | 0.214 | 1.336 | 1.336 | 2.164 | 0.16 | 0.134 | 1.336 | 3.697
JA | Japan | 00 | Not Applicable | 82387-11450 | 703561 | CAMP ZAMA | Army | 000 | Not Applicable | 9900 | Zama | 1.49 | 1.4
JA | Japan | 00 | Not Applicable | M67400-0001 | 88 | Marine Corps Base, Camp S D Butler, Okinawa JA | Marine Corps | 000 | Not Applicable | 9925 | Zukeran | 1.49 | 1.4 | 0.214 | 1.336 | 1.336 | 2.164 | 0.16 | 0.134 | 1.336 | 3.697
JA | Japan | 00 | Not Applicable | QNMU0001 | 3012 | MOMOTE ANNEX SITE # 1 | Air Force | 000 | Not Applicable | 9999 | Unknown | 1.49 | 1.4 | 0.214 | 1.336 | 1.336 | 2.164 | 0.16 | 0.134 | 1.336 | 3.697
JA | Japan | 00 | Not Applicable | JA974 | 5199 | GESAJI COMM SITE | Army | 000 | Not Applicable | 9999 | Unknown | 1.49 | 1.4 | 0.214 | 1.336 | 1.336 | 2.164 | 0.16 | 0.134 | 1.336 | 3.697
JA | Japan | 00 | Not Applicable | JA335 | 5676 | KACHIN HANTO AREA | Army | 000 | Not Applicable | 9999 | Unknown | 1.49 | 1.4 | 0.214 | 1.336 | 1.336 | 2.164 | 0.16 | 0.134 | 1.336 | 3.697
JA | Japan | 00 | Not Applicable | JA680 | 6349 | NAHA PORT | Army | 000 | Not Applicable | 9999 | Unknown | 1.49 | 1.4 | 0.214 | 1.336 | 1.336 | 2.164 | 0.16 | 0.134 | 1.336 | 3.697
JA | Japan | 00 | Not Applicable | JA665 | 6838 | POL FACILITIES | Army | 000 | Not Applicable | 9999 | Unknown | 1.49 | 1.4 | 0.214 | 1.336 | 1.336 | 2.164 | 0.16 | 0.134 | 1.336 | 3.697
JQ | Johnston Atoll | 67 | Johnston Atoll | LVPH0001 | 2399 | JOHNSTON ATOLL AIRFIELD SITE # 1 | Air Force | 000 | Not Applicable | 1000 | Johnston Atoll | 2.72 | 2.58 | 0.009 | 1 | 1 | 0.091 | 0.007 | 0.006 | 1 | 0.101
KE | Kenya | 00 | Not Applicable | M00318-0009 | 35 | KENYA | Marine Corps | 000 | Not Applicable | 4000 | Mombasa | 2 | 1.79 | 0.158 | 0.989 | 0.989 | 1.602 | 0.119 | 0.099 | 0.989 | 0.101
KE | Kenya | 00 | Not Applicable | N63005-KE | 1243 | KENYA | Navy | 000 | Not Applicable | 4000 | Mombasa | 2 | 1.79 | 0.158 | 0.989 | 0.989 | 1.602 | 0.119 | 0.099 | 0.989 | 0.101
KS | South Korea | 00 | Not Applicable | KS600 | 3593 | HWAAK SAN EVENREACH ATC | Army | 000 | Not Applicable | 1000 | Bupyong | 1.06 | 0.99 | 0.157 | 0.983 | 0.983 | 1.592 | 0.118 | 0.098 | 0.983 | 2.284
KS | South Korea | 00 | Not Applicable | KS104 | 4228 | CAMP AMES | Army | 000 | Not Applicable | 1002 | Camp Ames | 1.06 | 0.99 | 0.157 | 0.983 | 0.983 | 1.592 | 0.118 | 0.098 | 0.983 | 2.284
KS | South Korea | 00 | Not Applicable | ERLW0001 | 1620 | CAMP CASEY WEATHER STATION SITE # 1 | Air Force | 000 | Not Applicable | 1010 | Camp Casey | 1.06 | 0.99 | 0.157 | 0.983 | 0.983 | 1.592 | 0.118 | 0.098 | 0.983 | 2.284
KS | South Korea | 00 | Not Applicable | KS124 | 4239 | CAMP CASEY | Army | 000 | Not Applicable | 1010 | Camp Casey | 1.06 | 0.99 | 0.157 | 0.983 | 0.983 | 1.592 | 0.118 | 0.098 | 0.983 | 2.284
KS | South Korea | 00 | Not Applicable | EUVT0001 | 1633 | CAMP HUMPHREYS COMMUNICATIONS SITE SITE # 1 | Air Force | 000 | Not Applicable | 1017 | Camp Humphreys | 1.04 | 0.98 | 0.157 | 0.983 | 0.983 | 1.592 | 0.118 | 0.098 | 0.983 | 2.284
KS | South Korea | 00 | Not Applicable | KS792 | 4261 | CAMP HUMPHREYS | Army | 000 | Not Applicable | 1017 | Camp Humphreys | 1.04 | 0.98 | 0.157 | 0.983 | 0.983 | 1.592 | 0.118 | 0.098 | 0.983 | 2.284
KS | South Korea | 00 | Not Applicable | KS168 | 4259 | CAMP HOVEY | Army | 000 | Not Applicable | 1018 | Camp Hovey | 1.06 | 0.99 | 0.157 | 0.983 | 0.983 | 1.592 | 0.118 | 0.098 | 0.983 | 2.284
KS | South Korea | 00 | Not Applicable | KS460 | 3590 | HIGH POINT | Army | 000 | Not Applicable | 1026 | Chechon | 1.06 | 0.99 | 0.157 | 0.983 | 0.983 | 1.592 | 0.118 | 0.098 | 0.983 | 2.284
KS | South Korea | 00 | Not Applicable | N32778 | 177 | Fleet Activities, Chinhae Sout Korea | Navy | 000 | Not Applicable | 1030 | Chinhae | 1.06 | 0.99 | 0.157 | 0.983 | 0.983 | 1.592 | 0.118 | 0.098 | 0.983 | 2.284
KS | South Korea | 00 | Not Applicable | N32778-RN | 974 | ROK NAVY BASE | Navy | 000 | Not Applicable | 1030 | Chinhae | 1.06 | 0.99 | 0.157 | 0.983 | 0.983 | 1.592 | 0.118 | 0.098 | 0.983 | 2.284
KS | South Korea | 00 | Not Applicable | DSLG0001 | 1587 | CHONG JU SUPPORT ANNEX SITE # 1 | Air Force | 000 | Not Applicable | 1500 | Chonju | 1.06 | 0.99 | 0.157 | 0.983 | 0.983 | 1.592 | 0.118 | 0.098 | 0.983 | 2.284
KS | South Korea | 00 | Not Applicable | KS616 | 4269 | CAMP MARKET | Army | 000 | Not Applicable | 4000 | Inchon | 1.06 | 0.99 | 0.157 | 0.983 | 0.983 | 1.592 | 0.118 | 0.098 | 0.983 | 2.284
KS | South Korea | 00 | Not Applicable | KS968 | 5763 | KORYOSAN ASA | Army | 000 | Not Applicable | 4000 | Inchon | 1.06 | 0.99 | 0.157 | 0.983 | 0.983 | 1.592 | 0.118 | 0.098 | 0.983 | 2.284
KS | South Korea | 00 | Not Applicable | KS450 | 166963 | INCHEON JOINT MILITARY MAIL TERMINAL | Army | 000 | Not Applicable | 4000 | Inchon | 1.06 | 0.99 | 0.157 | 0.983 | 0.983 | 1.592 | 0.118 | 0.098 | 0.983 | 2.284
KS | South Korea | 00 | Not Applicable | N32778-UL | 602 | ULLUNG ISLAND | Navy | 000 | Not Applicable | 4224 | Kangnung | 1.06 | 0.99 | 0.157 | 0.983 | 0.983 | 1.592 | 0.118 | 0.098 | 0.983 | 2.284
KS | South Korea | 00 | Not Applicable | MEPL0001 | 2436 | KIMPO ADMINISTRATION ANNEX SITE # 1 | Air Force | 000 | Not Applicable | 4250 | Kimpo AB | 1.06 | 0.99 | 0.157 | 0.983 | 0.983 | 1.592 | 0.118 | 0.098 | 0.983 | 2.284
KS | South Korea | 00 | Not Applicable | MLCD0001 | 2450 | KOON NI AIR RANGE SITE # 1 | Air Force | 000 | Not Applicable | 4275 | Koon Ni | 1.06 | 0.99 | 0.157 | 0.983 | 0.983 | 1.592 | 0.118 | 0.098 | 0.983 | 2.284
KS | South Korea | 00 | Not Applicable | MEPZ0001 | 2437 | KIMHAE STORAGE ANNEX SITE # 1 | Air Force | 000 | Not Applicable | 4300 | Kimhae | 1.06 | 0.99 | 0.157 | 0.983 | 0.983 | 1.592 | 0.118 | 0.098 | 0.983 | 2.284
KS | South Korea | 00 | Not Applicable | MLWR0001 | 2454 | KUNSAN AIR BASE SITE # 1 | Air Force | 000 | Not Applicable | 4500 | Kunsan | 1.06 | 0.98 | 0.157 | 0.983 | 0.983 | 1.592 | 0.118 | 0.098 | 0.983 | 2.284
KS | South Korea | 00 | Not Applicable | KS999 | 5766 | KUNSAN POL TERMINAL SITE | Army | 000 | Not Applicable | 4500 | Kunsan | 1.06 | 0.98 | 0.157 | 0.983 | 0.983 | 1.592 | 0.118 | 0.098 | 0.983 | 2.284
KS | South Korea | 00 | Not Applicable | MMFZ0001 | 2455 | KWANG-JU AIR BASE SITE # 1 | Air Force | 000 | Not Applicable | 4700 | Kwangju | 1.06 | 0.98 | 0.157 | 0.983 | 0.983 | 1.592 | 0.118 | 0.098 | 0.983 | 2.284
KS | South Korea | 00 | Not Applicable | KS961 | 6107 | MASAN AMMUNITION DEPOT | Army | 000 | Not Applicable | 4900 | Masan | 1.06 | 0.99 | 0.157 | 0.983 | 0.983 | 1.592 | 0.118 | 0.098 | 0.983 | 2.284
KS | South Korea | 00 | Not Applicable | KS994 | 7484 | SWISS AND SWED CAMP MAC HQ | Army | 000 | Not Applicable | 5700 | Munsan | 1.06 | 0.99 | 0.157 | 0.983 | 0.983 | 1.592 | 0.118 | 0.098 | 0.983 | 2.284
KS | South Korea | 00 | Not Applicable | N32778-PO | 603 | POHANG | Navy | 000 | Not Applicable | 6300 | Pohang | 1.06 | 0.99 | 0.157 | 0.983 | 0.983 | 1.592 | 0.118 | 0.098 | 0.983 | 2.284
KS | South Korea | 00 | Not Applicable | M67400-0024 | 1137 | MU JUK | Marine Corps | 000 | Not Applicable | 6300 | Pohang | 1.06 | 0.99 | 0.157 | 0.983 | 0.983 | 1.592 | 0.118 | 0.098 | 0.983 | 2.284
KS | South Korea | 00 | Not Applicable | SNAA0001 | 3123 | OSAN NI AMMUNITION STORAGE ANNEX SITE # 1 | Air Force | 000 | Not Applicable | 6400 | Osan | 1.04 | 0.96 | 0.157 | 0.983 | 0.983 | 1.592 | 0.118 | 0.098 | 0.983 | 2.284
KS | South Korea | 00 | Not Applicable | SMYU0001 | 3122 | OSAN SITE # 1 | Air Force | 000 | Not Applicable | 6410 | Osan AFB | 1.04 | 0.96 | 0.157 | 0.983 | 0.983 | 1.592 | 0.118 | 0.098 | 0.983 | 2.284
KS | South Korea | 00 | Not Applicable | UPUJ0001 | 3229 | SACHON STORAGE ANNEX SITE # 1 | Air Force | 000 | Not Applicable | 6410 | Osan AFB | 1.04 | 0.96
KS | South Korea | 00 | Not Applicable | KS080 | 3561 | BULLSEYE 02 | Army | 000 | Not Applicable | 6450 | Paju | 1.06 | 0.99 | 0.157 | 0.983 | 0.983 | 1.592 | 0.118 | 0.098 | 0.983 | 2.284
KS | South Korea | 00 | Not Applicable | KS972 | 3565 | CAMP GREAVES | Army | 000 | Not Applicable | 6450 | Paju | 1.06 | 0.99 | 0.157 | 0.983 | 0.983 | 1.592 | 0.118 | 0.098 | 0.983 | 2.284
KS | South Korea | 00 | Not Applicable | KS993 | 3609 | PANMUNJOM JSA MAC HQ | Army | 000 | Not Applicable | 6450 | Paju | 1.06 | 0.99 | 0.157 | 0.983 | 0.983 | 1.592 | 0.118 | 0.098 | 0.983 | 2.284
KS | South Korea | 00 | Not Applicable | KS991 | 3610 | PAPYONG SAN ATC | Army | 000 | Not Applicable | 6450 | Paju | 1.06 | 0.99 | 0.157 | 0.983 | 0.983 | 1.592 | 0.118 | 0.098 | 0.983 | 2.284
KS | South Korea | 00 | Not Applicable | N32778-PU | 436 | PUSAN | Navy | 000 | Not Applicable | 6500 | Pusan | 1.04 | 0.97 | 0.157 | 0.983 | 0.983 | 1.592 | 0.118 | 0.098 | 0.983 | 2.284
KS | South Korea | 00 | Not Applicable | EUVP0001 | 1632 | CAMP HIALEAH SITE # 1 | Air Force | 000 | Not Applicable | 6500 | Pusan | 1.04 | 0.97 | 0.157 | 0.983 | 0.983 | 1.592 | 0.118 | 0.098 | 0.983 | 2.284
KS | South Korea | 00 | Not Applicable | KS506 | 3596 | K9 AIR FIELD | Army | 000 | Not Applicable | 6500 | Pusan | 1.04 | 0.97 | 0.157 | 0.983 | 0.983 | 1.592 | 0.118 | 0.098 | 0.983 | 2.284
KS | South Korea | 00 | Not Applicable | KS676 | 3612 | PIER #8 | Army | 000 | Not Applicable | 6500 | Pusan | 1.04 | 0.97 | 0.157 | 0.983 | 0.983 | 1.592 | 0.118 | 0.098 | 0.983 | 2.284
KS | South Korea | 00 | Not Applicable | KS456 | 4258 | CAMP HIALEAH | Army | 000 | Not Applicable | 6500 | Pusan | 1.04 | 0.97 | 0.157 | 0.983 | 0.983 | 1.592 | 0.118 | 0.098 | 0.983 | 2.284
KS | South Korea | 00 | Not Applicable | KS328 | 4379 | CHANG SAN | Army | 000 | Not Applicable | 6500 | Pusan | 1.04 | 0.97 | 0.157 | 0.983 | 0.983 | 1.592 | 0.118 | 0.098 | 0.983 | 2.284
KS | South Korea | 00 | Not Applicable | KS772 | 6903 | PUSAN STORAGE FACILITY | Army | 000 | Not Applicable | 6500 | Pusan | 1.04 | 0.97 | 0.157 | 0.983 | 0.983 | 1.592 | 0.118 | 0.098 | 0.983 | 2.284
KS | South Korea | 00 | Not Applicable | KS691 | 6911 | PYONGTAEK CPX AREA | Army | 000 | Not Applicable | 6510 | Pyong Taek | 1.04 | 0.98 | 0.157 | 0.983 | 0.983 | 1.592 | 0.118 | 0.098 | 0.983 | 2.284
KS | South Korea | 00 | Not Applicable | KS644 | 4272 | CAMP MORSE | Army | 000 | Not Applicable | 7000 | Seoul | 1.02 | 0.95 | 0.157 | 0.983 | 0.983 | 1.592 | 0.118 | 0.098 | 0.983 | 2.284
KS | South Korea | 00 | Not Applicable | KS376 | 4917 | FAR EAST DIST ENGR | Army | 000 | Not Applicable | 7000 | Seoul | 1.02 | 0.95 | 0.157 | 0.983 | 0.983 | 1.592 | 0.118 | 0.098 | 0.983 | 2.284
KS | South Korea | 00 | Not Applicable | KS967 | 5729 | KIMPO | Army | 000 | Not Applicable | 7000 | Seoul | 1.02 | 0.95 | 0.157 | 0.983 | 0.983 | 1.592 | 0.118 | 0.098 | 0.983 | 2.284
KS | South Korea | 00 | Not Applicable | KS236 | 6546 | NIBLO BARRACKS | Army | 000 | Not Applicable | 7000 | Seoul | 1.02 | 0.95 | 0.157 | 0.983 | 0.983 | 1.592 | 0.118 | 0.098 | 0.983 | 2.284
KS | South Korea | 00 | Not Applicable | KS336 | 6981 | RETREAT CENTER | Army | 000 | Not Applicable | 7000 | Seoul | 1.02 | 0.95 | 0.157 | 0.983 | 0.983 | 1.592 | 0.118 | 0.098 | 0.983 | 2.284
KS | South Korea | 00 | Not Applicable | KS948 | 7992 | YONGSAN GARRISON | Army | 000 | Not Applicable | 7000 | Seoul | 1.02 | 0.95 | 0.157 | 0.983 | 0.983 | 1.592 | 0.118 | 0.098 | 0.983 | 2.284
KS | South Korea | 00 | Not Applicable | KS508 | 5675 | K-16 AIR BASE | Army | 000 | Not Applicable | 7778 | Songnam | 1.02 | 0.95 | 0.157 | 0.983 | 0.983 | 1.592 | 0.118 | 0.098 | 0.983 | 2.284
KS | South Korea | 00 | Not Applicable | KS753 | 7474 | SUNGNAM GOLF COURSE | Army | 000 | Not Applicable | 7778 | Songnam | 1.02 | 0.95 | 0.157 | 0.983 | 0.983 | 1.592 | 0.118 | 0.098 | 0.983 | 2.284
KS | South Korea | 00 | Not Applicable | KS963 | 7502 | TANGO | Army | 000 | Not Applicable | 7778 | Songnam | 1.02 | 0.95 | 0.157 | 0.983 | 0.983 | 1.592 | 0.118 | 0.098 | 0.983 | 2.284
KS | South Korea | 00 | Not Applicable | WNHQ0001 | 3330 | SUWON AIR BASE SITE # 1 | Air Force | 000 | Not Applicable | 7800 | Suwon | 1.06 | 0.99 | 0.157 | 0.983 | 0.983 | 1.592 | 0.118 | 0.098 | 0.983 | 2.284
KS | South Korea | 00 | Not Applicable | KS997 | 4297 | CAMP YONGIN | Army | 000 | Not Applicable | 7800 | Suwon | 1.06 | 0.99 | 0.157 | 0.983 | 0.983 | 1.592 | 0.118 | 0.098 | 0.983 | 2.284
KS | South Korea | 00 | Not Applicable | KS344 | 6022 | MADISON SITE | Army | 000 | Not Applicable | 7800 | Suwon | 1.06 | 0.99 | 0.157 | 0.983 | 0.983 | 1.592 | 0.118 | 0.098 | 0.983 | 2.284
KS | South Korea | 00 | Not Applicable | WPZQ0001 | 3334 | TAEGU AIR BASE SITE # 1 | Air Force | 000 | Not Applicable | 8000 | Taegu | 1.04 | 0.96 | 0.157 | 0.983 | 0.983 | 1.592 | 0.118 | 0.098 | 0.983 | 2.284
KS | South Korea | 00 | Not Applicable | KS160 | 4257 | CAMP HENRY | Army | 000 | Not Applicable | 8000 | Taegu | 1.04 | 0.96 | 0.157 | 0.983 | 0.983 | 1.592 | 0.118 | 0.098 | 0.983 | 2.284
KS | South Korea | 00 | Not Applicable | KS300 | 4293 | CAMP WALKER | Army | 000 | Not Applicable | 8000 | Taegu | 1.04 | 0.96 | 0.157 | 0.983 | 0.983 | 1.592 | 0.118 | 0.098 | 0.983 | 2.284
KS | South Korea | 00 | Not Applicable | KS364 | 4654 | DARTBOARD SITE | Army | 000 | Not Applicable | 8000 | Taegu | 1.04 | 0.96 | 0.157 | 0.983 | 0.983 | 1.592 | 0.118 | 0.098 | 0.983 | 2.284
KS | South Korea | 00 | Not Applicable | KS768 | 7494 | TAEGU STORAGE AREA | Army | 000 | Not Applicable | 8000 | Taegu | 1.04 | 0.96 | 0.157 | 0.983 | 0.983 | 1.592 | 0.118 | 0.098 | 0.983 | 2.284
KS | South Korea | 00 | Not Applicable | KS704 | 6994 | RICHMOND | Army | 000 | Not Applicable | 8200 | Taejon | 1.06 | 0.99 | 0.157 | 1.325 | 1.325 | 1.592 | 0.118 | 0.098 | 1.325 | 2.284
KS | South Korea | 00 | Not Applicable | KS042 | 3959 | BAYONET TRAINING AREA | Army | 000 | Not Applicable | 8475 | Tong Du Chon | 1.05 | 0.98 | 0.157 | 0.983 | 0.983 | 1.592 | 0.118 | 0.098 | 0.983 | 2.284
KS | South Korea | 00 | Not Applicable | KS688 | 4240 | CAMP CASTLE | Army | 000 | Not Applicable | 8475 | Tong Du Chon | 1.05 | 0.98 | 0.157 | 0.983 | 0.983 | 1.592 | 0.118 | 0.098 | 0.983 | 2.284
KS | South Korea | 00 | Not Applicable | KS434 | 5314 | GUN TRAINING AREA | Army | 000 | Not Applicable | 8475 | Tong Du Chon | 1.05 | 0.98 | 0.157 | 0.983 | 0.983 | 1.592 | 0.118 | 0.098 | 0.983 | 2.284
KS | South Korea | 00 | Not Applicable | KS971 | 5321 | H220 HELIPORT | Army | 000 | Not Applicable | 8475 | Tong Du Chon | 1.05 | 0.98 | 0.157 | 0.983 | 0.983 | 1.592 | 0.118 | 0.098 | 0.983 | 2.284
KS | South Korea | 00 | Not Applicable | KS962 | 5687 | KAMAKSAN ASA | Army | 000 | Not Applicable | 8475 | Tong Du Chon | 1.05 | 0.98 | 0.157 | 0.983 | 0.983 | 1.592 | 0.118 | 0.098 | 0.983 | 2.284
KS | South Korea | 00 | Not Applicable | KS917 | 7808 | WATKINS RANGE | Army | 000 | Not Applicable | 8475 | Tong Du Chon | 1.05 | 0.98 | 0.157 | 0.983 | 0.983 | 1.592 | 0.118 | 0.098 | 0.983 | 2.284
KS | South Korea | 00 | Not Applicable | ERVN0001 | 1623 | CAMP RED CLOUD COMMUNICATIONS SITE SITE # 1 | Air Force | 000 | Not Applicable | 8700 | Uijong Bu | 1.06 | 0.99 | 0.157 | 0.983 | 0.983 | 1.592 | 0.118 | 0.098 | 0.983 | 2.284
KS | South Korea | 00 | Not Applicable | KS668 | 4262 | CAMP JACKSON | Army | 000 | Not Applicable | 8700 | Uijong Bu | 1.06 | 0.99 | 0.157 | 0.983 | 0.983 | 1.592 | 0.118 | 0.098 | 0.983 | 2.284
KS | South Korea | 00 | Not Applicable | KS256 | 4282 | CAMP RED CLOUD | Army | 000 | Not Applicable | 8700 | Uijong Bu | 1.06 | 0.99 | 0.157 | 0.983 | 0.983 | 1.592 | 0.118 | 0.098 | 0.983 | 2.284
KS | South Korea | 00 | Not Applicable | KS284 | 4289 | CAMP STANLEY | Army | 000 | Not Applicable | 8700 | Uijong Bu | 1.06 | 0.99 | 0.157 | 0.983 | 0.983 | 1.592 | 0.118 | 0.098 | 0.983 | 2.284
KS | South Korea | 00 | Not Applicable | KS464 | 4525 | CONCORD | Army | 000 | Not Applicable | 8700 | Uijong Bu | 1.06 | 0.99 | 0.157 | 0.983 | 0.983 | 1.592 | 0.118 | 0.098 | 0.983 | 2.284
KS | South Korea | 00 | Not Applicable | KS116 | 4238 | CAMP CARROLL | Army | 000 | Not Applicable | 8920 | Waegwan | 1.06 | 0.99 | 0.157 | 0.983 | 0.983 | 1.592 | 0.118 | 0.098 | 0.983 | 2.284
KS | South Korea | 00 | Not Applicable | KS720 | 7123 | SALEM | Army | 000 | Not Applicable | 8920 | Waegwan | 1.06 | 0.99 | 0.157 | 1.131 | 1.131 | 1.592 | 0.118 | 0.098 | 1.131 | 2.284
KS | South Korea | 00 | Not Applicable | ZEWJ0001 | 3527 | WONJU AIR STATION SITE # 1 | Air Force | 000 | Not Applicable | 8935 | Wonju | 1.06 | 0.99 | 0.157 | 0.983 | 0.983 | 1.592 | 0.118 | 0.098 | 0.983 | 2.284
KS | South Korea | 00 | Not Applicable | KS985 | 4247 | CAMP EAGLE | Army | 000 | Not Applicable | 8935 | Wonju | 1.06 | 0.99 | 0.157 | 0.983 | 0.983 | 1.592 | 0.118 | 0.098 | 0.983 | 2.284
KS | South Korea | 00 | Not Applicable | KS208 | 4266 | CAMP LONG | Army | 000 | Not Applicable | 8935 | Wonju | 1.06 | 0.99 | 0.157 | 0.983 | 0.983 | 1.592 | 0.118 | 0.098 | 0.983 | 2.284
KS | South Korea | 00 | Not Applicable | N32778-YE | 601 | YECHON | Navy | 000 | Not Applicable | 8975 | Yechon | 1.06 | 0.99 | 0.157 | 0.983 | 0.983 | 1.592 | 0.118 | 0.098 | 0.983 | 2.284
KS | South Korea | 00 | Not Applicable | N32778-CC | 1182 | CAMP CARROLL | Navy | 000 | Not Applicable | 8975 | Yechon | 1.06 | 0.99 | 0.157 | 0.983 | 0.983 | 1.592 | 0.118 | 0.098 | 0.983 | 2.284
KS | South Korea | 00 | Not Applicable | KS076 | 3560 | BULLSEYE 01 | Army | 000 | Not Applicable | 9000 | Yongchon | 1.06 | 0.99 | 0.157 | 0.983 | 0.983 | 1.592 | 0.118 | 0.098 | 0.983 | 2.284
KS | South Korea | 00 | Not Applicable | KS016 | 3731 | ALAMO ASA | Army | 000 | Not Applicable | 9000 | Yongchon | 1.06 | 0.99 | 0.157 | 0.983 | 0.983 | 1.592 | 0.118 | 0.098 | 0.983 | 2.284
KS | South Korea | 00 | Not Applicable | KS044 | 3555 | BEASON | Army | 000 | Not Applicable | 9502 | Yongpyong | 1.06 | 0.99 | 0.157 | 0.983 | 0.983 | 1.592 | 0.118 | 0.098 | 0.983 | 2.284
KS | South Korea | 00 | Not Applicable | KS944 | 7991 | YONG PYONG | Army | 000 | Not Applicable | 9502 | Yongpyong | 1.06 | 0.99 | 0.157 | 0.983 | 0.983 | 1.592 | 0.118 | 0.098 | 0.983 | 2.284
KS | South Korea | 00 | Not Applicable | KS947 | 3566 | CAMP KWANGSA RI | Army | 000 | Not Applicable | 9505 | Yongju | 1.06 | 0.99 | 0.157 | 0.983 | 0.983 | 1.592 | 0.118 | 0.098 | 0.983 | 2.284
KS | South Korea | 00 | Not Applicable | N32778-YO | 643 | YONGSAN GARRISON | Navy | 000 | Not Applicable | 9510 | Yongsan | 1.06 | 0.99 | 0.157 | 0.983 | 0.983 | 1.592 | 0.118 | 0.098 | 0.983 | 2.284
KS | South Korea | 00 | Not Applicable | ZPFR0001 | 3542 | YONGSAN ADMINISTRATION ANNEX SITE # 1 | Air Force | 000 | Not Applicable | 9510 | Yongsan | 1.06 | 0.99 | 0.157 | 0.983 | 0.983 | 1.592 | 0.118 | 0.098 | 0.983 | 2.284
KS | South Korea | 00 | Not Applicable | KS064 | 3559 | BROOKLYN HILL | Army | 000 | Not Applicable | 9510 | Yongsan | 1.06 | 0.99 | 0.157 | 0.983 | 0.983 | 1.592 | 0.118 | 0.098 | 0.983 | 2.284
KS | South Korea | 00 | Not Applicable | MKZT0001 | 2448 | PIL-SUNG AIR RANGE SITE # 1 | Air Force | 000 | Not Applicable | 9999 | Unknown | 1.04 | 0.96 | 0.157 | 0.983 | 0.983 | 1.592 | 0.118 | 0.098 | 0.983 | 2.284
KS | South Korea | 00 | Not Applicable | TAES0001 | 3147 | TAESOSAN COMM SITE SITE # 1 | Air Force | 000 | Not Applicable | 9999 | Unknown | 1.04 | 0.96 | 0.157 | 0.983 | 0.983 | 1.592 | 0.118 | 0.098 | 0.983 | 2.284
KS | South Korea | 00 | Not Applicable | KS744 | 3617 | SHINBUK RELAY | Army | 000 | Not Applicable | 9999 | Unknown | 1.06 | 0.99 | 0.157 | 0.983 | 0.983 | 1.592 | 0.118 | 0.098 | 0.983 | 2.284
KU | Kuwait | 00 | Not Applicable | N63005-KU | 294 | KUWAIT NAVAL BASE | Navy | 000 | Not Applicable | 2000 | Kuwait | 1.42 | 1.3 | 0.277 | 1.733 | 1.733 | 2.807 | 0.208 | 0.173 | 1.733 | 0.101
LU | Luxembourg | 00 | Not Applicable | LU700 | 7164 | SANEM SITE | Army | 000 | Not Applicable | 9999 | Unknown | 1.14 | 1.09 | 0.24 | 1.5 | 1.5 | 2.43 | 0.18 | 0.15 | 1.5 | 6.008
MP | Mauritius | 00 | Not Applicable | 82387-12660 | 704770 | PMB 310, PO BOX 10000 SAIPAN | Army | 000 | Not Applicable | 9999 | Unknown | 1.92 | 1.88
MU | Oman | 00 | Not Applicable | N63005-MI | 286 | MASIRAH ISLAND | Navy | 000 | Not Applicable | 3100 | Sur Masirah | 1.23 | 1.13 | 0.189 | 1.183 | 1.183 | 1.917 | 0.142 | 0.118 | 1.183 | 0.101
MU | Oman | 00 | Not Applicable | PKVV0001 | 2772 | MASIRAH ISLAND MPT SITE # 1 | Air Force | 000 | Not Applicable | 9999 | Unknown | 1.23 | 1.13
MU | Oman | 00 | Not Applicable | QEPQ0001 | 2828 | THUMRAIT MPT SITE # 1 | Air Force | 000 | Not Applicable | 9999 | Unknown | 1.23 | 1.13 | 0.189 | 1.183 | 1.183 | 1.917 | 0.142 | 0.118 | 1.183 | 0.101
MU | Oman | 00 | Not Applicable | VGHV0001 | 3261 | SEEB MPT SITE # 1 | Air Force | 000 | Not Applicable | 9999 | Unknown | 1.23 | 1.13
NL | Netherlands | 00 | Not Applicable | NL368 | 5422 | HENDRIK MINE | Army | 000 | Not Applicable | 1200 | Brunssum | 1.05 | 1.02 | 0.271 | 1.693 | 1.693 | 2.742 | 0.203 | 0.169 | 1.693 | 4.018
NL | Netherlands | 00 | Not Applicable | NL129 | 4481 | COEVORDEN | Army | 000 | Not Applicable | 1300 | Coevorden | 1.05 | 1.02 | 0.271 | 1.693 | 1.693 | 2.742 | 0.203 | 0.169 | 1.693 | 4.018
NL | Netherlands | 00 | Not Applicable | NL744 | 7074 | ROTTERDAM | Army | 000 | Not Applicable | 7000 | Rotterdam | 1.05 | 1.02 | 0.271 | 1.693 | 1.693 | 2.742 | 0.203 | 0.169 | 1.693 | 4.018
NL | Netherlands | 00 | Not Applicable | NL743 | 7075 | ROTTERDAM ADMIN FACILITY | Army | 000 | Not Applicable | 7000 | Rotterdam | 1.05 | 1.02 | 0.271 | 1.693 | 1.693 | 2.742 | 0.203 | 0.169 | 1.693 | 4.018
NL | Netherlands | 00 | Not Applicable | NL749 | 7187 | SCHINNEN | Army | 000 | Not Applicable | 7050 | Schinnen | 1.05 | 1.02 | 0.271 | 1.693 | 1.693 | 2.742 | 0.203 | 0.169 | 1.693 | 4.018
NL | Netherlands | 00 | Not Applicable | NL748 | 7188 | SCHINNEN EMMA MINE | Army | 000 | Not Applicable | 7050 | Schinnen | 1.05 | 1.02 | 0.271 | 1.693 | 1.693 | 2.742 | 0.203 | 0.169 | 1.693 | 4.018
NL | Netherlands | 00 | Not Applicable | VBZR0001 | 3253 | SCHIPHOL AIRPORT ADMINISTRATION OFFICE SITE # 1 | Air Force | 000 | Not Applicable | 9999 | Unknown | 1.05 | 1.02 | 0.271 | 1.693 | 1.693 | 2.742 | 0.203 | 0.169 | 1.693 | 4.018
NL | Netherlands | 00 | Not Applicable | YASF0001 | 3397 | VOLKEL AIR BASE SITE # 1 | Air Force | 000 | Not Applicable | 9999 | Unknown | 1.05 | 1.02 | 0.271 | 1.693 | 1.693 | 2.742 | 0.203 | 0.169 | 1.693 | 4.018
NL | Netherlands | 00 | Not Applicable | YASX0001 | 3398 | VOLKEL SCHOOL SITE # 1 | Air Force | 000 | Not Applicable | 9999 | Unknown | 1.05 | 1.02
NO | Norway | 00 | Not Applicable | SNMN0001 | 3125 | OSLO ADMINISTRATION OFFICE SITE # 1 | Air Force | 000 | Not Applicable | 9999 | Unknown | 1.4 | 1.33 | 0.267 | 1.693 | 1.693 | 2.703 | 0.2 | 0.167 | 1.693 | 8.961
NO | Norway | 00 | Not Applicable | SVAN0001 | 3137 | STAVANGER ADMIN OFFICE SITE # 1 | Air Force | 000 | Not Applicable | 9999 | Unknown | 1.4 | 1.33 | 0.267 | 1.693 | 1.693 | 2.703 | 0.2 | 0.167 | 1.693 | 8.961
NO | Norway | 00 | Not Applicable | WFQU0001 | 3316 | STAVANGER FAMILY HOUSING SITE SITE # 1 | Air Force | 000 | Not Applicable | 9999 | Unknown | 1.4 | 1.33 | 0.267 | 1.693 | 1.693 | 2.703 | 0.2 | 0.167 | 1.693 | 8.961
NT | Netherlands Antilles | 00 | Not Applicable | EYNK0001 | 1643 | CURACAO SITE # 1 | Air Force | 000 | Not Applicable | 3000 | Curacao | 1.87 | 1.75 | 0.271 | 1.693 | 1.693 | 2.742 | 0.203 | 0.169 | 1.693 | 4.018
PE | Peru | 00 | Not Applicable | N44852 | 151 | Naval Medical Research Center Detachment Lima, Peru | Navy | 000 | Not Applicable | 5000 | Lima | 1.14 | 1.04 | 0.146 | 1.131 | 1.131 | 1.475 | 0.109 | 0.091 | 1.131 | 0.101
PO | Portugal | 00 | Not Applicable | N62863-LP | 975 | JFC LISBON | Navy | 000 | Not Applicable | 5000 | Lisbon | 1.08 | 0.96 | 0.164 | 1.023 | 1.023 | 1.657 | 0.123 | 0.102 | 1.023 | 0.101
PO | Portugal | 00 | Not Applicable | ACRP0001 | 1354 | AGUALVA MUNITIONS STORAGE ANNEX SITE # 1 | Air Force | 000 | Not Applicable | 9999 | Unknown | 1.08 | 0.96 | 0.164 | 1.023 | 1.023 | 1.657 | 0.123 | 0.102 | 1.023 | 0.101
PO | Portugal | 00 | Not Applicable | AVWS0001 | 1429 | SANTA BARBARA NEXRAD WEATHER SITE SITE # 1 | Air Force | 000 | Not Applicable | 9999 | Unknown | 1.08 | 0.96 | 0.164 | 1.023 | 1.023 | 1.657 | 0.123 | 0.102 | 1.023 | 0.101
PO | Portugal | 00 | Not Applicable | CVYZ0001 | 1537 | CABRITO FUEL STORAGE ANNEX SITE # 1 | Air Force | 000 | Not Applicable | 9999 | Unknown | 1.08 | 0.96 | 0.164 | 1.023 | 1.023 | 1.657 | 0.123 | 0.102 | 1.023 | 0.101
PO | Portugal | 00 | Not Applicable | CWVC0001 | 1539 | CALDEIRA AMMUNITION STORAGE AREA SITE # 1 | Air Force | 000 | Not Applicable | 9999 | Unknown | 1.08 | 0.96 | 0.164 | 1.023 | 1.023 | 1.657 | 0.123 | 0.102 | 1.023 | 0.101
PO | Portugal | 00 | Not Applicable | CWVD0001 | 1540 | CALDEIRA COMMUNICATIONS FACILITY ANNEX SITE # 1 | Air Force | 000 | Not Applicable | 9999 | Unknown | 1.08 | 0.96 | 0.164 | 1.023 | 1.023 | 1.657 | 0.123 | 0.102 | 1.023 | 0.101
PO | Portugal | 00 | Not Applicable | CWVE0001 | 1541 | CALDEIRA VOR ANNEX SITE # 1 | Air Force | 000 | Not Applicable | 9999 | Unknown | 1.08 | 0.96 | 0.164 | 1.023 | 1.023 | 1.657 | 0.123 | 0.102 | 1.023 | 0.101
PO | Portugal | 00 | Not Applicable | CWVF0001 | 1542 | CALDEIRA RADIO BEACON ANNEX SITE # 1 | Air Force | 000 | Not Applicable | 9999 | Unknown | 1.08 | 0.96 | 0.164 | 1.023 | 1.023 | 1.657 | 0.123 | 0.102 | 1.023 | 0.101
PO | Portugal | 00 | Not Applicable | DTYB0001 | 1593 | CINCO PICOS GLOBECOM ANNEX SITE # 1 | Air Force | 000 | Not Applicable | 9999 | Unknown | 1.08 | 0.96 | 0.164 | 1.023 | 1.023 | 1.657 | 0.123 | 0.102 | 1.023 | 0.101
PO | Portugal | 00 | Not Applicable | EPXA0001 | 1615 | COVADASCINZAS PETROLEUM PRODUCTS STG ANX SITE # 1 | Air Force | 000 | Not Applicable | 9999 | Unknown | 1.08 | 0.96 | 0.164 | 1.023 | 1.023 | 1.657 | 0.123 | 0.102 | 1.023 | 0.101
PO | Portugal | 00 | Not Applicable | EYNH0001 | 1641 | CUME DA PRAIA TACAN ANNEX SITE # 1 | Air Force | 000 | Not Applicable | 9999 | Unknown | 1.08 | 0.96 | 0.164 | 1.023 | 1.023 | 1.657 | 0.123 | 0.102 | 1.023 | 0.101
PO | Portugal | 00 | Not Applicable | EYNJ0001 | 1642 | CUME DA PRAIA RADIO RELAY ANNEX SITE # 1 | Air Force | 000 | Not Applicable | 9999 | Unknown | 1.08 | 0.96 | 0.164 | 1.023 | 1.023 | 1.657 | 0.123 | 0.102 | 1.023 | 0.101
PO | Portugal | 00 | Not Applicable | GWMD0001 | 2082 | FONTINHAS WATER SYSTEM ANNEX SITE # 1 | Air Force | 000 | Not Applicable | 9999 | Unknown | 1.08 | 0.96 | 0.164 | 1.023 | 1.023 | 1.657 | 0.123 | 0.102 | 1.023 | 0.101
PO | Portugal | 00 | Not Applicable | MQNA0001 | 2463 | LAJES FIELD SITE # 1 | Air Force | 000 | Not Applicable | 9999 | Unknown | 1.08 | 0.96 | 0.164 | 1.023 | 1.023 | 1.657 | 0.123 | 0.102 | 1.023 | 0.101
PO | Portugal | 00 | Not Applicable | MQNJ0001 | 2464 | LAJES WATER SYSTEM ANNEX SITE # 1 | Air Force | 000 | Not Applicable | 9999 | Unknown | 1.08 | 0.96 | 0.164 | 1.023 | 1.023 | 1.657 | 0.123 | 0.102 | 1.023 | 0.101
PO | Portugal | 00 | Not Applicable | TPZW0001 | 3182 | PORTELLA NOVA RADAR ANNEX SITE # 1 | Air Force | 000 | Not Applicable | 9999 | Unknown | 1.08 | 0.96 | 0.164 | 1.023 | 1.023 | 1.657 | 0.123 | 0.102 | 1.023 | 0.101
PO | Portugal | 00 | Not Applicable | TRZR0001 | 3186 | PRAIA DA VICTORIA DOCK ANNEX SITE # 1 | Air Force | 000 | Not Applicable | 9999 | Unknown | 1.08 | 0.96 | 0.164 | 1.023 | 1.023 | 1.657 | 0.123 | 0.102 | 1.023 | 0.101
PO | Portugal | 00 | Not Applicable | TSAX0001 | 3187 | PRAIA DA VICTORIA FUEL STORAGE ANNEX SITE # 1 | Air Force | 000 | Not Applicable | 9999 | Unknown | 1.08 | 0.96 | 0.164 | 1.023 | 1.023 | 1.657 | 0.123 | 0.102 | 1.023 | 0.101
PO | Portugal | 00 | Not Applicable | UXPZ0001 | 3244 | SAN MIGUEL RADIO RELAY ANNEX SITE # 1 | Air Force | 000 | Not Applicable | 9999 | Unknown | 1.08 | 0.96 | 0.164 | 1.023 | 1.023 | 1.657 | 0.123 | 0.102 | 1.023 | 0.101
PO | Portugal | 00 | Not Applicable | XYNJ0001 | 3392 | VILLA NOVA GLOBECOM ANNEX SITE # 1 | Air Force | 000 | Not Applicable | 9999 | Unknown | 1.08 | 0.96 | 0.164 | 1.023 | 1.023 | 1.657 | 0.123 | 0.102 | 1.023 | 0.101
PO | Portugal | 00 | Not Applicable | XYNQ0001 | 3393 | VILLA NOVA WATER WELL NO 6 SITE # 1 | Air Force | 000 | Not Applicable | 9999 | Unknown | 1.08 | 0.96 | 0.164 | 1.023 | 1.023 | 1.657 | 0.123 | 0.102 | 1.023 | 0.101
RM | Marshall Islands | 73 | Not Applicable | NQ100 | 7655 | US ARMY KWAJALEIN ATOLL | Army | 000 | Not Applicable | 4100 | Kwajalein Atoll | 2.72 | 2.58 | 0.092 | 0.658 | 0.658 | 0.932 | 0.069 | 0.058 | 0.658 | 0.101
RQ | Puerto Rico | 72 | Puerto Rico | N00207-BB | 342 | LF TRAN SITE AGUADA | Navy | 000 | Not Applicable | 0020 | Aguada | 1.22 | 1.16 | 0.127 | 1.13 | 1.13 | 1.286 | 0.095 | 0.079 | 1.13 | 0.101
RQ | Puerto Rico | 72 | Puerto Rico | TXYD0001 | 3204 | RAMEY AF SOLAR OBSERVATORY RESEARCH SITE SITE # 1 | Air Force | 000 | Not Applicable | 0030 | Aguadilla | 1.22 | 1.16 | 0.127 | 1.13 | 1.13 | 1.286 | 0.095 | 0.079 | 1.13 | 0.101
RQ | Puerto Rico | 72 | Puerto Rico | RQA05 | 3723 | AGUADILLA READINESS CENTER | Army | 000 | Not Applicable | 0030 | Aguadilla | 1.22 | 1.16 | 0.127 | 1.13 | 1.13 | 1.286 | 0.095 | 0.079 | 1.13 | 0.101
RQ | Puerto Rico | 72 | Puerto Rico | RQ627 | 4574 | CPL J.G. ROSARIO/AQUADILLA | Army | 000 | Not Applicable | 0030 | Aguadilla | 1.22 | 1.16 | 0.127 | 1.13 | 1.13 | 1.286 | 0.095 | 0.079 | 1.13 | 0.101
RQ | Puerto Rico | 72 | Puerto Rico | RQ810 | 6932 | RAMEY USARC/AQUADILLA | Army | 000 | Not Applicable | 0030 | Aguadilla | 1.22 | 1.16 | 0.127 | 1.13 | 1.13 | 1.286 | 0.095 | 0.079 | 1.13 | 0.101
RQ | Puerto Rico | 72 | Puerto Rico | 82387-11463 | 703574 | CARR 2 15005 AVE LOS CORAZONES AGUADILLA | Army | 000 | Not Applicable | 0030 | Aguadilla | 1.22 | 1.16
RQ | Puerto Rico | 72 | Puerto Rico | 82387-12630 | 704740 | PEDRO ALBIZU CAMPO AGUADILLA | Army | 000 | Not Applicable | 0030 | Aguadilla | 1.22 | 1.16
RQ | Puerto Rico | 72 | Puerto Rico | RQA10 | 3725 | AIBONITO READINESS CENTER | Army | 000 | Not Applicable | 0060 | Aibonito | 1.22 | 1.16 | 0.127 | 1.13 | 1.13 | 1.286 | 0.095 | 0.079 | 1.13 | 0.101
RQ | Puerto Rico | 72 | Puerto Rico | RQA15 | 3834 | ARECIBO READINESS CENTER | Army | 000 | Not Applicable | 0090 | Arecibo | 1.22 | 1.16 | 0.127 | 1.13 | 1.13 | 1.286 | 0.095 | 0.079 | 1.13 | 0.101
RQ | Puerto Rico | 72 | Puerto Rico | 82387-11349 | 703460 | AVE MIRAMAR ARECIBO | Army | 000 | Not Applicable | 0090 | Arecibo | 1.22 | 1.16
RQ | Puerto Rico | 72 | Puerto Rico | RQA18 | 3853 | ARROYO READINESS CENTER | Army | 000 | Not Applicable | 0100 | Arroyo | 1.22 | 1.16 | 0.127 | 1.13 | 1.13 | 1.286 | 0.095 | 0.079 | 1.13 | 0.101
RQ | Puerto Rico | 72 | Puerto Rico | RQ677 | 3554 | 1LT P.LAVERGNE/BAYAMON | Army | 000 | Not Applicable | 0140 | Bayamon, Bayamon | 1.22 | 1.16 | 0.127 | 1.13 | 1.13 | 1.286 | 0.095 | 0.079 | 1.13 | 0.101
RQ | Puerto Rico | 72 | Puerto Rico | RQA20 | 3958 | BAYAMON READINESS CENTER | Army | 000 | Not Applicable | 0140 | Bayamon, Bayamon | 1.22 | 1.16 | 0.127 | 1.13 | 1.13 | 1.286 | 0.095 | 0.079 | 1.13 | 0.101
RQ | Puerto Rico | 72 | Puerto Rico | RQB27 | 7559 | TOA BAJA READINESS CENTER | Army | 000 | Not Applicable | 0140 | Bayamon, Bayamon | 1.22 | 1.16 | 0.127 | 1.13 | 1.13 | 1.286 | 0.095 | 0.079 | 1.13 | 0.101
RQ | Puerto Rico | 72 | Puerto Rico | 82387-11363 | 703474 | BANCO SANTANDER BLDG BAYAMON | Army | 000 | Not Applicable | 0140 | Bayamon, Bayamon | 1.22 | 1.16
RQ | Puerto Rico | 72 | Puerto Rico | 710916 | 710916 | SR-2 & MAIN AVE BAYAMON | Army | 000 | Not Applicable | 0140 | Bayamon, Bayamon | 1.22 | 1.16
RQ | Puerto Rico | 72 | Puerto Rico | RQA25 | 4201 | CABO ROJO READINESS CENTER | Army | 000 | Not Applicable | 0160 | Cabo Rojo | 1.22 | 1.16 | 0.127 | 1.13 | 1.13 | 1.286 | 0.095 | 0.079 | 1.13 | 0.101
RQ | Puerto Rico | 72 | Puerto Rico | RQA30 | 4204 | CAGUAS READINESS CENTER | Army | 000 | Not Applicable | 0170 | Caguas | 1.22 | 1.16 | 0.127 | 1.13 | 1.13 | 1.286 | 0.095 | 0.079 | 1.13 | 0.101
RQ | Puerto Rico | 72 | Puerto Rico | RQ727 | 6301 | MSG D. CLAUDIO/CAGUAS | Army | 000 | Not Applicable | 0170 | Caguas | 1.22 | 1.16 | 0.127 | 1.13 | 1.13 | 1.286 | 0.095 | 0.079 | 1.13 | 0.101
RQ | Puerto Rico | 72 | Puerto Rico | 82387-11462 | 703573 | CARR 1 CAGUAS | Army | 000 | Not Applicable | 0170 | Caguas | 1.22 | 1.16
RQ | Puerto Rico | 72 | Puerto Rico | TUMR0001 | 3196 | LUIS MUNOZ MARIN IAP SITE # 1 | Air Force | 000 | Not Applicable | 0200 | Carolina | 1.22 | 1.16 | 0.127 | 1.13 | 1.13 | 1.286 | 0.095 | 0.079 | 1.13 | 0.101
RQ | Puerto Rico | 72 | Puerto Rico | RQA35 | 4328 | CAROLINA READINESS CENTER | Army | 000 | Not Applicable | 0200 | Carolina | 1.22 | 1.16 | 0.127 | 1.13 | 1.13 | 1.286 | 0.095 | 0.079 | 1.13 | 0.101
RQ | Puerto Rico | 72 | Puerto Rico | 82387-12581 | 704691 | OFFICE PARK S CAROLINA | Army | 000 | Not Applicable | 0200 | Carolina | 1.22 | 1.16
RQ | Puerto Rico | 72 | Puerto Rico | RQA40 | 4349 | CAYEY READINESS CENTER | Army | 000 | Not Applicable | 0230 | Cayey | 1.22 | 1.16 | 0.127 | 1.13 | 1.13 | 1.286 | 0.095 | 0.079 | 1.13 | 0.101
RQ | Puerto Rico | 72 | Puerto Rico | 82387-11347 | 703458 | AVE ANTONIO R BARCELO CAYEY | Army | 000 | Not Applicable | 0230 | Cayey | 1.22 | 1.16
RQ | Puerto Rico | 72 | Puerto Rico | N40003-BA | 457 | PINEROS ISLAND | Navy | 000 | Not Applicable | 0240 | Ceiba, Ceiba | 1.22 | 1.16 | 0.127 | 1.13 | 1.13 | 1.286 | 0.095 | 0.079 | 1.13 | 0.101
RQ | Puerto Rico | 72 | Puerto Rico | N40003-CA | 458 | CABEZA DE PERRO | Navy | 000 | Not Applicable | 0240 | Ceiba, Ceiba | 1.22 | 1.16 | 0.127 | 1.13 | 1.13 | 1.286 | 0.095 | 0.079 | 1.13 | 0.101
RQ | Puerto Rico | 72 | Puerto Rico | RQA43 | 4360 | CEIBA READINESS CENTER | Army | 000 | Not Applicable | 0240 | Ceiba, Ceiba | 1.22 | 1.16 | 0.127 | 1.13 | 1.13 | 1.286 | 0.095 | 0.079 | 1.13 | 0.101
RQ | Puerto Rico | 72 | Puerto Rico | N40003-GA | 460 | FLAMINGO PT/CULEBRA | Navy | 000 | Not Applicable | 0350 | Culebra | 1.22 | 1.16 | 0.127 | 1.13 | 1.13 | 1.286 | 0.095 | 0.079 | 1.13 | 0.101
RQ | Puerto Rico | 72 | Puerto Rico | 82387-11835 | 703946 | FAJARDO CINEMA BLDG FAJARDO | Army | 000 | Not Applicable | 0380 | Fajardo, Fajardo | 1.22 | 1.16
RQ | Puerto Rico | 72 | Puerto Rico | N00207-PR | 307 | NOSC PUERTO RICO | Navy | 000 | Not Applicable | 0395 | Fort Buchanan, Bayamon | 1.22 | 1.16 | 0.127 | 1.13 | 1.13 | 1.286 | 0.095 | 0.079 | 1.13 | 0.101
RQ | Puerto Rico | 72 | Puerto Rico | RQ740 | 3791 | AMSA #161 (G) | Army | 000 | Not Applicable | 0396 | Fort Buchanan, Catano | 1.22 | 1.16 | 0.127 | 1.13 | 1.13 | 1.286 | 0.095 | 0.079 | 1.13 | 0.101
RQ | Puerto Rico | 72 | Puerto Rico | RQ327 | 4988 | FORT BUCHANAN | Army | 000 | Not Applicable | 0396 | Fort Buchanan, Catano | 1.22 | 1.16 | 0.127 | 1.13 | 1.13 | 1.286 | 0.095 | 0.079 | 1.13 | 0.101
RQ | Puerto Rico | 72 | Puerto Rico | RQ685 | 5975 | LTC H.G. PESQUERA/FT ALLEN | Army | 000 | Not Applicable | 0396 | Fort Buchanan, Catano | 1.22 | 1.16 | 0.127 | 1.13 | 1.13 | 1.286 | 0.095 | 0.079 | 1.13 | 0.101
RQ | Puerto Rico | 72 | Puerto Rico | RQ835 | 6763 | PFC L.G. OLIVERAS/YAUCO | Army | 000 | Not Applicable | 0396 | Fort Buchanan, Catano | 1.22 | 1.16 | 0.127 | 1.13 | 1.13 | 1.286 | 0.095 | 0.079 | 1.13 | 0.101
RQ | Puerto Rico | 72 | Puerto Rico | RQA55 | 5306 | GUAYAMA READINESS CENTER | Army | 000 | Not Applicable | 0430 | Guayama | 1.22 | 1.16 | 0.127 | 1.13 | 1.13 | 1.286 | 0.095 | 0.079 | 1.13 | 0.101
RQ | Puerto Rico | 72 | Puerto Rico | 82387-11431 | 703542 | BUCHANAN OFC CTR GUAYNABO | Army | 000 | Not Applicable | 0450 | Guaynabo | 1.22 | 1.16
RQ | Puerto Rico | 72 | Puerto Rico | 82387-11956 | 704067 | GSA CENTER GUAYNABO | Army | 000 | Not Applicable | 0450 | Guaynabo | 1.22 | 1.16
RQ | Puerto Rico | 72 | Puerto Rico | 82387-12903 | 705013 | SAN PATRICIO SHPG CTR GUAYNABO | Army | 000 | Not Applicable | 0450 | Guaynabo | 1.22 | 1.16
RQ | Puerto Rico | 72 | Puerto Rico | 710952 | 710952 | 651 FEDERAL DRIVE GUAYNABO | Army | 000 | Not Applicable | 0450 | Guaynabo | 1.22 | 1.16
RQ | Puerto Rico | 72 | Puerto Rico | RQA60 | 5316 | GURABO READINESS CENTER | Army | 000 | Not Applicable | 0460 | Gurabo | 1.22 | 1.16 | 0.127 | 1.13 | 1.13 | 1.286 | 0.095 | 0.079 | 1.13 | 0.101
RQ | Puerto Rico | 72 | Puerto Rico | RQA65 | 5499 | HUMACAO READINESS CENTER | Army | 000 | Not Applicable | 0500 | Humacao | 1.22 | 1.16 | 0.127 | 1.13 | 1.13 | 1.286 | 0.095 | 0.079 | 1.13 | 0.101
RQ | Puerto Rico | 72 | Puerto Rico | 82387-10582 | 702693 | 250 CALLE CRUZ ORTIZ STELLA STE 20 HUMACAO | Army | 000 | Not Applicable | 0500 | Humacao | 1.22 | 1.16
RQ | Puerto Rico | 72 | Puerto Rico | 82387-11464 | 703575 | CARR 3 HUMACAO | Army | 000 | Not Applicable | 0500 | Humacao | 1.22 | 1.16
RQ | Puerto Rico | 72 | Puerto Rico | 711070 | 711070 | PR-2 INT PR-494 ISABELA | Army | 000 | Not Applicable | 0510 | Isabela | 1.22 | 1.16
RQ | Puerto Rico | 72 | Puerto Rico | N00207-FA | 982 | FORT ALLEN PUERTO RICO | Navy | 000 | Not Applicable | 0530 | Juana Diaz | 1.22 | 1.16 | 0.127 | 1.13 | 1.13 | 1.286 | 0.095 | 0.079 | 1.13 | 0.101
RQ | Puerto Rico | 72 | Puerto Rico | RQ401 | 3580 | FORT ALLEN USARC/PRANG | Army | 000 | Not Applicable | 0530 | Juana Diaz | 1.22 | 1.16 | 0.127 | 1.13 | 1.13 | 1.286 | 0.095 | 0.079 | 1.13 | 0.101
RQ | Puerto Rico | 72 | Puerto Rico | RQ177 | 5112 | FT ALLEN RQ 177 | Army | 000 | Not Applicable | 0530 | Juana Diaz | 1.22 | 1.16 | 0.127 | 1.13 | 1.13 | 1.286 | 0.095 | 0.079 | 1.13 | 0.101
RQ | Puerto Rico | 72 | Puerto Rico | RQA70 | 5666 | JUANA DIAZ READINESS CENTER | Army | 000 | Not Applicable | 0530 | Juana Diaz | 1.22 | 1.16 | 0.127 | 1.13 | 1.13 | 1.286 | 0.095 | 0.079 | 1.13 | 0.101
RQ | Puerto Rico | 72 | Puerto Rico | RQA78 | 5670 | JUNCOS READINESS CENTER | Army | 000 | Not Applicable | 0540 | Juncos | 1.22 | 1.16 | 0.127 | 1.13 | 1.13 | 1.286 | 0.095 | 0.079 | 1.13 | 0.101
RQ | Puerto Rico | 72 | Puerto Rico | 82387-12656 | 704766 | PLAZA ATENAS SHPG CTR MANATI | Army | 000 | Not Applicable | 0620 | Manati | 1.22 | 1.16
RQ | Puerto Rico | 72 | Puerto Rico | RQA80 | 6116 | MAYAQUEZ READINESS CENTER | Army | 000 | Not Applicable | 0650 | Mayaguez | 1.22 | 1.16 | 0.127 | 1.13 | 1.13 | 1.286 | 0.095 | 0.079 | 1.13 | 0.101
RQ | Puerto Rico | 72 | Puerto Rico | 82387-11403 | 703514 | BLVD ALFONSO VALDES MAYAGUEZ | Army | 000 | Not Applicable | 0650 | Mayaguez | 1.22 | 1.16
RQ | Puerto Rico | 72 | Puerto Rico | N40003-DA | 459 | PICO DEL ESTE-AFWTF | Navy | 000 | Not Applicable | 0690 | Naguabo | 1.22 | 1.16 | 0.127 | 1.13 | 1.13 | 1.286 | 0.095 | 0.079 | 1.13 | 0.101
RQ | Puerto Rico | 72 | Puerto Rico | N40003-VM | 466 | MOUNT PIRATA-AFWTF | Navy | 000 | Not Applicable | 0690 | Naguabo | 1.22 | 1.16 | 0.127 | 1.13 | 1.13 | 1.286 | 0.095 | 0.079 | 1.13 | 0.101
RQ | Puerto Rico | 72 | Puerto Rico | RQA85 | 6751 | PEÑUELAS READINESS CENTER | Army | 000 | Not Applicable | 0750 | Penuelas, Penuelas | 1.22 | 1.16 | 0.127 | 1.13 | 1.13 | 1.286 | 0.095 | 0.079 | 1.13 | 0.101
RQ | Puerto Rico | 72 | Puerto Rico | RQ777 | 4582 | CPT P.J. PARRA/PONCE | Army | 000 | Not Applicable | 0760 | Ponce | 1.22 | 1.16 | 0.127 | 1.13 | 1.13 | 1.286 | 0.095 | 0.079 | 1.13 | 0.101
RQ | Puerto Rico | 72 | Puerto Rico | RQA90 | 6842 | PONCE READINESS CENTER | Army | 000 | Not Applicable | 0760 | Ponce | 1.22 | 1.16 | 0.127 | 1.13 | 1.13 | 1.286 | 0.095 | 0.079 | 1.13 | 0.101
RQ | Puerto Rico | 72 | Puerto Rico | 82387-11348 | 703459 | AVE LAS AMERICAS PONCE | Army | 000 | Not Applicable | 0760 | Ponce | 1.22 | 1.16
RQ | Puerto Rico | 72 | Puerto Rico | RQ550 | 4577 | CPT E.RUBIO JR./PUERTO NUEVO | Army | 000 | Not Applicable | 0768 | Puerto Nuevo | 1.22 | 1.16 | 0.127 | 1.13 | 1.13 | 1.286 | 0.095 | 0.079 | 1.13 | 0.101
RQ | Puerto Rico | 72 | Puerto Rico | 82387-11444 | 703555 | CALLE GEORGETTI RIO PIEDRAS | Army | 000 | Not Applicable | 0830 | Rio Piedras | 1.22 | 1.16
RQ | Puerto Rico | 72 | Puerto Rico | N40003 | 247 | NAVAL ACTIVITY PUERTO RICO | Navy | 000 | Not Applicable | 0840 | Roosevelt, San Juan | 1.22 | 1.16 | 0.127 | 1.13 | 1.13 | 1.286 | 0.095 | 0.079 | 1.13 | 0.101
RQ | Puerto Rico | 72 | Puerto Rico | RQ74A | 7063 | ROOSEVELT RDS NAV STA USARC | Army | 000 | Not Applicable | 0842 | Roosevelt Ros Naval Sta | 1.22 | 1.16 | 0.127 | 1.13 | 1.13 | 1.286 | 0.095 | 0.079 | 1.13 | 0.101
RQ | Puerto Rico | 72 | Puerto Rico | RQA95 | 7102 | SABANA GRANDE READINESS CENTER | Army | 000 | Not Applicable | 0860 | Sabana Grande | 1.22 | 1.16 | 0.127 | 1.13 | 1.13 | 1.286 | 0.095 | 0.079 | 1.13 | 0.101
RQ | Puerto Rico | 72 | Puerto Rico | N40003-SS | 981 | NSGA SABANA SECA PR | Navy | 000 | Not Applicable | 0880 | Sabana Seca, Manati | 1.22 | 1.16 | 0.127 | 1.13 | 1.13 | 1.286 | 0.095 | 0.079 | 1.13 | 0.101
RQ | Puerto Rico | 72 | Puerto Rico | N40003-UA | 1119 | STOP 7 1/2/RES OFF BCH | Navy | 000 | Not Applicable | 0890 | Saint Just, San Juan | 1.22 | 1.16 | 0.127 | 1.13 | 1.13 | 1.286 | 0.095 | 0.079 | 1.13 | 0.101
RQ | Puerto Rico | 72 | Puerto Rico | RQ827 | 3611 | PFC S.C. AVILES/SALINAS | Army | 000 | Not Applicable | 0900 | Salinas, Salinas | 1.22 | 1.16 | 0.127 | 1.13 | 1.13 | 1.286 | 0.095 | 0.079 | 1.13 | 0.101
RQ | Puerto Rico | 72 | Puerto Rico | RQ577 | 6316 | MTA CAMP SANTIAGO RQ 577 | Army | 000 | Not Applicable | 0900 | Salinas, Salinas | 1.22 | 1.16 | 0.127 | 1.13 | 1.13 | 1.286 | 0.095 | 0.079 | 1.13 | 0.101
RQ | Puerto Rico | 72 | Puerto Rico | RQB30 | 3847 | ARMY AVIATION SUPPORT FACILITY | Army | 000 | Not Applicable | 0920 | San German | 1.22 | 1.16 | 0.127 | 1.13 | 1.13 | 1.286 | 0.095 | 0.079 | 1.13 | 0.101
RQ | Puerto Rico | 72 | Puerto Rico | RQB05 | 7148 | SAN GERMAN READINESS CENTER | Army | 000 | Not Applicable | 0920 | San German | 1.22 | 1.16 | 0.127 | 1.13 | 1.13 | 1.286 | 0.095 | 0.079 | 1.13 | 0.101
RQ | Puerto Rico | 72 | Puerto Rico | 82387-12658 | 704768 | PLAZA VALLE VERDE SAN GERMAN | Army | 000 | Not Applicable | 0920 | San German | 1.22 | 1.16
RQ | Puerto Rico | 72 | Puerto Rico | M68479-0018 | 119 | SAN JUAN PUERTO RICO MCRC | Marine Corps | 000 | Not Applicable | 0930 | San Juan | 1.22 | 1.16 | 0.127 | 1.13 | 1.13 | 1.286 | 0.095 | 0.079 | 1.13 | 0.101
RQ | Puerto Rico | 72 | Puerto Rico | N40003-PA | 464 | NAVSUPPACTY SAN JUAN | Navy | 000 | Not Applicable | 0930 | San Juan | 1.22 | 1.16 | 0.127 | 1.13 | 1.13 | 1.286 | 0.095 | 0.079 | 1.13 | 0.101
RQ | Puerto Rico | 72 | Puerto Rico | RQB10 | 5347 | HANGAR 21 READINESS CENTER | Army | 000 | Not Applicable | 0930 | San Juan | 1.22 | 1.16 | 0.127 | 1.13 | 1.13 | 1.286 | 0.095 | 0.079 | 1.13 | 0.101
RQ | Puerto Rico | 72 | Puerto Rico | RQB20 | 5381 | HATO REY READINESS CENTER | Army | 000 | Not Applicable | 0930 | San Juan | 1.22 | 1.16 | 0.127 | 1.13 | 1.13 | 1.286 | 0.095 | 0.079 | 1.13 | 0.101
RQ | Puerto Rico | 72 | Puerto Rico | RQB15 | 7152 | SAN JUAN READINESS CENTER | Army | 000 | Not Applicable | 0930 | San Juan | 1.22 | 1.16 | 0.127 | 1.13 | 1.13 | 1.286 | 0.095 | 0.079 | 1.13 | 0.101
RQ | Puerto Rico | 72 | Puerto Rico | 82387-11497 | 703608 | CHARDON AVE SAN JUAN | Army | 000 | Not Applicable | 0930 | San Juan | 1.22 | 1.16
RQ | Puerto Rico | 72 | Puerto Rico | RQB35 | 7686 | UTUADO READINESS CENTER | Army | 000 | Not Applicable | 1000 | Utuado | 1.22 | 1.16 | 0.127 | 1.13 | 1.13 | 1.286 | 0.095 | 0.079 | 1.13 | 0.101
RQ | Puerto Rico | 72 | Puerto Rico | RQB40 | 7701 | VEGA BAJA READINESS CENTER | Army | 000 | Not Applicable | 1020 | Vega Baja | 1.22 | 1.16 | 0.127 | 1.13 | 1.13 | 1.286 | 0.095 | 0.079 | 1.13 | 0.101
RQ | Puerto Rico | 72 | Puerto Rico | N40003-VE | 465 | VIEQUES EAST | Navy | 000 | Not Applicable | 1030 | Vieques, Vieques | 1.22 | 1.16 | 0.127 | 1.13 | 1.13 | 1.286 | 0.095 | 0.079 | 1.13 | 0.101
RQ | Puerto Rico | 72 | Puerto Rico | N40003-VW | 467 | VIEQUES WEST | Navy | 000 | Not Applicable | 1030 | Vieques, Vieques | 1.22 | 1.16 | 0.127 | 1.13 | 1.13 | 1.286 | 0.095 | 0.079 | 1.13 | 0.101
RQ | Puerto Rico | 72 | Puerto Rico | N00207-VW | 983 | VIEQUES WEST P RICO | Navy | 000 | Not Applicable | 1030 | Vieques, Vieques | 1.22 | 1.16 | 0.127 | 1.13 | 1.13 | 1.286 | 0.095 | 0.079 | 1.13 | 0.101
RQ | Puerto Rico | 72 | Puerto Rico | N40003-CG | 1152 | CAMP GARCIA/VIEQUES | Navy | 000 | Not Applicable | 1030 | Vieques, Vieques | 1.22 | 1.16 | 0.127 | 1.13 | 1.13 | 1.286 | 0.095 | 0.079 | 1.13 | 0.101
RQ | Puerto Rico | 72 | Puerto Rico | RQA50 | 4476 | COAMO READINESS CENTER | Army | 000 | Not Applicable | 1040 | Villalba | 1.22 | 1.16 | 0.127 | 1.13 | 1.13 | 1.286 | 0.095 | 0.079 | 1.13 | 0.101
RQ | Puerto Rico | 72 | Puerto Rico | RQB45 | 7986 | YAUCO READINESS CENTER | Army | 000 | Not Applicable | 1060 | Yauco | 1.22 | 1.16 | 0.127 | 1.13 | 1.13 | 1.286 | 0.095 | 0.079 | 1.13 | 0.101
RQ | Puerto Rico | 72 | Puerto Rico | NQNK0001 | 2505 | LAJAS RADAR SITE (TARS #16) SITE # 1 | Air Force | 000 | Not Applicable | 9999 | Unknown | 1.22 | 1.16 | 0.127 | 1.13 | 1.13 | 1.286 | 0.095 | 0.079 | 1.13 | 0.101
RQ | Puerto Rico | 72 | Puerto Rico | TKWR0001 | 3170 | PUNTA BORINQUEN RADAR SITE SITE # 1 | Air Force | 000 | Not Applicable | 9999 | Unknown | 1.22 | 1.16 | 0.127 | 1.13 | 1.13 | 1.286 | 0.095 | 0.079 | 1.13 | 0.101
RQ | Puerto Rico | 72 | Puerto Rico | TVAD0001 | 3198 | PUNTA SALINAS RADAR SITE SITE # 1 | Air Force | 000 | Not Applicable | 9999 | Unknown | 1.22 | 1.16 | 0.127 | 1.13 | 1.13 | 1.286 | 0.095 | 0.079 | 1.13 | 0.101
SH | Saint Helena | 00 | Not Applicable | YXTK0001 | 3520 | ASCENSION AUXILIARY AIRFIELD SITE # 1 | Air Force | 000 | Not Applicable | 1000 | Ascension Island | 1.87 | 1.75 | 0.052 | 1.865 | 1.865 | 0.526 | 0.039 | 0.032 | 1.865 | 0.101
SN | Singapore | 00 | Not Applicable | N61077 | 9416 | SINGAPORE AREA COORDINATOR | Navy | 000 | Not Applicable | 1000 | Singapore | 1.57 | 1.52 | 0.298 | 1.865 | 1.865 | 3.021 | 0.224 | 0.186 | 1.865 | 0.101
SN | Singapore | 00 | Not Applicable | N61077-MS | 9526 | MARINA SOUTH PIER | Navy | 000 | Not Applicable | 1000 | Singapore | 1.57 | 1.52 | 0.298 | 1.865 | 1.865 | 3.021 | 0.224 | 0.186 | 1.865 | 0.101
SN | Singapore | 00 | Not Applicable | SEAG0001 | 3094 | SEMBAWANG HOUSING SITE # 1 | Air Force | 000 | Not Applicable | 9999 | Unknown | 1.57 | 1.52
SP | Spain | 00 | Not Applicable | N62863-MD | 317 | MADRID, SPAIN | Navy | 000 | Not Applicable | 5000 | Madrid | 1.17 | 1.1 | 0.236 | 1.476 | 1.476 | 2.391 | 0.177 | 0.148 | 1.476 | 0.101
SP | Spain | 00 | Not Applicable | BAAK0001 | 1457 | BARAJAS ADMINISTRATION OFFICE SITE # 1 | Air Force | 000 | Not Applicable | 5000 | Madrid | 1.17 | 1.1 | 0.236 | 1.476 | 1.476 | 2.391 | 0.177 | 0.148 | 1.476 | 0.101
SP | Spain | 00 | Not Applicable | QUUG0001 | 3025 | MORON AB SITE # 1 | Air Force | 000 | Not Applicable | 5200 | Moran AB | 1.17 | 1.1 | 0.236 | 1.476 | 1.476 | 2.391 | 0.177 | 0.148 | 1.476 | 0.101
SP | Spain | 00 | Not Applicable | N62863 | 164 | Naval Station, Rota Spain | Navy | 000 | Not Applicable | 6200 | Rota | 1.17 | 1.11 | 0.236 | 1.476 | 1.476 | 2.391 | 0.177 | 0.148 | 1.476 | 0.101
SP | Spain | 00 | Not Applicable | N62863-VC | 318 | VALENCIA, SPAIN | Navy | 000 | Not Applicable | 8000 | Valencia | 1.17 | 1.1 | 0.236 | 1.476 | 1.476 | 2.391 | 0.177 | 0.148 | 1.476 | 0.101
TU | Turkey | 00 | Not Applicable | ANKA0001 | 1390 | ANKARA DEPO | Air Force | 000 | Not Applicable | 1500 | Ankara | 0.99 | 0.91
TU | Turkey | 00 | Not Applicable | ADED0001 | 1356 | AKHISAR AIR BASE SITE # 1 | Air Force | 000 | Not Applicable | 4950 | Izmir | 0.99 | 0.91 | 0.172 | 1.073 | 1.073 | 1.738 | 0.129 | 0.107 | 1.073 | 1.385
TU | Turkey | 00 | Not Applicable | DTLV0001 | 1590 | CIGLI AIR BASE SITE # 1 | Air Force | 000 | Not Applicable | 4950 | Izmir | 0.99 | 0.91 | 0.172 | 1.073 | 1.073 | 1.738 | 0.129 | 0.107 | 1.073 | 1.385
TU | Turkey | 00 | Not Applicable | LRKC0001 | 2383 | IZMIR AIR STATION SITE # 1 | Air Force | 000 | Not Applicable | 4950 | Izmir | 0.99 | 0.91 | 0.172 | 1.073 | 1.073 | 1.738 | 0.129 | 0.107 | 1.073 | 1.385
TU | Turkey | 00 | Not Applicable | LRMK0001 | 2385 | IZMIR FAMILY HOUSING SITE SITE | Air Force | 000 | Not Applicable | 4950 | Izmir | 0.99 | 0.91 | 0.172 | 1.073 | 1.073 | 1.738 | 0.129 | 0.107 | 1.073 | 1.385
TU | Turkey | 00 | Not Applicable | LRPX0001 | 2387 | IZMIR STORAGE ANNEX #2 | Air Force | 000 | Not Applicable | 4950 | Izmir | 0.99 | 0.91 | 0.172 | 1.073 | 1.073 | 1.738 | 0.129 | 0.107 | 1.073 | 1.385
TU | Turkey | 00 | Not Applicable | ABQB0001 | 1347 | ADANA WATER SYSTEM ANNEX SITE # 1 | Air Force | 000 | Not Applicable | 9999 | Unknown | 0.98 | 0.9 | 0.172 | 1.073 | 1.073 | 1.738 | 0.129 | 0.107 | 1.073 | 1.385
TU | Turkey | 00 | Not Applicable | AKNR0001 | 1379 | ANKARA ADMINISTRATION OFFICE SITE # 1 | Air Force | 000 | Not Applicable | 9999 | Unknown | 0.98 | 0.9 | 0.172 | 1.073 | 1.073 | 1.738 | 0.129 | 0.107 | 1.073 | 1.385
TU | Turkey | 00 | Not Applicable | AVHL0001 | 1425 | BANDIRMA AIR BASE SITE # 1 | Air Force | 000 | Not Applicable | 9999 | Unknown | 0.98 | 0.9 | 0.172 | 1.073 | 1.073 | 1.738 | 0.129 | 0.107 | 1.073 | 1.385
TU | Turkey | 00 | Not Applicable | AYYM0001 | 1437 | BATMAN AIR BASE SITE # 1 | Air Force | 000 | Not Applicable | 9999 | Unknown | 0.98 | 0.9 | 0.172 | 1.073 | 1.073 | 1.738 | 0.129 | 0.107 | 1.073 | 1.385
TU | Turkey | 00 | Not Applicable | ESKI0001 | 1625 | ESKISEHIR UNACCOMPANIED HOUSING SITE # 1 | Air Force | 000 | Not Applicable | 9999 | Unknown | 0.98 | 0.9 | 0.172 | 1.073 | 1.073 | 1.738 | 0.129 | 0.107 | 1.073 | 1.385
TU | Turkey | 00 | Not Applicable | LJYC0001 | 2370 | INCIRLIK AB SITE # 1 | Air Force | 000 | Not Applicable | 9999 | Unknown | 0.98 | 0.9 | 0.172 | 1.073 | 1.073 | 1.738 | 0.129 | 0.107 | 1.073 | 1.385
TU | Turkey | 00 | Not Applicable | MUAF0001 | 2476 | MUS AIR BASE SITE # 1 | Air Force | 000 | Not Applicable | 9999 | Unknown | 0.98 | 0.9 | 0.172 | 1.073 | 1.073 | 1.738 | 0.129 | 0.107 | 1.073 | 1.385
TU | Turkey | 00 | Not Applicable | VTBV0001 | 3280 | SIVRIHISAR AIR BASE SITE # 1 | Air Force | 000 | Not Applicable | 9999 | Unknown | 0.98 | 0.9 | 0.172 | 1.073 | 1.073 | 1.738 | 0.129 | 0.107 | 1.073 | 1.385
TU | Turkey | 00 | Not Applicable | YSJQ0001 | 3411 | YENISEHIR AIR BASE SITE # 1 | Air Force | 000 | Not Applicable | 9999 | Unknown | 0.98 | 0.9 | 0.172 | 1.073 | 1.073 | 1.738 | 0.129 | 0.107 | 1.073 | 1.385
TU | Turkey | 00 | Not Applicable | ZABS0001 | 3525 | D.C. LSE QUARTERS SITE # 1 | Air Force | 000 | Not Applicable | 9999 | Unknown | 0.98 | 0.9
TU | Turkey | 00 | Not Applicable | ZNDJ0001 | 3536 | YESILYURT BACHELOR HOUSING SITE SITE # 1 | Air Force | 000 | Not Applicable | 9999 | Unknown | 0.98 | 0.9 | 0.172 | 1.073 | 1.073 | 1.738 | 0.129 | 0.107 | 1.073 | 1.385
TU | Turkey | 00 | Not Applicable | ZNDM0001 | 3537 | LJYCIKOY BACHELOR HOUSING SITE SITE # 1 | Air Force | 000 | Not Applicable | 9999 | Unknown | 0.98 | 0.9 | 0.172 | 1.073 | 1.073 | 1.738 | 0.129 | 0.107 | 1.073 | 1.385
TU | Turkey | 00 | Not Applicable | ZREE0001 | 3548 | YUMURTALIK PETROLEUM PROD STORAGE ANNEX SITE # 1 | Air Force | 000 | Not Applicable | 9999 | Unknown | 0.98 | 0.9 | 0.172 | 1.073 | 1.073 | 1.738 | 0.129 | 0.107 | 1.073 | 1.385
UK | United Kingdom | 00 | Not Applicable | AEDY0001 | 1360 | RAF ALCONBURY SITE # 1 | Air Force | 000 | Not Applicable | 0250 | Alconbury | 1.13 | 1.07 | 0.259 | 1.618 | 1.618 | 2.622 | 0.194 | 0.162 | 1.618 | 2.198
UK | United Kingdom | 00 | Not Applicable | GKVB0001 | 2066 | RAF FAIRFORD SITE # 1 | Air Force | 000 | Not Applicable | 4000 | Fairford | 1.11 | 1.04 | 0.259 | 1.618 | 1.618 | 2.622 | 0.194 | 0.162 | 1.618 | 2.198
UK | United Kingdom | 00 | Not Applicable | MHL20001 | 2441 | MHILL2 - HARROGATE SITE # 1 | Air Force | 000 | Not Applicable | 4575 | Harrogate | 1.13 | 1.07 | 0.259 | 1.618 | 1.618 | 2.622 | 0.194 | 0.162 | 1.618 | 2.198
UK | United Kingdom | 00 | Not Applicable | MHL30001 | 2442 | MHILL3 - KNARESBOROUGH SITE # 1 | Air Force | 000 | Not Applicable | 4575 | Harrogate | 1.13 | 1.07 | 0.259 | 1.618 | 1.618 | 2.622 | 0.194 | 0.162 | 1.618 | 2.198
UK | United Kingdom | 00 | Not Applicable | MHL40001 | 2443 | MHILL4 - SELBY SITE # 1 | Air Force | 000 | Not Applicable | 4575 | Harrogate | 1.13 | 1.07 | 0.259 | 1.618 | 1.618 | 2.622 | 0.194 | 0.162 | 1.618 | 2.198
UK | United Kingdom | 00 | Not Applicable | MWHL0001 | 2481 | RAF MENWITH HILL SITE # 1 | Air Force | 000 | Not Applicable | 4575 | Harrogate | 1.13 | 1.07 | 0.259 | 1.618 | 1.618 | 2.622 | 0.194 | 0.162 | 1.618 | 2.198
UK | United Kingdom | 00 | Not Applicable | TWVD0001 | 3202 | RAF BRAMPTON FAMILY HOUSING ANX SITE # 1 | Air Force | 000 | Not Applicable | 4670 | Huntingdon | 1.13 | 1.07 | 0.259 | 1.618 | 1.618 | 2.622 | 0.194 | 0.162 | 1.618 | 2.198
UK | United Kingdom | 00 | Not Applicable | N62585 | 190 | Naval Activity, London United Kingdom | Navy | 000 | Not Applicable | 5600 | London | 1.15 | 1.08 | 0.259 | 1.618 | 1.618 | 2.622 | 0.194 | 0.162 | 1.618 | 2.198
UK | United Kingdom | 00 | Not Applicable | N62585-DH | 695 | DAWS HILL | Navy | 000 | Not Applicable | 5600 | London | 1.15 | 1.08 | 0.259 | 1.618 | 1.618 | 2.622 | 0.194 | 0.162 | 1.618 | 2.198
UK | United Kingdom | 00 | Not Applicable | N62585-WR | 697 | WEST RUISLIP | Navy | 000 | Not Applicable | 5600 | London | 1.15 | 1.08 | 0.259 | 1.618 | 1.618 | 2.622 | 0.194 | 0.162 | 1.618 | 2.198
UK | United Kingdom | 00 | Not Applicable | N62585-RH | 1161 | ROMANY HOUSE SURREY EN | Navy | 000 | Not Applicable | 5600 | London | 1.15 | 1.08 | 0.259 | 1.618 | 1.618 | 2.622 | 0.194 | 0.162 | 1.618 | 2.198
UK | United Kingdom | 00 | Not Applicable | NPHX0001 | 2502 | LONDON ADMINISTRATION OFFICE SITE # 1 | Air Force | 000 | Not Applicable | 5600 | London | 1.15 | 1.08
UK | United Kingdom | 00 | Not Applicable | 82387-10031 | 702142 | 100TH AIR REFUELINGG MILDENHALL | Army | 000 | Not Applicable | 6400 | Mildenhall | 1.14 | 1.07
UK | United Kingdom | 00 | Not Applicable | N49422 | 217 | Joint Military Forces St Mawgan United Kingdom | Navy | 000 | Not Applicable | 7500 | Saint Mawgan | 1.21 | 1.13 | 0.259 | 1.618 | 1.618 | 2.622 | 0.194 | 0.162 | 1.618 | 2.198
UK | United Kingdom | 00 | Not Applicable | N49422-SE | 1032 | ST. EVAL | Navy | 000 | Not Applicable | 7500 | Saint Mawgan | 1.21 | 1.13 | 0.259 | 1.618 | 1.618 | 2.622 | 0.194 | 0.162 | 1.618 | 2.198
UK | United Kingdom | 00 | Not Applicable | YRJM0001 | 3408 | RAF WELFORD AMMO STOR AREA SITE # 1 | Air Force | 000 | Not Applicable | 9010 | Welford | 1.11 | 1.04 | 0.259 | 1.618 | 1.618 | 2.622 | 0.194 | 0.162 | 1.618 | 2.198
UK | United Kingdom | 00 | Not Applicable | AWJB0001 | 1430 | RAF BARFORD ST JOHN TRANSMITTER ANNEX SITE # 1 | Air Force | 000 | Not Applicable | 9999 | Unknown | 1.13 | 1.07 | 0.259 | 1.618 | 1.618 | 2.622 | 0.194 | 0.162 | 1.618 | 2.198
UK | United Kingdom | 00 | Not Applicable | BCDA0001 | 1466 | BECK ROW FHG SITE # 1 | Air Force | 000 | Not Applicable | 9999 | Unknown | 1.09 | 1.03 | 0.259 | 1.618 | 1.618 | 2.622 | 0.194 | 0.162 | 1.618 | 2.198
UK | United Kingdom | 00 | Not Applicable | BNDE0001 | 1480 | RAF BICESTER SITE # 1 | Air Force | 000 | Not Applicable | 9999 | Unknown | 1.11 | 1.04 | 0.259 | 1.618 | 1.618 | 2.622 | 0.194 | 0.162 | 1.618 | 2.198
UK | United Kingdom | 00 | Not Applicable | DMNH0001 | 1581 | RAF CHELVESTON FAM HSG ANX SITE # 1 | Air Force | 000 | Not Applicable | 9999 | Unknown | 1.13 | 1.07 | 0.259 | 1.618 | 1.618 | 2.622 | 0.194 | 0.162 | 1.618 | 2.198
UK | United Kingdom | 00 | Not Applicable | EXSW0001 | 1638 | RAF CROUGHTON SITE # 1 | Air Force | 000 | Not Applicable | 9999 | Unknown | 1.11 | 1.04 | 0.259 | 1.618 | 1.618 | 2.622 | 0.194 | 0.162 | 1.618 | 2.198
UK | United Kingdom | 00 | Not Applicable | FYBX0001 | 1822 | ELY 2 FAMILY HOUSING SITE # 1 | Air Force | 000 | Not Applicable | 9999 | Unknown | 1.09 | 1.03 | 0.259 | 1.618 | 1.618 | 2.622 | 0.194 | 0.162 | 1.618 | 2.198
UK | United Kingdom | 00 | Not Applicable | GCTW0001 | 1827 | ERISWELL FAMILY HOUSING ANNEX SITE # 1 | Air Force | 000 | Not Applicable | 9999 | Unknown | 1.09 | 1.03 | 0.259 | 1.618 | 1.618 | 2.622 | 0.194 | 0.162 | 1.618 | 2.198
UK | United Kingdom | 00 | Not Applicable | GPLS0001 | 2070 | RAF FELTWELL SITE # 1 | Air Force | 000 | Not Applicable | 9999 | Unknown | 1.09 | 1.03 | 0.259 | 1.618 | 1.618 | 2.622 | 0.194 | 0.162 | 1.618 | 2.198
UK | United Kingdom | 00 | Not Applicable | HNSH0001 | 2110 | FYLINGDALES COMMUNICATIONS STATION SITE # 1 | Air Force | 000 | Not Applicable | 9999 | Unknown | 1.14 | 1.07 | 0.259 | 1.618 | 1.618 | 2.622 | 0.194 | 0.162 | 1.618 | 2.198
UK | United Kingdom | 00 | Not Applicable | LYNN0001 | 2418 | LYNN WOOD FAMILY HOUSING SITE # 1 | Air Force | 000 | Not Applicable | 9999 | Unknown | 1.09 | 1.03 | 0.259 | 1.618 | 1.618 | 2.622 | 0.194 | 0.162 | 1.618 | 2.198
UK | United Kingdom | 00 | Not Applicable | MSET0001 | 2470 | RAF LAKENHEATH SITE # 1 | Air Force | 000 | Not Applicable | 9999 | Unknown | 1.09 | 1.03 | 0.259 | 1.618 | 1.618 | 2.622 | 0.194 | 0.162 | 1.618 | 2.198
UK | United Kingdom | 00 | Not Applicable | NPJD0001 | 2503 | LONDON AIR TERMINAL SITE # 1 | Air Force | 000 | Not Applicable | 9999 | Unknown | 1.15 | 1.08 | 0.259 | 1.618 | 1.618 | 2.622 | 0.194 | 0.162 | 1.618 | 2.198
UK | United Kingdom | 00 | Not Applicable | PJZG0001 | 2771 | MARTLESHAM FAM HSG SITE SITE # 1 | Air Force | 000 | Not Applicable | 9999 | Unknown | 1.09 | 1.03 | 0.259 | 1.618 | 1.618 | 2.622 | 0.194 | 0.162 | 1.618 | 2.198
UK | United Kingdom | 00 | Not Applicable | QFPZ0001 | 2829 | MILDENHALL ILS MIDDLE MARKER ANX SITE # 1 | Air Force | 000 | Not Applicable | 9999 | Unknown | 1.14 | 1.07 | 0.259 | 1.618 | 1.618 | 2.622 | 0.194 | 0.162 | 1.618 | 2.198
UK | United Kingdom | 00 | Not Applicable | QFQE0001 | 2830 | RAF MILDENHALL SITE # 1 | Air Force | 000 | Not Applicable | 9999 | Unknown | 1.14 | 1.07 | 0.259 | 1.618 | 1.618 | 2.622 | 0.194 | 0.162 | 1.618 | 2.198
UK | United Kingdom | 00 | Not Applicable | QFQH0001 | 2831 | RAF MILDENHALL AMMO STOR ANX SITE # 1 | Air Force | 000 | Not Applicable | 9999 | Unknown | 1.14 | 1.07 | 0.259 | 1.618 | 1.618 | 2.622 | 0.194 | 0.162 | 1.618 | 2.198
UK | United Kingdom | 00 | Not Applicable | QFQP0001 | 2832 | RAF MILDENHALL WASTE ANNEX SITE # 1 | Air Force | 000 | Not Applicable | 9999 | Unknown | 1.14 | 1.07 | 0.259 | 1.618 | 1.618 | 2.622 | 0.194 | 0.162 | 1.618 | 2.198
UK | United Kingdom | 00 | Not Applicable | QNDG0001 | 3007 | RAF MOLESWORTH FAMILY HOUSING ANNEX SITE # 1 | Air Force | 000 | Not Applicable | 9999 | Unknown | 1.13 | 1.07 | 0.259 | 1.618 | 1.618 | 2.622 | 0.194 | 0.162 | 1.618 | 2.198
UK | United Kingdom | 00 | Not Applicable | QNDN0001 | 3008 | RAF MOLESWORTH STORAGE ANX NO 12 SITE # 1 | Air Force | 000 | Not Applicable | 9999 | Unknown | 1.13 | 1.07 | 0.259 | 1.618 | 1.618 | 2.622 | 0.194 | 0.162 | 1.618 | 2.198
UK | United Kingdom | 00 | Not Applicable | QNDR0001 | 3009 | RAF MOLESWORTH SITE # 1 | Air Force | 000 | Not Applicable | 9999 | Unknown | 1.13 | 1.07 | 0.259 | 1.618 | 1.618 | 2.622 | 0.194 | 0.162 | 1.618 | 2.198
UK | United Kingdom | 00 | Not Applicable | QWSF0001 | 3027 | MOULTON FAM HSG ANNEX SITE # 1 | Air Force | 000 | Not Applicable | 9999 | Unknown | 1.09 | 1.03 | 0.259 | 1.618 | 1.618 | 2.622 | 0.194 | 0.162 | 1.618 | 2.198
UK | United Kingdom | 00 | Not Applicable | RTBR0001 | 3069 | NEWMARKET FAM HSG ANX NO 1 SITE # 1 | Air Force | 000 | Not Applicable | 9999 | Unknown | 1.09 | 1.03 | 0.259 | 1.618 | 1.618 | 2.622 | 0.194 | 0.162 | 1.618 | 2.198
UK | United Kingdom | 00 | Not Applicable | RTBS0001 | 3070 | NEWMARKET FAM HSG ANX NO 2 SITE # 1 | Air Force | 000 | Not Applicable | 9999 | Unknown | 1.09 | 1.03 | 0.259 | 1.618 | 1.618 | 2.622 | 0.194 | 0.162 | 1.618 | 2.198
UK | United Kingdom | 00 | Not Applicable | RTCJ0001 | 3071 | NEWMARKET FAM HSG ANX NO 3 SITE # 1 | Air Force | 000 | Not Applicable | 9999 | Unknown | 1.09 | 1.03 | 0.259 | 1.618 | 1.618 | 2.622 | 0.194 | 0.162 | 1.618 | 2.198
UK | United Kingdom | 00 | Not Applicable | TWVC0001 | 3201 | RAF ELY FAMLY HOUSING ANNEX SITE # 1 | Air Force | 000 | Not Applicable | 9999 | Unknown | 1.09 | 1.03 | 0.259 | 1.618 | 1.618 | 2.622 | 0.194 | 0.162 | 1.618 | 2.198
UK | United Kingdom | 00 | Not Applicable | TWVQ0001 | 3203 | RAF UPWOOD SITE # 1 | Air Force | 000 | Not Applicable | 9999 | Unknown | 1.15 | 1.08 | 0.259 | 1.618 | 1.618 | 2.622 | 0.194 | 0.162 | 1.618 | 2.198
UK | United Kingdom | 00 | Not Applicable | UNKD0001 | 3226 | RAF OAKHANGER SITE # 1 | Air Force | 000 | Not Applicable | 9999 | Unknown | 1.11 | 1.04 | 0.259 | 1.618 | 1.618 | 2.622 | 0.194 | 0.162 | 1.618 | 2.198
UK | United Kingdom | 00 | Not Applicable | VNTB0001 | 3273 | RAF SHEPHERDS GROVE FAMILY HOUSING ANNEX SITE # 1 | Air Force | 000 | Not Applicable | 9999 | Unknown | 1.13 | 1.07 | 0.259 | 1.618 | 1.618 | 2.622 | 0.194 | 0.162 | 1.618 | 2.198
UK | United Kingdom | 00 | Not Applicable | VWDM0001 | 3290 | SOHAM FAMILY HOUSING ANNEX SITE # 1 | Air Force | 000 | Not Applicable | 9999 | Unknown | 1.13 | 1.07 | 0.259 | 1.618 | 1.618 | 2.622 | 0.194 | 0.162 | 1.618 | 2.198
UK | United Kingdom | 00 | Not Applicable | YMSQ0001 | 3404 | WATERBEACH FAMILY HOUSING ANNEX SITE # 1 | Air Force | 000 | Not Applicable | 9999 | Unknown | 1.13 | 1.07 | 0.259 | 1.618 | 1.618 | 2.622 | 0.194 | 0.162 | 1.618 | 2.198
UK | United Kingdom | 00 | Not Applicable | PRCT0001 | 169898 | PROVIDENCE COURT | Air Force | 000 | Not Applicable | 9999 | Unknown | 1.11 | 1.04 | 0.259 | 1.618 | 1.618 | 2.622 | 0.194 | 0.162 | 1.618 | 2.198
UK | United Kingdom | 00 | Not Applicable | BLCR0001 | 169900 | BLENHEIM CRESCENT | Air Force | 000 | Not Applicable | 9999 | Unknown | 1.11 | 1.04 | 0.259 | 1.618 | 1.618 | 2.622 | 0.194 | 0.162 | 1.618 | 2.198
US | United States | 01 | Alabama | 01G20 | 6878 | PRATTVILLE | Army | 001 | Autauga | 2540 | Prattville | 0.82 | 0.8 | 2.214 | 1.131 | 1.131 | 0.593 | 0.556 | 2.154 | 1.131 | 0.122
US | United States | 01 | Alabama | 82387-10212 | 702323 | 1309 KINGSTON OAKS PRATTVILLE | Army | 001 | Autauga | 2540 | Prattville | 0.82 | 0.8
US | United States | 01 | Alabama | 82387-11988 | 704098 | HIGHWAY 14 PRATTVILLE | Army | 001 | Autauga | 2540 | Prattville | 0.82 | 0.8
US | United States | 01 | Alabama | 82387-12253 | 704363 | MCQUEEN PRATTVILLE | Army | 001 | Autauga | 2540 | Prattville | 0.82 | 0.8
US | United States | 01 | Alabama | 710269 | 710269 | 609 LITTLE FARM RD PRATTVILLE | Army | 001 | Autauga | 2540 | Prattville | 0.82 | 0.8
US | United States | 01 | Alabama | N60508-AP | 890 | NOLF SILVERHILL | Navy | 003 | Baldwin | 0860 | Daphne | 0.83 | 0.81 | 2.214 | 1.131 | 1.131 | 0.593 | 0.556 | 2.154 | 1.131 | 0.122
US | United States | 01 | Alabama | N00204-BC | 282 | BALDWIN COUNTY, AL | Navy | 003 | Baldwin | 1011 | Elberta | 0.83 | 0.81 | 2.214 | 1.131 | 1.131 | 0.593 | 0.556 | 2.154 | 1.131 | 0.122
US | United States | 01 | Alabama | 01D10 | 5130 | FT RIEL FAIRHOPE | Army | 003 | Baldwin | 1120 | Fairhope | 0.83 | 0.81 | 2.214 | 1.131 | 1.131 | 0.593 | 0.556 | 2.154 | 1.131 | 0.122
US | United States | 01 | Alabama | N60508-AE | 392 | BARIN FIELD 1 | Navy | 003 | Baldwin | 1210 | Foley | 0.83 | 0.81 | 2.214 | 1.131 | 1.131 | 0.593 | 0.556 | 2.154 | 1.131 | 0.122
US | United States | 01 | Alabama | N60508-AG | 393 | BARIN FIELD 2 | Navy | 003 | Baldwin | 1210 | Foley | 0.83 | 0.81 | 2.214 | 1.131 | 1.131 | 0.593 | 0.556 | 2.154 | 1.131 | 0.122
US | United States | 01 | Alabama | N60508-AD | 889 | BARIN FIELD | Navy | 003 | Baldwin | 1210 | Foley | 0.83 | 0.81 | 2.214 | 1.131 | 1.131 | 0.593 | 0.556 | 2.154 | 1.131 | 0.122
US | United States | 01 | Alabama | N60508-FO | 1201 | FOLEY TOWER | Navy | 003 | Baldwin | 1210 | Foley | 0.83 | 0.81 | 2.214 | 1.131 | 1.131 | 0.593 | 0.556 | 2.154 | 1.131 | 0.122
US | United States | 01 | Alabama | 01D30 | 7911 | WILLIAM L SMITH FOLEY | Army | 003 | Baldwin | 1210 | Foley | 0.83 | 0.81 | 2.214 | 1.131 | 1.131 | 0.593 | 0.556 | 2.154 | 1.131 | 0.122
US | United States | 01 | Alabama | N60508-GW | 1328 | VORTAC GATESWOOD | Navy | 003 | Baldwin | 2650 | Robertsdale | 0.83 | 0.81 | 1.286 | 1.131 | 1.131 | 0.639 | 1.333 | 2.154 | 1.131 | 0.101
US | United States | 01 | Alabama | 010NG-10002 | 700001 | SPANISH FORT | Army | 003 | Baldwin | 2823 | Spanish Fort | 0.83 | 0.82 | 2.214 | 1.131 | 1.131 | 0.593 | 0.556 | 2.154 | 1.131 | 0.122
US | United States | 01 | Alabama | 82387-13015 | 705125 | STATE HIGHWAY 181 SPANISH FORT | Army | 003 | Baldwin | 2823 | Spanish Fort | 0.83 | 0.81
US | United States | 01 | Alabama | N60508-AR | 679 | NOLF SUMMERDALE | Navy | 003 | Baldwin | 2890 | Summerdale | 0.83 | 0.81 | 2.214 | 1.131 | 1.131 | 0.593 | 0.556 | 2.154 | 1.131 | 0.122
US | United States | 01 | Alabama | N60508-AS | 680 | NOLF WOLF | Navy | 003 | Baldwin | 2890 | Summerdale | 0.83 | 0.81 | 2.214 | 1.131 | 1.131 | 0.593 | 0.556 | 2.154 | 1.131 | 0.122
US | United States | 01 | Alabama | 01C30 | 5125 | FT MALCOM A TURNER CLAYTON | Army | 005 | Barbour | 0710 | Clayton | 0.83 | 0.81 | 2.214 | 1.131 | 1.131 | 0.593 | 0.556 | 2.154 | 1.131 | 0.122
US | United States | 01 | Alabama | 01C95 | 6946 | RAYMOND BLACKMON EUFAULA | Army | 005 | Barbour | 1050 | Eufaula | 0.83 | 0.81 | 2.214 | 1.131 | 1.131 | 0.593 | 0.556 | 2.154 | 1.131 | 0.122
US | United States | 01 | Alabama | 01090 | 5964 | LOUISVILLE STAGEFIELD AL | Army | 005 | Barbour | 1940 | Louisville | 0.83 | 0.81 | 2.214 | 1.131 | 1.131 | 0.593 | 0.556 | 2.154 | 1.131 | 0.122
US | United States | 01 | Alabama | 01C00 | 5522 | I JUDSON SNEAD CENTREVILLE | Army | 007 | Bibb | 0620 | Centreville | 0.83 | 0.81 | 2.214 | 1.131 | 1.131 | 0.593 | 0.556 | 2.154 | 1.131 | 0.122
US | United States | 01 | Alabama | 01F75 | 6636 | ONEONTA | Army | 009 | Blount | 2330 | Oneonta | 0.83 | 0.81 | 2.214 | 1.131 | 1.131 | 0.593 | 0.556 | 2.154 | 1.131 | 0.122
US | United States | 01 | Alabama | 01H10 | 6989 | RICHARD B STONE UNION SPRINGS | Army | 011 | Bullock | 3090 | Union Springs | 0.83 | 0.81 | 2.214 | 1.131 | 1.131 | 0.593 | 0.556 | 2.154 | 1.131 | 0.122
US | United States | 01 | Alabama | 01D55 | 5192 | GEORGIANA | Army | 013 | Butler | 1350 | Georgiana | 0.83 | 0.81 | 2.214 | 1.131 | 1.131 | 0.593 | 0.556 | 2.154 | 1.131 | 0.122
US | United States | 01 | Alabama | 01D75 | 7026 | ROBERT E STEINER GREENVILLE | Army | 013 | Butler | 1460 | Greenville | 0.83 | 0.81 | 2.214 | 1.131 | 1.131 | 0.593 | 0.556 | 2.154 | 1.131 | 0.122
US | United States | 01 | Alabama | 01520 | 3682 | 310TH CHEM USARC | Army | 015 | Calhoun | 0100 | Anniston | 0.82 | 0.8 | 2.214 | 1.131 | 1.131 | 0.593 | 0.556 | 2.154 | 1.131 | 0.122
US | United States | 01 | Alabama | 01012 | 3817 | ANNISTON ARMY DEPOT | Army | 015 | Calhoun | 0100 | Anniston | 0.82 | 0.8 | 2.214 | 1.131 | 1.131 | 0.593 | 0.556 | 2.154 | 1.131 | 0.122
US | United States | 01 | Alabama | 01510 | 4042 | BILL NICHOLS USARC/ECS #158 | Army | 015 | Calhoun | 0100 | Anniston | 0.82 | 0.8 | 2.214 | 1.131 | 1.131 | 0.593 | 0.556 | 2.154 | 1.131 | 0.122
US | United States | 01 | Alabama | 01348 | 4612 | CULLMAN NG SPT FAC | Army | 015 | Calhoun | 0100 | Anniston | 0.82 | 0.8 | 2.214 | 1.131 | 1.131 | 0.593 | 0.556 | 2.154 | 1.131 | 0.122
US | United States | 01 | Alabama | 01910 | 5028 | FORT MCCLELLAN ARNG TNG CENTER | Army | 015 | Calhoun | 0100 | Anniston | 0.82 | 0.8 | 2.214 | 1.131 | 1.131 | 0.593 | 0.556 | 2.154 | 1.131 | 0.122
US | United States | 01 | Alabama | 01921 | 6123 | MCCLELLAN CEMETARY | Army | 015 | Calhoun | 0100 | Anniston | 0.82 | 0.8 | 2.214 | 1.131 | 1.131 | 0.593 | 0.556 | 2.154 | 1.131 | 0.122
US | United States | 01 | Alabama | 0155A | 6734 | PELHAM ROCK CRUSHER SITE | Army | 015 | Calhoun | 0100 | Anniston | 0.82 | 0.8 | 2.214 | 1.131 | 1.131 | 0.593 | 0.556 | 2.154 | 1.131 | 0.122
US | United States | 01 | Alabama | 82387-11882 | 703993 | FRANKFORD AVE ANNISTON | Army | 015 | Calhoun | 0100 | Anniston | 0.82 | 0.8
US | United States | 01 | Alabama | 82387-12689 | 704799 | QUINTARD AVE ANNISTON | Army | 015 | Calhoun | 0100 | Anniston | 0.82 | 0.8
US | United States | 01 | Alabama | 01E60 | 5638 | JOHN H FORNEY JACKSONVILLE | Army | 015 | Calhoun | 1770 | Jacksonville | 0.82 | 0.8 | 2.214 | 1.131 | 1.131 | 0.593 | 0.556 | 2.154 | 1.131 | 0.122
US | United States | 01 | Alabama | 01F90 | 3882 | AUBREY G HICKS OXFORD | Army | 015 | Calhoun | 2370 | Oxford | 0.82 | 0.8 | 2.214 | 1.131 | 1.131 | 0.593 | 0.556 | 2.154 | 1.131 | 0.122
US | United States | 01 | Alabama | 70132-10735 | 702006 | COBBLESTONE WAY OXFORD | Army | 015 | Calhoun | 2370 | Oxford | 0.82 | 0.8
US | United States | 01 | Alabama | 710108 | 710108 | 249 LYNN DR OXFORD | Army | 015 | Calhoun | 2370 | Oxford | 0.82 | 0.8
US | United States | 01 | Alabama | 01H12 | 4475 | CLYDE W OSBORNE VALLEY | Army | 017 | Chambers | 3111 | Valley | 0.83 | 0.81 | 2.214 | 1.173 | 1.173 | 0.593 | 0.556 | 2.154 | 1.173 | 0.122
US | United States | 01 | Alabama | 01B95 | 4369 | CENTRE | Army | 019 | Cherokee | 0630 | Centre | 0.83 | 0.81 | 2.214 | 1.131 | 1.131 | 0.593 | 0.556 | 2.154 | 1.131 | 0.122
US | United States | 01 | Alabama | 01B75 | 4081 | BOB LOCKE BUTLER | Army | 023 | Choctaw | 0520 | Butler | 0.83 | 0.81 | 2.214 | 1.131 | 1.131 | 0.593 | 0.556 | 2.154 | 1.131 | 0.122
US | United States | 01 | Alabama | 01D80 | 5986 | LUKE E REED GROVE HILL | Army | 025 | Clarke | 1480 | Grove Hill | 0.83 | 0.81 | 2.214 | 1.131 | 1.131 | 0.593 | 0.556 | 2.154 | 1.131 | 0.122
US | United States | 01 | Alabama | 01E56 | 5557 | ISAAC PUGH JACKSON | Army | 025 | Clarke | 1760 | Jackson | 0.83 | 0.81 | 2.214 | 1.131 | 1.131 | 0.593 | 0.556 | 2.154 | 1.131 | 0.122
US | United States | 01 | Alabama | 01G87 | 4062 | BLAKENEY KERBY THOMASVILLE | Army | 025 | Clarke | 2980 | Thomasville | 0.83 | 0.81 | 2.214 | 1.131 | 1.131 | 0.593 | 0.556 | 2.154 | 1.131 | 0.122
US | United States | 01 | Alabama | 82387-12036 | 704146 | HWY 43 THOMASVILLE | Army | 025 | Clarke | 2980 | Thomasville | 0.83 | 0.81
US | United States | 01 | Alabama | 01A55 | 6747 | PETE PHILLIPS ASHLAND | Army | 027 | Clay | 0150 | Ashland | 0.83 | 0.81 | 2.214 | 1.131 | 1.131 | 0.593 | 0.556 | 2.154 | 1.131 | 0.122
US | United States | 01 | Alabama | 01E85 | 5564 | J C REEVES LINEVILLE | Army | 027 | Clay | 1890 | Lineville | 0.83 | 0.81 | 2.214 | 1.131 | 1.131 | 0.593 | 0.556 | 2.154 | 1.131 | 0.122
US | United States | 01 | Alabama | 01E30 | 5405 | HEFLIN | Army | 029 | Cleburne | 1620 | Heflin | 0.83 | 0.81 | 2.214 | 1.131 | 1.131 | 0.593 | 0.556 | 2.154 | 1.131 | 0.122
US | United States | 01 | Alabama | 01C80 | 4390 | CHARLES L ROWE ELBA | Army | 031 | Coffee | 1010 | Elba | 0.79 | 0.73 | 2.214 | 1.131 | 1.131 | 0.593 | 0.556 | 2.154 | 1.131 | 0.122
US | United States | 01 | Alabama | 01280 | 7092 | RUNKLE STAGEFIELD AL | Army | 031 | Coffee | 1010 | Elba | 0.79 | 0.73 | 2.214 | 1.131 | 1.131 | 0.593 | 0.556 | 2.154 | 1.131 | 0.122
US | United States | 01 | Alabama | 01582 | 5367 | HARRY L. GARY, JR USARC | Army | 031 | Coffee | 1030 | Enterprise | 0.79 | 0.73 | 2.214 | 1.131 | 1.131 | 0.593 | 0.556 | 2.154 | 1.131 | 0.122
US | United States | 01 | Alabama | 01C90 | 5669 | JULIS W HICKS ENTERPRISE | Army | 031 | Coffee | 1030 | Enterprise | 0.79 | 0.73 | 2.214 | 1.131 | 1.131 | 0.593 | 0.556 | 2.154 | 1.131 | 0.122
US | United States | 01 | Alabama | 01237 | 7089 | RT-337 (RIDGELINE 07) AL | Army | 031 | Coffee | 1030 | Enterprise | 0.79 | 0.73 | 2.214 | 1.131 | 1.131 | 0.593 | 0.556 | 2.154 | 1.131 | 0.122
US | United States | 01 | Alabama | 01262 | 7259 | SHELL BASEFIELD AL | Army | 031 | Coffee | 1030 | Enterprise | 0.79 | 0.73 | 2.214 | 1.131 | 1.131 | 0.593 | 0.556 | 2.154 | 1.131 | 0.122
US | United States | 01 | Alabama | 18081-10323 | 700482 | ENTERPRISE MUNICIPAL | Army | 031 | Coffee | 1030 | Enterprise | 0.79 | 0.73
US | United States | 01 | Alabama | 82387-11932 | 704043 | GLOVER AVE ENTERPRISE | Army | 031 | Coffee | 1030 | Enterprise | 0.79 | 0.73
US | United States | 01 | Alabama | 01118 | 3657 | 10C STAGEFIELD AL | Army | 031 | Coffee | 1235 | Fort Rucker | 0.79 | 0.73 | 2.214 | 1.131 | 1.131 | 0.593 | 0.556 | 2.154 | 1.131 | 0.122
US | United States | 01 | Alabama | 01252 | 5046 | FORT RUCKER AL | Army | 031 | Coffee | 1235 | Fort Rucker | 0.79 | 0.73 | 2.214 | 1.131 | 1.131 | 0.593 | 0.556 | 2.154 | 1.131 | 0.122
US | United States | 01 | Alabama | 01267 | 7292 | SKELLY STAGEFIELD AL | Army | 031 | Coffee | 1810 | Kinston | 0.79 | 0.73 | 2.214 | 1.131 | 1.131 | 0.593 | 0.556 | 2.154 | 1.131 | 0.122
US | United States | 01 | Alabama | 01116 | 4160 | BROWN (4B) STAGEFIELD AL | Army | 031 | Coffee | 2220 | New Brockton | 0.79 | 0.73 | 2.214 | 1.131 | 1.131 | 0.593 | 0.556 | 2.154 | 1.131 | 0.122
US | United States | 01 | Alabama | 01F65 | 6724 | PAUL L SAWYER JR NEW BROCKTON | Army | 031 | Coffee | 2220 | New Brockton | 0.79 | 0.73 | 2.214 | 1.131 | 1.131 | 0.593 | 0.556 | 2.154 | 1.131 | 0.122
US | United States | 01 | Alabama | 01117 | 7437 | STINSON (5AB) STAGEFIELD AL | Army | 031 | Coffee | 2220 | New Brockton | 0.79 | 0.73 | 2.214 | 1.131 | 1.131 | 0.593 | 0.556 | 2.154 | 1.131 | 0.122
US | United States | 01 | Alabama | 01802 | 5178 | GEN JOSEPH WHEELER USARC | Army | 033 | Colbert | 2780 | Sheffield | 0.83 | 0.81 | 2.214 | 1.131 | 1.131 | 0.593 | 0.556 | 2.154 | 1.131 | 0.122
US | United States | 01 | Alabama | 01G55 | 5663 | JOSEPH H NATHAN SHEFFIELD | Army | 033 | Colbert | 2780 | Sheffield | 0.83 | 0.81 | 2.214 | 1.131 | 1.131 | 0.593 | 0.556 | 2.154 | 1.131 | 0.122
US | United States | 01 | Alabama | 01530-10036 | 700037 | USARC SHEFFIELD | Army | 033 | Colbert | 2780 | Sheffield | 0.83 | 0.81 | 2.214 | 1.131 | 1.131 | 0.593 | 0.556 | 2.154 | 1.131 | 0.122
US | United States | 01 | Alabama | N60508-BK | 303 | VORTAC BROOKLYN | Navy | 035 | Conecuh | 0502 | Brooklyn | 0.83 | 0.81 | 2.214 | 1.131 | 1.131 | 0.593 | 0.556 | 2.154 | 1.131 | 0.122
US | United States | 01 | Alabama | N60508-EV | 682 | NOLF EVERGREEN | Navy | 035 | Conecuh | 1080 | Evergreen | 0.83 | 0.81 | 2.214 | 1.131 | 1.131 | 0.593 | 0.556 | 2.154 | 1.131 | 0.122
US | United States | 01 | Alabama | 01D60 | 7912 | WILLIAM N GRIFFIN GOODWATER | Army | 037 | Coosa | 1390 | Goodwater | 0.83 | 0.81 | 2.214 | 1.131 | 1.131 | 0.593 | 0.556 | 2.154 | 1.131 | 0.122
US | United States | 01 | Alabama | 01A25 | 5069 | FRANK F HORTON ANDALUSIA | Army | 039 | Covington | 0090 | Andalusia | 0.83 | 0.81 | 2.214 | 1.131 | 1.131 | 0.593 | 0.556 | 2.154 | 1.131 | 0.122
US | United States | 01 | Alabama | 18081-10241 | 700400 | ANDALUSIA-OPP | Army | 039 | Covington | 0090 | Andalusia | 0.83 | 0.81
US | United States | 01 | Alabama | 18081-10297 | 700456 | COVINGTON COUNTY ANDALUSIA | Army | 039 | Covington | 0090 | Andalusia | 0.83 | 0.81
US | United States | 01 | Alabama | 82387-11771 | 703882 | E THREE NOTCH ST ANDALUSIA | Army | 039 | Covington | 0090 | Andalusia | 0.83 | 0.81
US | United States | 01 | Alabama | 01D20 | 4957 | FLORALA | Army | 039 | Covington | 1190 | Florala | 0.83 | 0.81 | 2.214 | 1.131 | 1.131 | 0.593 | 0.556 | 2.154 | 1.131 | 0.122
US | United States | 01 | Alabama | 18081-10296 | 700455 | COVINGTON COUNTY | Army | 039 | Covington | 1190 | Florala | 0.83 | 0.81
US | United States | 01 | Alabama | 01742 | 7242 | SGT JACK RICHBURG USARC | Army | 039 | Covington | 2350 | Opp | 0.83 | 0.81 | 2.214 | 1.131 | 1.131 | 0.593 | 0.556 | 2.154 | 1.131 | 0.122
US | United States | 01 | Alabama | 01B50 | 4756 | DOW SPORT BRANTLEY | Army | 041 | Crenshaw | 0450 | Brantley | 0.83 | 0.81 | 2.214 | 1.131 | 1.131 | 0.593 | 0.556 | 2.154 | 1.131 | 0.122
US | United States | 01 | Alabama | 18081-10239 | 700398 | AL EDUC TV TOWER DOZIER | Army | 041 | Crenshaw | 0950 | Dozier | 0.83 | 0.81
US | United States | 01 | Alabama | 18081-10302 | 700461 | CRENSHAW COUNTY HIGHLAND HOME | Army | 041 | Crenshaw | 1634 | Highland Home | 0.83 | 0.81
US | United States | 01 | Alabama | 18081-10343 | 700502 | FT RUCKER LUVERNE | Army | 041 | Crenshaw | 1950 | Luverne | 0.83 | 0.81
US | United States | 01 | Alabama | 01C47 | 4611 | CULLMAN CSMS 2 | Army | 043 | Cullman | 0830 | Cullman | 0.83 | 0.81 | 2.214 | 1.131 | 1.131 | 0.593 | 0.556 | 2.154 | 1.131 | 0.122
US | United States | 01 | Alabama | 82387-10664 | 702775 | 2ND AVENUE SW CULLMAN | Army | 043 | Cullman | 0830 | Cullman | 0.83 | 0.81
US | United States | 01 | Alabama | 82387-13084 | 705194 | TOWN SQUARE SW CULLMAN | Army | 043 | Cullman | 0830 | Cullman | 0.83 | 0.81
US | United States | 01 | Alabama | 710113 | 710113 | 927 MORGAN AVE SW CULLMAN | Army | 043 | Cullman | 0830 | Cullman | 0.83 | 0.81
US | United States | 01 | Alabama | 01E10 | 5116 | FT GALLANT HANCEVILLE | Army | 043 | Cullman | 1560 | Hanceville | 0.83 | 0.81 | 2.214 | 1.131 | 1.131 | 0.593 | 0.556 | 2.154 | 1.131 | 0.122
US | United States | 01 | Alabama | 01032 | 4205 | CAIRNS BASEFIELD AL | Army | 045 | Dale | 0845 | Daleville | 0.79 | 0.73 | 2.214 | 1.131 | 1.131 | 0.593 | 0.556 | 2.154 | 1.131 | 0.122
US | United States | 01 | Alabama | 18081-10274 | 700433 | CAIRNS DALEVILLE | Army | 045 | Dale | 0845 | Daleville | 0.79 | 0.73
US | United States | 01 | Alabama | 01010 | 3758 | ALLEN STAGEFIELD AL | Army | 045 | Dale | 2230 | Newton | 0.79 | 0.73 | 2.214 | 1.131 | 1.131 | 0.593 | 0.556 | 2.154 | 1.131 | 0.122
US | United States | 01 | Alabama | 01060 | 5224 | GOLDBERG STAGEFIELD AL | Army | 045 | Dale | 2380 | Ozark | 0.79 | 0.73 | 2.214 | 1.131 | 1.131 | 0.593 | 0.556 | 2.154 | 1.131 | 0.122
US | United States | 01 | Alabama | 01F95 | 5424 | HENRY B STEAGALL OZARK | Army | 045 | Dale | 2380 | Ozark | 0.79 | 0.73 | 2.214 | 1.131 | 1.131 | 0.593 | 0.556 | 2.154 | 1.131 | 0.122
US | United States | 01 | Alabama | 01070 | 5501 | HUNT STAGEFIELD AL | Army | 045 | Dale | 2380 | Ozark | 0.79 | 0.73 | 2.214 | 1.131 | 1.131 | 0.593 | 0.556 | 2.154 | 1.131 | 0.122
US | United States | 01 | Alabama | 01234 | 7086 | RT-334 (RIDGELINE 06) AL | Army | 045 | Dale | 2380 | Ozark | 0.79 | 0.73 | 2.214 | 1.131 | 1.131 | 0.593 | 0.556 | 2.154 | 1.131 | 0.122
US | United States | 01 | Alabama | 01233 | 7085 | RT-333 (RIDGELINE 02) AL | Army | 045 | Dale | 2470 | Pinckard | 0.79 | 0.73 | 2.214 | 1.131 | 1.131 | 0.593 | 0.556 | 2.154 | 1.131 | 0.122
US | United States | 01 | Alabama | 01G50 | 7218 | SELMA | Army | 047 | Dallas | 2760 | Selma | 0.83 | 0.81 | 2.214 | 1.131 | 1.131 | 0.593 | 0.556 | 2.154 | 1.131 | 0.122
US | United States | 01 | Alabama | 82387-11698 | 703809 | E HIGHLAND AVE SELMA | Army | 047 | Dallas | 2760 | Selma | 0.83 | 0.81
US | United States | 01 | Alabama | 01D40 | 5132 | FT SEQUOYAH FORT PAYNE | Army | 049 | DeKalb | 1230 | Fort Payne | 0.83 | 0.81 | 2.214 | 1.131 | 1.131 | 0.593 | 0.556 | 2.154 | 1.131 | 0.122
US | United States | 01 | Alabama | 82387-11916 | 704027 | GAULT AVE N FORT PAYNE | Army | 049 | DeKalb | 1230 | Fort Payne | 0.83 | 0.81
US | United States | 01 | Alabama | 01G85 | 6921 | R DEWEY PIPER TALLASSEE | Army | 051 | Elmore | 2940 | Tallassee | 0.83 | 0.81 | 2.214 | 1.131 | 1.131 | 0.593 | 0.556 | 2.154 | 1.131 | 0.122
US | United States | 01 | Alabama | SPQM0001 | 3130 | OTS TRAINING ANNEX SITE # 1 | Air Force | 051 | Elmore | 2992 | Titus | 0.83 | 0.81 | 2.214 | 1.131 | 1.131 | 0.593 | 0.556 | 2.154 | 1.131 | 0.122
US | United States | 01 | Alabama | 01H30 | 5639 | JOHN M BODDIE WETUMPKA | Army | 051 | Elmore | 3270 | Wetumpka | 0.83 | 0.81 | 2.214 | 1.131 | 1.131 | 0.593 | 0.556 | 2.154 | 1.131 | 0.122
US | United States | 01 | Alabama | 82387-11057 | 703168 | 6249 US HIGHWAY 231 WETUMPKA | Army | 051 | Elmore | 3270 | Wetumpka | 0.83 | 0.81
US | United States | 01 | Alabama | 01A70 | 4888 | EUGENE NALL ATMORE | Army | 053 | Escambia | 0180 | Atmore | 0.83 | 0.81 | 2.214 | 1.131 | 1.131 | 0.593 | 0.556 | 2.154 | 1.131 | 0.122
US | United States | 01 | Alabama | N60508-HA | 684 | NOLF BREWTON | Navy | 053 | Escambia | 0470 | Brewton | 0.83 | 0.81 | 2.214 | 1.131 | 1.131 | 0.593 | 0.556 | 2.154 | 1.131 | 0.122
US | United States | 01 | Alabama | 01B55 | 4738 | DON BRYANT BREWTON | Army | 053 | Escambia | 0470 | Brewton | 0.83 | 0.81 | 2.214 | 1.131 | 1.131 | 0.593 | 0.556 | 2.154 | 1.131 | 0.122
US | United States | 01 | Alabama | 710273 | 710273 | 12 DOUGLAS SQ SP CTR BREWTON | Army | 053 | Escambia | 0470 | Brewton | 0.83 | 0.81
US | United States | 01 | Alabama | 711065 | 711065 | 519 FAYETTE STREET ATTALLA | Army | 055 | Etowah | 0190 | Attalla | 0.83 | 0.81
US | United States | 01 | Alabama | 01D45 | 4438 | CLARENCE F RHEA GADSDEN | Army | 055 | Etowah | 1280 | Gadsden | 0.83 | 0.81 | 2.214 | 1.131 | 1.131 | 0.593 | 0.556 | 2.154 | 1.131 | 0.122
US | United States | 01 | Alabama | 01530-10024 | 700025 | E CHESTNUT ST GADSDEN | Army | 055 | Etowah | 1280 | Gadsden | 0.83 | 0.81 | 2.214 | 1.131 | 1.131 | 0.593 | 0.556 | 2.154 | 1.131 | 0.122
US | United States | 01 | Alabama | 18081-10276 | 700435 | CAMP SIBERT GADSDEN | Army | 055 | Etowah | 1280 | Gadsden | 0.83 | 0.81
US | United States | 01 | Alabama | 82387-11022 | 703133 | 600 BROAD ST GADSDEN | Army | 055 | Etowah | 1280 | Gadsden | 0.83 | 0.81
US | United States | 01 | Alabama | 82387-12690 | 704800 | RAINBOW DR GADSDEN | Army | 055 | Etowah | 1280 | Gadsden | 0.83 | 0.81
US | United States | 01 | Alabama | PJFS0001 | 2768 | MARTIN AIR NATIONAL GUARD STATION SITE # 1 | Air Force | 055 | Etowah | 9999 | Unknown | 0.82 | 0.8 | 2.214 | 1.131 | 1.131 | 0.593 | 0.556 | 2.154 | 1.131 | 0.122
US | United States | 01 | Alabama | 01D15 | 7564 | TOM BEVILL FAYETTE | Army | 057 | Fayette | 1150 | Fayette | 0.83 | 0.81 | 2.214 | 1.131 | 1.131 | 0.593 | 0.556 | 2.154 | 1.131 | 0.122
US | United States | 01 | Alabama | 01D50 | 5089 | FRED M FLEMING GENEVA | Army | 061 | Geneva | 1340 | Geneva | 0.79 | 0.73 | 2.214 | 1.131 | 1.131 | 0.593 | 0.556 | 2.154 | 1.131 | 0.122
US | United States | 01 | Alabama | 01E15 | 4737 | DOIL B SAWYER HARTFORD | Army | 061 | Geneva | 1580 | Hartford | 0.79 | 0.73 | 2.214 | 1.131 | 1.131 | 0.593 | 0.556 | 2.154 | 1.131 | 0.122
US | United States | 01 | Alabama | 01080 | 5442 | HIGHBLUFF STAGEFIELD AL | Army | 061 | Geneva | 1580 | Hartford | 0.79 | 0.73 | 2.214 | 1.131 | 1.131 | 0.593 | 0.556 | 2.154 | 1.131 | 0.122
US | United States | 01 | Alabama | 01085 | 5443 | HIGHFALLS STAGEFIELD AL | Army | 061 | Geneva | 1580 | Hartford | 0.79 | 0.73 | 2.214 | 1.131 | 1.131 | 0.593 | 0.556 | 2.154 | 1.131 | 0.122
US | United States | 01 | Alabama | 01300 | 7492 | TAC X STAGEFIELD AL | Army | 061 | Geneva | 2710 | Samson | 0.83 | 0.81 | 2.214 | 1.131 | 1.131 | 0.593 | 0.556 | 2.154 | 1.131 | 0.122
US | United States | 01 | Alabama | 01G60 | 6374 | NEIL METCALF SLOCOMB | Army | 061 | Geneva | 2810 | Slocomb | 0.79 | 0.73 | 2.214 | 1.131 | 1.131 | 0.593 | 0.556 | 2.154 | 1.131 | 0.122
US | United States | 01 | Alabama | 01235 | 7087 | RT-335 (RIDGELINE 05) AL | Army | 067 | Henry | 1610 | Headland | 0.79 | 0.73 | 2.214 | 1.131 | 1.131 | 0.593 | 0.556 | 2.154 | 1.131 | 0.122
US | United States | 01 | Alabama | 01260 | 6435 | NEXRAD SITE AL | Army | 067 | Henry | 2240 | Newville | 0.79 | 0.73 | 2.214 | 1.131 | 1.131 | 0.593 | 0.556 | 2.154 | 1.131 | 0.122
US | United States | 01 | Alabama | 01236 | 7088 | RT-336 (RIDGELINE 08) AL | Army | 067 | Henry | 2240 | Newville | 0.79 | 0.73 | 2.214 | 1.131 | 1.131 | 0.593 | 0.556 | 2.154 | 1.131 | 0.122
US | United States | 01 | Alabama | JXPJ0001 | 2329 | DOTHAN REGIONAL AIRPORT ANG STATION SITE # 1 | Air Force | 069 | Houston | 0930 | Dothan | 0.79 | 0.73 | 2.214 | 1.131 | 1.131 | 0.593 | 0.556 | 2.154 | 1.131 | 0.122
US | United States | 01 | Alabama | 01C70 | 4182 | BUNTIN PARSONS DOTHAN | Army | 069 | Houston | 0930 | Dothan | 0.79 | 0.73 | 2.214 | 1.131 | 1.131 | 0.593 | 0.556 | 2.154 | 1.131 | 0.122
US | United States | 01 | Alabama | 01230 | 7082 | RT-330 (RIDGELINE 04) AL | Army | 069 | Houston | 0930 | Dothan | 0.79 | 0.73 | 2.214 | 1.131 | 1.131 | 0.593 | 0.556 | 2.154 | 1.131 | 0.122
US | United States | 01 | Alabama | 01231 | 7083 | RT-331 (RIDGELINE 03) AL | Army | 069 | Houston | 0930 | Dothan | 0.79 | 0.73 | 2.214 | 1.131 | 1.131 | 0.593 | 0.556 | 2.154 | 1.131 | 0.122
US | United States | 01 | Alabama | 01232 | 7084 | RT-332 (RIDGELINE 01) AL | Army | 069 | Houston | 0930 | Dothan | 0.79 | 0.73 | 2.214 | 1.131 | 1.131 | 0.593 | 0.556 | 2.154 | 1.131 | 0.122
US | United States | 01 | Alabama | 01360 | 7584 | TOTH STAGEFIELD AL | Army | 069 | Houston | 0930 | Dothan | 0.79 | 0.73 | 2.214 | 1.131 | 1.131 | 0.593 | 0.556 | 2.154 | 1.131 | 0.122
US | United States | 01 | Alabama | 01562 | 7915 | WILLIAM W EVANS USARC | Army | 069 | Houston | 0930 | Dothan | 0.79 | 0.73 | 2.214 | 1.131 | 1.131 | 0.593 | 0.556 | 2.154 | 1.131 | 0.122
US | United States | 01 | Alabama | 82387-12303 | 704413 | MONTGOMERY HWY DOTHAN | Army | 069 | Houston | 0930 | Dothan | 0.79 | 0.73
US | United States | 01 | Alabama | 82387-13257 | 705366 | W MAIN ST DOTHAN | Army | 069 | Houston | 0930 | Dothan | 0.79 | 0.73
US | United States | 01 | Alabama | 01G45 | 7201 | SCOTTSBORO | Army | 071 | Jackson | 2720 | Scottsboro | 0.83 | 0.81 | 2.214 | 1.131 | 1.131 | 0.593 | 0.556 | 2.154 | 1.131 | 0.122
US | United States | 01 | Alabama | N63043-AM | 394 | NOSC-MCRC BESSEMER 1 | Navy | 073 | Jefferson | 0330 | Bessemer | 0.83 | 0.81 | 2.214 | 1.325 | 1.325 | 0.593 | 0.556 | 2.154 | 1.325 | 0.122
US | United States | 01 | Alabama | N63043-AL | 945 | NOSC-MCRC BESSEMER AL | Navy | 073 | Jefferson | 0330 | Bessemer | 0.83 | 0.81 | 2.214 | 1.325 | 1.325 | 0.593 | 0.556 | 2.154 | 1.325 | 0.122
US | United States | 01 | Alabama | 01B25 | 3695 | AASF02 BIRMINGHAM | Army | 073 | Jefferson | 0350 | Birmingham | 0.83 | 0.81 | 2.214 | 1.325 | 1.325 | 0.593 | 0.556 | 2.154 | 1.325 | 0.122
US | United States | 01 | Alabama | 01B00 | 3718 | AFRC BIRMINGHAM | Army | 073 | Jefferson | 0350 | Birmingham | 0.83 | 0.81 | 2.214 | 1.325 | 1.325 | 0.593 | 0.556 | 2.154 | 1.325 | 0.122
US | United States | 01 | Alabama | 01532 | 5268 | GREEN SPRINGS USARC/AMSA #141 | Army | 073 | Jefferson | 0350 | Birmingham | 0.83 | 0.81 | 2.214 | 1.325 | 1.325 | 0.593 | 0.556 | 2.154 | 1.325 | 0.122
US | United States | 01 | Alabama | 01B20 | 5423 | HENRY B GRAHAM BIRMINGHAM | Army | 073 | Jefferson | 0350 | Birmingham | 0.83 | 0.81 | 2.214 | 1.325 | 1.325 | 0.593 | 0.556 | 2.154 | 1.325 | 0.122
US | United States | 01 | Alabama | 01533 | 5484 | HORACE B HANSON USARC | Army | 073 | Jefferson | 0350 | Birmingham | 0.83 | 0.81 | 2.214 | 1.325 | 1.325 | 0.593 | 0.556 | 2.154 | 1.325 | 0.122
US | United States | 01 | Alabama | 0192A | 6251 | MONTEVALLO ROAD USARC | Army | 073 | Jefferson | 0350 | Birmingham | 0.83 | 0.81 | 2.214 | 1.325 | 1.325 | 0.593 | 0.556 | 2.154 | 1.325 | 0.122
US | United States | 01 | Alabama | 01B15 | 6627 | OMS 11 BIRMINGHAM | Army | 073 | Jefferson | 0350 | Birmingham | 0.83 | 0.81 | 2.214 | 1.325 | 1.325 | 0.593 | 0.556 | 2.154 | 1.325 | 0.122
US | United States | 01 | Alabama | 0154A | 6679 | OXMOOR S INDUSTRIAL PARK USARC | Army | 073 | Jefferson | 0350 | Birmingham | 0.83 | 0.81 | 2.214 | 1.325 | 1.325 | 0.593 | 0.556 | 2.154 | 1.325 | 0.122
US | United States | 01 | Alabama | 01B05 | 7101 | S RALPH TERHUNE BIRMINGHAM | Army | 073 | Jefferson | 0350 | Birmingham | 0.83 | 0.81 | 2.214 | 1.325 | 1.325 | 0.593 | 0.556 | 2.154 | 1.325 | 0.122
US | United States | 01 | Alabama | 01B10 | 7628 | TS WALTER J HANNA BIRMINGHAM | Army | 073 | Jefferson | 0350 | Birmingham | 0.83 | 0.81 | 2.214 | 1.325 | 1.325 | 0.593 | 0.556 | 2.154 | 1.325 | 0.122
US | United States | 01 | Alabama | 01E40 | 7741 | W C MULKEY HOMEWOOD | Army | 073 | Jefferson | 0350 | Birmingham | 0.83 | 0.81 | 2.214 | 1.325 | 1.325 | 0.593 | 0.556 | 2.154 | 1.325 | 0.122
US | United States | 01 | Alabama | 82387-10360 | 702471 | 16TH AVE S BIRMINGHAM | Army | 073 | Jefferson | 0350 | Birmingham | 0.83 | 0.81
US | United States | 01 | Alabama | 82387-10426 | 702537 | 19TH ST S BIRMINGHAM | Army | 073 | Jefferson | 0350 | Birmingham | 0.83 | 0.81
US | United States | 01 | Alabama | 82387-11571 | 703682 | CRESTWOOD BLVD BIRMINGHAM | Army | 073 | Jefferson | 0350 | Birmingham | 0.83 | 0.81
US | United States | 01 | Alabama | 82387-11742 | 703853 | E PARK DR BIRMINGHAM | Army | 073 | Jefferson | 0350 | Birmingham | 0.83 | 0.81
US | United States | 01 | Alabama | 82387-12302 | 704412 | MONTGOMERY HWY BIRMINGHAM | Army | 073 | Jefferson | 0350 | Birmingham | 0.83 | 0.81
US | United States | 01 | Alabama | 710111 | 710111 | 2812 OXMOOR GLEN DRI BIRMINGHAM | Army | 073 | Jefferson | 0350 | Birmingham | 0.83 | 0.81
US | United States | 01 | Alabama | 710412 | 710412 | ONE STONE CREST DR. BIRMINGHAM | Army | 073 | Jefferson | 0350 | Birmingham | 0.83 | 0.81
US | United States | 01 | Alabama | 82387-11301 | 703412 | AARON ARONOV DR FAIRFIELD | Army | 073 | Jefferson | 1110 | Fairfield | 0.83 | 0.81
US | United States | 01 | Alabama | 82387-11302 | 703413 | AARON ARONOV DR FAIRFIELD 1 | Army | 073 | Jefferson | 1110 | Fairfield | 0.83 | 0.81
US | United States | 01 | Alabama | 82387-10264 | 702375 | 1420 N BROOK DRIVE GARDENDALE | Army | 073 | Jefferson | 1315 | Gardendale | 0.83 | 0.81
US | United States | 01 | Alabama | 82387-12717 | 704827 | RIVERCHASE HOOVER | Army | 073 | Jefferson | 1716 | Hoover | 0.83 | 0.81
US | United States | 01 | Alabama | 710781 | 710781 | 5549 COLONY LANE HOOVER | Army | 073 | Jefferson | 1716 | Hoover | 0.83 | 0.81
US | United States | 01 | Alabama | 82387-11479 | 703590 | CENTERVIEW DR VESTAVIA HILLS | Army | 073 | Jefferson | 3125 | Vestavia Hills | 0.83 | 0.81
US | United States | 01 | Alabama | BRKR0001 | 1486 | BIRMINGHAM APRT SITE # 1 | Air Force | 073 | Jefferson | 9999 | Unknown | 0.83 | 0.81 | 2.214 | 1.325 | 1.325 | 0.593 | 0.556 | 2.154 | 1.325 | 0.122
US | United States | 01 | Alabama | 01F02 | 6210 | MILLPORT | Army | 075 | Lamar | 2080 | Millport | 0.83 | 0.81 | 2.214 | 1.131 | 1.131 | 0.593 | 0.556 | 2.154 | 1.131 | 0.122
US | United States | 01 | Alabama | 01H15 | 7710 | VERNON | Army | 075 | Lamar | 3120 | Vernon | 0.83 | 0.81 | 2.214 | 1.131 | 1.131 | 0.593 | 0.556 | 2.154 | 1.131 | 0.122
US | United States | 01 | Alabama | 01D25 | 4595 | CROMWELL PICKENS FLORENCE | Army | 077 | Lauderdale | 1200 | Florence | 0.83 | 0.81 | 2.214 | 1.131 | 1.131 | 0.593 | 0.556 | 2.154 | 1.131 | 0.122
US | United States | 01 | Alabama | 82387-11568 | 703679 | COX CREEK PKWY FLORENCE | Army | 077 | Lauderdale | 1200 | Florence | 0.83 | 0.81
US | United States | 01 | Alabama | 01F60 | 5429 | HERMAN L BREWINGTON MOULTON | Army | 079 | Lawrence | 2150 | Moulton | 0.83 | 0.81 | 2.214 | 1.142 | 1.142 | 0.593 | 0.556 | 2.154 | 1.142 | 0.122
US | United States | 01 | Alabama | 01A80 | 4383 | CHARLES A ROLLO AUBURN | Army | 081 | Lee | 0200 | Auburn | 0.83 | 0.81 | 2.214 | 1.131 | 1.131 | 0.593 | 0.556 | 2.154 | 1.131 | 0.122
US | United States | 01 | Alabama | 82387-12786 | 704896 | S COLLEGE ST AUBURN | Army | 081 | Lee | 0200 | Auburn | 0.83 | 0.81
US | United States | 01 | Alabama | 710268 | 710268 | 1309 GATEWOOD DRIVE AUBURN | Army | 081 | Lee | 0200 | Auburn | 0.83 | 0.81
US | United States | 01 | Alabama | 01F81 | 6639 | OPELIKA | Army | 081 | Lee | 2340 | Opelika | 0.83 | 0.81 | 2.214 | 1.131 | 1.131 | 0.593 | 0.556 | 2.154 | 1.131 | 0.122
US | United States | 01 | Alabama | 01732 | 7027 | ROBERT R MARDE USARC | Army | 081 | Lee | 2340 | Opelika | 0.83 | 0.81 | 2.214 | 1.131 | 1.131 | 0.593 | 0.556 | 2.154 | 1.131 | 0.122
US | United States | 01 | Alabama | 01A65 | 4392 | CHARLES P BAILEY ATHENS | Army | 083 | Limestone | 0170 | Athens | 0.83 | 0.83 | 2.214 | 1.142 | 1.142 | 0.593 | 0.556 | 2.154 | 1.142 | 0.122
US | United States | 01 | Alabama | 01D35 | 7542 | THOMAS H MOORER FORT DEPOSIT | Army | 085 | Lowndes | 1220 | Fort Deposit | 0.83 | 0.81 | 2.214 | 1.131 | 1.131 | 0.593 | 0.556 | 2.154 | 1.131 | 0.122
US | United States | 01 | Alabama | FRFK0001 | 1683 | EASTERN ALABAMA NEXRAD SITE SITE # 1 | Air Force | 087 | Macon | 1236 | Franklin | 0.83 | 0.81 | 2.214 | 1.131 | 1.131 | 0.593 | 0.556 | 2.154 | 1.131 | 0.122
US | United States | 01 | Alabama | 01H05 | 3998 | BENJAMIN O DAVIS TUSKEGEE | Army | 087 | Macon | 3070 | Tuskegee | 0.83 | 0.81 | 2.214 | 1.131 | 1.131 | 0.593 | 0.556 | 2.154 | 1.131 | 0.122
US | United States | 01 | Alabama | 01882 | 4460 | CLEVELAND LEIGH ABBOTT USARC | Army | 087 | Macon | 3070 | Tuskegee | 0.83 | 0.81 | 2.214 | 1.131 | 1.131 | 0.593 | 0.556 | 2.154 | 1.131 | 0.122
US | United States | 01 | Alabama | M68479-0024 | 125 | HUNTSVILLE AL MCRC | Marine Corps | 089 | Madison | 1730 | Huntsville | 0.83 | 0.83 | 2.214 | 1.142 | 1.142 | 0.593 | 0.556 | 2.154 | 1.142 | 0.122
US | United States | 01 | Alabama | N63043-HU | 1081 | NMCB 24 HUNSTVILLE AL | Navy | 089 | Madison | 1730 | Huntsville | 0.83 | 0.83 | 2.214 | 1.142 | 1.142 | 0.593 | 0.556 | 2.154 | 1.142 | 0.122
US | United States | 01 | Alabama | 01E45 | 5511 | HUNTSVILLE | Army | 089 | Madison | 1730 | Huntsville | 0.83 | 0.83 | 2.214 | 1.274 | 1.274 | 0.593 | 0.556 | 2.154 | 1.274 | 0.122
US | United States | 01 | Alabama | 01743 | 5513 | HUNTSVILLE USARC/AMSA #145(G) | Army | 089 | Madison | 1730 | Huntsville | 0.83 | 0.83 | 2.214 | 1.142 | 1.142 | 0.593 | 0.556 | 2.154 | 1.142 | 0.122
US | United States | 01 | Alabama | 01E50 | 5578 | JACKSON M BALCH HUNTSVILLE | Army | 089 | Madison | 1730 | Huntsville | 0.83 | 0.83 | 2.214 | 1.142 | 1.142 | 0.593 | 0.556 | 2.154 | 1.142 | 0.122
US | United States | 01 | Alabama | 01E47 | 6947 | RAYMOND W JONES HUNTSVILLE | Army | 089 | Madison | 1730 | Huntsville | 0.83 | 0.83 | 2.214 | 1.142 | 1.142 | 0.593 | 0.556 | 2.154 | 1.142 | 0.122
US | United States | 01 | Alabama | 01202 | 6964 | REDSTONE ARSENAL | Army | 089 | Madison | 1730 | Huntsville | 0.83 | 0.83 | 2.214 | 1.142 | 1.142 | 0.593 | 0.556 | 2.154 | 1.142 | 0.122
US | United States | 01 | Alabama | 18081-10033 | 700192 | 106 WYNN DR NW HUNTSVILLE | Army | 089 | Madison | 1730 | Huntsville | 0.83 | 0.83
US | United States | 01 | Alabama | 18081-10090 | 700249 | 215 WYNN DRIVE HUNTSVILLE | Army | 089 | Madison | 1730 | Huntsville | 0.83 | 0.83
US | United States | 01 | Alabama | 18081-10161 | 700320 | 5000 BRADFORD HUNTSVILLE | Army | 089 | Madison | 1730 | Huntsville | 0.83 | 0.83
US | United States | 01 | Alabama | 18081-10321 | 700480 | ELECTRONICS BLVD HUNTSVILLE | Army | 089 | Madison | 1730 | Huntsville | 0.83 | 0.83
US | United States | 01 | Alabama | 82387-10090 | 702201 | 1100 JORDAN LN HUNTSVILLE | Army | 089 | Madison | 1730 | Huntsville | 0.83 | 0.83
US | United States | 01 | Alabama | 82387-10638 | 702749 | 2801 MEMORIAL PARKWAY SOUTH HUNTSVILLE | Army | 089 | Madison | 1730 | Huntsville | 0.83 | 0.83
US | United States | 01 | Alabama | 82387-13125 | 705235 | UNIVERSITY DR HUNTSVILLE | Army | 089 | Madison | 1730 | Huntsville | 0.83 | 0.83
US | United States | 01 | Alabama | 82387-13126 | 705236 | UNIVERSITY DR HUNTSVILLE 1 | Army | 089 | Madison | 1730 | Huntsville | 0.83 | 0.83
US | United States | 01 | Alabama | 18081-10048 | 700207 | 121 RESEARCH BLVD MADISON | Army | 089 | Madison | 1970 | Madison | 0.83 | 0.83
US | United States | 01 | Alabama | 18081-10061 | 700220 | 145 RESEARCH BLVD MADISON | Army | 089 | Madison | 1970 | Madison | 0.83 | 0.83
US | United States | 01 | Alabama | 82387-12137 | 704247 | LIME QUARRY RD MADISON | Army | 089 | Madison | 1970 | Madison | 0.83 | 0.83
US | United States | 01 | Alabama | 01C60 | 5120 | FT H W JOHNSON DEMOPOLIS | Army | 091 | Marengo | 0900 | Demopolis | 0.83 | 0.81 | 2.214 | 1.131 | 1.131 | 0.593 | 0.556 | 2.154 | 1.131 | 0.122
US | United States | 01 | Alabama | 01E82 | 5916 | LINDEN | Army | 091 | Marengo | 1880 | Linden | 0.83 | 0.81 | 2.214 | 1.131 | 1.131 | 0.593 | 0.556 | 2.154 | 1.131 | 0.122
US | United States | 01 | Alabama | 01E00 | 5330 | HAMILTON | Army | 093 | Marion | 1540 | Hamilton | 0.83 | 0.81 | 2.214 | 1.131 | 1.131 | 0.593 | 0.556 | 2.154 | 1.131 | 0.122
US | United States | 01 | Alabama | 01E01 | 5703 | KD RANGE - ABANDONED | Army | 093 | Marion | 1540 | Hamilton | 0.83 | 0.81 | 2.214 | 1.131 | 1.131 | 0.593 | 0.556 | 2.154 | 1.131 | 0.122
US | United States | 01 | Alabama | 01H35 | 5636 | JOHN C ESTES WINFIELD | Army | 093 | Marion | 3300 | Winfield | 0.83 | 0.81 | 2.214 | 1.131 | 1.131 | 0.593 | 0.556 | 2.154 | 1.131 | 0.122
US | United States | 01 | Alabama | 82387-12034 | 704144 | HWY 31 N ALBERTVILLE | Army | 095 | Marshall | 0050 | Albertville | 0.83 | 0.81
US | United States | 01 | Alabama | 01A41 | 7900 | WILBURN B FOWLER ARAB | Army | 095 | Marshall | 0110 | Arab | 0.83 | 0.81 | 2.214 | 1.131 | 1.131 | 0.593 | 0.556 | 2.154 | 1.131 | 0.122
US | United States | 01 | Alabama | 01D90 | 6922 | R M KELLEY JR GUNTERSVILLE | Army | 095 | Marshall | 1500 | Guntersville | 0.83 | 0.81 | 2.214 | 1.131 | 1.131 | 0.593 | 0.556 | 2.154 | 1.131 | 0.122
US | United States | 01 | Alabama | 82387-11961 | 704072 | GUNTER AVE GUNTERSVILLE | Army | 095 | Marshall | 1500 | Guntersville | 0.83 | 0.81
US | United States | 01 | Alabama | N00204-MO | 1184 | NOSC-MCRC MOBILE AL | Navy | 097 | Mobile | 2100 | Mobile | 0.83 | 0.82 | 2.214 | 1.131 | 1.131 | 0.593 | 0.556 | 2.154 | 1.131 | 0.122
US | United States | 01 | Alabama | 01F19 | 3691 | AASF 3 BATES FIELD MOBILE | Army | 097 | Mobile | 2100 | Mobile | 0.83 | 0.82 | 2.214 | 1.131 | 1.131 | 0.593 | 0.556 | 2.154 | 1.131 | 0.122
US | United States | 01 | Alabama | 01514 | 3841 | ARLINGTON POINT USARC | Army | 097 | Mobile | 2100 | Mobile | 0.83 | 0.82 | 2.214 | 1.131 | 1.131 | 0.593 | 0.556 | 2.154 | 1.131 | 0.122
US | United States | 01 | Alabama | 01F18 | 3852 | ARNG/USAR CTR | Army | 097 | Mobile | 2100 | Mobile | 0.83 | 0.82 | 2.214 | 1.131 | 1.131 | 0.593 | 0.556 | 2.154 | 1.131 | 0.122
US | United States | 01 | Alabama | 01F11 | 4901 | F A MCCORKLE MOBILE | Army | 097 | Mobile | 2100 | Mobile | 0.83 | 0.82 | 2.214 | 1.131 | 1.131 | 0.593 | 0.556 | 2.154 | 1.131 | 0.122
US | United States | 01 | Alabama | 01F10 | 5134 | FT WHITING MOBILE | Army | 097 | Mobile | 2100 | Mobile | 0.83 | 0.82 | 2.214 | 1.131 | 1.131 | 0.593 | 0.556 | 2.154 | 1.131 | 0.122
US | United States | 01 | Alabama | 01F12 | 6628 | OMS 28 29 MOBILE | Army | 097 | Mobile | 2100 | Mobile | 0.83 | 0.82 | 2.214 | 1.131 | 1.131 | 0.593 | 0.556 | 2.154 | 1.131 | 0.122
US | United States | 01 | Alabama | 0111A | 7248 | SGT WILLIAM W SEAY USARC | Army | 097 | Mobile | 2100 | Mobile | 0.83 | 0.82 | 2.214 | 1.131 | 1.131 | 0.593 | 0.556 | 2.154 | 1.131 | 0.122
US | United States | 01 | Alabama | 01632 | 7973 | WRIGHT USARC/AMSA #151(G) | Army | 097 | Mobile | 2100 | Mobile | 0.83 | 0.82 | 2.214 | 1.131 | 1.131 | 0.593 | 0.556 | 2.154 | 1.131 | 0.122
US | United States | 01 | Alabama | 01530-10021 | 700022 | BROOKLEY COMPLEX MOBILE | Army | 097 | Mobile | 2100 | Mobile | 0.83 | 0.82 | 2.214 | 1.131 | 1.131 | 0.593 | 0.556 | 2.154 | 1.131 | 0.122
US | United States | 01 | Alabama | 70132-10750 | 702021 | LAUREL OAK CT MOBILE | Army | 097 | Mobile | 2100 | Mobile | 0.83 | 0.82
US | United States | 01 | Alabama | 82387-10711 | 702822 | 315 S. SAGE AVENUE MOBILE | Army | 097 | Mobile | 2100 | Mobile | 0.83 | 0.82
US | United States | 01 | Alabama | 82387-10731 | 702842 | 3280 DAUPHIN STREET MOBILE | Army | 097 | Mobile | 2100 | Mobile | 0.83 | 0.82
US | United States | 01 | Alabama | 82387-11311 | 703422 | AIRPORT BLVD MOBILE | Army | 097 | Mobile | 2100 | Mobile | 0.83 | 0.82
US | United States | 01 | Alabama | 82387-11582 | 703693 | DAUPHIN ST MOBILE | Army | 097 | Mobile | 2100 | Mobile | 0.83 | 0.82
US | United States | 01 | Alabama | 82387-12012 | 704122 | HILLCREST RD MOBILE | Army | 097 | Mobile | 2100 | Mobile | 0.83 | 0.82
US | United States | 01 | Alabama | 82387-12893 | 705003 | SAGE AVE MOBILE | Army | 097 | Mobile | 2100 | Mobile | 0.83 | 0.82
US | United States | 01 | Alabama | 82387-12894 | 705004 | SAGE AVE MOBILE 1 | Army | 097 | Mobile | 2100 | Mobile | 0.83 | 0.82
US | United States | 01 | Alabama | 710756 | 710756 | 5700 GRELOT ROAD MOBILE | Army | 097 | Mobile | 2100 | Mobile | 0.83 | 0.82
US | United States | 01 | Alabama | 82387-11995 | 704105 | HIGHWAY 43 SARALAND | Army | 097 | Mobile | 2713 | Saraland | 0.83 | 0.82
US | United States | 01 | Alabama | 01F25 | 5133 | FT SHORT MILLSAP MONROEVILLE | Army | 099 | Monroe | 2110 | Monroeville | 0.83 | 0.81 | 2.214 | 1.131 | 1.131 | 0.593 | 0.556 | 2.154 | 1.131 | 0.122
US | United States | 01 | Alabama | JUBJ0001 | 1344 | MAXWELL AIR FORCE BASE GUNTER ANNEX SITE # 1 | Air Force | 101 | Montgomery | 1495 | Gunter AFB | 0.82 | 0.8 | 2.214 | 1.131 | 1.131 | 0.593 | 0.556 | 2.154 | 1.131 | 0.122
US | United States | 01 | Alabama | 01F45 | 6923 | R W SHEPHERD HOPE HULL | Army | 101 | Montgomery | 1712 | Hope Hull | 0.82 | 0.8 | 2.214 | 1.131 | 1.131 | 0.593 | 0.556 | 2.154 | 1.131 | 0.122
US | United States | 01 | Alabama | PNQS0001 | 2777 | MAXWELL AFB SITE # 1 | Air Force | 101 | Montgomery | 2025 | Maxwell AFB | 0.82 | 0.8 | 2.214 | 1.131 | 1.131 | 0.593 | 0.556 | 2.154 | 1.131 | 0.122
US | United States | 01 | Alabama | M68479-0025 | 126 | MONTGOMERY AL | Marine Corps | 101 | Montgomery | 2130 | Montgomery | 0.82 | 0.8 | 2.214 | 1.131 | 1.131 | 0.593 | 0.556 | 2.154 | 1.131 | 0.122
US | United States | 01 | Alabama | ABAA0001 | 1346 | ABSTON ANG STATION SITE # 1 | Air Force | 101 | Montgomery | 2130 | Montgomery | 0.82 | 0.8 | 2.214 | 1.131 | 1.131 | 0.593 | 0.556 | 2.154 | 1.131 | 0.122
US | United States | 01 | Alabama | FAKZ0001 | 1646 | MONTGOMERY REGIONAL AIRPORT ANG BASE # 1 | Air Force | 101 | Montgomery | 2130 | Montgomery | 0.82 | 0.8 | 2.214 | 1.131 | 1.131 | 0.593 | 0.556 | 2.154 | 1.131 | 0.122
US | United States | 01 | Alabama | 01589 | 4033 | BG WILLIAM P SCREWS USARC | Army | 101 | Montgomery | 2130 | Montgomery | 0.82 | 0.8 | 2.214 | 1.131 | 1.131 | 0.593 | 0.556 | 2.154 | 1.131 | 0.122
US | United States | 01 | Alabama | 01642 | 4663 | DAVID MONIAC USARC/AMSA 152(G) | Army | 101 | Montgomery | 2130 | Montgomery | 0.82 | 0.8 | 2.214 | 1.131 | 1.131 | 0.593 | 0.556 | 2.154 | 1.131 | 0.122
US | United States | 01 | Alabama | 01F57 | 5118 | FT GEORGE C WALLACE MONTGOMERY | Army | 101 | Montgomery | 2130 | Montgomery | 0.82 | 0.8 | 2.214 | 1.131 | 1.131 | 0.593 | 0.556 | 2.154 | 1.131 | 0.122
US | United States | 01 | Alabama | 01F50 | 5630 | JFHQ - SMD | Army | 101 | Montgomery | 2130 | Montgomery | 0.82 | 0.8 | 2.214 | 1.131 | 1.131 | 0.593 | 0.556 | 2.154 | 1.131 | 0.122
US | United States | 01 | Alabama | 01F59 | 7295 | SMD ANNEX AFRC | Army | 101 | Montgomery | 2130 | Montgomery | 0.82 | 0.8 | 2.214 | 1.131 | 1.131 | 0.593 | 0.556 | 2.154 | 1.131 | 0.122
US | United States | 01 | Alabama | 01F35 | 7516 | TAYLOR HARDIN MONTGOMERY | Army | 101 | Montgomery | 2130 | Montgomery | 0.82 | 0.8 | 2.214 | 1.131 | 1.131 | 0.593 | 0.556 | 2.154 | 1.131 | 0.122
US | United States | 01 | Alabama | 01121 | 7775 | WAREHOUSE MONTGOMERY | Army | 101 | Montgomery | 2130 | Montgomery | 0.82 | 0.8 | 2.214 | 1.131 | 1.131 | 0.593 | 0.556 | 2.154 | 1.131 | 0.122
US | United States | 01 | Alabama | 01F31 | 7952 | WMDCST MONTGOMERY | Army | 101 | Montgomery | 2130 | Montgomery | 0.82 | 0.8 | 2.214 | 1.131 | 1.131 | 0.593 | 0.556 | 2.154 | 1.131 | 0.122
US | United States | 01 | Alabama | 18081-10150 | 700309 | 441 HACKEL DR MONTGOMERY | Army | 101 | Montgomery | 2130 | Montgomery | 0.82 | 0.8
US | United States | 01 | Alabama | 82387-10550 | 702661 | 2331 W L DICKINSON DR MONTGOMERY | Army | 101 | Montgomery | 2130 | Montgomery | 0.82 | 0.8
US | United States | 01 | Alabama | 82387-10554 | 702665 | 2350 FAIRLANE DRIVE MONTGOMERY | Army | 101 | Montgomery | 2130 | Montgomery | 0.82 | 0.8
US | United States | 01 | Alabama | 82387-11547 | 703658 | COPPERFIELD DR MONTGOMERY | Army | 101 | Montgomery | 2130 | Montgomery | 0.82 | 0.8
US | United States | 01 | Alabama | 82387-11790 | 703901 | EASTERN BLVD MONTGOMERY | Army | 101 | Montgomery | 2130 | Montgomery | 0.82 | 0.8
US | United States | 01 | Alabama | 82387-11791 | 703902 | EASTERN BLVD MONTGOMERY 1 | Army | 101 | Montgomery | 2130 | Montgomery | 0.82 | 0.8
US | United States | 01 | Alabama | 710463 | 710463 | 705 MCDONALD STREET MONTGOMERY | Army | 101 | Montgomery | 2130 | Montgomery | 0.82 | 0.8
US | United States | 01 | Alabama | MPCP0001 | 2460 | MONTGOMERY ANG STATION SITE # 1 | Air Force | 101 | Montgomery | 9999 | Unknown | 0.82 | 0.8 | 2.214 | 1.131 | 1.131 | 0.593 | 0.556 | 2.154 | 1.131 | 0.122
US | United States | 01 | Alabama | 01C55 | 3719 | AFRC QUARLES FLOWERS DECATUR | Army | 103 | Morgan | 0890 | Decatur | 0.83 | 0.83 | 2.214 | 1.142 | 1.142 | 0.593 | 0.556 | 2.154 | 1.142 | 0.122
US | United States | 01 | Alabama | 711214 | 711214 | 2314 6TH AVENUE SE DECATUR | Army | 103 | Morgan | 0890 | Decatur | 0.83 | 0.83
US | United States | 01 | Alabama | 01E20 | 4936 | FERRELL VEST HARTSELLE | Army | 103 | Morgan | 1590 | Hartselle | 0.83 | 0.81 | 2.214 | 1.142 | 1.142 | 0.593 | 0.556 | 2.154 | 1.142 | 0.122
US | United States | 01 | Alabama | 01F00 | 6075 | MARION | Army | 105 | Perry | 2020 | Marion | 0.83 | 0.81 | 2.214 | 1.131 | 1.131 | 0.593 | 0.556 | 2.154 | 1.131 | 0.122
US | United States | 01 | Alabama | 01586 | 5233 | GORDO USARC | Army | 107 | Pickens | 1400 | Gordo | 0.83 | 0.81 | 2.214 | 1.131 | 1.131 | 0.593 | 0.556 | 2.154 | 1.131 | 0.122
US | United States | 01 | Alabama | 01B70 | 7844 | WENDELL K TAYLOR BRUNDIDGE | Army | 109 | Pike | 0510 | Brundidge | 0.79 | 0.73 | 2.214 | 1.131 | 1.131 | 0.593 | 0.556 | 2.154 | 1.131 | 0.122
US | United States | 01 | Alabama | 01852 | 6758 | PFC GRADY C ANDERSON USARC | Army | 109 | Pike | 3040 | Troy | 0.83 | 0.81 | 2.214 | 1.131 | 1.131 | 0.593 | 0.556 | 2.154 | 1.131 | 0.122
US | United States | 01 | Alabama | 01G90 | 6931 | RALPH W ADAMS TROY | Army | 109 | Pike | 3040 | Troy | 0.83 | 0.81 | 2.214 | 1.131 | 1.131 | 0.593 | 0.556 | 2.154 | 1.131 | 0.122
US | United States | 01 | Alabama | 18081-10513 | 700672 | PIKE COUNTY TROY | Army | 109 | Pike | 3040 | Troy | 0.83 | 0.81
US | United States | 01 | Alabama | 82387-11179 | 703290 | 800 HIGHWAY 231 S. TROY | Army | 109 | Pike | 3040 | Troy | 0.83 | 0.81
US | United States | 01 | Alabama | 01022 | 4983 | FORT BENNING AL | Army | 113 | Russell | 1226 | Fort Mitchell | 0.83 | 0.81 | 2.214 | 1.131 | 1.131 | 0.593 | 0.556 | 2.154 | 1.131 | 0.122
US | United States | 01 | Alabama | 01G10 | 5566 | JABE BRASSELL PHENIX CITY | Army | 113 | Russell | 2440 | Phenix City | 0.83 | 0.81 | 2.214 | 1.131 | 1.131 | 0.593 | 0.556 | 2.154 | 1.131 | 0.122
US | United States | 01 | Alabama | 01102 | 5027 | FORT MCCLELLAN | Army | 115 | St. Clair | 2136 | Moody | 0.82 | 0.8 | 2.214 | 1.131 | 1.131 | 0.593 | 0.556 | 2.154 | 1.131 | 0.122
US | United States | 01 | Alabama | 01G65 | 7358 | SPRINGVILLE | Army | 115 | St. Clair | 2830 | Springville | 0.83 | 0.81 | 2.214 | 1.131 | 1.131 | 0.593 | 0.556 | 2.154 | 1.131 | 0.122
US | United States | 01 | Alabama | 01B80 | 4210 | CALERA | Army | 117 | Shelby | 0530 | Calera | 0.83 | 0.81 | 2.214 | 1.131 | 1.131 | 0.593 | 0.556 | 2.154 | 1.131 | 0.122
US | United States | 01 | Alabama | 18081-10055 | 700214 | 1305 10TH AVENUE CALERA | Army | 117 | Shelby | 0530 | Calera | 0.83 | 0.81
US | United States | 01 | Alabama | 01C25 | 5562 | IVAN F SMITH CLANTON | Army | 117 | Shelby | 0655 | Chelsea | 0.83 | 0.81 | 2.214 | 1.131 | 1.131 | 0.593 | 0.556 | 2.154 | 1.131 | 0.122
US | United States | 01 | Alabama | 01G03 | 5426 | HENRY H COBB JR PELHAM | Army | 117 | Shelby | 2405 | Pelham | 0.83 | 0.81 | 2.214 | 1.131 | 1.131 | 0.593 | 0.556 | 2.154 | 1.131 | 0.122
US | United States | 01 | Alabama | 01H20 | 7726 | VINCENT | Army | 117 | Shelby | 3140 | Vincent | 0.83 | 0.81 | 2.214 | 1.131 | 1.131 | 0.593 | 0.556 | 2.154 | 1.131 | 0.122
US | United States | 01 | Alabama | 01602 | 3808 | ANDREW LESLIE JACKSON USARC | Army | 119 | Sumter | 1920 | Livingston | 0.83 | 0.81 | 2.214 | 1.131 | 1.131 | 0.593 | 0.556 | 2.154 | 1.131 | 0.122
US | United States | 01 | Alabama | 82387-12146 | 704256 | LIVINGSTON/MAIN PO LIVINGSTON | Army | 119 | Sumter | 1920 | Livingston | 0.83 | 0.81
US | United States | 01 | Alabama | 01C15 | 5563 | IVAN R SMITH CHILDERSBURG | Army | 121 | Talladega | 0680 | Childersburg | 0.83 | 0.81 | 2.214 | 1.131 | 1.131 | 0.593 | 0.556 | 2.154 | 1.131 | 0.122
US | United States | 01 | Alabama | 01G75 | 7486 | SYLACAUGA | Army | 121 | Talladega | 2900 | Sylacauga | 0.83 | 0.81 | 2.214 | 1.131 | 1.131 | 0.593 | 0.556 | 2.154 | 1.131 | 0.122
US | United States | 01 | Alabama | 710102 | 710102 | NATL GD ARMORY SYLACAUGA | Army | 121 | Talladega | 2900 | Sylacauga | 0.83 | 0.81
US | United States | 01 | Alabama | 01G80 | 5835 | LAURIS D GRAVES TALLADEGA | Army | 121 | Talladega | 2910 | Talladega | 0.83 | 0.81 | 2.214 | 1.131 | 1.131 | 0.593 | 0.556 | 2.154 | 1.131 | 0.122
US | United States | 01 | Alabama | 01530-10033 | 700034 | SHOAL CREEK TALLADEGA | Army | 121 | Talladega | 2910 | Talladega | 0.83 | 0.81 | 2.214 | 1.131 | 1.131 | 0.593 | 0.556 | 2.154 | 1.131 | 0.122
US | United States | 01 | Alabama | 82387-11653 | 703764 | E BATTLE ST TALLADEGA | Army | 121 | Talladega | 2910 | Talladega | 0.83 | 0.81
US | United States | 01 | Alabama | 82387-12032 | 704142 | HWY 280 E ALEXANDER CITY | Army | 123 | Tallapoosa | 0060 | Alexander City | 0.83 | 0.81
US | United States | 01 | Alabama | 01C50 | 3807 | ANDREW JACKSON DADEVILLE | Army | 123 | Tallapoosa | 0840 | Dadeville | 0.83 | 0.81 | 2.214 | 1.131 | 1.131 | 0.593 | 0.556 | 2.154 | 1.131 | 0.122
US | United States | 01 | Alabama | 01F71 | 6573 | NORTHPORT | Army | 125 | Tuscaloosa | 2260 | Northport | 0.83 | 0.81 | 2.214 | 1.131 | 1.131 | 0.593 | 0.556 | 2.154 | 1.131 | 0.122
US | United States | 01 | Alabama | 01F70 | 6874 | POWELL SHAMBLIN NORTHPORT | Army | 125 | Tuscaloosa | 2260 | Northport | 0.83 | 0.81 | 2.214 | 1.131 | 1.131 | 0.593 | 0.556 | 2.154 | 1.131 | 0.122
US | United States | 01 | Alabama | N63043-TS | 338 | NOSC TUSCALOOSA AL | Navy | 125 | Tuscaloosa | 3050 | Tuscaloosa | 0.83 | 0.81 | 2.214 | 1.131 | 1.131 | 0.593 | 0.556 | 2.154 | 1.131 | 0.122
US | United States | 01 | Alabama | 01872 | 4943 | FINNELL AFRC/AMSA #154(G) | Army | 125 | Tuscaloosa | 3050 | Tuscaloosa | 0.83 | 0.81 | 2.214 | 1.131 | 1.131 | 0.593 | 0.556 | 2.154 | 1.131 | 0.122
US | United States | 01 | Alabama | 01E35 | 5989 | LURLEEN B WALLACE HOLT | Army | 125 | Tuscaloosa | 3050 | Tuscaloosa | 0.83 | 0.81 | 2.214 | 1.131 | 1.131 | 0.593 | 0.556 | 2.154 | 1.131 | 0.122
US | United States | 01 | Alabama | 70132-10686 | 701957 | 8713 HUDSON COURT TUSCALOOSA | Army | 125 | Tuscaloosa | 3050 | Tuscaloosa | 0.83 | 0.81
US | United States | 01 | Alabama | 82387-10178 | 702289 | 1241 MCFARLAND BLVD TUSCALOOSA | Army | 125 | Tuscaloosa | 3050 | Tuscaloosa | 0.83 | 0.81
US | United States | 01 | Alabama | 82387-11839 | 703950 | FED BLDG RM 144 TUSCALOOSA | Army | 125 | Tuscaloosa | 3050 | Tuscaloosa | 0.83 | 0.81
US | United States | 01 | Alabama | 82387-13123 | 705233 | UNIVERSITY BLVD TUSCALOOSA | Army | 125 | Tuscaloosa | 3050 | Tuscaloosa | 0.83 | 0.81
US | United States | 01 | Alabama | 710110 | 710110 | 8816 OLD GREENSBORO TUSCALOOSA | Army | 125 | Tuscaloosa | 3050 | Tuscaloosa | 0.83 | 0.81
US | United States | 01 | Alabama | 711061 | 711061 | 4395 HEATHERSAGE CIR TUSCALOOSA | Army | 125 | Tuscaloosa | 3050 | Tuscaloosa | 0.83 | 0.81
US | United States | 01 | Alabama | 01B90 | 4316 | CARBON HILL | Army | 127 | Walker | 0560 | Carbon Hill | 0.83 | 0.81 | 2.214 | 1.131 | 1.131 | 0.593 | 0.556 | 2.154 | 1.131 | 0.122
US | United States | 01 | Alabama | 01597 | 5605 | JASPER USARC | Army | 127 | Walker | 1780 | Jasper | 0.83 | 0.81 | 2.214 | 1.131 | 1.131 | 0.593 | 0.556 | 2.154 | 1.131 | 0.122
US | United States | 01 | Alabama | 01E65 | 6373 | NEIL L BOTELER JASPER | Army | 127 | Walker | 1780 | Jasper | 0.83 | 0.81 | 2.214 | 1.131 | 1.131 | 0.593 | 0.556 | 2.154 | 1.131 | 0.122
US | United States | 01 | Alabama | 82387-12043 | 704153 | HWY 78 EAST JASPER | Army | 127 | Walker | 1780 | Jasper | 0.83 | 0.81
US | United States | 01 | Alabama | 01B85 | 4221 | CAMDEN | Army | 131 | Wilcox | 0540 | Camden | 0.83 | 0.81 | 2.214 | 1.131 | 1.131 | 0.593 | 0.556 | 2.154 | 1.131 | 0.122
US | United States | 01 | Alabama | 01C75 | 4746 | DOUBLE SPRINGS | Army | 133 | Winston | 0940 | Double Springs | 0.83 | 0.81 | 2.214 | 1.131 | 1.131 | 0.593 | 0.556 | 2.154 | 1.131 | 0.122
US | United States | 01 | Alabama | 01D95 | 4046 | BILLY F ROBERTS HALEYVILLE | Army | 133 | Winston | 1530 | Haleyville | 0.83 | 0.81 | 2.214 | 1.131 | 1.131 | 0.593 | 0.556 | 2.154 | 1.131 | 0.122
US | United States | 02 | Alaska | ECMV0001 | 1604 | COLD BAY LONG RANGE RADAR SITE SITE # 1 | Air Force | 013 | Aleutians East | 0469 | Cold Bay | 3.97 | 3.74 | 1.071 | 1.25 | 1.25 | 1.083 | 1.111 | 0.061 | 1.25 | 5.2
US | United States | 02 | Alaska | N69169 | 225 | Naval Air Field, Adak AK | Navy | 016 | Aleutians West | 0006 | Adak Station | 4.06 | 3.83 | 1.071 | 1.25 | 1.25 | 1.083 | 1.111 | 0.061 | 1.25 | 5.2
US | United States | 02 | Alaska | N69169-AA | 1096 | NSGA ADAK N63886 | Navy | 016 | Aleutians West | 0006 | Adak Station | 4.06 | 3.83 | 1.071 | 1.25 | 1.25 | 1.083 | 1.111 | 0.061 | 1.25 | 5.2
US | United States | 02 | Alaska | VNMH0001 | 3272 | EARECKSON AS SITE # 1 | Air Force | 016 | Aleutians West | 0006 | Adak Station | 3.97 | 3.74 | 1.071 | 1.25 | 1.25 | 1.083 | 1.111 | 0.061 | 1.25 | 5.2
US | United States | 02 | Alaska | RWSJ0001 | 3077 | NIKOLSKI RADIO RELAY SITE SITE # 1 | Air Force | 016 | Aleutians West | 1830 | Nikolski | 3.97 | 3.74 | 1.071 | 1.25 | 1.25 | 1.083 | 1.111 | 0.061 | 1.25 | 5.2
US | United States | 02 | Alaska | 18081-10453 | 700612 | NIKOLSKI RRS NIKOLSKI | Army | 016 | Aleutians West | 1830 | Nikolski | 3.97 | 3.74
US | United States | 02 | Alaska | FLUH0001 | 1665 | DRIFTWOOD BAY RADIO RELAY SITE SITE # 1 | Air Force | 016 | Aleutians West | 2710 | Unalaska | 3.97 | 3.74 | 1.071 | 1.25 | 1.25 | 1.083 | 1.111 | 0.061 | 1.25 | 5.2
US | United States | 02 | Alaska | AQYX0001 | 1398 | ATTU RESEARCH SITE SITE # 1 | Air Force | 016 | Aleutians West | 9999 | Unknown | 3.97 | 3.74 | 1.071 | 1.25 | 1.25 | 1.083 | 1.111 | 0.061 | 1.25 | 5.2
US | United States | 02 | Alaska | 02A25 | 6465 | NG JEWEL LAKE ARMORY | Army | 020 | Anchorage | 0130 | Anchorage | 1.79 | 1.8 | 1.071 | 1.24 | 1.24 | 1.083 | 1.111 | 0.061 | 1.24 | 5.2
US | United States | 02 | Alaska | 02A35 | 6618 | OLD CSMS | Army | 020 | Anchorage | 0130 | Anchorage | 1.79 | 1.8 | 1.071 | 1.24 | 1.24 | 1.083 | 1.111 | 0.061 | 1.24 | 5.2
US | United States | 02 | Alaska | 020NG-10001 | 700040 | 11823 OLD GLENN HIGHWAY ANCHORAGE | Army | 020 | Anchorage | 0130 | Anchorage | 1.79 | 1.8 | 1.071 | 1.24 | 1.24 | 1.083 | 1.111 | 0.061 | 1.24 | 5.2
US | United States | 02 | Alaska | 18081-10157 | 700316 | 4902 JEWEL LAKE ROAD ANCHORAGE | Army | 020 | Anchorage | 0130 | Anchorage | 1.79 | 1.8
US | United States | 02 | Alaska | 82387-10135 | 702246 | 11823 OLD GLENN HIGHWAY ANCHORAGE | Army | 020 | Anchorage | 0130 | Anchorage | 1.79 | 1.8
US | United States | 02 | Alaska | 82387-11677 | 703788 | E DIMOND BLVD ANCHORAGE | Army | 020 | Anchorage | 0130 | Anchorage | 1.79 | 1.8
US | United States | 02 | Alaska | 82387-12635 | 704745 | PENLAND PkWY ANCHORAGE | Army | 020 | Anchorage | 0130 | Anchorage | 1.79 | 1.8
US | United States | 02 | Alaska | 82387-13285 | 705394 | W NORTHERN LTS ANCHORAGE | Army | 020 | Anchorage | 0130 | Anchorage | 1.79 | 1.8
US | United States | 02 | Alaska | 710153 | 710153 | 1717 C STREET ANCHORAGE | Army | 020 | Anchorage | 0130 | Anchorage | 1.79 | 1.8
US | United States | 02 | Alaska | 710408 | 710408 | ANCHORAGE ADMIN BLDG ANCHORAGE | Army | 020 | Anchorage | 0130 | Anchorage | 1.79 | 1.8
US | United States | 02 | Alaska | N68967-EL | 320 | ELMENDORF AFB ALASKA | Navy | 020 | Anchorage | 0710 | Elmendorf AFB | 1.79 | 1.8 | 1.071 | 1.24 | 1.24 | 1.083 | 1.111 | 0.061 | 1.24 | 5.2
US | United States | 02 | Alaska | 02A90 | 4200 | C12 HANGAR EAFB | Army | 020 | Anchorage | 0710 | Elmendorf AFB | 1.79 | 1.8 | 1.071 | 1.24 | 1.24 | 1.083 | 1.111 | 0.061 | 1.24 | 5.2
US | United States | 02 | Alaska | 82387-10534 | 702645 | 22D ST ELMENDORF AFB | Army | 020 | Anchorage | 0710 | Elmendorf AFB | 1.79 | 1.8
US | United States | 02 | Alaska | N68967-RA | 689 | NAVOPSPTCEN FT RICH AK | Navy | 020 | Anchorage | 0798 | Fort Richardson | 1.79 | 1.8 | 1.071 | 1.24 | 1.24 | 1.083 | 1.111 | 0.061 | 1.24 | 5.2
US | United States | 02 | Alaska | 02243 | 4829 | EKLUTNA DISPERSAL SITE | Army | 020 | Anchorage | 0798 | Fort Richardson | 1.79 | 1.8 | 1.071 | 1.24 | 1.24 | 1.083 | 1.111 | 0.061 | 1.24 | 5.2
US | United States | 02 | Alaska | 02252 | 4830 | EKLUTNA MOUNTAIN GLACIER SITE | Army | 020 | Anchorage | 0798 | Fort Richardson | 1.79 | 1.8 | 1.071 | 1.24 | 1.24 | 1.083 | 1.111 | 0.061 | 1.24 | 5.2
US | United States | 02 | Alaska | 02781 | 5043 | FORT RICHARDSON | Army | 020 | Anchorage | 0798 | Fort Richardson | 1.79 | 1.8 | 1.071 | 1.24 | 1.24 | 1.083 | 1.111 | 0.061 | 1.24 | 5.2
US | United States | 02 | Alaska | 02349 | 5313 | GULKANA ARMY SITE | Army | 020 | Anchorage | 0798 | Fort Richardson | 1.79 | 1.8 | 1.071 | 1.24 | 1.24 | 1.083 | 1.111 | 0.061 | 1.24 | 5.2
US | United States | 02 | Alaska | 02851 | 5327 | HAINES TERMINAL | Army | 020 | Anchorage | 0798 | Fort Richardson | 1.79 | 1.8 | 1.071 | 1.24 | 1.24 | 1.083 | 1.111 | 0.061 | 1.24 | 5.2
US | United States | 02 | Alaska | 02852 | 6731 | PD TOK JUNCTION | Army | 020 | Anchorage | 0798 | Fort Richardson | 1.79 | 1.8 | 1.071 | 1.24 | 1.24 | 1.083 | 1.111 | 0.061 | 1.24 | 5.2
US | United States | 02 | Alaska | 02789 | 7226 | SEWARD RECREATION AREA | Army | 020 | Anchorage | 0798 | Fort Richardson | 1.79 | 1.8 | 1.071 | 1.24 | 1.24 | 1.083 | 1.111 | 0.061 | 1.24 | 5.2
US | United States | 02 | Alaska | 02876 | 7888 | WHITTIER ANCHORAGE PIPELINE | Army | 020 | Anchorage | 0798 | Fort Richardson | 1.79 | 1.8 | 1.071 | 1.24 | 1.24 | 1.083 | 1.111 | 0.061 | 1.24 | 5.2
US | United States | 02 | Alaska | 82387-11873 | 703984 | FORT RICHARDSON | Army | 020 | Anchorage | 0798 | Fort Richardson | 1.79 | 1.8
US | United States | 02 | Alaska | FXSB0001 | 1821 | ELMENDORF AFB SITE # 1 | Air Force | 020 | Anchorage | 9999 | Unknown | 1.79 | 1.8 | 1.071 | 1.24 | 1.24 | 1.083 | 1.111 | 0.061 | 1.24 | 5.2
US | United States | 02 | Alaska | MLRV0001 | 2452 | TED STEVENS IAP SITE # 1 | Air Force | 020 | Anchorage | 9999 | Unknown | 1.79 | 1.8 | 1.071 | 1.24 | 1.24 | 1.083 | 1.111 | 0.061 | 1.24 | 5.2
US | United States | 02 | Alaska | 02451 | 6436 | NG AKIACHAK ARMORY | Army | 050 | Bethel | 0030 | Akiachak | 3.97 | 3.74 | 1.071 | 1.25 | 1.25 | 1.083 | 1.111 | 0.061 | 1.25 | 5.2
US | United States | 02 | Alaska | 02455 | 6437 | NG AKIAK ARMORY | Army | 050 | Bethel | 0040 | Akiak | 3.97 | 3.74 | 1.071 | 1.25 | 1.25 | 1.083 | 1.111 | 0.061 | 1.25 | 5.2
US | United States | 02 | Alaska | 02A65 | 4015 | BETHEL AAOF | Army | 050 | Bethel | 0270 | Bethel | 3.97 | 3.74 | 1.071 | 1.25 | 1.25 | 1.083 | 1.111 | 0.061 | 1.25 | 5.2
US | United States | 02 | Alaska | 02C32 | 6353 | NAPASKIAK ARMORY SITE | Army | 050 | Bethel | 0270 | Bethel | 3.97 | 3.74 | 1.071 | 1.25 | 1.25 | 1.083 | 1.111 | 0.061 | 1.25 | 5.2
US | United States | 02 | Alaska | 02A55 | 6390 | NEW BETHEL RC AND OMS | Army | 050 | Bethel | 0270 | Bethel | 3.97 | 3.74 | 1.071 | 1.25 | 1.25 | 1.083 | 1.111 | 0.061 | 1.25 | 5.2
US | United States | 02 | Alaska | 02461 | 6441 | NG ATMAUTLUAK ARMORY | Army | 050 | Bethel | 0270 | Bethel | 3.97 | 3.74 | 1.071 | 1.25 | 1.25 | 1.083 | 1.111 | 0.061 | 1.25 | 5.2
US | United States | 02 | Alaska | 02A60 | 6443 | NG BETHEL ARM OMS | Army | 050 | Bethel | 0270 | Bethel | 3.97 | 3.74 | 1.071 | 1.25 | 1.25 | 1.083 | 1.111 | 0.061 | 1.25 | 5.2
US | United States | 02 | Alaska | 02547 | 6478 | NG KONGIGANAK ARMORY | Army | 050 | Bethel | 0270 | Bethel | 3.97 | 3.74 | 1.071 | 1.25 | 1.25 | 1.083 | 1.111 | 0.061 | 1.25 | 5.2
US | United States | 02 | Alaska | 02594 | 6495 | NG NAPASKIAK ARMORY | Army | 050 | Bethel | 0270 | Bethel | 3.97 | 3.74 | 1.071 | 1.25 | 1.25 | 1.083 | 1.111 | 0.061 | 1.25 | 5.2
US | United States | 02 | Alaska | 02596 | 6499 | NG NEWTOK ARMORY | Army | 050 | Bethel | 0270 | Bethel | 3.97 | 3.74 | 1.071 | 1.25 | 1.25 | 1.083 | 1.111 | 0.061 | 1.25 | 5.2
US | United States | 02 | Alaska | 02481 | 6446 | NG CHEFORNAK ARMORY | Army | 050 | Bethel | 0334 | Chefornak | 3.97 | 3.74 | 1.071 | 1.25 | 1.25 | 1.083 | 1.111 | 0.061 | 1.25 | 5.2
US | United States | 02 | Alaska | 02502 | 6452 | NG EEK ARMORY | Army | 050 | Bethel | 0640 | Eek | 3.97 | 3.74 | 1.071 | 1.25 | 1.25 | 1.083 | 1.111 | 0.061 | 1.25 | 5.2
US | United States | 02 | Alaska | 02516 | 6460 | NG GOODNEWS BAY ARMORY | Army | 050 | Bethel | 0884 | Goodnews Bay | 3.97 | 3.74 | 1.071 | 1.25 | 1.25 | 1.083 | 1.111 | 0.061 | 1.25 | 5.2
US | United States | 02 | Alaska | 02531 | 6470 | NG KASIGLUK ARMORY | Army | 050 | Bethel | 1232 | Kasigluk | 3.97 | 3.74 | 1.071 | 1.25 | 1.25 | 1.083 | 1.111 | 0.061 | 1.25 | 5.2
US | United States | 02 | Alaska | 02541 | 6474 | NG KIPNUK ARMORY | Army | 050 | Bethel | 1290 | Kipnuk | 3.97 | 3.74 | 1.071 | 1.25 | 1.25 | 1.083 | 1.111 | 0.061 | 1.25 | 5.2
US | United States | 02 | Alaska | 02561 | 6485 | NG KWETHLUK ARMORY | Army | 050 | Bethel | 1420 | Kwethluk | 3.97 | 3.74 | 1.071 | 1.25 | 1.25 | 1.083 | 1.111 | 0.061 | 1.25 | 5.2
US | United States | 02 | Alaska | 02565 | 6486 | NG KWIGILLINGOK ARMORY | Army | 050 | Bethel | 1430 | Kwigillingok | 3.97 | 3.74 | 1.071 | 1.25 | 1.25 | 1.083 | 1.111 | 0.061 | 1.25 | 5.2
US | United States | 02 | Alaska | VYLK0001 | 3300 | SPARREVOHN LONG RANGE RADAR SITE SITE # 1 | Air Force | 050 | Bethel | 1494 | Lime Village | 3.97 | 3.74 | 1.071 | 1.25 | 1.25 | 1.083 | 1.111 | 0.061 | 1.25 | 5.2
US | United States | 02 | Alaska | 02581 | 6491 | NG MEKORYUK ARMORY | Army | 050 | Bethel | 1590 | Mekoryuk | 3.97 | 3.74 | 1.071 | 1.25 | 1.25 | 1.083 | 1.111 | 0.061 | 1.25 | 5.2
US | United States | 02 | Alaska | 020NG-10003 | 700042 | MEKORYUK MEKORYUK | Army | 050 | Bethel | 1590 | Mekoryuk | 3.97 | 3.74 | 1.071 | 1.25 | 1.25 | 1.083 | 1.111 | 0.061 | 1.25 | 5.2
US | United States | 02 | Alaska | 02591 | 6494 | NG NAPAKIAK ARMORY | Army | 050 | Bethel | 1740 | Napakiak | 3.97 | 3.74 | 1.071 | 1.25 | 1.25 | 1.083 | 1.111 | 0.061 | 1.25 | 5.2
US | United States | 02 | Alaska | 02597 | 6500 | NG NIGHTMUTE ARMORY | Army | 050 | Bethel | 1810 | Nightmute | 3.97 | 3.74 | 1.071 | 1.25 | 1.25 | 1.083 | 1.111 | 0.061 | 1.25 | 5.2
US | United States | 02 | Alaska | 02608 | 6506 | NG NUNAPITCHUK ARMORY | Army | 050 | Bethel | 1922 | Nunapizchuk | 3.97 | 3.74 | 1.071 | 1.25 | 1.25 | 1.083 | 1.111 | 0.061 | 1.25 | 5.2
US | United States | 02 | Alaska | DBST0001 | 1559 | CAPE NEWENHAM LONG RANGE RADAR SITE SITE # 1 | Air Force | 050 | Bethel | 2090 | Platinum | 3.97 | 3.74 | 1.071 | 1.25 | 1.25 | 1.083 | 1.111 | 0.061 | 1.25 | 5.2
US | United States | 02 | Alaska | 02621 | 6510 | NG QUINHAGAK ARMORY | Army | 050 | Bethel | 2175 | Quinhagak | 3.97 | 3.74 | 1.071 | 1.25 | 1.25 | 1.083 | 1.111 | 0.061 | 1.25 | 5.2
US | United States | 02 | Alaska | 020NG-10004 | 700043 | TRACT C, LOT 1, USS 9671 QUINHAGAK | Army | 050 | Bethel | 2175 | Quinhagak | 3.97 | 3.74 | 1.071 | 1.25 | 1.25 | 1.083 | 1.111 | 0.061 | 1.25 | 5.2
US | United States | 02 | Alaska | 02678 | 6527 | NG TOKSOOK BAY ARMORY | Army | 050 | Bethel | 2650 | Tuluksak | 3.97 | 3.74 | 1.071 | 1.25 | 1.25 | 1.083 | 1.111 | 0.061 | 1.25 | 5.2
US | United States | 02 | Alaska | 02672 | 6528 | NG TULUKSAK ARMORY | Army | 050 | Bethel | 2650 | Tuluksak | 3.97 | 3.74 | 1.071 | 1.25 | 1.25 | 1.083 | 1.111 | 0.061 | 1.25 | 5.2
US | United States | 02 | Alaska | 02675 | 6529 | NG TUNTUTULIAK ARMORY | Army | 050 | Bethel | 2662 | Tuntutuliak | 3.97 | 3.74 | 1.071 | 1.25 | 1.25 | 1.083 | 1.111 | 0.061 | 1.25 | 5.2
US | United States | 02 | Alaska | 02677 | 6530 | NG TUNUNAK ARMORY | Army | 050 | Bethel | 2664 | Tununak | 3.97 | 3.74 | 1.071 | 1.25 | 1.25 | 1.083 | 1.111 | 0.061 | 1.25 | 5.2
US | United States | 02 | Alaska | BLZZ0001 | 1478 | BETHEL RADIO RELAY SITE SITE # 1 | Air Force | 050 | Bethel | 9999 | Unknown | 3.97 | 3.74 | 1.071 | 1.25 | 1.25 | 1.083 | 1.111 | 0.061 | 1.25 | 5.2
US | United States | 02 | Alaska | QCVE0001 | 2820 | MICROWAVE RELAY ANNEX REMOTE 1 SITE # 1 | Air Force | 050 | Bethel | 9999 | Unknown | 3.97 | 3.74 | 1.071 | 1.25 | 1.25 | 1.083 | 1.111 | 0.061 | 1.25 | 5.2
US | United States | 02 | Alaska | QCVG0001 | 2821 | MICROWAVE RELAY ANNEX REMOTE 2 SITE # 1 | Air Force | 050 | Bethel | 9999 | Unknown | 3.97 | 3.74 | 1.071 | 1.25 | 1.25 | 1.083 | 1.111 | 0.061 | 1.25 | 5.2
US | United States | 02 | Alaska | QCVK0001 | 2822 | MICROWAVE RELAY ANNEX REMOTE 3 SITE # 1 | Air Force | 050 | Bethel | 9999 | Unknown | 3.97 | 3.74 | 1.071 | 1.25 | 1.25 | 1.083 | 1.111 | 0.061 | 1.25 | 5.2
US | United States | 02 | Alaska | QCVN0001 | 2823 | MICROWAVE RELAY ANNEX REMOTE 4 SITE # 1 | Air Force | 050 | Bethel | 9999 | Unknown | 3.97 | 3.74 | 1.071 | 1.25 | 1.25 | 1.083 | 1.111 | 0.061 | 1.25 | 5.2
US | United States | 02 | Alaska | QCVR0001 | 2824 | MICROWAVE RELAY ANNEX REMOTE 5 SITE # 1 | Air Force | 050 | Bethel | 9999 | Unknown | 3.97 | 3.74 | 1.071 | 1.25 | 1.25 | 1.083 | 1.111 | 0.061 | 1.25 | 5.2
US | United States | 02 | Alaska | QCVU0001 | 2825 | MICROWAVE RELAY ANNEX REMOTE 6 SITE # 1 | Air Force | 050 | Bethel | 9999 | Unknown | 3.97 | 3.74 | 1.071 | 1.25 | 1.25 | 1.083 | 1.111 | 0.061 | 1.25 | 5.2
US | United States | 02 | Alaska | QCVX0001 | 2826 | MICROWAVE RELAY ANNEX REMOTE 7 SITE # 1 | Air Force | 050 | Bethel | 9999 | Unknown | 3.97 | 3.74 | 1.071 | 1.25 | 1.25 | 1.083 | 1.111 | 0.061 | 1.25 | 5.2
US | United States | 02 | Alaska | QCVZ0001 | 2827 | MICROWAVE RELAY ANNEX REMOTE 8 SITE # 1 | Air Force | 050 | Bethel | 9999 | Unknown | 3.97 | 3.74 | 1.071 | 1.25 | 1.25 | 1.083 | 1.111 | 0.061 | 1.25 | 5.2
US | United States | 02 | Alaska | MFJF0001 | 2438 | KING SALMON AIRPORT SITE # 1 | Air Force | 060 | Bristol Bay | 1283 | King Salmon | 3.97 | 3.74 | 1.071 | 1.25 | 1.25 | 1.083 | 1.111 | 0.061 | 1.25 | 5.2
US | United States | 02 | Alaska | RFBX0001 | 3050 | NAKNEK RECREATION ANNEX NO 1 SITE # 1 | Air Force | 060 | Bristol Bay | 1283 | King Salmon | 3.97 | 3.74 | 1.071 | 1.25 | 1.25 | 1.083 | 1.111 | 0.061 | 1.25 | 5.2
US | United States | 02 | Alaska | RFBY0001 | 3051 | NAKNEK RECREATION ANNEX NO 2 SITE # 1 | Air Force | 060 | Bristol Bay | 1283 | King Salmon | 3.97 | 3.74 | 1.071 | 1.25 | 1.25 | 1.083 | 1.111 | 0.061 | 1.25 | 5.2
US | United States | 02 | Alaska | DXEB0001 | 1596 | CLEAR AIR FORCE STATION SITE # 1 | Air Force | 068 | Denali | 0462 | Clear A.F.B. | 2.27 | 2.25 | 1.071 | 1.25 | 1.25 | 1.083 | 1.111 | 0.061 | 1.25 | 5.2
US | United States | 02 | Alaska | 02A86 | 6451 | NG DILLINGHAM ARMORY | Army | 070 | Dillingham | 0580 | Dillingham | 3.97 | 3.74 | 1.071 | 1.25 | 1.25 | 1.083 | 1.111 | 0.061 | 1.25 | 5.2
US | United States | 02 | Alaska | 02C21 | 6489 | NG MANOKOTAK ARMORY | Army | 070 | Dillingham | 1540 | Manokotak | 3.97 | 3.74 | 1.071 | 1.25 | 1.25 | 1.083 | 1.111 | 0.061 | 1.25 | 5.2
US | United States | 02 | Alaska | 02668 | 6526 | NG TOGIAK ARMORY | Army | 070 | Dillingham | 2620 | Togiak | 3.97 | 3.74 | 1.071 | 1.25 | 1.25 | 1.083 | 1.111 | 0.061 | 1.25 | 5.2
US | United States | 02 | Alaska | RCVD0001 | 3046 | MURPHY DOME LONG RANGE RADAR SITE SITE # 1 | Air Force | 090 | Fairbanks North Star | 0470 | College | 2.14 | 2.13 | 1.071 | 1.24 | 1.24 | 1.083 | 1.111 | 0.061 | 1.24 | 5.2
US | United States | 02 | Alaska | 02222 | 4725 | DIKE RANGE | Army | 090 | Fairbanks North Star | 0770 | Fairbanks | 2.14 | 2.13 | 1.071 | 1.25 | 1.25 | 1.083 | 1.111 | 0.061 | 1.25 | 5.2
US | United States | 02 | Alaska | 02262 | 4905 | FAIRBANKS PERMAFROST STATION | Army | 090 | Fairbanks North Star | 0770 | Fairbanks | 2.14 | 2.13 | 1.071 | 1.24 | 1.24 | 1.083 | 1.111 | 0.061 | 1.24 | 5.2
US | United States | 02 | Alaska | 02B05 | 6456 | NG FAIRBANKS ARM OMS | Army | 090 | Fairbanks North Star | 0770 | Fairbanks | 2.14 | 2.13 | 1.071 | 1.24 | 1.24 | 1.083 | 1.111 | 0.061 | 1.24 | 5.2
US | United States | 02 | Alaska | 02709 | 6547 | NIKE ALASKA MIKE | Army | 090 | Fairbanks North Star | 0770 | Fairbanks | 2.14 | 2.13 | 1.071 | 1.24 | 1.24 | 1.083 | 1.111 | 0.061 | 1.24 | 5.2
US | United States | 02 | Alaska | 02714 | 6548 | NIKE ALASKA PETER | Army | 090 | Fairbanks North Star | 0770 | Fairbanks | 2.14 | 2.13 | 1.071 | 1.24 | 1.24 | 1.083 | 1.111 | 0.061 | 1.24 | 5.2
US | United States | 02 | Alaska | 02975 | 8006 | YUKON COMMAND TRAINING SITE | Army | 090 | Fairbanks North Star | 0770 | Fairbanks | 2.14 | 2.13 | 1.071 | 1.25 | 1.25 | 1.083 | 1.111 | 0.061 | 1.25 | 5.2
US | United States | 02 | Alaska | 70132-10017 | 701288 | 101 7TH AVE. FAIRBANKS | Army | 090 | Fairbanks North Star | 0770 | Fairbanks | 2.14 | 2.13
US | United States | 02 | Alaska | 70132-10038 | 701309 | 105 SLATER DR. UNIT A FAIRBANKS | Army | 090 | Fairbanks North Star | 0770 | Fairbanks | 2.14 | 2.13
US | United States | 02 | Alaska | 70132-10056 | 701327 | 11 AND 15 ELEANOR FAIRBANKS | Army | 090 | Fairbanks North Star | 0770 | Fairbanks | 2.14 | 2.13
US | United States | 02 | Alaska | 70132-10077 | 701348 | 1153 SHYPOKE DR. #D FAIRBANKS | Army | 090 | Fairbanks North Star | 0770 | Fairbanks | 2.14 | 2.13
US | United States | 02 | Alaska | 70132-10090 | 701361 | 119 FAREWELL FAIRBANKS | Army | 090 | Fairbanks North Star | 0770 | Fairbanks | 2.14 | 2.13
US | United States | 02 | Alaska | 70132-10106 | 701377 | 1231 KENNICOTT FAIRBANKS | Army | 090 | Fairbanks North Star | 0770 | Fairbanks | 2.14 | 2.13
US | United States | 02 | Alaska | 70132-10108 | 701379 | 1233 KENNICOTT AVE FAIRBANKS | Army | 090 | Fairbanks North Star | 0770 | Fairbanks | 2.14 | 2.13
US | United States | 02 | Alaska | 70132-10123 | 701394 | 1305 28TH AVE, #3 FAIRBANKS | Army | 090 | Fairbanks North Star | 0770 | Fairbanks | 2.14 | 2.13
US | United States | 02 | Alaska | 70132-10130 | 701401 | 1324 BEREA #A & #B FAIRBANKS | Army | 090 | Fairbanks North Star | 0770 | Fairbanks | 2.14 | 2.13
US | United States | 02 | Alaska | 70132-10148 | 701419 | 1410 23RD STREET FAIRBANKS | Army | 090 | Fairbanks North Star | 0770 | Fairbanks | 2.14 | 2.13
US | United States | 02 | Alaska | 70132-10150 | 701421 | 1422 28TH AVE. FAIRBANKS | Army | 090 | Fairbanks North Star | 0770 | Fairbanks | 2.14 | 2.13
US | United States | 02 | Alaska | 70132-10158 | 701429 | 150-UNIT/801-HOUSING FAIRBANKS | Army | 090 | Fairbanks North Star | 0770 | Fairbanks | 2.14 | 2.13
US | United States | 02 | Alaska | 70132-10174 | 701445 | 160 SYRACUSE COURT APT #1 AND #2 FAIRBANKS | Army | 090 | Fairbanks North Star | 0770 | Fairbanks | 2.14 | 2.13
US | United States | 02 | Alaska | 70132-10175 | 701446 | 160 SYRACUSE COURT APT #4 FAIRBANKS | Army | 090 | Fairbanks North Star | 0770 | Fairbanks | 2.14 | 2.13
US | United States | 02 | Alaska | 70132-10180 | 701451 | 1606 MARIKA UNIT #11 FAIRBANKS | Army | 090 | Fairbanks North Star | 0770 | Fairbanks | 2.14 | 2.13
US | United States | 02 | Alaska | 70132-10190 | 701461 | 1721 UNIVERSITY AVE D10,E46,E71,E20 FAIRBANKS | Army | 090 | Fairbanks North Star | 0770 | Fairbanks | 2.14 | 2.13
US | United States | 02 | Alaska | 70132-10191 | 701462 | 1721 UNIVERSITY AVE FAIRBANKS | Army | 090 | Fairbanks North Star | 0770 | Fairbanks | 2.14 | 2.13
US | United States | 02 | Alaska | 70132-10193 | 701464 | 1727 BRIDGEWATER #A AND #B FAIRBANKS | Army | 090 | Fairbanks North Star | 0770 | Fairbanks | 2.14 | 2.13
US | United States | 02 | Alaska | 70132-10226 | 701497 | 2001 CARR AVE #A FAIRBANKS | Army | 090 | Fairbanks North Star | 0770 | Fairbanks | 2.14 | 2.13
US | United States | 02 | Alaska | 70132-10228 | 701499 | 2009 EQUIRE, #A AND #B FAIRBANKS | Army | 090 | Fairbanks North Star | 0770 | Fairbanks | 2.14 | 2.13
US | United States | 02 | Alaska | 70132-10263 | 701534 | 222 KODY FAIRBANKS | Army | 090 | Fairbanks North Star | 0770 | Fairbanks | 2.14 | 2.13
US | United States | 02 | Alaska | 70132-10268 | 701539 | 2224 EASTLAND STREET, UNIT #2 FAIRBANKS | Army | 090 | Fairbanks North Star | 0770 | Fairbanks | 2.14 | 2.13
US | United States | 02 | Alaska | 70132-10269 | 701540 | 2224 EASTLAND STREET, UNIT 3 FAIRBANKS | Army | 090 | Fairbanks North Star | 0770 | Fairbanks | 2.14 | 2.13
US | United States | 02 | Alaska | 70132-10294 | 701565 | 2465 BOULDER RD #A AND #B FAIRBANKS | Army | 090 | Fairbanks North Star | 0770 | Fairbanks | 2.14 | 2.13
US | United States | 02 | Alaska | 70132-10304 | 701575 | 2601 BARNETTE ST #2 FAIRBANKS | Army | 090 | Fairbanks North Star | 0770 | Fairbanks | 2.14 | 2.13
US | United States | 02 | Alaska | 70132-10322 | 701593 | 2804 GILLIAM WAY UNIT B FAIRBANKS | Army | 090 | Fairbanks North Star | 0770 | Fairbanks | 2.14 | 2.13
US | United States | 02 | Alaska | 70132-10335 | 701606 | 300 WEDGEWOOD DRIVE(E33,G05,G31) FAIRBANKS | Army | 090 | Fairbanks North Star | 0770 | Fairbanks | 2.14 | 2.13
US | United States | 02 | Alaska | 70132-10337 | 701608 | 3000 DAVIS ROAD -JULLIAN SQUARE APT FAIRBANKS | Army | 090 | Fairbanks North Star | 0770 | Fairbanks | 2.14 | 2.13
US | United States | 02 | Alaska | 70132-10338 | 701609 | 3000 DAVIS ROAD JILLIAN SQUARE APT FAIRBANKS | Army | 090 | Fairbanks North Star | 0770 | Fairbanks | 2.14 | 2.13
US | United States | 02 | Alaska | 70132-10346 | 701617 | 305 CINDY DRIVE #A FAIRBANKS | Army | 090 | Fairbanks North Star | 0770 | Fairbanks | 2.14 | 2.13
US | United States | 02 | Alaska | 70132-10355 | 701626 | 3110 17TH AVE FAIRBANKS | Army | 090 | Fairbanks North Star | 0770 | Fairbanks | 2.14 | 2.13
US | United States | 02 | Alaska | 70132-10370 | 701641 | 3214 COLLEGE RD. #K FAIRBANKS | Army | 090 | Fairbanks North Star | 0770 | Fairbanks | 2.14 | 2.13
US | United States | 02 | Alaska | 70132-10372 | 701643 | 3235 COLLEGE RD #10 FAIRBANKS | Army | 090 | Fairbanks North Star | 0770 | Fairbanks | 2.14 | 2.13
US | United States | 02 | Alaska | 70132-10379 | 701650 | 330, 332, 334, 336 FAITH LANE FAIRBANKS | Army | 090 | Fairbanks North Star | 0770 | Fairbanks | 2.14 | 2.13
US | United States | 02 | Alaska | 70132-10382 | 701653 | 332 DROZ ST. FAIRBANKS | Army | 090 | Fairbanks North Star | 0770 | Fairbanks | 2.14 | 2.13
US | United States | 02 | Alaska | 70132-10417 | 701688 | 38 FAREWELL APT #3 FAIRBANKS | Army | 090 | Fairbanks North Star | 0770 | Fairbanks | 2.14 | 2.13
US | United States | 02 | Alaska | 70132-10469 | 701740 | 4376 DARTMOUTH ROAD #9 FAIRBANKS | Army | 090 | Fairbanks North Star | 0770 | Fairbanks | 2.14 | 2.13
US | United States | 02 | Alaska | 70132-10473 | 701744 | 4427 CONDOR COURT (BUILDING 3) FAIRBANKS | Army | 090 | Fairbanks North Star | 0770 | Fairbanks | 2.14 | 2.13
US | United States | 02 | Alaska | 70132-10476 | 701747 | 4458 CONDOR, APT #3 FAIRBANKS | Army | 090 | Fairbanks North Star | 0770 | Fairbanks | 2.14 | 2.13
US | United States | 02 | Alaska | 70132-10503 | 701774 | 4761 GLASGOW #A AND #B FAIRBANKS | Army | 090 | Fairbanks North Star | 0770 | Fairbanks | 2.14 | 2.13
US | United States | 02 | Alaska | 70132-10504 | 701775 | 4767 & 4773 GLASGLOW #A & #B FAIRBANKS | Army | 090 | Fairbanks North Star | 0770 | Fairbanks | 2.14 | 2.13
US | United States | 02 | Alaska | 70132-10513 | 701784 | 4948 DARTMOUTH FAIRBANKS | Army | 090 | Fairbanks North Star | 0770 | Fairbanks | 2.14 | 2.13
US | United States | 02 | Alaska | 70132-10520 | 701791 | 50 STEELHEAD #B FAIRBANKS | Army | 090 | Fairbanks North Star | 0770 | Fairbanks | 2.14 | 2.13
US | United States | 02 | Alaska | 70132-10532 | 701803 | 516 CRAIG AVE. FAIRBANKS | Army | 090 | Fairbanks North Star | 0770 | Fairbanks | 2.14 | 2.13
US | United States | 02 | Alaska | 70132-10533 | 701804 | 520 CRAIG AVE FAIRBANKS | Army | 090 | Fairbanks North Star | 0770 | Fairbanks | 2.14 | 2.13
US | United States | 02 | Alaska | 70132-10558 | 701829 | 573 SANDPIPER DRIVE FAIRBANKS | Army | 090 | Fairbanks North Star | 0770 | Fairbanks | 2.14 | 2.13
US | United States | 02 | Alaska | 70132-10579 | 701850 | 615 GINKO UNIT #3 AND #4 FAIRBANKS | Army | 090 | Fairbanks North Star | 0770 | Fairbanks | 2.14 | 2.13
US | United States | 02 | Alaska | 70132-10613 | 701884 | 707 16TH AVE. APT #1 FAIRBANKS | Army | 090 | Fairbanks North Star | 0770 | Fairbanks | 2.14 | 2.13
US | United States | 02 | Alaska | 70132-10625 | 701896 | 731 B ETON BLVD. FAIRBANKS | Army | 090 | Fairbanks North Star | 0770 | Fairbanks | 2.14 | 2.13
US | United States | 02 | Alaska | 70132-10631 | 701902 | 736 FABIAN DRIVE FAIRBANKS | Army | 090 | Fairbanks North Star | 0770 | Fairbanks | 2.14 | 2.13
US | United States | 02 | Alaska | 70132-10677 | 701948 | 85 PEPPERDINE DR FAIRBANKS | Army | 090 | Fairbanks North Star | 0770 | Fairbanks | 2.14 | 2.13
US | United States | 02 | Alaska | 70132-10703 | 701974 | 92 AND 94 C. STREET FAIRBANKS | Army | 090 | Fairbanks North Star | 0770 | Fairbanks | 2.14 | 2.13
US | United States | 02 | Alaska | 70132-10704 | 701975 | 920 YOKUM STREET #2 FAIRBANKS | Army | 090 | Fairbanks North Star | 0770 | Fairbanks | 2.14 | 2.13
US | United States | 02 | Alaska | 70132-10721 | 701992 | 985 SEAWOLF FAIRBANKS | Army | 090 | Fairbanks North Star | 0770 | Fairbanks | 2.14 | 2.13
US | United States | 02 | Alaska | 70132-10724 | 701995 | 995 SEAWOLF FAIRBANKS | Army | 090 | Fairbanks North Star | 0770 | Fairbanks | 2.14 | 2.13
US | United States | 02 | Alaska | 82387-10935 | 703046 | 505 OLD STEESE HWY FAIRBANKS | Army | 090 | Fairbanks North Star | 0770 | Fairbanks | 2.14 | 2.13
US | United States | 02 | Alaska | 710265 | 710265 | 3215 COLLEGE ROAD #J FAIRBANKS | Army | 090 | Fairbanks North Star | 0770 | Fairbanks | 2.14 | 2.13
US | United States | 02 | Alaska | 02259 | 4904 | FAIRBANKS EIELSON PIPELINE | Army | 090 | Fairbanks North Star | 0801 | Fort Wainwright | 2.14 | 2.13 | 1.071 | 1.24 | 1.24 | 1.083 | 1.111 | 0.061 | 1.24 | 5.2
US | United States | 02 | Alaska | 02871 | 5057 | FORT WAINWRIGHT | Army | 090 | Fairbanks North Star | 0801 | Fort Wainwright | 2.14 | 2.13 | 1.071 | 1.24 | 1.24 | 1.083 | 1.111 | 0.061 | 1.24 | 5.2
US | United States | 02 | Alaska | 70132-10078 | 701349 | 1155 ISABELL MARIE CT #1 NORTH POLE | Army | 090 | Fairbanks North Star | 1895 | North Pole | 2.14 | 2.13
US | United States | 02 | Alaska | 70132-10081 | 701352 | 1160 ISABELL MARIE CT #4 NORTH POLE | Army | 090 | Fairbanks North Star | 1895 | North Pole | 2.14 | 2.13
US | United States | 02 | Alaska | 70132-10084 | 701355 | 1170 ISABELL MARIE COURT #2 AND #4 NORTH POLE | Army | 090 | Fairbanks North Star | 1895 | North Pole | 2.14 | 2.13
US | United States | 02 | Alaska | 70132-10085 | 701356 | 1170 ISABELL MARIE CT #3 NORTH POLE | Army | 090 | Fairbanks North Star | 1895 | North Pole | 2.14 | 2.13
US | United States | 02 | Alaska | 70132-10087 | 701358 | 1175 ISABELL MARIE CT #3 NORTH POLE | Army | 090 | Fairbanks North Star | 1895 | North Pole | 2.14 | 2.13
US | United States | 02 | Alaska | 70132-10186 | 701457 | 1642 PALOMINO DR NORTH POLE | Army | 090 | Fairbanks North Star | 1895 | North Pole | 2.14 | 2.13
US | United States | 02 | Alaska | 70132-10201 | 701472 | 1800 CHRISTINE #A NORTH POLE | Army | 090 | Fairbanks North Star | 1895 | North Pole | 2.14 | 2.13
US | United States | 02 | Alaska | 70132-10220 | 701491 | 1981 ROSEWOOD DRIVE NORTH POLE | Army | 090 | Fairbanks North Star | 1895 | North Pole | 2.14 | 2.13
US | United States | 02 | Alaska | 70132-10229 | 701500 | 2010 A PARHAM MCCORMACK ROAD NORTH POLE | Army | 090 | Fairbanks North Star | 1895 | North Pole | 2.14 | 2.13
US | United States | 02 | Alaska | 70132-10271 | 701542 | 2232 KEENEY RD, #A NORTH POLE | Army | 090 | Fairbanks North Star | 1895 | North Pole | 2.14 | 2.13
US | United States | 02 | Alaska | 70132-10274 | 701545 | 2252 ARLENE NORTH POLE | Army | 090 | Fairbanks North Star | 1895 | North Pole | 2.14 | 2.13
US | United States | 02 | Alaska | 70132-10275 | 701546 | 2272 MAVENCAMP CIRCLE NORTH POLE | Army | 090 | Fairbanks North Star | 1895 | North Pole | 2.14 | 2.13
US | United States | 02 | Alaska | 70132-10287 | 701558 | 2427 COLUMBINE #A AND #B NORTH POLE | Army | 090 | Fairbanks North Star | 1895 | North Pole | 2.14 | 2.13
US | United States | 02 | Alaska | 70132-10336 | 701607 | 3000 AMANDA LOOP NORTH POLE | Army | 090 | Fairbanks North Star | 1895 | North Pole | 2.14 | 2.13
US | United States | 02 | Alaska | 70132-10388 | 701659 | 3440 OUR STREET NORTH POLE | Army | 090 | Fairbanks North Star | 1895 | North Pole | 2.14 | 2.13
US | United States | 02 | Alaska | 70132-10399 | 701670 | 3595 JOGGER'S COURT NORTH POLE | Army | 090 | Fairbanks North Star | 1895 | North Pole | 2.14 | 2.13
US | United States | 02 | Alaska | 70132-10424 | 701695 | 3909 LAKEWOOD LOOP #A NORTH POLE | Army | 090 | Fairbanks North Star | 1895 | North Pole | 2.14 | 2.13
US | United States | 02 | Alaska | BRAQ0001 | 1485 | BIRCH LAKE RECREATION ANNEX SITE # 1 | Air Force | 090 | Fairbanks North Star | 9999 | Unknown | 2.14 | 2.13 | 1.071 | 1.25 | 1.25 | 1.083 | 1.111 | 0.061 | 1.25 | 5.2
US | United States | 02 | Alaska | BTSG0001 | 1492 | BLAIR LAKE AIR FORCE RANGEEX SITE # 1 | Air Force | 090 | Fairbanks North Star | 9999 | Unknown | 2.14 | 2.13 | 1.071 | 1.24 | 1.24 | 1.083 | 1.111 | 0.061 | 1.24 | 5.2
US | United States | 02 | Alaska | DMSZ0001 | 1582 | CHENA RIVER RESEARCH SITE SITE # 1 | Air Force | 090 | Fairbanks North Star | 9999 | Unknown | 2.14 | 2.13 | 1.071 | 1.25 | 1.25 | 1.083 | 1.111 | 0.061 | 1.25 | 5.2
US | United States | 02 | Alaska | FTQA0001 | 1696 | EIELSON ALPA RESEARCH SITE (1-1) SITE # 1 | Air Force | 090 | Fairbanks North Star | 9999 | Unknown | 2.14 | 2.13 | 1.071 | 1.24 | 1.24 | 1.083 | 1.111 | 0.061 | 1.24 | 5.2
US | United States | 02 | Alaska | FTQC0001 | 1697 | EIELSON ALPA RESEARCH SITE (2-2) SITE # 1 | Air Force | 090 | Fairbanks North Star | 9999 | Unknown | 2.14 | 2.13 | 1.071 | 1.25 | 1.25 | 1.083 | 1.111 | 0.061 | 1.25 | 5.2
US | United States | 02 | Alaska | FTQD0001 | 1698 | EIELSON ALPA RESEARCH SITE (2-3) SITE # 1 | Air Force | 090 | Fairbanks North Star | 9999 | Unknown | 2.14 | 2.13 | 1.071 | 1.24 | 1.24 | 1.083 | 1.111 | 0.061 | 1.24 | 5.2
US | United States | 02 | Alaska | FTQE0001 | 1699 | EIELSON ALPA RESEARCH SITE (2-4) SITE # 1 | Air Force | 090 | Fairbanks North Star | 9999 | Unknown | 2.14 | 2.13 | 1.071 | 1.24 | 1.24 | 1.083 | 1.111 | 0.061 | 1.24 | 5.2
US | United States | 02 | Alaska | FTQL0001 | 1700 | EIELSON ALPA RESEARCH SITE (3-3) SITE # 1 | Air Force | 090 | Fairbanks North Star | 9999 | Unknown | 2.14 | 2.13 | 1.071 | 1.25 | 1.25 | 1.083 | 1.111 | 0.061 | 1.25 | 5.2
US | United States | 02 | Alaska | FTQS0001 | 1701 | EIELSON ALPA RESEARCH SITE (3-23) SITE # 1 | Air Force | 090 | Fairbanks North Star | 9999 | Unknown | 2.14 | 2.13 | 1.071 | 1.24 | 1.24 | 1.083 | 1.111 | 0.061 | 1.24 | 5.2
US | United States | 02 | Alaska | FTQT0001 | 1702 | EIELSON ALPA RESEARCH SITE (3-34) SITE # 1 | Air Force | 090 | Fairbanks North Star | 9999 | Unknown | 2.14 | 2.13 | 1.071 | 1.24 | 1.24 | 1.083 | 1.111 | 0.061 | 1.24 | 5.2
US | United States | 02 | Alaska | FTQW0001 | 1703 | EIELSON SITE # 1 | Air Force | 090 | Fairbanks North Star | 9999 | Unknown | 2.14 | 2.13 | 1.071 | 1.25 | 1.25 | 1.083 | 1.111 | 0.061 | 1.25 | 5.2
US | United States | 02 | Alaska | ZQUN0001 | 3546 | YUKON WEAPONS RANGE SITE # 1 | Air Force | 090 | Fairbanks North Star | 9999 | Unknown | 2.14 | 2.13 | 1.071 | 1.25 | 1.25 | 1.083 | 1.111 | 0.061 | 1.25 | 5.2
US | United States | 02 | Alaska | 02991 | 6461 | NG HAINES ARMORY | Army | 100 | Haines | 0920 | Haines | 2.38 | 2.32 | 1.071 | 1.24 | 1.24 | 1.083 | 1.111 | 0.061 | 1.24 | 5.2
US | United States | 02 | Alaska | 02B41 | 5673 | JUNEAU ARMORY AND FMS | Army | 110 | Juneau | 1130 | Juneau | 2.38 | 2.32 | 1.071 | 1.24 | 1.24 | 1.083 | 1.111 | 0.061 | 1.24 | 5.2
US | United States | 02 | Alaska | 02B43 | 6466 | NG JUNEAU AAOF | Army | 110 | Juneau | 1130 | Juneau | 2.38 | 2.32 | 1.071 | 1.24 | 1.24 | 1.083 | 1.111 | 0.061 | 1.24 | 5.2
US | United States | 02 | Alaska | 02B40 | 6467 | NG JUNEAU ARMORY | Army | 110 | Juneau | 1130 | Juneau | 2.38 | 2.32 | 1.071 | 1.24 | 1.24 | 1.083 | 1.111 | 0.061 | 1.24 | 5.2
US | United States | 02 | Alaska | 02B45 | 6468 | NG JUNEAU OMS | Army | 110 | Juneau | 1130 | Juneau | 2.38 | 2.32 | 1.071 | 1.24 | 1.24 | 1.083 | 1.111 | 0.061 | 1.24 | 5.2
US | United States | 02 | Alaska | 82387-11927 | 704038 | GLACIER HWY JUNEAU | Army | 110 | Juneau | 1130 | Juneau | 2.38 | 2.32
US | United States | 02 | Alaska | 02B60 | 6471 | NG KENAI ARMORY | Army | 122 | Kenai Peninsula | 1240 | Kenai | 2.31 | 2.29 | 1.071 | 1.25 | 1.25 | 1.083 | 1.111 | 0.061 | 1.25 | 5.2
US | United States | 02 | Alaska | 02781-10001 | 700045 | SEWARD RECREATION AREA | Army | 122 | Kenai Peninsula | 2300 | Seward | 3.97 | 3.74 | 1.071 | 1.25 | 1.25 | 1.083 | 1.111 | 0.061 | 1.25 | 5.2
US | United States | 02 | Alaska | 82387-13026 | 705136 | STERLING HWY SOLDOTNA | Army | 122 | Kenai Peninsula | 2407 | Soldotna | 2.31 | 2.29
US | United States | 02 | Alaska | MCLQ0001 | 2431 | KENAI ANNEX SITE # 1 | Air Force | 122 | Kenai Peninsula | 9999 | Unknown | 2.31 | 2.29 | 1.071 | 1.25 | 1.25 | 1.083 | 1.111 | 0.061 | 1.25 | 5.2
US | United States | 02 | Alaska | VJGA0001 | 3267 | SEWARD RECREATION ANNEX SITE # 1 | Air Force | 122 | Kenai Peninsula | 9999 | Unknown | 2.31 | 2.29 | 1.071 | 1.25 | 1.25 | 1.083 | 1.111 | 0.061 | 1.25 | 5.2
US | United States | 02 | Alaska | N68436-BI | 491 | BACK ISLAND AK | Navy | 130 | Ketchikan Gateway | 1250 | Ketchikan | 2.24 | 2.22 | 1.071 | 1.25 | 1.25 | 1.083 | 1.111 | 0.061 | 1.25 | 5.2
US | United States | 02 | Alaska | 02B65 | 6472 | NG KETCHIKAN ARM OMSS | Army | 130 | Ketchikan Gateway | 1250 | Ketchikan | 2.24 | 2.22 | 1.071 | 1.25 | 1.25 | 1.083 | 1.111 | 0.061 | 1.25 | 5.2
US | United States | 02 | Alaska | 02B85 | 6477 | NG KODIAK ARMORY | Army | 150 | Kodiak Island | 1340 | Kodiak | 2.54 | 2.49 | 1.071 | 1.25 | 1.25 | 1.083 | 1.111 | 0.061 | 1.25 | 5.2
US | United States | 02 | Alaska | BPLZ0001 | 1482 | BIG MOUNTAIN RADIO RELAY SITE SITE # 1 | Air Force | 164 | Lake and Peninsula | 1100 | Iliamna | 3.97 | 3.74 | 1.071 | 1.25 | 1.25 | 1.083 | 1.111 | 0.061 | 1.25 | 5.2
US | United States | 02 | Alaska | TNYH0001 | 3180 | PORT HEIDEN RADIO RELAY SITE SITE # 1 | Air Force | 164 | Lake and Peninsula | 2163 | Port Heiden | 3.97 | 3.74 | 1.071 | 1.25 | 1.25 | 1.083 | 1.111 | 0.061 | 1.25 | 5.2
US | United States | 02 | Alaska | 02D92 | 6439 | NG ALCANTRA ARMORY COMPLEX | Army | 170 | Matanuska-Susitna | 2000 | Palmer | 2.31 | 2.29 | 1.071 | 1.25 | 1.25 | 1.083 | 1.111 | 0.061 | 1.25 | 5.2
US | United States | 02 | Alaska | 82387-11848 | 703959 | FINANCIAL DR WASILLA | Army | 170 | Matanuska-Susitna | 2790 | Wasilla | 1.97 | 1.96
US | United States | 02 | Alaska | MRHB0001 | 2467 | LAKE LOUISE RECREATION ANNEX SITE # 1 | Air Force | 170 | Matanuska-Susitna | 9999 | Unknown | 2.31 | 2.29 | 1.071 | 1.25 | 1.25 | 1.083 | 1.111 | 0.061 | 1.25 | 5.2
US | United States | 02 | Alaska | 02663 | 6444 | NG BREVIG MISSION ARMORY | Army | 180 | Nome | 0304 | Brevig Mission | 3.97 | 3.74 | 1.071 | 1.25 | 1.25 | 1.083 | 1.111 | 0.061 | 1.25 | 5.2
US | United States | 02 | Alaska | 02505 | 6453 | NG ELIM ARMORY | Army | 180 | Nome | 0700 | Elim | 3.97 | 3.74 | 1.071 | 1.25 | 1.25 | 1.083 | 1.111 | 0.061 | 1.25 | 5.2
US | United States | 02 | Alaska | 02514 | 6459 | NG GAMBELL ARMORY | Army | 180 | Nome | 0840 | Gambell | 3.97 | 3.74 | 1.071 | 1.25 | 1.25 | 1.083 | 1.111 | 0.061 | 1.25 | 5.2
US | United States | 02 | Alaska | 02555 | 6483 | NG KOYUK ARMORY | Army | 180 | Nome | 1395 | Koyuk | 3.97 | 3.74 | 1.071 | 1.25 | 1.25 | 1.083 | 1.111 | 0.061 | 1.25 | 5.2
US | United States | 02 | Alaska | ALTA0001 | 1384 | ANVIL MOUNTAIN RADIO RELAY SITE SITE # 1 | Air Force | 180 | Nome | 1870 | Nome | 3.97 | 3.74 | 1.071 | 1.25 | 1.25 | 1.083 | 1.111 | 0.061 | 1.25 | 5.2
US | United States | 02 | Alaska | JHJM0001 | 2309 | GRANITE MOUNTAIN RADIO RELAY SITE SITE # 1 | Air Force | 180 | Nome | 1870 | Nome | 3.97 | 3.74 | 1.071 | 1.25 | 1.25 | 1.083 | 1.111 | 0.061 | 1.25 | 5.2
US | United States | 02 | Alaska | SAVJ0001 | 3086 | NOME FIELD SITE # 1 | Air Force | 180 | Nome | 1870 | Nome | 3.97 | 3.74 | 1.071 | 1.25 | 1.25 | 1.083 | 1.111 | 0.061 | 1.25 | 5.2
US | United States | 02 | Alaska | 02571 | 6488 | NG LITTLE DIOMEDE ARMORY | Army | 180 | Nome | 1870 | Nome | 3.97 | 3.74 | 1.071 | 1.25 | 1.25 | 1.083 | 1.111 | 0.061 | 1.25 | 5.2
US | United States | 02 | Alaska | 02C50 | 6502 | NG NOME AAOF | Army | 180 | Nome | 1870 | Nome | 3.97 | 3.74 | 1.071 | 1.25 | 1.25 | 1.083 | 1.111 | 0.061 | 1.25 | 5.2
US | United States | 02 | Alaska | 02C55 | 6503 | NG NOME ARM OMS | Army | 180 | Nome | 1870 | Nome | 3.97 | 3.74 | 1.071 | 1.25 | 1.25 | 1.083 | 1.111 | 0.061 | 1.25 | 5.2
US | United States | 02 | Alaska | 02D50 | 7432 | STEWART RIVER TRAINING AREA | Army | 180 | Nome | 1870 | Nome | 3.97 | 3.74 | 1.071 | 1.25 | 1.25 | 1.083 | 1.111 | 0.061 | 1.25 | 5.2
US | United States | 02 | Alaska | 02655 | 6523 | NG ST MICHAEL ARMORY | Army | 180 | Nome | 2220 | St. Michael | 3.97 | 3.74 | 1.071 | 1.25 | 1.25 | 1.083 | 1.111 | 0.061 | 1.25 | 5.2
US | United States | 02 | Alaska | 02625 | 6514 | NG SAVOONGA ARMORY | Army | 180 | Nome | 2250 | Savoonga | 3.97 | 3.74 | 1.071 | 1.25 | 1.25 | 1.083 | 1.111 | 0.061 | 1.25 | 5.2
US | United States | 02 | Alaska | 02641 | 6518 | NG SHAKTOOLIK ARMORY | Army | 180 | Nome | 2320 | Shaktoolik | 3.97 | 3.74 | 1.071 | 1.25 | 1.25 | 1.083 | 1.111 | 0.061 | 1.25 | 5.2
US | United States | 02 | Alaska | 02645 | 6519 | NG SHISHMAREF ARMORY | Army | 180 | Nome | 2340 | Shishmaref | 3.97 | 3.74 | 1.071 | 1.25 | 1.25 | 1.083 | 1.111 | 0.061 | 1.25 | 5.2
US | United States | 02 | Alaska | 02C80 | 7271 | SHISHMAREF RC | Army | 180 | Nome | 2340 | Shishmaref | 3.97 | 3.74 | 1.071 | 1.25 | 1.25 | 1.083 | 1.111 | 0.061 | 1.25 | 5.2
US | United States | 02 | Alaska | 02659 | 6524 | NG STEBBINS ARMORY | Army | 180 | Nome | 2450 | Stebbins | 3.97 | 3.74 | 1.071 | 1.25 | 1.25 | 1.083 | 1.111 | 0.061 | 1.25 | 5.2
US | United States | 02 | Alaska | 02661 | 6525 | NG TELLER ARMORY | Army | 180 | Nome | 2555 | Teller | 3.97 | 3.74 | 1.071 | 1.25 | 1.25 | 1.083 | 1.111 | 0.061 | 1.25 | 5.2
US | United States | 02 | Alaska | SACW0001 | 3083 | NORTH RIVER RADIO RELAY SITE SITE # 1 | Air Force | 180 | Nome | 2700 | Unalakleet | 3.97 | 3.74 | 1.071 | 1.25 | 1.25 | 1.083 | 1.111 | 0.061 | 1.25 | 5.2
US | United States | 02 | Alaska | 02679 | 6531 | NG UNALAKLEET ARMORY | Army | 180 | Nome | 2700 | Unalakleet | 3.97 | 3.74 | 1.071 | 1.25 | 1.25 | 1.083 | 1.111 | 0.061 | 1.25 | 5.2
US | United States | 02 | Alaska | 020NG-10005 | 700044 | UNALAKLEET NGS UNALAKLEET | Army | 180 | Nome | 2700 | Unalakleet | 3.97 | 3.74 | 1.071 | 1.25 | 1.25 | 1.083 | 1.111 | 0.061 | 1.25 | 5.2
US | United States | 02 | Alaska | WWXD0001 | 3341 | TIN CITY LONG RANGE RADAR SITE SITE # 1 | Air Force | 180 | Nome | 2780 | Wales | 3.97 | 3.74 | 1.071 | 1.25 | 1.25 | 1.083 | 1.111 | 0.061 | 1.25 | 5.2
US | United States | 02 | Alaska | 02685 | 6535 | NG WALES ARMORY | Army | 180 | Nome | 2780 | Wales | 3.97 | 3.74 | 1.071 | 1.25 | 1.25 | 1.083 | 1.111 | 0.061 | 1.25 | 5.2
US | United States | 02 | Alaska | 02D94 | 6538 | NG WHITE MOUNTAIN ARMORY | Army | 180 | Nome | 2810 | White Mountain | 3.97 | 3.74 | 1.071 | 1.25 | 1.25 | 1.083 | 1.111 | 0.061 | 1.25 | 5.2
US | United States | 02 | Alaska | N68436-AK | 497 | NARL BARROW CAMP TR1 | Navy | 185 | North Slope | 0237 | Barrow | 3.97 | 3.74 | 1.071 | 1.25 | 1.25 | 1.083 | 1.111 | 0.061 | 1.25 | 5.2
US | United States | 02 | Alaska | NPRG0001 | 2504 | LONELY SHORT RANGE RADAR SITE SITE # 1 | Air Force | 185 | North Slope | 0237 | Barrow | 3.97 | 3.74 | 1.071 | 1.25 | 1.25 | 1.083 | 1.111 | 0.061 | 1.25 | 5.2
US | United States | 02 | Alaska | TKLH0001 | 3168 | POINT BARROW LONG RANGE RADAR SITE SITE # 1 | Air Force | 185 | North Slope | 0237 | Barrow | 3.97 | 3.74 | 1.071 | 1.25 | 1.25 | 1.083 | 1.111 | 0.061 | 1.25 | 5.2
US | United States | 02 | Alaska | GSLY0001 | 2078 | FLAXMAN ISLAND RANGE RADAR SITE SITE # 1 | Air Force | 185 | North Slope | 0550 | Deadhorse | 3.97 | 3.74 | 1.071 | 1.24 | 1.24 | 1.083 | 1.111 | 0.061 | 1.24 | 5.2
US | United States | 02 | Alaska | SHUM0001 | 3114 | OLIKTOK LONG RANGE RADAR SITE SITE # 1 | Air Force | 185 | North Slope | 0550 | Deadhorse | 3.97 | 3.74 | 1.071 | 1.25 | 1.25 | 1.083 | 1.111 | 0.061 | 1.25 | 5.2
US | United States | 02 | Alaska | N68436-AD | 498 | PETERS LAKE AK | Navy | 185 | North Slope | 1160 | Kaktovik | 3.97 | 3.74 | 1.071 | 1.25 | 1.25 | 1.083 | 1.111 | 0.061 | 1.25 | 5.2
US | United States | 02 | Alaska | AYED0001 | 1436 | BARTER ISLAND DEW STATION BAR SITE # 1 | Air Force | 185 | North Slope | 1160 | Kaktovik | 3.97 | 3.74 | 1.071 | 1.25 | 1.25 | 1.083 | 1.111 | 0.061 | 1.25 | 5.2
US | United States | 02 | Alaska | DBQT0001 | 1558 | CAPE LISBURNE LONG RANGE RADAR SITE SITE # 1 | Air Force | 185 | North Slope | 2105 | Point Hope | 3.97 | 3.74 | 1.071 | 1.25 | 1.25 | 1.083 | 1.111 | 0.061 | 1.25 | 5.2
US | United States | 02 | Alaska | 02616 | 6509 | NG POINT HOPE ARMORY | Army | 185 | North Slope | 2105 | Point Hope | 3.97 | 3.74 | 1.071 | 1.25 | 1.25 | 1.083 | 1.111 | 0.061 | 1.25 | 5.2
US | United States | 02 | Alaska | TKUH0001 | 3169 | POINT LAY LONG RANGE RADAR SITE SITE # 1 | Air Force | 185 | North Slope | 2110 | Point Lay | 3.97 | 3.74 | 1.071 | 1.25 | 1.25 | 1.083 | 1.111 | 0.061 | 1.25 | 5.2
US | United States | 02 | Alaska | N68436-AH | 499 | UMIAT AK | Navy | 185 | North Slope | 2687 | Umiat | 3.97 | 3.74 | 1.071 | 1.25 | 1.25 | 1.083 | 1.111 | 0.061 | 1.25 | 5.2
US | United States | 02 | Alaska | YFXZ0001 | 3399 | WAINWRIGHT SHORT RANGE RADAR SITE SITE # 1 | Air Force | 185 | North Slope | 2770 | Wainwright | 3.97 | 3.74 | 1.071 | 1.25 | 1.25 | 1.083 | 1.111 | 0.061 | 1.25 | 5.2
US | United States | 02 | Alaska | 02681 | 6534 | NG WAINWRIGHT ARMORY | Army | 185 | North Slope | 2770 | Wainwright | 3.97 | 3.74 | 1.071 | 1.25 | 1.25 | 1.083 | 1.111 | 0.061 | 1.25 | 5.2
US | United States | 02 | Alaska | 02460 | 6440 | NG AMBLER ARMORY | Army | 188 | Northwest Arctic | 0107 | Ambler | 3.97 | 3.74 | 1.071 | 1.25 | 1.25 | 1.083 | 1.111 | 0.061 | 1.25 | 5.2
US | United States | 02 | Alaska | 02479 | 4172 | BUCKLAND ARMORY | Army | 188 | Northwest Arctic | 0307 | Buckland | 3.97 | 3.74 | 1.071 | 1.25 | 1.25 | 1.083 | 1.111 | 0.061 | 1.25 | 5.2
US | United States | 02 | Alaska | 02535 | 6473 | NG KIANA ARMORY | Army | 188 | Northwest Arctic | 1270 | Kiana | 3.97 | 3.74 | 1.071 | 1.25 | 1.25 | 1.083 | 1.111 | 0.061 | 1.25 | 5.2
US | United States | 02 | Alaska | 02545 | 6475 | NG KIVALINA ARMORY | Army | 188 | Northwest Arctic | 1300 | Kivalina | 3.97 | 3.74 | 1.071 | 1.25 | 1.25 | 1.083 | 1.111 | 0.061 | 1.25 | 5.2
US | United States | 02 | Alaska | MLGD0001 | 2451 | KOTZEBUE LONG RANGE RADAR SITE SITE # 1 | Air Force | 188 | Northwest Arctic | 1380 | Kotzebue | 3.97 | 3.74 | 1.071 | 1.25 | 1.25 | 1.083 | 1.111 | 0.061 | 1.25 | 5.2
US | United States | 02 | Alaska | 02551 | 6480 | NG KOTZEBUE | Army | 188 | Northwest Arctic | 1380 | Kotzebue | 3.97 | 3.74 | 1.071 | 1.25 | 1.25 | 1.083 | 1.111 | 0.061 | 1.25 | 5.2
US | United States | 02 | Alaska | 02C00 | 6481 | NG KOTZEBUE AAOF | Army | 188 | Northwest Arctic | 1380 | Kotzebue | 3.97 | 3.74 | 1.071 | 1.25 | 1.25 | 1.083 | 1.111 | 0.061 | 1.25 | 5.2
US | United States | 02 | Alaska | 02C01 | 6482 | NG KOTZEBUE ARM OMS | Army | 188 | Northwest Arctic | 1380 | Kotzebue | 3.97 | 3.74 | 1.071 | 1.25 | 1.25 | 1.083 | 1.111 | 0.061 | 1.25 | 5.2
US | United States | 02 | Alaska | 02598 | 6501 | NG NOATAK ARMORY | Army | 188 | Northwest Arctic | 1860 | Noatak | 3.97 | 3.74 | 1.071 | 1.25 | 1.25 | 1.083 | 1.111 | 0.061 | 1.25 | 5.2
US | United States | 02 | Alaska | 02601 | 6504 | NG NOORVIK ARMORY | Army | 188 | Northwest Arctic | 1890 | Noorvik | 3.97 | 3.74 | 1.071 | 1.25 | 1.25 | 1.083 | 1.111 | 0.061 | 1.25 | 5.2
US | United States | 02 | Alaska | 02635 | 6517 | NG SELAWIK ARMORY | Army | 188 | Northwest Arctic | 2280 | Selawik | 3.97 | 3.74 | 1.071 | 1.25 | 1.25 | 1.083 | 1.111 | 0.061 | 1.25 | 5.2
US | United States | 02 | Alaska | 02651 | 6520 | NG SHUNGNAK ARMORY | Army | 188 | Northwest Arctic | 2350 | Shungnak | 3.97 | 3.74 | 1.071 | 1.25 | 1.25 | 1.083 | 1.111 | 0.061 | 1.25 | 5.2
US | United States | 02 | Alaska | 02B70 | 6476 | NG KLAWOCK ARMORY | Army | 201 | Prince of Wales-Outer Ketchikan | 1313 | Klawock | 2.24 | 2.22 | 1.071 | 1.25 | 1.25 | 1.083 | 1.111 | 0.061 | 1.25 | 5.2
US | United States | 02 | Alaska | 02D24 | 6521 | NG SITKA ARMORY | Army | 220 | Sitka | 2360 | Sitka | 2.31 | 2.29 | 1.071 | 1.25 | 1.25 | 1.083 | 1.111 | 0.061 | 1.25 | 5.2
US | United States | 02 | Alaska | 02B30 | 5479 | HOONAH ARMORY | Army | 232 | Skagway-Hoonah-Angoon | 1000 | Hoonah | 2.38 | 2.32 | 1.071 | 1.25 | 1.25 | 1.083 | 1.111 | 0.061 | 1.25 | 5.2
US | United States | 02 | Alaska | BBYW0001 | 1464 | BEAVER CREEK RADIO RELAY SITE SITE # 1 | Air Force | 240 | Southeast Fairbanks | 0328 | Charlieskin Village | 2.31 | 2.29 | 1.071 | 1.25 | 1.25 | 1.083 | 1.111 | 0.061 | 1.25 | 5.2
US | United States | 02 | Alaska | 02611 | 6508 | NG POINT BARROW ARMORY | Army | 240 | Southeast Fairbanks | 0380 | Chicken | 2.31 | 2.29 | 1.071 | 1.25 | 1.25 | 1.083 | 1.111 | 0.061 | 1.25 | 5.2
US | United States | 02 | Alaska | 02130 | 4054 | BLACK RAPIDS ROCK CLIMBING SIT | Army | 240 | Southeast Fairbanks | 0565 | Delta Junction | 2.31 | 2.29 | 1.071 | 1.25 | 1.25 | 1.083 | 1.111 | 0.061 | 1.25 | 5.2
US | United States | 02 | Alaska | 02135 | 4055 | BLACK RAPIDS TRAINING AREA | Army | 240 | Southeast Fairbanks | 0565 | Delta Junction | 2.31 | 2.29 | 1.071 | 1.25 | 1.25 | 1.083 | 1.111 | 0.061 | 1.25 | 5.2
US | United States | 02 | Alaska | 02874 | 4743 | DONNELLY TRAINING AREA | Army | 240 | Southeast Fairbanks | 0565 | Delta Junction | 2.31 | 2.29 | 1.071 | 1.25 | 1.25 | 1.083 | 1.111 | 0.061 | 1.25 | 5.2
US | United States | 02 | Alaska | 02341 | 5008 | FORT GREELY | Army | 240 | Southeast Fairbanks | 0565 | Delta Junction | 2.31 | 2.29 | 1.071 | 1.25 | 1.25 | 1.083 | 1.111 | 0.061 | 1.25 | 5.2
US | United States | 02 | Alaska | 02322 | 5198 | GERSTLE RIVER ARCTIC TEST SITE | Army | 240 | Southeast Fairbanks | 0565 | Delta Junction | 2.31 | 2.29 | 1.071 | 1.25 | 1.25 | 1.083 | 1.111 | 0.061 | 1.25 | 5.2
US | United States | 02 | Alaska | BBYY0001 | 1465 | BEAVER CREEK RESEARCH SITE SITE # 1 | Air Force | 240 | Southeast Fairbanks | 9999 | Unknown | 2.31 | 2.29 | 1.071 | 1.25 | 1.25 | 1.083 | 1.111 | 0.061 | 1.25 | 5.2
US | United States | 02 | Alaska | JTXP0001 | 2326 | HAARP RESEARCH STATION SITE # 1 | Air Force | 261 | Valdez-Cordova | 0820 | Gakona | 1.97 | 1.96 | 1.071 | 1.25 | 1.25 | 1.083 | 1.111 | 0.061 | 1.25 | 5.2
US | United States | 02 | Alaska | 02D80 | 6532 | NG VALDEZ ARMORY | Army | 261 | Valdez-Cordova | 2750 | Valdez | 2.21 | 2.17 | 1.071 | 1.25 | 1.25 | 1.083 | 1.111 | 0.061 | 1.25 | 5.2
US | United States | 02 | Alaska | 02457 | 6438 | NG ALAKANUK ARMORY | Army | 270 | Wade Hampton | 0070 | Alakanuk | 2.31 | 2.29 | 1.071 | 1.25 | 1.25 | 1.083 | 1.111 | 0.061 | 1.25 | 5.2
US | United States | 02 | Alaska | 02485 | 6447 | NG CHEVAK ARMORY | Army | 270 | Wade Hampton | 0370 | Chevak | 2.31 | 2.29 | 1.071 | 1.25 | 1.25 | 1.083 | 1.111 | 0.061 | 1.25 | 5.2
US | United States | 02 | Alaska | 02568 | 6454 | NG EMMONAK ARMORY | Army | 270 | Wade Hampton | 0728 | Emmonak | 2.31 | 2.29 | 1.071 | 1.25 | 1.25 | 1.083 | 1.111 | 0.061 | 1.25 | 5.2
US | United States | 02 | Alaska | DBWT0001 | 1560 | CAPE ROMANZOF LONG RANGE RADAR SITE SITE # 1 | Air Force | 270 | Wade Hampton | 1010 | Hooper Bay | 2.31 | 2.29 | 1.071 | 1.25 | 1.25 | 1.083 | 1.111 | 0.061 | 1.25 | 5.2
US | United States | 02 | Alaska | 02521 | 6464 | NG HOOPER BAY ARMORY | Army | 270 | Wade Hampton | 1010 | Hooper Bay | 2.31 | 2.29 | 1.071 | 1.25 | 1.25 | 1.083 | 1.111 | 0.061 | 1.25 | 5.2
US | United States | 02 | Alaska | 02549 | 6479 | NG KOTLIK ARMORY | Army | 270 | Wade Hampton | 1370 | Kotlik | 2.31 | 2.29 | 1.071 | 1.25 | 1.25 | 1.083 | 1.111 | 0.061 | 1.25 | 5.2
US | United States | 02 | Alaska | 0299A | 6490 | NG MARSHALL ARMORY | Army | 270 | Wade Hampton | 1539 | Marshall | 2.31 | 2.29 | 1.071 | 1.25 | 1.25 | 1.083 | 1.111 | 0.061 | 1.25 | 5.2
US | United States | 02 | Alaska | 02585 | 6492 | NG MOUNTAIN VILLAGE ARMORY | Army | 270 | Wade Hampton | 1664 | Mountain Village | 2.31 | 2.29 | 1.071 | 1.25 | 1.25 | 1.083 | 1.111 | 0.061 | 1.25 | 5.2
US | United States | 02 | Alaska | 02653 | 6522 | NG ST MARYS ARMORY | Army | 270 | Wade Hampton | 2217 | St. Mary's | 3.97 | 3.74 | 1.071 | 1.25 | 1.25 | 1.083 | 1.111 | 0.061 | 1.25 | 5.2
US | United States | 02 | Alaska | 02631 | 6515 | NG SCAMMON BAY ARMORY | Army | 270 | Wade Hampton | 2270 | Scammon Bay | 2.31 | 2.29 | 1.071 | 1.25 | 1.25 | 1.083 | 1.111 | 0.061 | 1.25 | 5.2
US | United States | 02 | Alaska | 0298A | 6469 | NG KAKE ARMORY | Army | 280 | Wrangell-Petersburg | 1140 | Kake | 2.24 | 2.22 | 1.071 | 1.25 | 1.25 | 1.083 | 1.111 | 0.061 | 1.25 | 5.2
US | United States | 02 | Alaska | 020NG-10002 | 700041 | KAKE NG KAKE | Army | 280 | Wrangell-Petersburg | 1140 | Kake | 2.24 | 2.22 | 1.071 | 1.25 | 1.25 | 1.083 | 1.111 | 0.061 | 1.25 | 5.2
US | United States | 02 | Alaska | 02C77 | 6507 | NG PETERSBURG ARMORY | Army | 280 | Wrangell-Petersburg | 2040 | Petersburg | 2.31 | 2.29 | 1.071 | 1.25 | 1.25 | 1.083 | 1.111 | 0.061 | 1.25 | 5.2
US | United States | 02 | Alaska | 02693 | 6539 | NG WRANGELL ARMORY | Army | 280 | Wrangell-Petersburg | 2850 | Wrangell | 2.38 | 2.32 | 1.071 | 1.25 | 1.25 | 1.083 | 1.111 | 0.061 | 1.25 | 5.2
US | United States | 02 | Alaska | HMDF0001 | 2107 | FORT YUKON LONG RANGE RADAR SITE SITE # 1 | Air Force | 290 | Yukon-Koyukuk | 0800 | Fort Yukon | 2.31 | 2.29 | 1.071 | 1.25 | 1.25 | 1.083 | 1.111 | 0.061 | 1.25 | 5.2
US | United States | 02 | Alaska | 02512 | 6458 | NG FORT YUKON ARMORY | Army | 290 | Yukon-Koyukuk | 0800 | Fort Yukon | 2.31 | 2.29 | 1.071 | 1.25 | 1.25 | 1.083 | 1.111 | 0.061 | 1.25 | 5.2
US | United States | 02 | Alaska | HPZW0001 | 2111 | GALENA AIRPORT SITE # 1 | Air Force | 290 | Yukon-Koyukuk | 0830 | Galena | 2.31 | 2.29 | 1.071 | 1.25 | 1.25 | 1.083 | 1.111 | 0.061 | 1.25 | 5.2
US | United States | 02 | Alaska | 02518 | 5473 | HOLY CROSS ARMORY | Army | 290 | Yukon-Koyukuk | 0970 | Holy Cross | 2.31 | 2.29 | 1.071 | 1.25 | 1.25 | 1.083 | 1.111 | 0.061 | 1.25 | 5.2
US | United States | 02 | Alaska | LKRC0001 | 2372 | INDIAN MOUNTAIN LONG RANGE RADAR SITE SITE # 1 | Air Force | 290 | Yukon-Koyukuk | 1040 | Hughes | 3.97 | 3.74 | 1.071 | 1.25 | 1.25 | 1.083 | 1.111 | 0.061 | 1.25 | 5.2
US | United States | 02 | Alaska | 02530 | 5686 | KALTAG ARMORY | Army | 290 | Yukon-Koyukuk | 1180 | Kaltag | 2.31 | 2.29 | 1.071 | 1.25 | 1.25 | 1.083 | 1.111 | 0.061 | 1.25 | 5.2
US | United States | 02 | Alaska | 02557 | 6484 | NG KOYUKUK ARMORY | Army | 290 | Yukon-Koyukuk | 1400 | Koyukuk | 2.31 | 2.29 | 1.071 | 1.25 | 1.25 | 1.083 | 1.111 | 0.061 | 1.25 | 5.2
US | United States | 02 | Alaska | WSFW0001 | 3336 | TATALINA LONG RANGE RADAR SITE SITE # 1 | Air Force | 290 | Yukon-Koyukuk | 1544 | McGrath | 2.31 | 2.29 | 1.071 | 1.25 | 1.25 | 1.083 | 1.111 | 0.061 | 1.25 | 5.2
US | United States | 02 | Alaska | 02605 | 6505 | NG NULATO ARMORY | Army | 290 | Yukon-Koyukuk | 1910 | Nulato | 2.31 | 2.29 | 1.071 | 1.25 | 1.25 | 1.083 | 1.111 | 0.061 | 1.25 | 5.2
US | United States | 02 | Alaska | 02C60 | 6583 | NULATO READINESS CENTER | Army | 290 | Yukon-Koyukuk | 1910 | Nulato | 2.31 | 2.29 | 1.071 | 1.25 | 1.25 | 1.083 | 1.111 | 0.061 | 1.25 | 5.2
US | United States | 02 | Alaska | LXQN0001 | 2412 | KALAKAKET CREEK RADIO RELAY SITE SITE # 1 | Air Force | 290 | Yukon-Koyukuk | 2190 | Ruby | 2.31 | 2.29 | 1.071 | 1.25 | 1.25 | 1.083 | 1.111 | 0.061 | 1.25 | 5.2
US | United States | 02 | Alaska | BAWB0001 | 1462 | BEAR CREEK RADIO RELAY SITE SITE # 1 | Air Force | 290 | Yukon-Koyukuk | 2520 | Tanana | 3.97 | 3.74 | 1.071 | 1.25 | 1.25 | 1.083 | 1.111 | 0.061 | 1.25 | 5.2
US | United States | 02 | Alaska | CUYS0001 | 1535 | BURNT MOUNTAIN RESEARCH SITE SITE # 1 | Air Force | 290 | Yukon-Koyukuk | 9999 | Unknown | 2.31 | 2.29 | 1.071 | 1.25 | 1.25 | 1.083 | 1.111 | 0.061 | 1.25 | 5.2
US | United States | 02 | Alaska | CYWU0001 | 1550 | CAMPION AIR FORCE STATION SITE # 1 | Air Force | 290 | Yukon-Koyukuk | 9999 | Unknown | 2.31 | 2.29 | 1.071 | 1.25 | 1.25 | 1.083 | 1.111 | 0.061 | 1.25 | 5.2
US | United States | 02 | Alaska | LKRE0001 | 2373 | INDIAN MOUNTAIN RESEARCH SITE SITE # 1 | Air Force | 290 | Yukon-Koyukuk | 9999 | Unknown | 3.97 | 3.74 | 1.071 | 1.25 | 1.25 | 1.083 | 1.111 | 0.061 | 1.25 | 5.2
US | United States | 04 | Arizona | 04A60 | 4749 | DOUGLAS ARMORY | Army | 003 | Cochise | 0130 | Douglas | 1.06 | 1.05 | 1.321 | 1.131 | 1.131 | 0.704 | 0.722 | 1.962 | 1.131 | 0.101
US | United States | 04 | Arizona | 04806 | 4751 | DOUGLAS TS | Army | 003 | Cochise | 0130 | Douglas | 1.06 | 1.05 | 1.321 | 1.131 | 1.131 | 0.704 | 0.722 | 1.962 | 1.131 | 0.101
US | United States | 04 | Arizona | 04005 | 5011 | FORT HUACHUCA | Army | 003 | Cochise | 0185 | Fort Huachuca | 1.06 | 1.05 | 1.321 | 1.131 | 1.131 | 0.704 | 0.722 | 1.962 | 1.131 | 0.101
US | United States | 04 | Arizona | 18081-10008 | 700167 | 1 FORT HUACHUCA FORT HUACHUCA | Army | 003 | Cochise | 0185 | Fort Huachuca | 1.06 | 1.05
US | United States | 04 | Arizona | 82387-13064 | 705174 | THE MALL AT SIERRA VISTA SIERRA VISTA | Army | 003 | Cochise | 0431 | Sierra Vista | 1.06 | 1.05
US | United States | 04 | Arizona | 18081-10009 | 700168 | 1 FORT HUACHUCA TOMBSTONE | Army | 003 | Cochise | 0520 | Tombstone | 0.98 | 0.96
US | United States | 04 | Arizona | 04011 | 5013 | FORT HUACHUCA WILLCOX AREA | Army | 003 | Cochise | 0580 | Willcox | 1.06 | 1.05 | 1.321 | 1.131 | 1.131 | 0.704 | 0.722 | 1.962 | 1.131 | 0.101
US | United States | 04 | Arizona | HFHA0001 | 2098 | FT. HUACHUCA SITE # 1 | Air Force | 003 | Cochise | 9999 | Unknown | 1.06 | 1.05 | 1.321 | 1.131 | 1.131 | 0.704 | 0.722 | 1.962 | 1.131 | 0.101
US | United States | 04 | Arizona | HFVV0001 | 2099 | FT HUACHUCA RADAR SITE (TARS #2) SITE # 1 | Air Force | 003 | Cochise | 9999 | Unknown | 1.06 | 1.05 | 1.321 | 1.131 | 1.131 | 0.704 | 0.722 | 1.962 | 1.131 | 0.101
US | United States | 04 | Arizona | 04A10 | 3983 | BELLEMONT ARMORY | Army | 005 | Coconino | 0037 | Bellemont | 1.01 | 0.98 | 1.321 | 1.131 | 1.131 | 0.704 | 0.722 | 1.962 | 1.131 | 0.101
US | United States | 04 | Arizona | N60042-AZ | 513 | NAVOBSSTA FLAGSTAFF AZ | Navy | 005 | Coconino | 0170 | Flagstaff | 1.01 | 0.98 | 1.321 | 1.147 | 1.147 | 0.704 | 0.722 | 1.962 | 1.147 | 0.101
US | United States | 04 | Arizona | HLBC0001 | 2106 | FORT TUTHILL RECREATION ANNEX SITE # 1 | Air Force | 005 | Coconino | 0170 | Flagstaff | 1.01 | 0.98 | 1.321 | 1.147 | 1.147 | 0.704 | 0.722 | 1.962 | 1.147 | 0.101
US | United States | 04 | Arizona | 04A75 | 4949 | FLAGSTAFF ARMORY | Army | 005 | Coconino | 0170 | Flagstaff | 1.01 | 0.98 | 1.321 | 1.147 | 1.147 | 0.704 | 0.722 | 1.962 | 1.147 | 0.101
US | United States | 04 | Arizona | 82387-10896 | 703007 | 4650 N HYWY 89, STE'S A-8, B-2, B-4 FLAGSTAFF | Army | 005 | Coconino | 0170 | Flagstaff | 1.01 | 0.98
US | United States | 04 | Arizona | 710550 | 710550 | FLAGSTAFF MALL FLAGSTAFF | Army | 005 | Coconino | 0170 | Flagstaff | 1.01 | 0.98
US | United States | 04 | Arizona | YZUU0001 | 3524 | WILLIAMS RECREATION ANNEX SITE # 1 | Air Force | 007 | Gila | 0395 | Roosevelt | 0.98 | 0.96 | 1.321 | 1.131 | 1.131 | 0.704 | 0.722 | 1.962 | 1.131 | 0.101
US | United States | 04 | Arizona | 04986 | 7112 | SAFFORD | Army | 009 | Graham | 0410 | Safford | 0.98 | 0.96 | 1.321 | 1.131 | 1.131 | 0.704 | 0.722 | 1.962 | 1.131 | 0.101
US | United States | 04 | Arizona | 04B55 | 7113 | SAFFORD ARMORY | Army | 009 | Graham | 0410 | Safford | 0.98 | 0.96 | 1.321 | 1.131 | 1.131 | 0.704 | 0.722 | 1.962 | 1.131 | 0.101
US | United States | 04 | Arizona | 82387-10409 | 702520 | 1906 THATCHER BLVD. SUITES 1 AND 2 SAFFORD | Army | 009 | Graham | 0410 | Safford | 0.98 | 0.96
US | United States | 04 | Arizona | 04685 | 6445 | NG BUCKEYE TS | Army | 013 | Maricopa | 0060 | Buckeye | 1.02 | 1.01 | 1.321 | 1.131 | 1.131 | 0.704 | 0.722 | 1.962 | 1.131 | 0.101
US | United States | 04 | Arizona | 04A40 | 4376 | CHANDLER ARMORY | Army | 013 | Maricopa | 0080 | Chandler | 1.02 | 1.01 | 1.321 | 1.147 | 1.147 | 0.704 | 0.722 | 1.962 | 1.147 | 0.101
US | United States | 04 | Arizona | 82387-13215 | 705324 | W CHANDLER 30 CHANDLER | Army | 013 | Maricopa | 0080 | Chandler | 1.02 | 1.01
US | United States | 04 | Arizona | 710061 | 710061 | 2736 E. ELMWOOD PLAC CHANDLER | Army | 013 | Maricopa | 0080 | Chandler | 1.02 | 1.01
US | United States | 04 | Arizona | 710868 | 710868 | 3921 S. NEBRASKA CHANDLER | Army | 013 | Maricopa | 0080 | Chandler | 1.02 | 1.01
US | United States | 04 | Arizona | HXCZ0001 | 2121 | GILA BEND AIR FORCE AUXILIARY FIELD SITE # 1 | Air Force | 013 | Maricopa | 0189 | Gila Bend | 1.02 | 1.01 | 1.321 | 1.131 | 1.131 | 0.704 | 0.722 | 1.962 | 1.131 | 0.101
US | United States | 04 | Arizona | NURD0001 | 2518 | THE BARRY M GOLDWATER AIR FORCE RANGE SITE # 1 | Air Force | 013 | Maricopa | 0189 | Gila Bend | 1.02 | 1.01 | 1.321 | 1.131 | 1.131 | 0.704 | 0.722 | 1.962 | 1.131 | 0.101
US | United States | 04 | Arizona | 04009 | 5012 | FORT HUACHUCA GILA BEND AREA | Army | 013 | Maricopa | 0189 | Gila Bend | 1.02 | 1.01 | 1.321 | 1.131 | 1.131 | 0.704 | 0.722 | 1.962 | 1.131 | 0.101
US | United States | 04 | Arizona | 04A84 | 5208 | GILA BEND AVIATION TS | Army | 013 | Maricopa | 0189 | Gila Bend | 1.02 | 1.01 | 1.321 | 1.131 | 1.131 | 0.704 | 0.722 | 1.962 | 1.131 | 0.101
US | United States | 04 | Arizona | 04A83 | 5209 | GILBERT LEASED RC | Army | 013 | Maricopa | 0190 | Gilbert | 1.02 | 1.01 | 1.321 | 1.147 | 1.147 | 0.704 | 0.722 | 1.962 | 1.147 | 0.101
US | United States | 04 | Arizona | 82387-12826 | 704936 | S LINDSAY RD GILBERT | Army | 013 | Maricopa | 0190 | Gilbert | 1.02 | 1.01
US | United States | 04 | Arizona | 711030 | 711030 | 518 N. CITRUS LANE GILBERT | Army | 013 | Maricopa | 0190 | Gilbert | 1.02 | 1.01
US | United States | 04 | Arizona | NURX0001 | 2519 | LUKE WASTE ANNEX SITE # 1 | Air Force | 013 | Maricopa | 0200 | Glendale | 1.02 | 1.01 | 1.321 | 1.252 | 1.252 | 0.704 | 0.722 | 1.962 | 1.252 | 0.101
US | United States | 04 | Arizona | 04A85 | 5218 | GLENDALE ARMORY | Army | 013 | Maricopa | 0200 | Glendale | 1.02 | 1.01 | 1.321 | 1.252 | 1.252 | 0.704 | 0.722 | 1.962 | 1.252 | 0.101
US | United States | 04 | Arizona | 82387-10942 | 703053 | 5122 N. 95TH AVENUE GLENDALE | Army | 013 | Maricopa | 0200 | Glendale | 1.02 | 1.01
US | United States | 04 | Arizona | 82387-11164 | 703275 | 7700 W ARROWHEAD 1160 GLENDALE | Army | 013 | Maricopa | 0200 | Glendale | 1.02 | 1.01
US | United States | 04 | Arizona | 82387-11165 | 703276 | 7700 W ARROWHEAD GLENDALE | Army | 013 | Maricopa | 0200 | Glendale | 1.02 | 1.01
US | United States | 04 | Arizona | 82387-11266 | 703377 | 9189 N 59TH AVE STE3 GLENDALE | Army | 013 | Maricopa | 0200 | Glendale | 1.02 | 1.01
US | United States | 04 | Arizona | 82387-11335 | 703446 | ARROWHEAD PROF CTR GLENDALE | Army | 013 | Maricopa | 0200 | Glendale | 1.02 | 1.01
US | United States | 04 | Arizona | 82387-13193 | 705302 | W ARROWHEAD GLENDALE | Army | 013 | Maricopa | 0200 | Glendale | 1.02 | 1.01
US | United States | 04 | Arizona | 82387-10585 | 702696 | 250 N LITCHFIELD RD GOODYEAR | Army | 013 | Maricopa | 0220 | Goodyear | 1.02 | 1.01
US | United States | 04 | Arizona | 710866 | 710866 | 5110 N. DYSART ROAD #156 & #158 LITCHFIELD PARK | Army | 013 | Maricopa | 0263 | Litchfield Park | 1.02 | 1.01
US | United States | 04 | Arizona | NUEX0001 | 2517 | LUKE A F BASE SITE # 1 | Air Force | 013 | Maricopa | 0274 | Luke AFB | 1.02 | 1.01 | 1.321 | 1.252 | 1.252 | 0.704 | 0.722 | 1.962 | 1.252 | 0.101
US | United States | 04 | Arizona | ANYG0001 | 1391 | MESA RESEARCH SITE SITE # 1 | Air Force | 013 | Maricopa | 0290 | Mesa | 1.02 | 1.01 | 1.321 | 1.252 | 1.252 | 0.704 | 0.722 | 1.962 | 1.252 | 0.101
US | United States | 04 | Arizona | YZJU0001 | 3523 | WILLIAMS SITE # 1 | Air Force | 013 | Maricopa | 0290 | Mesa | 1.02 | 1.01 | 1.321 | 1.147 | 1.147 | 0.704 | 0.722 | 1.962 | 1.147 | 0.101
US | United States | 04 | Arizona | 04855 | 5432 | HERREA HALL USAR CENTER | Army | 013 | Maricopa | 0290 | Mesa | 1.02 | 1.01 | 1.321 | 1.252 | 1.252 | 0.704 | 0.722 | 1.962 | 1.252 | 0.101
US | United States | 04 | Arizona | 04B05 | 6160 | MESA ARMORY | Army | 013 | Maricopa | 0290 | Mesa | 1.02 | 1.01 | 1.321 | 1.252 | 1.252 | 0.704 | 0.722 | 1.962 | 1.252 | 0.101
US | United States | 04 | Arizona | 82387-11081 | 703192 | 6555 E SOUTHERN AVE.#F14,F14B,E4,L2 MESA | Army | 013 | Maricopa | 0290 | Mesa | 1.02 | 1.01
US | United States | 04 | Arizona | 82387-12764 | 704874 | S ALMA SCHOOL RD MESA | Army | 013 | Maricopa | 0290 | Mesa | 1.02 | 1.01
US | United States | 04 | Arizona | 82387-13066 | 705176 | THE SHOPPES AT STAPLEY MESA | Army | 013 | Maricopa | 0290 | Mesa | 1.02 | 1.01
US | United States | 04 | Arizona | 710062 | 710062 | 6555 E SOUTHERN AVE. MESA | Army | 013 | Maricopa | 0290 | Mesa | 1.02 | 1.01
US | United States | 04 | Arizona | 710555 | 710555 | 9433 E. KIVA AVENUE MESA | Army | 013 | Maricopa | 0290 | Mesa | 1.02 | 1.01
US | United States | 04 | Arizona | 710727 | 710727 | 2144 S. KEENE MESA | Army | 013 | Maricopa | 0290 | Mesa | 1.02 | 1.01
US | United States | 04 | Arizona | 710730 | 710730 | 5160 E. CATALINA AVENUE MESA | Army | 013 | Maricopa | 0290 | Mesa | 1.02 | 1.01
US | United States | 04 | Arizona | 710552 | 710552 | 9494 W. NORTHERN #104 PEORIA | Army | 013 | Maricopa | 0368 | Peoria | 1.02 | 1.01
US | United States | 04 | Arizona | N60042-RP | 270 | NAVOPSPTCEN PHOENIX | Navy | 013 | Maricopa | 0370 | Phoenix | 1.02 | 1.01 | 1.321 | 1.252 | 1.147 | 0.704 | 0.722 | 1.962 | 1.252 | 0.101
US | United States | 04 | Arizona | 04845 | 3930 | BARNES HALL USARC | Army | 013 | Maricopa | 0370 | Phoenix | 1.02 | 1.01 | 1.321 | 1.147 | 1.147 | 0.704 | 0.722 | 1.962 | 1.147 | 0.101
US | United States | 04 | Arizona | 04686 | 6696 | PAPAGO MILITARY RESERVATION | Army | 013 | Maricopa | 0370 | Phoenix | 1.02 | 1.01 | 1.321 | 1.252 | 1.252 | 0.704 | 0.722 | 1.962 | 1.252 | 0.101
US | United States | 04 | Arizona | 0499A | 6781 | PHOENIX USAR #2 | Army | 013 | Maricopa | 0370 | Phoenix | 1.02 | 1.01 | 1.321 | 1.147 | 1.147 | 0.704 | 0.722 | 1.962 | 1.147 | 0.101
US | United States | 04 | Arizona | 04B35 | 7062 | ROOSEVELT ARMORY | Army | 013 | Maricopa | 0370 | Phoenix | 1.02 | 1.01 | 1.321 | 1.147 | 1.147 | 0.704 | 0.722 | 1.962 | 1.147 | 0.101
US | United States | 04 | Arizona | 04B25 | 7294 | SKY HARBOR AIRPORT - PHOENIX | Army | 013 | Maricopa | 0370 | Phoenix | 1.02 | 1.01 | 1.321 | 1.147 | 1.147 | 0.704 | 0.722 | 1.962 | 1.147 | 0.101
US | United States | 04 | Arizona | 04B75 | 7475 | SUNNYSLOPE ARMORY | Army | 013 | Maricopa | 0370 | Phoenix | 1.02 | 1.01 | 1.321 | 1.147 | 1.147 | 0.704 | 0.722 | 1.962 | 1.147 | 0.101
US | United States | 04 | Arizona | 82387-10002 | 702113 | 1 N 1ST ST PHOENIX | Army | 013 | Maricopa | 0370 | Phoenix | 1.02 | 1.01
US | United States | 04 | Arizona | 82387-10325 | 702436 | 15600 N BLACK CANYON PHOENIX | Army | 013 | Maricopa | 0370 | Phoenix | 1.02 | 1.01
US | United States | 04 | Arizona | 82387-11280 | 703391 | 9617 METROCTR PKY W PHOENIX | Army | 013 | Maricopa | 0370 | Phoenix | 1.02 | 1.01
US | United States | 04 | Arizona | 82387-12596 | 704706 | ONE NORTH 1ST STREET PHOENIX | Army | 013 | Maricopa | 0370 | Phoenix | 1.02 | 1.01
US | United States | 04 | Arizona | 82387-13160 | 705269 | VILLAGE CENTER PHOENIX | Army | 013 | Maricopa | 0370 | Phoenix | 1.02 | 1.01
US | United States | 04 | Arizona | 82387-13195 | 705304 | W BELL RD PHOENIX | Army | 013 | Maricopa | 0370 | Phoenix | 1.02 | 1.01
US | United States | 04 | Arizona | 82387-13197 | 705306 | W BETHANY HM RD PHOENIX | Army | 013 | Maricopa | 0370 | Phoenix | 1.02 | 1.01
US | United States | 04 | Arizona | 82387-13212 | 705321 | W CAMELBACK RD PHOENIX | Army | 013 | Maricopa | 0370 | Phoenix | 1.02 | 1.01
US | United States | 04 | Arizona | 82387-13317 | 705426 | W THOMAS RD PHOENIX | Army | 013 | Maricopa | 0370 | Phoenix | 1.02 | 1.01
US | United States | 04 | Arizona | 710383 | 710383 | 4205 W. ANTHEM WAY #104 PHOENIX | Army | 013 | Maricopa | 0370 | Phoenix | 1.02 | 1.01
US | United States | 04 | Arizona | 710720 | 710720 | 2320 E. BASELINE RD #152 PHOENIX | Army | 013 | Maricopa | 0370 | Phoenix | 1.02 | 1.01
US | United States | 04 | Arizona | 711256 | 711256 | 2070 EAST BASELINE ROAD, #108 PHOENIX | Army | 013 | Maricopa | 0370 | Phoenix | 1.02 | 1.01
US | United States | 04 | Arizona | 04B54 | 6890 | PROJECT CHALLENGE | Army | 013 | Maricopa | 0388 | Queen Creek | 1.02 | 1.01 | 1.321 | 1.147 | 1.147 | 0.704 | 0.722 | 1.962 | 1.147 | 0.101
US | United States | 04 | Arizona | 04988 | 7014 | RITTENHOUSE TS | Army | 013 | Maricopa | 0388 | Queen Creek | 1.02 | 1.01 | 1.321 | 1.147 | 1.147 | 0.704 | 0.722 | 1.962 | 1.147 | 0.101
US | United States | 04 | Arizona | 82387-10838 | 702949 | 4110 N GOLDWATER BLV SCOTTSDALE | Army | 013 | Maricopa | 0420 | Scottsdale | 1.02 | 1.01
US | United States | 04 | Arizona | 82387-11754 | 703865 | E SHEA BLVD SCOTTSDALE | Army | 013 | Maricopa | 0420 | Scottsdale | 1.02 | 1.01
US | United States | 04 | Arizona | 710549 | 710549 | 10372 E. SHARON DRIV SCOTTSDALE | Army | 013 | Maricopa | 0420 | Scottsdale | 1.02 | 1.01
US | United States | 04 | Arizona | 82387-10374 | 702485 | 17058 W BELL RD. #108 SURPRISE | Army | 013 | Maricopa | 0486 | Surprise | 1.02 | 1.01
US | United States | 04 | Arizona | 82387-13196 | 705305 | W BELL RD SURPRISE | Army | 013 | Maricopa | 0486 | Surprise | 1.02 | 1.01
US | United States | 04 | Arizona | 04A90 | 7525 | TEMPE READINESS CENTER | Army | 013 | Maricopa | 0490 | Tempe | 1.02 | 1.01 | 1.321 | 1.147 | 1.147 | 0.704 | 0.722 | 1.962 | 1.147 | 0.101
US | United States | 04 | Arizona | 82387-11662 | 703773 | E BROADWAY RD TEMPE | Army | 013 | Maricopa | 0490 | Tempe | 1.02 | 1.01
US | United States | 04 | Arizona | 82387-11695 | 703806 | E GUADALUPE RD TEMPE | Army | 013 | Maricopa | 0490 | Tempe | 1.02 | 1.01
US | United States | 04 | Arizona | NUEF0001 | 2516 | LUKE AIR FORCE AUXILIARY FIELD NO 1 SITE # 1 | Air Force | 013 | Maricopa | 0615 | Wittmann | 1.02 | 1.01 | 1.321 | 1.252 | 1.252 | 0.704 | 0.722 | 1.962 | 1.252 | 0.101
US | United States | 04 | Arizona | TEWK0001 | 3151 | PAPAGO ANG STATION SITE # 1 | Air Force | 013 | Maricopa | 9999 | Unknown | 1.02 | 1.01 | 1.321 | 1.252 | 1.147 | 0.704 | 0.722 | 1.962 | 1.252 | 0.101
US | United States | 04 | Arizona | VTNB0001 | 3281 | SKY HARBOR IAP SITE # 1 | Air Force | 013 | Maricopa | 9999 | Unknown | 1.02 | 1.01 | 1.321 | 1.252 | 1.147 | 0.704 | 0.722 | 1.962 | 1.252 | 0.101
US | United States | 04 | Arizona | 82387-11970 | 704081 | HANCOCK RD 145 BULLHEAD CITY | Army | 015 | Mohave | 0059 | Bullhead City | 0.98 | 0.96
US | United States | 04 | Arizona | 82387-13093 | 705203 | TUCKER KINGMAN | Army | 015 | Mohave | 0260 | Kingman | 0.98 | 0.96
US | United States | 04 | Arizona | 82387-12248 | 704358 | MCCULLOCH BLVD LAKE HAVASU CITY | Army | 015 | Mohave | 0268 | Lake Havasu City | 0.98 | 0.96
US | United States | 04 | Arizona | 04B65 | 7272 | SHOWLOW ARMORY | Army | 017 | Navajo | 0429 | Show Low | 0.98 | 0.96 | 1.321 | 1.131 | 1.131 | 0.704 | 0.722 | 1.962 | 1.131 | 0.101
US | United States | 04 | Arizona | 82387-12890 | 705000 | S WHITE MTN SHOW LOW | Army | 017 | Navajo | 0429 | Show Low | 0.98 | 0.96
US | United States | 04 | Arizona | FBPW0001 | 1653 | DAVIS-MONTHAN RADIO RELAY ANNEX SITE # 1 | Air Force | 019 | Pima | 0073 | Catalina | 0.96 | 0.94 | 1.321 | 1.131 | 1.131 | 0.704 | 0.722 | 1.962 | 1.131 | 0.101
US | United States | 04 | Arizona | FBPP0001 | 1652 | DAVIS-MONTHAN AF MISSILE SITE NO 12 SITE # 1 | Air Force | 019 | Pima | 0127 | Davis Monthan AFB | 0.96 | 0.94 | 1.321 | 1.131 | 1.131 | 0.704 | 0.722 | 1.962 | 1.131 | 0.101
US | United States | 04 | Arizona | FBPK0001 | 1651 | DAVIS-MONTHAN AF MISSILE SITE N0 8 SITE # 1 | Air Force | 019 | Pima | 0219 | Green Valley | 0.96 | 0.94 | 1.321 | 1.131 | 1.131 | 0.704 | 0.722 | 1.962 | 1.131 | 0.101
US | United States | 04 | Arizona | 04B03 | 7283 | SILVER BELL ARMY HELIPORT | Army | 019 | Pima | 0295 | Marana | 0.96 | 0.94 | 1.321 | 1.131 | 1.131 | 0.704 | 0.722 | 1.962 | 1.131 | 0.101
US | United States | 04 | Arizona | N60042-RT | 269 | NAVOPSPTCEN TUCSON | Navy | 019 | Pima | 0530 | Tucson | 0.96 | 0.94 | 1.321 | 1.131 | 1.131 | 0.704 | 0.722 | 1.962 | 1.131 | 0.101
US | United States | 04 | Arizona | ACHA0001 | 1351 | AIR FORCE PLANT 44 SITE # 1 | Air Force | 019 | Pima | 0530 | Tucson | 0.96 | 0.94 | 1.321 | 1.131 | 1.131 | 0.704 | 0.722 | 1.962 | 1.131 | 0.101
US | United States | 04 | Arizona | FBNV0001 | 1650 | DAVIS MONTHAN AFB SITE # 1 | Air Force | 019 | Pima | 0530 | Tucson | 0.99 | 0.98 | 1.321 | 1.131 | 1.131 | 0.704 | 0.722 | 1.962 | 1.131 | 0.101
US | United States | 04 | Arizona | XHEA0001 | 3363 | TUCSON IAP ARZ SITE # 1 | Air Force | 019 | Pima | 0530 | Tucson | 0.96 | 0.94 | 1.321 | 1.131 | 1.131 | 0.704 | 0.722 | 1.962 | 1.131 | 0.101
US | United States | 04 | Arizona | 04875 | 3756 | ALLEN HALL USARC | Army | 019 | Pima | 0530 | Tucson | 0.96 | 0.94 | 1.321 | 1.131 | 1.131 | 0.704 | 0.722 | 1.962 | 1.131 | 0.101
US | United States | 04 | Arizona | 04B85 | 7284 | SILVERLAKE ARMORY | Army | 019 | Pima | 0530 | Tucson | 0.96 | 0.94 | 1.321 | 1.131 | 1.131 | 0.704 | 0.722 | 1.962 | 1.131 | 0.101
US | United States | 04 | Arizona | 04B86 | 7690 | VALENCIA READINESS CENTER | Army | 019 | Pima | 0530 | Tucson | 0.96 | 0.94 | 1.321 | 1.131 | 1.131 | 0.704 | 0.722 | 1.962 | 1.131 | 0.101
US | United States | 04 | Arizona | 82387-10136 | 702247 | 1183 W. IRVINGTON ROAD TUCSON | Army | 019 | Pima | 0530 | Tucson | 0.96 | 0.94
US | United States | 04 | Arizona | 82387-10225 | 702336 | 1325 N WILMOT STE330 TUCSON | Army | 019 | Pima | 0530 | Tucson | 0.96 | 0.94
US | United States | 04 | Arizona | 82387-10226 | 702337 | 1325 N WILMOT TUCSON | Army | 019 | Pima | 0530 | Tucson | 0.96 | 0.94
US | United States | 04 | Arizona | 82387-10891 | 703002 | 4550 TO 56 E BROADWAY TUCSON | Army | 019 | Pima | 0530 | Tucson | 0.96 | 0.94
US | United States | 04 | Arizona | 82387-11605 | 703716 | DESERT SPRINGS CTR TUSCON | Army | 019 | Pima | 0530 | Tucson | 0.96 | 0.94
US | United States | 04 | Arizona | 82387-11663 | 703774 | E BROADWAY TUCSON | Army | 019 | Pima | 0530 | Tucson | 0.96 | 0.94
US | United States | 04 | Arizona | 82387-11760 | 703871 | E SPEEDWAY BVD TUCSON | Army | 019 | Pima | 0530 | Tucson | 0.96 | 0.94
US | United States | 04 | Arizona | 82387-12400 | 704510 | N KOLB RD TUCSON | Army | 019 | Pima | 0530 | Tucson | 0.96 | 0.94
US | United States | 04 | Arizona | 04A30 | 4341 | CASA GRANDE ARMORY | Army | 021 | Pinal | 0070 | Casa Grande | 0.98 | 0.96 | 1.321 | 1.147 | 1.147 | 0.704 | 0.722 | 1.962 | 1.147 | 0.101
US | United States | 04 | Arizona | 04987 | 4342 | CASA GRANDE TS | Army | 021 | Pinal | 0070 | Casa Grande | 0.98 | 0.96 | 1.321 | 1.147 | 1.147 | 0.704 | 0.722 | 1.962 | 1.147 | 0.101
US | United States | 04 | Arizona | 82387-10462 | 702573 | 2028 N TREKELL109 TO 111 CASA GRANDE | Army | 021 | Pinal | 0070 | Casa Grande | 0.98 | 0.96
US | United States | 04 | Arizona | 04A50 | 4544 | COOLIDGE ARMORY | Army | 021 | Pinal | 0110 | Coolidge | 0.98 | 0.96 | 1.321 | 1.147 | 1.147 | 0.704 | 0.722 | 1.962 | 1.147 | 0.101
US | United States | 04 | Arizona | 04989 | 4961 | FLORENCE MILITARY RESERVATION | Army | 021 | Pinal | 0180 | Florence | 0.98 | 0.96 | 1.321 | 1.147 | 1.147 | 0.704 | 0.722 | 1.962 | 1.147 | 0.101
US | United States | 04 | Arizona | 04B45 | 6784 | PICACHO AVIATION TS | Army | 021 | Pinal | 0375 | Picacho | 0.98 | 0.96 | 1.321 | 1.147 | 1.147 | 0.704 | 0.722 | 1.962 | 1.147 | 0.101
US | United States | 04 | Arizona | 04B10 | 6550 | NOGALES ARMORY | Army | 023 | Santa Cruz | 0330 | Nogales | 0.98 | 0.96 | 1.321 | 1.131 | 1.131 | 0.704 | 0.722 | 1.962 | 1.131 | 0.101
US | United States | 04 | Arizona | 04B50 | 6881 | PRESCOTT ARMORY | Army | 025 | Yavapai | 0386 | Prescott | 0.98 | 0.96 | 1.321 | 1.131 | 1.131 | 0.704 | 0.722 | 1.962 | 1.131 | 0.101
US | United States | 04 | Arizona | 82387-10729 | 702840 | 3250 GATEWAY BLD1032 PRESCOTT | Army | 025 | Yavapai | 0386 | Prescott | 0.98 | 0.96
US | United States | 04 | Arizona | 710382 | 710382 | 3250 GATEWAY BLVD.#1 PRESCOTT | Army | 025 | Yavapai | 0386 | Prescott | 0.98 | 0.96
US | United States | 04 | Arizona | M62974-0003 | 58 | MARTINEZ LAKE | Marine Corps | 027 | Yuma | 0292 | Martinez Lake | 1.26 | 1.3 | 1.321 | 1.131 | 1.131 | 0.704 | 0.722 | 1.962 | 1.131 | 0.101
US | United States | 04 | Arizona | M62974-0001 | 56 | Marine Corps Air Station, Yuma | Marine Corps | 027 | Yuma | 0620 | Yuma | 1.26 | 1.3 | 1.321 | 1.131 | 1.131 | 0.704 | 0.722 | 1.962 | 1.131 | 0.101
US | United States | 04 | Arizona | M62974-0002 | 57 | HSG-OFF BASE FY81 | Marine Corps | 027 | Yuma | 0620 | Yuma | 1.26 | 1.3 | 1.321 | 1.131 | 1.131 | 0.704 | 0.722 | 1.962 | 1.131 | 0.101
US | United States | 04 | Arizona | M62974-0005 | 60 | BARRY GOLDWATER RANGE | Marine Corps | 027 | Yuma | 0620 | Yuma | 1.26 | 1.3 | 1.321 | 1.131 | 1.131 | 0.704 | 0.722 | 1.962 | 1.131 | 0.101
US | United States | 04 | Arizona | 04985 | 8007 | YUMA PROVING GROUND | Army | 027 | Yuma | 0620 | Yuma | 1.26 | 1.3 | 1.321 | 1.131 | 1.131 | 0.704 | 0.722 | 1.962 | 1.131 | 0.101
US | United States | 04 | Arizona | 04C15 | 8008 | YUMA READINESS CENTER | Army | 027 | Yuma | 0620 | Yuma | 1.26 | 1.3 | 1.321 | 1.131 | 1.131 | 0.704 | 0.722 | 1.962 | 1.131 | 0.101
US | United States | 04 | Arizona | 82387-11112 | 703223 | 700 W CATALINA DR YUMA | Army | 027 | Yuma | 0620 | Yuma | 1.26 | 1.3
US | United States | 04 | Arizona | ZQXJ0001 | 3547 | YUMA RADAR SITE (TARS #1) SITE # 1 | Air Force | 027 | Yuma | 9999 | Unknown | 1.26 | 1.3 | 1.321 | 1.131 | 1.131 | 0.704 | 0.722 | 1.962 | 1.131 | 0.101
US | United States | 05 | Arkansas | 05D35 | 7458 | STUTTGART | Army | 001 | Arkansas | 3730 | Stuttgart | 0.92 | 0.89 | 1 | 1.131 | 1.131 | 1.417 | 0.889 | 1.692 | 1.131 | 0.374
US | United States | 05 | Arkansas | 05A75 | 4597 | CROSSETT | Army | 003 | Ashley | 0920 | Crossett | 0.92 | 0.89 | 1 | 1.131 | 1.131 | 1.417 | 0.889 | 1.692 | 1.131 | 0.374
US | United States | 05 | Arkansas | 05C40 | 6299 | MOUNTAIN HOME | Army | 005 | Baxter | 2730 | Mountain Home | 0.92 | 0.89 | 1 | 1.131 | 1.131 | 1.417 | 0.889 | 1.692 | 1.131 | 0.374
US | United States | 05 | Arkansas | 82387-11986 | 704096 | HIGHLAND CIR MOUNTAIN HOME | Army | 005 | Baxter | 2730 | Mountain Home | 0.92 | 0.89
US | United States | 05 | Arkansas | 710926 | 710926 | 1310 HIGHWAY 62 WEST MOUNTAIN HOME | Army | 005 | Baxter | 2730 | Mountain Home | 0.92 | 0.89
US | United States | 05 | Arkansas | 05A30 | 4006 | BENTONVILLE | Army | 007 | Benton | 0340 | Bentonville | 0.92 | 0.89 | 1 | 1.131 | 1.131 | 1.417 | 0.889 | 1.692 | 1.131 | 0.374
US | United States | 05 | Arkansas | 82387-12918 | 705028 | SE 28TH ST BENTONVILLE | Army | 007 | Benton | 0340 | Bentonville | 0.92 | 0.89
US | United States | 05 | Arkansas | 710100 | 710100 | 1401 SE WALTON ROAD BENTONVILLE | Army | 007 | Benton | 0340 | Bentonville | 0.92 | 0.89
US | United States | 05 | Arkansas | 711055 | 711055 | 1592 HUTCHINSON PEA RIDGE | Army | 007 | Benton | 3100 | Pea Ridge | 0.92 | 0.89
US | United States | 05 | Arkansas | 05D01 | 7052 | ROGERS | Army | 007 | Benton | 3390 | Rogers | 0.92 | 0.89 | 1 | 1.131 | 1.131 | 1.417 | 0.889 | 1.692 | 1.131 | 0.374
US | United States | 05 | Arkansas | 70132-10177 | 701448 | 1603 25TH ST ROGERS | Army | 007 | Benton | 3390 | Rogers | 0.92 | 0.89
US | United States | 05 | Arkansas | 70132-10678 | 701949 | 850 CHATEAU DRIVE ROGERS | Army | 007 | Benton | 3390 | Rogers | 0.92 | 0.89
US | United States | 05 | Arkansas | 82387-13325 | 705434 | W WALNUT ST ROGERS | Army | 007 | Benton | 3390 | Rogers | 0.92 | 0.89
US | United States | 05 | Arkansas | 05D25 | 7282 | SILOAM SPRINGS | Army | 007 | Benton | 3610 | Siloam Springs | 0.92 | 0.89 | 1 | 1.131 | 1.131 | 1.417 | 0.889 | 1.692 | 1.131 | 0.374
US | United States | 05 | Arkansas | 05345 | 4389 | CHARLES L GILLIHAND USARC | Army | 009 | Boone | 1750 | Harrison | 0.92 | 0.89 | 1 | 1.131 | 1.131 | 1.417 | 0.889 | 1.692 | 1.131 | 0.374
US | United States | 05 | Arkansas | 05B45 | 5363 | HARRISON | Army | 009 | Boone | 1750 | Harrison | 0.92 | 0.89 | 1 | 1.131 | 1.131 | 1.417 | 0.889 | 1.692 | 1.131 | 0.374
US | United States | 05 | Arkansas | 82387-12040 | 704150 | HWY 62/65 N HARRISON | Army | 009 | Boone | 1750 | Harrison | 0.92 | 0.89
US | United States | 05 | Arkansas | 05D57 | 7782 | WARREN RC and OMS 5 | Army | 011 | Bradley | 4030 | Warren | 0.92 | 0.89 | 1 | 1.131 | 1.131 | 1.417 | 0.889 | 1.692 | 1.131 | 0.374
US | United States | 05 | Arkansas | 05A35 | 4012 | BERRYVILLE | Army | 015 | Carroll | 0350 | Berryville | 0.92 | 0.89 | 1 | 1.131 | 1.131 | 1.417 | 0.889 | 1.692 | 1.131 | 0.374
US | United States | 05 | Arkansas | 05A05 | 3836 | ARKADELPHIA | Army | 019 | Clark | 0130 | Arkadelphia | 0.92 | 0.89 | 1 | 1.131 | 1.131 | 1.417 | 0.889 | 1.692 | 1.131 | 0.374
US | United States | 05 | Arkansas | 05090 | 3837 | ARKADELPHIA USARC | Army | 019 | Clark | 0130 | Arkadelphia | 0.92 | 0.89 | 1 | 1.131 | 1.131 | 1.417 | 0.889 | 1.692 | 1.131 | 0.374
US | United States | 05 | Arkansas | 05250-10009 | 700054 | HWY 67 ARKADELPHIA | Army | 019 | Clark | 0130 | Arkadelphia | 0.92 | 0.89 | 1 | 1.131 | 1.131 | 1.417 | 0.889 | 1.692 | 1.131 | 0.374
US | United States | 05 | Arkansas | 70132-10423 | 701694 | 390 MT. ZION ROAD ARKADELPHIA | Army | 019 | Clark | 0130 | Arkadelphia | 0.92 | 0.89
US | United States | 05 | Arkansas | 82387-11983 | 704093 | HIGH SCHOOL RD ARKADELPHIA | Army | 019 | Clark | 0130 | Arkadelphia | 0.92 | 0.89
US | United States | 05 | Arkansas | 82387-12679 | 704789 | PROFESSIONAL PK ARKADELPHIA | Army | 019 | Clark | 0130 | Arkadelphia | 0.92 | 0.89
US | United States | 05 | Arkansas | 710260 | 710260 | CITY OF ARKADELPHIA ARKADELPHIA | Army | 019 | Clark | 0130 | Arkadelphia | 0.92 | 0.89
US | United States | 05 | Arkansas | 05C95 | 6952 | RECTOR | Army | 021 | Clay | 3350 | Rector | 0.92 | 0.89 | 1 | 1.131 | 1.131 | 1.417 | 0.889 | 1.692 | 1.131 | 0.374
US | United States | 05 | Arkansas | 05B55 | 5404 | HEBER SPRINGS | Army | 023 | Cleburne | 1820 | Heber Springs | 0.92 | 0.89 | 1 | 1.131 | 1.131 | 1.417 | 0.889 | 1.692 | 1.131 | 0.374
US | United States | 05 | Arkansas | 05B95 | 6027 | MAGNOLIA | Army | 027 | Columbia | 2490 | Magnolia | 0.92 | 0.89 | 1 | 1.131 | 1.131 | 1.417 | 0.889 | 1.692 | 1.131 | 0.374
US | United States | 05 | Arkansas | 05C35 | 6275 | MORRILTON | Army | 029 | Conway | 2710 | Morrilton | 0.92 | 0.89 | 1 | 1.131 | 1.131 | 1.417 | 0.889 | 1.692 | 1.131 | 0.374
US | United States | 05 | Arkansas | 05B70 | 5654 | JONESBORO | Army | 031 | Craighead | 2070 | Jonesboro | 0.92 | 0.89 | 1 | 1.131 | 1.131 | 1.417 | 0.889 | 1.692 | 1.131 | 0.374
US | United States | 05 | Arkansas | 05370 | 5656 | JONESBORO USARC | Army | 031 | Craighead | 2070 | Jonesboro | 0.92 | 0.89 | 1 | 1.131 | 1.131 | 1.417 | 0.889 | 1.692 | 1.131 | 0.374
US | United States | 05 | Arkansas | 82387-13009 | 705119 | STADIUM BLVD JONESBORO | Army | 031 | Craighead | 2070 | Jonesboro | 0.92 | 0.89
US | United States | 05 | Arkansas | 05D45 | 7696 | VAN BUREN | Army | 033 | Crawford | 3930 | Van Buren | 0.92 | 0.89 | 1 | 1.131 | 1.131 | 1.417 | 0.889 | 1.692 | 1.131 | 0.374
US | United States | 05 | Arkansas | 82387-10515 | 702626 | 2215-8 FAYETTEVILLE ROAD VAN BUREN | Army | 033 | Crawford | 3930 | Van Buren | 0.92 | 0.89
US | United States | 05 | Arkansas | 05D65 | 7851 | WEST MEMPHIS | Army | 035 | Crittenden | 4120 | West Memphis | 0.92 | 0.89 | 1 | 1.131 | 1.131 | 1.417 | 0.889 | 1.692 | 1.131 | 0.374
US | United States | 05 | Arkansas | 82387-12950 | 705060 | SHOPPINGWAY BLVD WEST MEMPHIS | Army | 035 | Crittenden | 4120 | West Memphis | 0.92 | 0.89
US | United States | 05 | Arkansas | 05D70 | 7979 | WYNNE | Army | 037 | Cross | 4260 | Wynne | 0.92 | 0.89 | 1 | 1.131 | 1.131 | 1.417 | 0.889 | 1.692 | 1.131 | 0.374
US | United States | 05 | Arkansas | 05B20 | 4970 | FORDYCE | Army | 039 | Dallas | 1340 | Fordyce | 0.92 | 0.89 | 1 | 1.131 | 1.131 | 1.417 | 0.889 | 1.692 | 1.131 | 0.374
US | United States | 05 | Arkansas | 05B05 | 4773 | DUMAS | Army | 041 | Desha | 1150 | Dumas | 0.92 | 0.89 | 1 | 1.131 | 1.131 | 1.417 | 0.889 | 1.692 | 1.131 | 0.374
US | United States | 05 | Arkansas | 05C30 | 6256 | MONTICELLO | Army | 043 | Drew | 2680 | Monticello | 0.92 | 0.89 | 1 | 1.131 | 1.131 | 1.417 | 0.889 | 1.692 | 1.131 | 0.374
US | United States | 05 | Arkansas | 82387-13232 | 705341 | W GAINES ST MONTICELLO | Army | 043 | Drew | 2680 | Monticello | 0.92 | 0.89
US | United States | 05 | Arkansas | 05A70 | 4540 | CONWAY | Army | 045 | Faulkner | 0860 | Conway | 0.92 | 0.89 | 1 | 1.131 | 1.131 | 1.417 | 0.889 | 1.692 | 1.131 | 0.374
US | United States | 05 | Arkansas | 05862 | 4841 | ELDRIDGE-HARRINGTON USARC | Army | 045 | Faulkner | 0860 | Conway | 0.92 | 0.89 | 1 | 1.131 | 1.131 | 1.417 | 0.889 | 1.692 | 1.131 | 0.374
US | United States | 05 | Arkansas | 05250-10003 | 700048 | 1350 THOMAS G. WILSON ROAD CONWAY | Army | 045 | Faulkner | 0860 | Conway | 0.92 | 0.89 | 1 | 1.131 | 1.131 | 1.417 | 0.889 | 1.692 | 1.131 | 0.374
US | United States | 05 | Arkansas | 82387-12315 | 704425 | MUSEUM RD CONWAY | Army | 045 | Faulkner | 0860 | Conway | 0.92 | 0.89
US | United States | 05 | Arkansas | 05A60 | 4396 | CHARLESTON | Army | 047 | Franklin | 0750 | Charleston | 0.92 | 0.89 | 1 | 1.131 | 1.131 | 1.417 | 0.889 | 1.692 | 1.131 | 0.374
US | United States | 05 | Arkansas | 05C60 | 6681 | OZARK | Army | 047 | Franklin | 3000 | Ozark | 0.92 | 0.89 | 1 | 1.131 | 1.131 | 1.417 | 0.889 | 1.692 | 1.131 | 0.374
US | United States | 05 | Arkansas | 82387-11485 | 703596 | CENTRAL AVE HOT SPRINGS | Army | 051 | Garland | 1907 | Hot Springs | 0.92 | 0.89
US | United States | 05 | Arkansas | 710896 | 710896 | MEMORIAL AIRPORT BDY HOT SPRINGS | Army | 051 | Garland | 1907 | Hot Springs | 0.92 | 0.89
US | United States | 05 | Arkansas | 711099 | 711099 | 108 A SHADOW PEAK LANE HOT SPRINGS | Army | 051 | Garland | 1907 | Hot Springs | 0.92 | 0.89
US | United States | 05 | Arkansas | 711100 | 711100 | 29 ROMANO LANE HOT SPRINGS VILLAGE | Army | 051 | Garland | 1907 | Hot Springs | 0.92 | 0.89
US | United States | 05 | Arkansas | 711249 | 711249 | 114B SHADOW PEAK LANE HOT SPRINGS | Army | 051 | Garland | 1907 | Hot Springs | 0.92 | 0.89
US | United States | 05 | Arkansas | 05B65 | 5490 | HOT SPRINGS | Army | 051 | Garland | 1912 | Hot Spgs Natl Park | 0.92 | 0.89 | 1 | 1.131 | 1.131 | 1.417 | 0.889 | 1.692 | 1.131 | 0.374
US | United States | 05 | Arkansas | 05355 | 5491 | HOT SPRINGS USARC | Army | 051 | Garland | 1912 | Hot Spgs Natl Park | 0.92 | 0.89 | 1 | 1.131 | 1.131 | 1.417 | 0.889 | 1.692 | 1.131 | 0.374
US | United States | 05 | Arkansas | 711053 | 711053 | 109 PARKWAY SQUARE LAKE HAMILTON | Army | 051 | Garland | 2205 | Lake Hamilton | 0.92 | 0.89
US | United States | 05 | Arkansas | 05D20 | 7263 | SHERIDAN | Army | 053 | Grant | 3550 | Sheridan | 0.92 | 0.89 | 1 | 1.131 | 1.131 | 1.417 | 0.889 | 1.692 | 1.131 | 0.374
US | United States | 05 | Arkansas | 05C65 | 6697 | PARAGOULD | Army | 055 | Greene | 3030 | Paragould | 0.92 | 0.89 | 1 | 1.131 | 1.131 | 1.417 | 0.889 | 1.692 | 1.131 | 0.374
US | United States | 05 | Arkansas | 05B60 | 5481 | HOPE | Army | 057 | Hempstead | 1890 | Hope | 0.92 | 0.89 | 1 | 1.131 | 1.131 | 1.417 | 0.889 | 1.692 | 1.131 | 0.374
US | United States | 05 | Arkansas | 05C00 | 6044 | MALVERN | Army | 059 | Hot Spring | 2500 | Malvern | 0.92 | 0.89 | 1 | 1.131 | 1.131 | 1.417 | 0.889 | 1.692 | 1.131 | 0.374
US | United States | 05 | Arkansas | 05280 | 6045 | MALVERN OMS | Army | 059 | Hot Spring | 2500 | Malvern | 0.92 | 0.89 | 1 | 1.131 | 1.131 | 1.417 | 0.889 | 1.692 | 1.131 | 0.374
US | United States | 05 | Arkansas | PYGY0001 | 2802 | HOT SPRINGS SITE # 1 | Air Force | 059 | Hot Spring | 9999 | Unknown | 0.92 | 0.89
US | United States | 05 | Arkansas | 05A15 | 3946 | BATESVILLE | Army | 063 | Independence | 0250 | Batesville | 0.92 | 0.89 | 1 | 1.131 | 1.131 | 1.417 | 0.889 | 1.692 | 1.131 | 0.374
US | United States | 05 | Arkansas | 82387-10765 | 702876 | 3502 HARRISON STREET BATESVILLE | Army | 063 | Independence | 0250 | Batesville | 0.92 | 0.89
US | United States | 05 | Arkansas | 82387-11671 | 703782 | E COLLEGE BATESVILLE | Army | 063 | Independence | 0250 | Batesville | 0.92 | 0.89
US | United States | 05 | Arkansas | 05C45 | 6425 | NEWPORT | Army | 067 | Jackson | 2820 | Newport | 0.92 | 0.89 | 1 | 1.131 | 1.131 | 1.417 | 0.889 | 1.692 | 1.131 | 0.374
US | United States | 05 | Arkansas | 05C85 | 6797 | PINE BLUFF | Army | 069 | Jefferson | 3150 | Pine Bluff | 0.92 | 0.89 | 1 | 1.131 | 1.131 | 1.417 | 0.889 | 1.692 | 1.131 | 0.374
US | United States | 05 | Arkansas | 05395 | 7137 | SAMUEL S STONE JR USARC | Army | 069 | Jefferson | 3150 | Pine Bluff | 0.91 | 0.89 | 1 | 1.131 | 1.131 | 1.417 | 0.889 | 1.692 | 1.131 | 0.374
US | United States | 05 | Arkansas | 82387-12648 | 704758 | PINES MALL DR PINE BLUFF | Army | 069 | Jefferson | 3150 | Pine Bluff | 0.91 | 0.89
US | United States | 05 | Arkansas | 710261 | 710261 | 14 SMUGGLERS LANE PINE BLUFF | Army | 069 | Jefferson | 3150 | Pine Bluff | 0.91 | 0.89
US | United States | 05 | Arkansas | 710405 | 710405 | 11232 HWY 63S PINE BLUFF | Army | 069 | Jefferson | 3150 | Pine Bluff | 0.91 | 0.89
US | United States | 05 | Arkansas | 05A71 | 4542 | CONWAY ARNGRC/FMS | Army | 069 | Jefferson | 3360 | Redfield | 0.92 | 0.89 | 1 | 1.131 | 1.131 | 1.417 | 0.889 | 1.692 | 1.131 | 0.374
US | United States | 05 | Arkansas | 05087 | 6798 | PINE BLUFF ARSENAL | Army | 069 | Jefferson | 4156 | White Hall | 0.91 | 0.89 | 1 | 1.131 | 1.131 | 1.417 | 0.889 | 1.692 | 1.131 | 0.374
US | United States | 05 | Arkansas | 05A65 | 4446 | CLARKSVILLE | Army | 071 | Johnson | 0800 | Clarksville | 0.92 | 0.89 | 1 | 1.131 | 1.131 | 1.417 | 0.889 | 1.692 | 1.131 | 0.374
US | United States | 05 | Arkansas | 05D50 | 7766 | WALNUT RIDGE | Army | 075 | Lawrence | 4010 | Walnut Ridge | 0.92 | 0.89 | 1 | 1.131 | 1.131 | 1.417 | 0.889 | 1.692 | 1.131 | 0.374
US | United States | 05 | Arkansas | 05A45 | 4097 | BOONEVILLE | Army | 083 | Logan | 0480 | Booneville | 0.92 | 0.89 | 1 | 1.131 | 1.131 | 1.417 | 0.889 | 1.692 | 1.131 | 0.374
US | United States | 05 | Arkansas | 05C70 | 6699 | PARIS | Army | 083 | Logan | 3050 | Paris | 0.92 | 0.89 | 1 | 1.131 | 1.131 | 1.417 | 0.889 | 1.692 | 1.131 | 0.374
US | United States | 05 | Arkansas | 05A52 | 4202 | CABOT ARNGRC | Army | 085 | Lonoke | 0600 | Cabot | 0.92 | 0.89 | 1 | 1.131 | 1.131 | 1.417 | 0.889 | 1.692 | 1.131 | 0.374
US | United States | 05 | Arkansas | 05B90 | 5952 | LONOKE | Army | 085 | Lonoke | 2350 | Lonoke | 0.92 | 0.89 | 1 | 1.131 | 1.131 | 1.417 | 0.889 | 1.692 | 1.131 | 0.374
US | United States | 05 | Arkansas | NKHX0001 | 2498 | LITTLE ROCK ILS OUTER MARKER ANNEX SITE # 1 | Air Force | 085 | Lonoke | 9999 | Unknown | 0.92 | 0.89 | 1 | 1.131 | 1.131 | 1.417 | 0.889 | 1.692 | 1.131 | 0.374
US | United States | 05 | Arkansas | 05D40 | 7534 | TEXARKANA | Army | 091 | Miller | 3810 | Texarkana | 0.92 | 0.89 | 1 | 1.131 | 1.131 | 1.417 | 0.889 | 1.692 | 1.131 | 0.374
US | United States | 05 | Arkansas | 82387-10928 | 703039 | 500 STATE LINE TEXARKANA | Army | 091 | Miller | 3810 | Texarkana | 0.92 | 0.89
US | United States | 05 | Arkansas | 05A40 | 4080 | BLYTHEVILLE | Army | 093 | Mississippi | 0450 | Blytheville | 0.92 | 0.89 | 1 | 1.131 | 1.131 | 1.417 | 0.889 | 1.692 | 1.131 | 0.374
US | United States | 05 | Arkansas | 82387-11717 | 703828 | E MAIN ST BLYTHEVILLE | Army | 093 | Mississippi | 0450 | Blytheville | 0.92 | 0.89
US | United States | 05 | Arkansas | 710262 | 710262 | 609A NORTH SIXTH ST. BLYTHEVILLE | Army | 093 | Mississippi | 0450 | Blytheville | 0.92 | 0.89
US | United States | 05 | Arkansas | 05A50 | 4141 | BRINKLEY | Army | 095 | Monroe | 0550 | Brinkley | 0.92 | 0.89 | 1 | 1.131 | 1.131 | 1.417 | 0.889 | 1.692 | 1.131 | 0.374
US | United States | 05 | Arkansas | 05C90 | 6880 | PRESCOTT | Army | 099 | Nevada | 3260 | Prescott | 0.92 | 0.89 | 1 | 1.131 | 1.131 | 1.417 | 0.889 | 1.692 | 1.131 | 0.374
US | United States | 05 | Arkansas | 05A55 | 4223 | CAMDEN | Army | 103 | Ouachita | 0630 | Camden | 0.92 | 0.89 | 1 | 1.131 | 1.131 | 1.417 | 0.889 | 1.692 | 1.131 | 0.374
US | United States | 05 | Arkansas | 05120 | 4225 | CAMDEN USARC/OMS | Army | 103 | Ouachita | 0630 | Camden | 0.92 | 0.89 | 1 | 1.131 | 1.131 | 1.417 | 0.889 | 1.692 | 1.131 | 0.374
US | United States | 05 | Arkansas | 05295 | 7090 | RUFUS N GARRETT JR USARC | Army | 103 | Ouachita | 0630 | Camden | 0.92 | 0.89 | 1 | 1.131 | 1.131 | 1.417 | 0.889 | 1.692 | 1.131 | 0.374
US | United States | 05 | Arkansas | 05C75 | 6744 | PERRYVILLE | Army | 105 | Perry | 3120 | Perryville | 0.92 | 0.89 | 1 | 1.131 | 1.131 | 1.417 | 0.889 | 1.692 | 1.131 | 0.374
US | United States | 05 | Arkansas | 05D60 | 7850 | WEST HELENA | Army | 107 | Phillips | 4110 | West Helena | 0.92 | 0.89 | 1 | 1.131 | 1.131 | 1.417 | 0.889 | 1.692 | 1.131 | 0.374
US | United States | 05 | Arkansas | 05B40 | 5360 | HARRISBURG | Army | 111 | Poinsett | 1740 | Harrisburg | 0.92 | 0.89 | 1 | 1.131 | 1.131 | 1.417 | 0.889 | 1.692 | 1.131 | 0.374
US | United States | 05 | Arkansas | 05C10 | 6082 | MARKED TREE | Army | 111 | Poinsett | 2560 | Marked Tree | 0.92 | 0.89 | 1 | 1.131 | 1.131 | 1.417 | 0.889 | 1.692 | 1.131 | 0.374
US | United States | 05 | Arkansas | 05C25 | 6149 | MENA | Army | 113 | Polk | 2630 | Mena | 0.92 | 0.89 | 1 | 1.131 | 1.131 | 1.417 | 0.889 | 1.692 | 1.131 | 0.374
US | United States | 05 | Arkansas | 05D07 | 7095 | RUSSELLVILLE | Army | 115 | Pope | 3450 | Russellville | 0.92 | 0.89 | 1 | 1.131 | 1.131 | 1.417 | 0.889 | 1.692 | 1.131 | 0.374
US | United States | 05 | Arkansas | 05861 | 7097 | RUSSELLVILLE USARC | Army | 115 | Pope | 3450 | Russellville | 0.92 | 0.89 | 1 | 1.131 | 1.131 | 1.417 | 0.889 | 1.692 | 1.131 | 0.374
US | United States | 05 | Arkansas | 70132-10769 | 702040 | PRESTON DR RUSSELLVILLE | Army | 115 | Pope | 3450 | Russellville | 0.92 | 0.89
US | United States | 05 | Arkansas | 70132-10782 | 702053 | W SECOND PL RUSSELLVILLE | Army | 115 | Pope | 3450 | Russellville | 0.92 | 0.89
US | United States | 05 | Arkansas | 82387-11729 | 703840 | E MAIN ST RUSSELLVILLE | Army | 115 | Pope | 3450 | Russellville | 0.92 | 0.89
US | United States | 05 | Arkansas | 710938 | 710938 | 1404 LANDS END-NORTH RUSSELLVILLE | Army | 115 | Pope | 3450 | Russellville | 0.92 | 0.89
US | United States | 05 | Arkansas | 710939 | 710939 | 114 RIDGEROCK ROAD RUSSELLVILLE | Army | 115 | Pope | 3450 | Russellville | 0.92 | 0.89
US | United States | 05 | Arkansas | 711054 | 711054 | 2752 EAST PARKWAY RUSSELLVILLE | Army | 115 | Pope | 3450 | Russellville | 0.92 | 0.89
US | United States | 05 | Arkansas | 05B50 | 5399 | HAZEN | Army | 117 | Prairie | 1810 | Hazen | 0.92 | 0.89 | 1 | 1.131 | 1.131 | 1.417 | 0.889 | 1.692 | 1.131 | 0.374
US | United States | 05 | Arkansas | 70132-10129 | 701400 | 13200 HUMMINGBIRD ALEXANDER | Army | 119 | Pulaski | 0020 | Alexander | 0.92 | 0.89
US | United States | 05 | Arkansas | 82387-11107 | 703218 | 6TH ST JACKSONVILLE | Army | 119 | Pulaski | 2036 | Jacksonville | 0.94 | 0.93
US | United States | 05 | Arkansas | 82387-11570 | 703681 | CRESTVIEW PLZ JACKSONVILLE | Army | 119 | Pulaski | 2036 | Jacksonville | 0.94 | 0.93
US | United States | 05 | Arkansas | 82387-13261 | 705370 | W MAIN ST JACKSONVILLE | Army | 119 | Pulaski | 2036 | Jacksonville | 0.94 | 0.93
US | United States | 05 | Arkansas | 711202 | 711202 | STONEWALL SQUARE CENTER,SUITE625E JACKSONVILLE | Army | 119 | Pulaski | 2036 | Jacksonville | 0.94 | 0.93
US | United States | 05 | Arkansas | 05B85 | 5921 | LITTLE ROCK | Army | 119 | Pulaski | 2320 | Little Rock | 0.94 | 0.93 | 1 | 1.131 | 1.131 | 1.417 | 0.889 | 1.692 | 1.131 | 0.374
US | United States | 05 | Arkansas | 05255 | 6661 | OSCAR C FINKBEINER USARC | Army | 119 | Pulaski | 2320 | Little Rock | 0.94 | 0.93 | 1 | 1.131 | 1.131 | 1.417 | 0.889 | 1.692 | 1.131 | 0.374
US | United States | 05 | Arkansas | 82387-10308 | 702419 | 1520 RIVERFRONT DR LITTLE ROCK | Army | 119 | Pulaski | 2320 | Little Rock | 0.94 | 0.93
US | United States | 05 | Arkansas | 82387-10442 | 702553 | 2000 SOUTH UNIVERSITY LITTLE ROCK | Army | 119 | Pulaski | 2320 | Little Rock | 0.94 | 0.93
US | United States | 05 | Arkansas | 82387-11261 | 703372 | 9112 N. RODNEY PARHAM LITTLE ROCK | Army | 119 | Pulaski | 2320 | Little Rock | 0.94 | 0.93
US | United States | 05 | Arkansas | 82387-12431 | 704541 | N MCKINLEY LITTLE ROCK | Army | 119 | Pulaski | 2320 | Little Rock | 0.94 | 0.93
US | United States | 05 | Arkansas | 710143 | 710143 | 2221 WENTWOOD VALLEY DRIVE #49 LITTLE ROCK | Army | 119 | Pulaski | 2320 | Little Rock | 0.94 | 0.93
US | United States | 05 | Arkansas | 05C55 | 4263 | CAMP JOSEPH T ROBINSON | Army | 119 | Pulaski | 2880 | North Little Rock | 0.94 | 0.93 | 1 | 1.131 | 1.131 | 1.417 | 0.889 | 1.692 | 1.131 | 0.374
US | United States | 05 | Arkansas | 05265 | 6113 | MAURICE BRITT USARC | Army | 119 | Pulaski | 2880 | North Little Rock | 0.94 | 0.93 | 1 | 1.131 | 1.131 | 1.417 | 0.889 | 1.692 | 1.131 | 0.374
US | United States | 05 | Arkansas | 05C50 | 6343 | N LITTLE ROCK | Army | 119 | Pulaski | 2880 | North Little Rock | 0.94 | 0.93 | 1 | 1.131 | 1.131 | 1.417 | 0.889 | 1.692 | 1.131 | 0.374
US | United States | 05 | Arkansas | 82387-11735 | 703846 | E MCCAIN BLVD NORTH LITTLE ROCK | Army | 119 | Pulaski | 2880 | North Little Rock | 0.94 | 0.93
US | United States | 05 | Arkansas | NJZF0001 | 2495 | LITTLE ROCK COMMUNICATION SITE SITE # 1 | Air Force | 119 | Pulaski | 9999 | Unknown | 0.94 | 0.93
US | United States | 05 | Arkansas | NKAK0001 | 2496 | LITTLE ROCK AFB SITE # 1 | Air Force | 119 | Pulaski | 9999 | Unknown | 0.94 | 0.93 | 1 | 1.131 | 1.131 | 1.417 | 0.889 | 1.692 | 1.131 | 0.374
US | United States | 05 | Arkansas | 05B25 | 4975 | FORREST CITY | Army | 123 | St. Francis | 1360 | Forrest City | 0.92 | 0.89 | 1 | 1.131 | 1.131 | 1.417 | 0.889 | 1.692 | 1.131 | 0.374
US | United States | 05 | Arkansas | 05A25 | 4004 | BENTON | Army | 125 | Saline | 0330 | Benton | 0.92 | 0.89 | 1 | 1.131 | 1.131 | 1.417 | 0.889 | 1.692 | 1.131 | 0.374
US | United States | 05 | Arkansas | 70132-10784 | 702055 | WATERFORD CL BRYANT | Army | 125 | Saline | 0570 | Bryant | 0.92 | 0.89
US | United States | 05 | Arkansas | 710308 | 710308 | 1908 MAYAPPLE DRIVE BRYANT | Army | 125 | Saline | 0570 | Bryant | 0.94 | 0.93
US | United States | 05 | Arkansas | 711041 | 711041 | 5309 HWY 5 NORTH BRYANT | Army | 125 | Saline | 0570 | Bryant | 0.94 | 0.93
US | United States | 05 | Arkansas | 05C15 | 6090 | MARSHALL | Army | 129 | Searcy | 2580 | Marshall | 0.92 | 0.89 | 1 | 1.131 | 1.131 | 1.417 | 0.889 | 1.692 | 1.131 | 0.374
US | United States | 05 | Arkansas | 05310 | 4032 | BG WILLIAM O DARBY USARC | Army | 131 | Sebastian | 0235 | Barling | 0.92 | 0.89 | 1 | 1.131 | 1.131 | 1.417 | 0.889 | 1.692 | 1.131 | 0.374
US | United States | 05 | Arkansas | HKRZ0001 | 2102 | FT SMITH MAP SITE # 1 | Air Force | 131 | Sebastian | 1370 | Fort Smith | 0.92 | 0.89 | 1 | 1.131 | 1.131 | 1.417 | 0.889 | 1.692 | 1.131 | 0.374
US | United States | 05 | Arkansas | HKRZ0002 | 2103 | FT SMITH MAP SITE #2 | Air Force | 131 | Sebastian | 1370 | Fort Smith | 0.92 | 0.89 | 1 | 1.131 | 1.131 | 1.417 | 0.889 | 1.692 | 1.131 | 0.374
US | United States | 05 | Arkansas | 05021 | 4816 | ECS 15 | Army | 131 | Sebastian | 1370 | Fort Smith | 0.92 | 0.89 | 1 | 1.131 | 1.131 | 1.417 | 0.889 | 1.692 | 1.131 | 0.374
US | United States | 05 | Arkansas | 05401 | 4990 | FORT CHAFFEE MTC | Army | 131 | Sebastian | 1370 | Fort Smith | 0.92 | 0.89 | 1 | 1.131 | 1.131 | 1.417 | 0.889 | 1.692 | 1.131 | 0.374
US | United States | 05 | Arkansas | 05B30 | 5051 | FORT SMITH | Army | 131 | Sebastian | 1370 | Fort Smith | 0.92 | 0.89 | 1 | 1.131 | 1.131 | 1.417 | 0.889 | 1.692 | 1.131 | 0.374
US | United States | 05 | Arkansas | 18081-10319 | 700478 | EASTPOINT CT FORT SMITH | Army | 131 | Sebastian | 1370 | Fort Smith | 0.92 | 0.89
US | United States | 05 | Arkansas | 70132-10204 | 701475 | 1806 GARNER LANE FORT SMITH | Army | 131 | Sebastian | 1370 | Fort Smith | 0.92 | 0.89
US | United States | 05 | Arkansas | 70132-10395 | 701666 | 3512 COVENTRY LANE FORT SMITH | Army | 131 | Sebastian | 1370 | Fort Smith | 0.92 | 0.89
US | United States | 05 | Arkansas | 70132-10562 | 701833 | 5905B PARK VALLEY CI FORT SMITH | Army | 131 | Sebastian | 1370 | Fort Smith | 0.92 | 0.89
US | United States | 05 | Arkansas | 70132-10615 | 701886 | 7101 LOOKOUT DRIVE FORT SMITH | Army | 131 | Sebastian | 1370 | Fort Smith | 0.92 | 0.89
US | United States | 05 | Arkansas | 70132-10650 | 701921 | 8000 HOLLY FORT SMITH | Army | 131 | Sebastian | 1370 | Fort Smith | 0.92 | 0.89
US | United States | 05 | Arkansas | 70132-10692 | 701963 | 8904 STONEYHEDGE FORT SMITH | Army | 131 | Sebastian | 1370 | Fort Smith | 0.92 | 0.89
US | United States | 05 | Arkansas | 82387-12728 | 704838 | ROGERS AVE FORT SMITH | Army | 131 | Sebastian | 1370 | Fort Smith | 0.92 | 0.89
US | United States | 05 | Arkansas | 70132-10325 | 701596 | 2829 SCHOOL HOUSE RO HUNTINGTON | Army | 131 | Sebastian | 1980 | Huntington | 0.92 | 0.89
US | United States | 05 | Arkansas | HDFM0001 | 2092 | FORT CHAFFEE WEAPONS RANGE SITE # 1 | Air Force | 131 | Sebastian | 9999 | Unknown | 0.92 | 0.89 | 1 | 1.131 | 1.131 | 1.417 | 0.889 | 1.692 | 1.131 | 0.374
US | United States | 05 | Arkansas | 05A90 | 4701 | DEQUEEN | Army | 133 | Sevier | 1060 | De Queen | 0.92 | 0.89 | 1 | 1.131 | 1.131 | 1.417 | 0.889 | 1.692 | 1.131 | 0.374
US | United States | 05 | Arkansas | 05B10 | 4834 | EL DORADO | Army | 139 | Union | 1210 | El Dorado | 0.92 | 0.89 | 1 | 1.131 | 1.131 | 1.417 | 0.889 | 1.692 | 1.131 | 0.374
US | United States | 05 | Arkansas | 82387-10604 | 702715 | 2600 NORTHWEST AVE. EL DORADO | Army | 139 | Union | 1210 | El Dorado | 0.92 | 0.89
US | United States | 05 | Arkansas | 05B15 | 4931 | FAYETTEVILLE | Army | 143 | Washington | 1310 | Fayetteville | 0.92 | 0.89 | 1 | 1.131 | 1.131 | 1.417 | 0.889 | 1.692 | 1.131 | 0.374
US | United States | 05 | Arkansas | 05305 | 5872 | LEROY R POND USARC | Army | 143 | Washington | 1310 | Fayetteville | 0.92 | 0.89 | 1 | 1.131 | 1.131 | 1.417 | 0.889 | 1.692 | 1.131 | 0.374
US | United States | 05 | Arkansas | 82387-12465 | 704575 | N SHILOH DR FAYETTEVILLE | Army | 143 | Washington | 1310 | Fayetteville | 0.92 | 0.89
US | United States | 05 | Arkansas | 710897 | 710897 | 2622 W.6TH ST FAYETTEVILLE | Army | 143 | Washington | 1310 | Fayetteville | 0.92 | 0.89
US | United States | 05 | Arkansas | 05B80 | 5903 | LINCOLN | Army | 143 | Washington | 2310 | Lincoln | 0.92 | 0.89 | 1 | 1.131 | 1.131 | 1.417 | 0.889 | 1.692 | 1.131 | 0.374
US | United States | 05 | Arkansas | 05D30 | 7345 | SPRINGDALE | Army | 143 | Washington | 3670 | Springdale | 0.92 | 0.89 | 1 | 1.131 | 1.131 | 1.417 | 0.889 | 1.692 | 1.131 | 0.374
US | United States | 05 | Arkansas | 05A20 | 3975 | BEEBE | Army | 145 | White | 0290 | Beebe | 0.94 | 0.93 | 1 | 1.131 | 1.131 | 1.417 | 0.889 | 1.692 | 1.131 | 0.374
US | United States | 05 | Arkansas | 05D15 | 7209 | SEARCY | Army | 145 | White | 3530 | Searcy | 0.92 | 0.89 | 1 | 1.131 | 1.131 | 1.417 | 0.889 | 1.692 | 1.131 | 0.374
US | United States | 05 | Arkansas | 70132-10020 | 701291 | 101 RED OAK SEARCY | Army | 145 | White | 3530 | Searcy | 0.92 | 0.89
US | United States | 05 | Arkansas | 82387-10324 | 702435 | 1560 WEST BEEBE CAPPS SEARCY | Army | 145 | White | 3530 | Searcy | 0.92 | 0.89
US | United States | 05 | Arkansas | NKCZ0001 | 2497 | LITTLE ROCK TRAINING ANNEX SITE # 1 | Air Force | 145 | White | 9999 | Unknown | 0.92 | 0.89 | 1 | 1.131 | 1.131 | 1.417 | 0.889 | 1.692 | 1.131 | 0.374
US | United States | 05 | Arkansas | 05A10 | 3887 | AUGUSTA | Army | 147 | Woodruff | 0200 | Augusta | 0.92 | 0.89 | 1 | 1.131 | 1.131 | 1.417 | 0.889 | 1.692 | 1.131 | 0.374
US | United States | 05 | Arkansas | 05A85 | 4649 | DARDANELLE | Army | 149 | Yell | 0980 | Dardanelle | 0.92 | 0.89 | 1 | 1.131 | 1.131 | 1.417 | 0.889 | 1.692 | 1.131 | 0.374
US | United States | 06 | California | N69161 | 228 | Naval Air Station, Alameda CA | Navy | 001 | Alameda | 0010 | Alameda | 1.25 | 1.3 | 0.929 | 1.325 | 1.325 | 0.889 | 1 | 1.769 | 1.325 | 0.101
US | United States | 06 | California | N63042-RA | 746 | NAVOPSPTCEN ALAMEDA | Navy | 001 | Alameda | 0010 | Alameda | 1.25 | 1.3 | 0.929 | 1.325 | 1.325 | 0.889 | 1 | 1.769 | 1.325 | 0.101
US | United States | 06 | California | N69161-CA | 776 | NAS ALAMEDA/SF | Navy | 001 | Alameda | 0010 | Alameda | 1.25 | 1.3 | 0.929 | 1.325 | 1.325 | 0.889 | 1 | 1.769 | 1.325 | 0.101
US | United States | 06 | California | N69164-AE | 781 | ALAMEDA FACILITY | Navy | 001 | Alameda | 0010 | Alameda | 1.25 | 1.3 | 0.929 | 1.325 | 1.325 | 0.889 | 1 | 1.769 | 1.325 | 0.101
US | United States | 06 | California | N69164-AN | 782 | ALAMEDA ANNEX | Navy | 001 | Alameda | 0010 | Alameda | 1.25 | 1.3 | 0.929 | 1.325 | 1.325 | 0.889 | 1 | 1.769 | 1.325 | 0.101
US | United States | 06 | California | 82387-11078 | 703189 | 650 CENTRAL AVE ALAMEDA | Army | 001 | Alameda | 0010 | Alameda | 1.25 | 1.3
US | United States | 06 | California | 82387-13147 | 705256 | USS HORNET PIER 3 NAS ALAMEDA | Army | 001 | Alameda | 0010 | Alameda | 1.25 | 1.3
US | United States | 06 | California | 82387-12937 | 705047 | SHATTUCK SQ BERKELEY | Army | 001 | Alameda | 0340 | Berkeley | 1.25 | 1.3
US | United States | 06 | California | ETQJ0001 | 1628 | CAMP PARKS COMMUNICATIONS ANNEX SITE # 1 | Air Force | 001 | Alameda | 1054 | Dublin | 1.25 | 1.3 | 0.929 | 1.325 | 1.325 | 0.889 | 1 | 1.769 | 1.325 | 0.101
US | United States | 06 | California | 06685 | 6705 | PARKS RESERVE FORCES TNG AREA | Army | 001 | Alameda | 1054 | Dublin | 1.25 | 1.3 | 0.929 | 1.325 | 1.325 | 0.889 | 1 | 1.769 | 1.325 | 0.101
US | United States | 06 | California | 70132-10560 | 701831 | 5800 SHELLMOND ST EMERYVILLE | Army | 001 | Alameda | 1170 | Emeryville | 1.25 | 1.3
US | United States | 06 | California | 82387-12619 | 704729 | PASEO PADRE PKWY FREMONT | Army | 001 | Alameda | 1364 | Fremont | 1.19 | 1.25
US | United States | 06 | California | KJGW0001 | 2341 | HAYWARD MUNICIPAL AIRPORT ANG SITE # 1 | Air Force | 001 | Alameda | 1560 | Hayward | 1.25 | 1.3 | 0.929 | 1.131 | 1.131 | 0.889 | 1 | 1.769 | 1.131 | 0.101
US | United States | 06 | California | 82387-12314 | 704424 | MURIETTA BLVD LIVERMORE | Army | 001 | Alameda | 1920 | Livermore | 1.19 | 1.25
US | United States | 06 | California | N69164 | 227 | Fleet and Industrial Supply Center, Oakland CA | Navy | 001 | Alameda | 2480 | Oakland | 1.25 | 1.32 | 0.929 | 1.325 | 1.325 | 0.889 | 1 | 1.769 | 1.325 | 0.101
US | United States | 06 | California | N69164-CA | 783 | PARKING AREA | Navy | 001 | Alameda | 2480 | Oakland | 1.25 | 1.32 | 0.929 | 1.325 | 1.325 | 0.889 | 1 | 1.769 | 1.325 | 0.101
US | United States | 06 | California | 06879 | 3594 | HWD OF OAKLAND USARC/AMSA 85 G | Army | 001 | Alameda | 2480 | Oakland | 1.25 | 1.32 | 0.929 | 1.325 | 1.325 | 0.889 | 1 | 1.769 | 1.325 | 0.101
US | United States | 06 | California | 06878 | 6591 | OAKLAND USAR CENTER #2 | Army | 001 | Alameda | 2480 | Oakland | 1.25 | 1.32 | 0.929 | 1.325 | 1.325 | 0.889 | 1 | 1.769 | 1.325 | 0.101
US | United States | 06 | California | N69174-FZ | 796 | FA HOUSING AREA | Navy | 001 | Alameda | 2481 | Oakland Army Base | 1.25 | 1.32 | 0.929 | 1.325 | 1.325 | 0.889 | 1 | 1.769 | 1.325 | 0.101
US | United States | 06 | California | 710820 | 710820 | HEROIC WAR DEAD OAKLAND | Army | 001 | Alameda | 2481 | Oakland Army Base | 1.25 | 1.32
US | United States | 06 | California | 18081-10508 | 700667 | PARKS RFTA PLEASANTON | Army | 001 | Alameda | 2840 | Pleasanton | 1.25 | 1.3
US | United States | 06 | California | 06F30 | 7153 | SAN LORENZO | Army | 001 | Alameda | 3365 | San Lorenzo | 1.25 | 1.3 | 0.929 | 1.325 | 1.325 | 0.889 | 1 | 1.769 | 1.325 | 0.101
US | United States | 06 | California | 41A10 | 3864 | ASHLAND ARMORY | Army | 005 | Amador | 0070 | Amador City | 1.19 | 1.25 | 2.143 | 1.131 | 1.131 | 1.241 | 1.667 | 1.615 | 1.131 | 0.443
US | United States | 06 | California | 06840 | 6448 | NG CHICO | Army | 007 | Butte | 0660 | Chico | 1.19 | 1.25 | 0.929 | 1.131 | 1.131 | 0.889 | 1 | 1.769 | 1.131 | 0.101
US | United States | 06 | California | 82387-11785 | 703896 | EAST AVE CHICO | Army | 007 | Butte | 0660 | Chico | 1.19 | 1.25
US | United States | 06 | California | 710074 | 710074 | 100 STERING OAKS DRI CHICO | Army | 007 | Butte | 0660 | Chico | 1.19 | 1.25
US | United States | 06 | California | 710075 | 710075 | 1184 LUPIN AVE., CHICO | Army | 007 | Butte | 0660 | Chico | 1.19 | 1.25
US | United States | 06 | California | 710626 | 710626 | 1479 COLONIAL DRIVE CHICO | Army | 007 | Butte | 0660 | Chico | 1.19 | 1.25
US | United States | 06 | California | 710734 | 710734 | 2323 RITCHIE CIRCLE CHICO | Army | 007 | Butte | 0660 | Chico | 1.19 | 1.25
US | United States | 06 | California | 710876 | 710876 | 291 CAVALIER WAY CHICO | Army | 007 | Butte | 0660 | Chico | 1.19 | 1.25
US | United States | 06 | California | 710878 | 710878 | 2350 MOYER WAY CHICO | Army | 007 | Butte | 0660 | Chico | 1.19 | 1.25
US | United States | 06 | California | 710078 | 710078 | 13918 CLUSTER CT MAGALIA | Army | 007 | Butte | 2052 | Magalia | 1.19 | 1.25
US | United States | 06 | California | 06D65 | 6658 | OROVILLE | Army | 007 | Butte | 2600 | Oroville | 1.19 | 1.25 | 0.929 | 1.131 | 1.131 | 0.889 | 1 | 1.769 | 1.131 | 0.101
US | United States | 06 | California | PRGA0001 | 2783 | OROVILLE NEXRAD SITE # 1 | Air Force | 007 | Butte | 9999 | Unknown | 1.19 | 1.25 | 0.929 | 1.131 | 1.131 | 0.889 | 1 | 1.769 | 1.131 | 0.101
US | United States | 06 | California | 82387-10810 | 702921 | 40 NORTH MAIN STREET SAN ANDREAS | Army | 009 | Calaveras | 3190 | San Andreas | 1.19 | 1.25
US | United States | 06 | California | 711037 | 711037 | 206 GOLD KING DR VALLEY SPRINGS | Army | 009 | Calaveras | 4017 | Valley Springs | 1.19 | 1.25
US | United States | 06 | California | 82387-10615 | 702726 | 2642 COUNTY EAST MALL ANTIOCH | Army | 013 | Contra Costa | 0110 | Antioch | 1.19 | 1.25
US | United States | 06 | California | N61065-CC | 532 | CONTRA COSTA | Navy | 013 | Contra Costa | 0820 | Concord | 1.25 | 1.32 | 0.929 | 1.325 | 1.325 | 0.889 | 1 | 1.769 | 1.325 | 0.101
US | United States | 06 | California | N61065-CD | 533 | DET CONCORD | Navy | 013 | Contra Costa | 0820 | Concord | 1.25 | 1.32 | 0.929 | 1.325 | 1.325 | 0.889 | 1 | 1.769 | 1.325 | 0.101
US | United States | 06 | California | N61065-DA | 534 | SEAL ISLANDS TRACT 2 | Navy | 013 | Contra Costa | 0820 | Concord | 1.25 | 1.32 | 0.929 | 1.325 | 1.325 | 0.889 | 1 | 1.769 | 1.325 | 0.101
US | United States | 06 | California | N61065-GA | 537 | LONG POINT RYER ISLAND | Navy | 013 | Contra Costa | 0820 | Concord | 1.25 | 1.32 | 0.929 | 1.325 | 1.325 | 0.889 | 1 | 1.769 | 1.325 | 0.101
US | United States | 06 | California | N61065-BP | 539 | BRYAN PARK | Navy | 013 | Contra Costa | 0820 | Concord | 1.25 | 1.32 | 0.929 | 1.325 | 1.325 | 0.889 | 1 | 1.769 | 1.325 | 0.101
US | United States | 06 | California | N61065-QV | 540 | QUINVALT VILLAGE | Navy | 013 | Contra Costa | 0820 | Concord | 1.25 | 1.32 | 0.929 | 1.325 | 1.325 | 0.889 | 1 | 1.769 | 1.325 | 0.101
US | United States | 06 | California | N61065-VC | 1156 | VICTORY VILLAGE | Navy | 013 | Contra Costa | 0820 | Concord | 1.25 | 1.32 | 0.929 | 1.325 | 1.325 | 0.889 | 1 | 1.769 | 1.325 | 0.101
US | United States | 06 | California | N61065-HA | 1335 | ISLAND 11 | Navy | 013 | Contra Costa | 0820 | Concord | 1.25 | 1.32 | 0.929 | 1.325 | 1.325 | 0.889 | 1 | 1.769 | 1.325 | 0.101
US | United States | 06 | California | 06B00 | 4526 | CONCORD | Army | 013 | Contra Costa | 0820 | Concord | 1.25 | 1.32 | 0.929 | 1.325 | 1.325 | 0.889 | 1 | 1.769 | 1.325 | 0.101
US | United States | 06 | California | 0696A | 4530 | CONCORD-CA-0696A | Army | 013 | Contra Costa | 0820 | Concord | 1.25 | 1.32 | 0.929 | 1.325 | 1.325 | 0.889 | 1 | 1.769 | 1.325 | 0.101
US | United States | 06 | California | N61065-DB | 170017 | SEAL ISLANDS TRACT 3 | Navy | 013 | Contra Costa | 0820 | Concord | 1.25 | 1.32
US | United States | 06 | California | N61065-FI | 170018 | FREEMAN ISLAND | Navy | 013 | Contra Costa | 0820 | Concord | 1.25 | 1.32
US | United States | 06 | California | N61065-PI | 170019 | SNAG POINT ISLAND | Navy | 013 | Contra Costa | 0820 | Concord | 1.25 | 1.32
US | United States | 06 | California | N61065-HB | 170020 | ISLAND 12 | Navy | 013 | Contra Costa | 0820 | Concord | 1.25 | 1.32
US | United States | 06 | California | N61065-HC | 170021 | ISLAND 13 ROE ISLAND | Navy | 013 | Contra Costa | 0820 | Concord | 1.25 | 1.32
US | United States | 06 | California | N61065-HD | 170022 | ISLAND 14 | Navy | 013 | Contra Costa | 0820 | Concord | 1.25 | 1.32
US | United States | 06 | California | N61065-MG | 170023 | MIDDLE GROUND ISLAND | Navy | 013 | Contra Costa | 0820 | Concord | 1.25 | 1.32
US | United States | 06 | California | N61065-TL | 170024 | TIDELAND SURVEY 39 | Navy | 013 | Contra Costa | 0820 | Concord | 1.25 | 1.32
US | United States | 06 | California | 82387-11540 | 703651 | CONTRA COSTA CONCORD | Army | 013 | Contra Costa | 0820 | Concord | 1.25 | 1.32
US | United States | 06 | California | 82387-11910 | 704021 | GALINDO AVE CONCORD | Army | 013 | Contra Costa | 0820 | Concord | 1.25 | 1.32
US | United States | 06 | California | 82387-10129 | 702240 | 117 HARTZ AVE DANVILLE | Army | 013 | Contra Costa | 0975 | Danville | 1.25 | 1.32
US | United States | 06 | California | SRPZ0001 | 3132 | OZOL DEFENSE FUEL SUPPORT POINT SITE # 1 | Air Force | 013 | Contra Costa | 2090 | Martinez | 1.25 | 1.32 | 0.929 | 1.325 | 1.325 | 0.889 | 1 | 1.769 | 1.325 | 0.101
US | United States | 06 | California | N61065-EA | 535 | PITTSBURG CA | Navy | 013 | Contra Costa | 2790 | Pittsburg | 1.25 | 1.32 | 0.929 | 1.325 | 1.325 | 0.889 | 1 | 1.769 | 1.325 | 0.101
US | United States | 06 | California | 06D85 | 6810 | PITTSBURG | Army | 013 | Contra Costa | 2790 | Pittsburg | 1.25 | 1.32 | 0.929 | 1.325 | 1.325 | 0.889 | 1 | 1.769 | 1.325 | 0.101
US | United States | 06 | California | 82387-11539 | 703650 | CONTRA COSTA BLVD PLEASANT HILL | Army | 013 | Contra Costa | 2830 | Pleasant Hill | 1.25 | 1.32
US | United States | 06 | California | N61065-FA | 536 | TIDAL AREA PORT CHICAGO CA | Navy | 013 | Contra Costa | 2885 | Port Chicago | 1.25 | 1.32 | 0.929 | 1.325 | 1.325 | 0.889 | 1 | 1.769 | 1.325 | 0.101
US | United States | 06 | California | N69164-AD | 780 | RICHMOND, PT MOLATE | Navy | 013 | Contra Costa | 3010 | Richmond | 1.25 | 1.32 | 0.929 | 1.325 | 1.325 | 0.889 | 1 | 1.769 | 1.325 | 0.101
US | United States | 06 | California | N69174-BB | 792 | NSC RICHMOND | Navy | 013 | Contra Costa | 3010 | Richmond | 1.25 | 1.32 | 0.929 | 1.325 | 1.325 | 0.889 | 1 | 1.769 | 1.325 | 0.101
US | United States | 06 | California | 06E45 | 6995 | RICHMOND | Army | 013 | Contra Costa | 3010 | Richmond | 1.25 | 1.32 | 0.929 | 1.325 | 1.325 | 0.889 | 1 | 1.769 | 1.325 | 0.101
US | United States | 06 | California | 82387-12015 | 704125 | HILLTOP MALL RD RICHMOND | Army | 013 | Contra Costa | 3010 | Richmond | 1.25 | 1.32
US | United States | 06 | California | 82387-12114 | 704224 | LAKESIDE DR RICHMOND | Army | 013 | Contra Costa | 3010 | Richmond | 1.25 | 1.32
US | United States | 06 | California | N69152-KA | 1164 | SAN PABLO BAY | Navy | 013 | Contra Costa | 3400 | San Pablo | 1.25 | 1.32 | 0.929 | 1.325 | 1.325 | 0.889 | 1 | 1.769 | 1.325 | 0.101
US | United States | 06 | California | 06905 | 5503 | HUNTER HALL USAR CENTER | Army | 013 | Contra Costa | 3400 | San Pablo | 1.25 | 1.32 | 0.929 | 1.325 | 1.325 | 0.889 | 1 | 1.769 | 1.325 | 0.101
US | United States | 06 | California | N61014-MD | 456 | MOUNT DIABLO | Navy | 013 | Contra Costa | 4070 | Walnut Creek | 1.25 | 1.32 | 0.929 | 1.325 | 1.325 | 0.889 | 1 | 1.769 | 1.325 | 0.101
US | United States | 06 | California | 06G65 | 7765 | WALNUT CREEK | Army | 013 | Contra Costa | 4070 | Walnut Creek | 1.25 | 1.32 | 0.929 | 1.325 | 1.325 | 0.889 | 1 | 1.769 | 1.325 | 0.101
US | United States | 06 | California | 82387-10282 | 702393 | 1475 NORTH BROADWAY WALNUT CREEK | Army | 013 | Contra Costa | 4070 | Walnut Creek | 1.25 | 1.32
US | United States | 06 | California | 82387-11171 | 703282 | 785 E. WASHINGTON AV CRESCENT CITY | Army | 015 | Del Norte | 0900 | Crescent City | 1.19 | 1.25
US | United States | 06 | California | 06D90 | 6816 | PLACERVILLE | Army | 017 | El Dorado | 2810 | Placerville | 1.19 | 1.25 | 0.929 | 1.202 | 1.202 | 0.889 | 1 | 1.769 | 1.202 | 0.101
US | United States | 06 | California | 82387-11427 | 703538 | BROADWAY ST PLACERVILLE | Army | 017 | El Dorado | 2810 | Placerville | 1.19 | 1.25
US | United States | 06 | California | 70132-10316 | 701587 | 2707 SANTA ANA AVE CLOVIS | Army | 019 | Fresno | 0740 | Clovis | 1.19 | 1.25
US | United States | 06 | California | 82387-13304 | 705413 | W SHAW AVE CLOVIS | Army | 019 | Fresno | 0740 | Clovis | 1.19 | 1.25
US | United States | 06 | California | N63042-RF | 321 | NAVOPSPTCEN FRESNO | Navy | 019 | Fresno | 1370 | Fresno | 1.19 | 1.25 | 0.929 | 1.131 | 1.131 | 0.889 | 1 | 1.769 | 1.131 | 0.101
US | United States | 06 | California | 06B55 | 5105 | FRESNO AIRWAYS | Army | 019 | Fresno | 1370 | Fresno | 1.19 | 1.25 | 0.929 | 1.131 | 1.131 | 0.889 | 1 | 1.769 | 1.131 | 0.101
US | United States | 06 | California | 06B60 | 5106 | FRESNO AVCRAD DAKOTA | Army | 019 | Fresno | 1370 | Fresno | 1.19 | 1.25 | 0.929 | 1.131 | 1.131 | 0.889 | 1 | 1.769 | 1.131 | 0.101
US | United States | 06 | California | 06B50 | 5107 | FRESNO CHANCE | Army | 019 | Fresno | 1370 | Fresno | 1.19 | 1.25 | 0.929 | 1.131 | 1.131 | 0.889 | 1 | 1.769 | 1.131 | 0.101
US | United States | 06 | California | 06845 | 5898 | LEYMEL HALL USAR CENTER | Army | 019 | Fresno | 1370 | Fresno | 1.19 | 1.25 | 0.929 | 1.131 | 1.131 | 0.889 | 1 | 1.769 | 1.131 | 0.101
US | United States | 06 | California | 06355 | 6462 | NG HAMMER FIELD | Army | 019 | Fresno | 1370 | Fresno | 1.19 | 1.25 | 0.929 | 1.131 | 1.131 | 0.889 | 1 | 1.769 | 1.131 | 0.101
US | United States | 06 | California | 70132-10326 | 701597 | 2882 E. SHEA DR FRESNO | Army | 019 | Fresno | 1370 | Fresno | 1.19 | 1.25
US | United States | 06 | California | 82387-12374 | 704484 | N FRESNO ST FRESNO | Army | 019 | Fresno | 1370 | Fresno | 1.19 | 1.25
US | United States | 06 | California | 82387-13305 | 705414 | W SHAW AVE FRESNO | Army | 019 | Fresno | 1370 | Fresno | 1.19 | 1.25
US | United States | 06 | California | 710233 | 710233 | 5280 N. VALENTIVE FRESNO | Army | 019 | Fresno | 1370 | Fresno | 1.19 | 1.25
US | United States | 06 | California | 710955 | 710955 | 7093 N VISTA AVE FRESNO | Army | 019 | Fresno | 1370 | Fresno | 1.19 | 1.25
US | United States | 06 | California | 711092 | 711092 | 5175 N FRESNO STREET FRESNO | Army | 019 | Fresno | 1370 | Fresno | 1.19 | 1.25
US | United States | 06 | California | 711192 | 711192 | 8680 NORTH GLENN AVE #202 FRESNO | Army | 019 | Fresno | 1370 | Fresno | 1.19 | 1.25
US | United States | 06 | California | 06E35 | 6970 | REEDLEY | Army | 019 | Fresno | 2990 | Reedley | 1.19 | 1.25 | 0.929 | 1.131 | 1.131 | 0.889 | 1 | 1.769 | 1.131 | 0.101
US | United States | 06 | California | 82387-13387 | 705496 | WHITSON AVE SELMA | Army | 019 | Fresno | 3590 | Selma | 1.19 | 1.25
US | United States | 06 | California | HAYW0001 | 2091 | FRESNO YOSEMITE INTERNATIONAL ANG SITE # 1 | Air Force | 019 | Fresno | 9999 | Unknown | 1.19 | 1.25 | 0.929 | 1.131 | 1.131 | 0.889 | 1 | 1.769 | 1.131 | 0.101
US | United States | 06 | California | 06G70 | 9444 | WILLOWS | Army | 021 | Glenn | 4230 | Willows | 1.19 | 1.25 | 0.929 | 1.131 | 1.131 | 0.889 | 1 | 1.769 | 1.131 | 0.101
US | United States | 06 | California | 06B40 | 4891 | EUREKA | Army | 023 | Humboldt | 1220 | Eureka | 1.19 | 1.25 | 0.929 | 1.131 | 1.131 | 0.889 | 1 | 1.769 | 1.131 | 0.101
US | United States | 06 | California | 82387-12774 | 704884 | S BROADWAY EUREKA | Army | 023 | Humboldt | 1220 | Eureka | 1.19 | 1.25
US | United States | 06 | California | N61014-CB | 267 | CENTERVILLE BEACH | Navy | 023 | Humboldt | 1270 | Ferndale | 0.94 | 0.9 | 0.929 | 1.131 | 1.131 | 0.889 | 1 | 1.769 | 1.131 | 0.101
US | United States | 06 | California | 711109 | 711109 | 2730 DAFFODIL MCKINLEYVILLE | Army | 023 | Humboldt | 2042 | McKinleyville | 1.19 | 1.25
US | United States | 06 | California | 06A65 | 4126 | BRAWLEY | Army | 025 | Imperial | 0440 | Brawley | 1.19 | 1.23 | 0.929 | 1.131 | 1.131 | 0.889 | 1 | 1.769 | 1.131 | 0.101
US | United States | 06 | California | N60042 | 174 | Naval Air Field, El Centro CA | Navy | 025 | Imperial | 1090 | El Centro | 1.19 | 1.23 | 0.929 | 1.131 | 1.131 | 0.889 | 1 | 1.769 | 1.131 | 0.101
US | United States | 06 | California | N60042-UA | 881 | TARGET 95 | Navy | 025 | Imperial | 1090 | El Centro | 1.19 | 1.23 | 0.929 | 1.131 | 1.131 | 0.889 | 1 | 1.769 | 1.131 | 0.101
US | United States | 06 | California | N60042-QA | 1033 | CARRIZO IMPACT AREA | Navy | 025 | Imperial | 1090 | El Centro | 1.19 | 1.23 | 0.929 | 1.131 | 1.131 | 0.889 | 1 | 1.769 | 1.131 | 0.101
US | United States | 06 | California | N60042-RA | 1034 | HOLTVILLE CARRIER LS | Navy | 025 | Imperial | 1090 | El Centro | 1.19 | 1.23 | 0.929 | 1.131 | 1.131 | 0.889 | 1 | 1.769 | 1.131 | 0.101
US | United States | 06 | California | N60042-SA | 1035 | DESERT RANGE | Navy | 025 | Imperial | 1090 | El Centro | 1.19 | 1.23 | 0.929 | 1.131 | 1.131 | 0.889 | 1 | 1.769 | 1.131 | 0.101
US | United States | 06 | California | N60042-VA | 1036 | TARGET 103A | Navy | 025 | Imperial | 1090 | El Centro | 1.19 | 1.23 | 0.929 | 1.131 | 1.131 | 0.889 | 1 | 1.769 | 1.131 | 0.101
US | United States | 06 | California | N60042-WA | 1037 | TARGET 68 | Navy | 025 | Imperial | 1090 | El Centro | 1.19 | 1.23 | 0.929 | 1.131 | 1.131 | 0.889 | 1 | 1.769 | 1.131 | 0.101
US | United States | 06 | California | 06B25 | 4833 | EL CENTRO | Army | 025 | Imperial | 1090 | El Centro | 1.19 | 1.23 | 0.929 | 1.131 | 1.131 | 0.889 | 1 | 1.769 | 1.131 | 0.101
US | United States | 06 | California | N60042-TA | 169896 | TARGET 101 | Navy | 025 | Imperial | 1090 | El Centro | 1.19 | 1.23
US | United States | 06 | California | N60042-SS | 169901 | SECTION 16 BLM | Navy | 025 | Imperial | 1090 | El Centro | 1.19 | 1.23
US | United States | 06 | California | N60042-RE | 169902 | RE HAZARD CONSTRUCTION | Navy | 025 | Imperial | 1090 | El Centro | 1.19 | 1.23
US | United States | 06 | California | N60042-SO | 169903 | SEC 1 3 5 7 9 11 | Navy | 025 | Imperial | 1090 | El Centro | 1.19 | 1.23
US | United States | 06 | California | N60042-ST | 169904 | SECTION 3 AND 9 | Navy | 025 | Imperial | 1090 | El Centro | 1.19 | 1.23 | 0.929 | 1.131 | 1.131 | 0.889 | 1 | 1.769 | 1.131 | 0.101
US | United States | 06 | California | N60042-SU | 169905 | SECTION 24 | Navy | 025 | Imperial | 1090 | El Centro | 1.19 | 1.23 | 0.929 | 1.131 | 1.131 | 0.889 | 1 | 1.769 | 1.131 | 0.101
US | United States | 06 | California | N60042-PD | 169906 | PARACHUTE DROP ZONE | Navy | 025 | Imperial | 1090 | El Centro | 1.19 | 1.23
US | United States | 06 | California | N60042-SV | 169907 | CAMERA SITE 3 | Navy | 025 | Imperial | 1090 | El Centro | 1.19 | 1.23 | 0.929 | 1.131 | 1.131 | 0.889 | 1 | 1.769 | 1.131 | 0.101
US | United States | 06 | California | N60042-SW | 169908 | CAMERA SITE 4 | Navy | 025 | Imperial | 1090 | El Centro | 1.19 | 1.23 | 0.929 | 1.131 | 1.131 | 0.889 | 1 | 1.769 | 1.131 | 0.101
US | United States | 06 | California | N60042-SX | 169909 | CAMERA SITE 5 | Navy | 025 | Imperial | 1090 | El Centro | 1.19 | 1.23 | 0.929 | 1.131 | 1.131 | 0.889 | 1 | 1.769 | 1.131 | 0.101
US | United States | 06 | California | N60042-SY | 169910 | CAMERA SITE 6 | Navy | 025 | Imperial | 1090 | El Centro | 1.19 | 1.23 | 0.929 | 1.131 | 1.131 | 0.889 | 1 | 1.769 | 1.131 | 0.101
US | United States | 06 | California | 82387-12394 | 704504 | N IMPERIAL AVE EL CENTRO | Army | 025 | Imperial | 1090 | El Centro | 1.19 | 1.23
US | United States | 06 | California | M62974-0004 | 59 | CHOC MT AIR GNRY RNG | Marine Corps | 025 | Imperial | 2408 | Niland | 1.19 | 1.25 | 0.929 | 1.131 | 1.131 | 0.889 | 1 | 1.769 | 1.131 | 0.101
US | United States | 06 | California | 82387-12412 | 704522 | N MAIN ST BISHOP | Army | 027 | Inyo | 0390 | Bishop | 1.19 | 1.25
US | United States | 06 | California | M68479-0029 | 130 | BAKERSFIELD CA | Marine Corps | 029 | Kern | 0240 | Bakersfield | 1.27 | 1.3 | 0.929 | 1.131 | 1.131 | 0.889 | 1 | 1.769 | 1.131 | 0.101
US | United States | 06 | California | 06A36 | 3913 | BAKERSFIELD (GATEWAY) | Army | 029 | Kern | 0240 | Bakersfield | 1.27 | 1.3 | 0.929 | 1.131 | 1.131 | 0.889 | 1 | 1.769 | 1.131 | 0.101
US | United States | 06 | California | 06A35 | 3914 | BAKERSFIELD (P) | Army | 029 | Kern | 0240 | Bakersfield | 1.27 | 1.3 | 0.929 | 1.131 | 1.131 | 0.889 | 1 | 1.769 | 1.131 | 0.101
US | United States | 06 | California | 06835 | 7904 | WILKSON HALL USAR CENTER | Army | 029 | Kern | 0240 | Bakersfield | 1.27 | 1.3 | 0.929 | 1.131 | 1.131 | 0.889 | 1 | 1.769 | 1.131 | 0.101
US | United States | 06 | California | 70132-10582 | 701853 | 6201 CASTLE CARY BAKERSFIELD | Army | 029 | Kern | 0240 | Bakersfield | 1.27 | 1.3
US | United States | 06 | California | 70132-10616 | 701887 | 7105 AZTEC WAY BAKERSFIELD | Army | 029 | Kern | 0240 | Bakersfield | 1.27 | 1.3
US | United States | 06 | California | 70132-10685 | 701956 | 8706 WINLOCK BAKERSFIELD | Army | 029 | Kern | 0240 | Bakersfield | 1.27 | 1.3
US | United States | 06 | California | 82387-12221 | 704331 | MALL VIEW RD BAKERSFIELD | Army | 029 | Kern | 0240 | Bakersfield | 1.27 | 1.3
US | United States | 06 | California | 82387-13032 | 705142 | STOCKDALE HWY BAKERSFIELD | Army | 029 | Kern | 0240 | Bakersfield | 1.27 | 1.3
US | United States | 06 | California | 82387-13379 | 705488 | WESTWIND DR BAKERSFIELD | Army | 029 | Kern | 0240 | Bakersfield | 1.27 | 1.3
US | United States | 06 | California | 710226 | 710226 | 4725 PANAMA LANE BAKERSFIELD | Army | 029 | Kern | 0240 | Bakersfield | 1.27 | 1.3
US | United States | 06 | California | 710932 | 710932 | 4927 MARSH HAWK DR BAKERSFIELD | Army | 029 | Kern | 0240 | Bakersfield | 1.27 | 1.3
US | United States | 06 | California | 711188 | 711188 | 8920 DUNCANSON DR BAKERSFIELD | Army | 029 | Kern | 0240 | Bakersfield | 1.27 | 1.3
US | United States | 06 | California | N47609 | 201 | Naval Air Weapons Station, China Lake CA | Navy | 029 | Kern | 0675 | China Lake | 1.27 | 1.3 | 0.929 | 1.131 | 1.131 | 0.889 | 1 | 1.769 | 1.131 | 0.101
US | United States | 06 | California | N47609-AF | 543 | NAVAL AIR FACILITY | Navy | 029 | Kern | 0675 | China Lake | 1.27 | 1.3 | 0.929 | 1.131 | 1.131 | 0.889 | 1 | 1.769 | 1.131 | 0.101
US | United States | 06 | California | N47609-AR | 545 | AIRCRAFT RANGES | Navy | 029 | Kern | 0675 | China Lake | 1.27 | 1.3 | 0.929 | 1.131 | 1.131 | 0.889 | 1 | 1.769 | 1.131 | 0.101
US | United States | 06 | California | N47609-GR | 546 | GROUND RANGES AREA | Navy | 029 | Kern | 0675 | China Lake | 1.27 | 1.3 | 0.929 | 1.131 | 1.131 | 0.889 | 1 | 1.769 | 1.131 | 0.101
US | United States | 06 | California | N47609-HC | 547 | HOUSING-COMMUNITY AREA | Navy | 029 | Kern | 0675 | China Lake | 1.27 | 1.3 | 0.929 | 1.131 | 1.131 | 0.889 | 1 | 1.769 | 1.131 | 0.101
US | United States | 06 | California | N47609-HF | 548 | HARVEY FIELD AREA | Navy | 029 | Kern | 0675 | China Lake | 1.27 | 1.3 | 0.929 | 1.131 | 1.131 | 0.889 | 1 | 1.769 | 1.131 | 0.101
US | United States | 06 | California | N47609-IC | 549 | INYO COUNTY | Navy | 029 | Kern | 0675 | China Lake | 1.27 | 1.3 | 0.929 | 1.131 | 1.131 | 0.889 | 1 | 1.769 | 1.131 | 0.101
US | United States | 06 | California | N47609-LM | 550 | LAUREL MOUNTAIN | Navy | 029 | Kern | 0675 | China Lake | 1.27 | 1.3 | 0.929 | 1.131 | 1.131 | 0.889 | 1 | 1.769 | 1.131 | 0.101
US | United States | 06 | California | N47609-PL | 556 | PROPULSION LAB AREA | Navy | 029 | Kern | 0675 | China Lake | 1.27 | 1.3 | 0.929 | 1.131 | 1.131 | 0.889 | 1 | 1.769 | 1.131 | 0.101
US | United States | 06 | California | N47609-WR | 906 | WATER ROAD AREA | Navy | 029 | Kern | 0675 | China Lake | 1.27 | 1.3 | 0.929 | 1.131 | 1.131 | 0.889 | 1 | 1.769 | 1.131 | 0.101
US | United States | 06 | California | 710064 | 710064 | 730 WOOLLOMES AVE, SUITE 105 DELANO | Army | 029 | Kern | 1000 | Delano | 1.19 | 1.25
US | United States | 06 | California | 18081-10534 | 700693 | ROUND MEADOW LAKE ISABELLA | Army | 029 | Kern | 1799 | Lake Isabella | 1.19 | 1.25
US | United States | 06 | California | 18081-10671 | 700830 | SHERMAN PEAK LAKE ISABELLA | Army | 029 | Kern | 1799 | Lake Isabella | 1.19 | 1.25
US | United States | 06 | California | 18081-10735 | 700894 | WET MEADOWS LAKE ISABELLA | Army | 029 | Kern | 1799 | Lake Isabella | 1.19 | 1.25
US | United States | 06 | California | N47609-MC | 930 | MCAAS MOJAVE T-71 S 18 | Navy | 029 | Kern | 2210 | Mojave | 1.3 | 1.34 | 0.929 | 1.131 | 1.131 | 0.889 | 1 | 1.769 | 1.131 | 0.101
US | United States | 06 | California | N47609-RC | 558 | RIDGECREST | Navy | 029 | Kern | 3020 | Ridgecrest | 1.27 | 1.3 | 0.929 | 1.131 | 1.131 | 0.889 | 1 | 1.769 | 1.131 | 0.101
US | United States | 06 | California | N47609-SN | 903 | SNORT TRACK AREA | Navy | 029 | Kern | 3020 | Ridgecrest | 1.27 | 1.3 | 0.929 | 1.131 | 1.131 | 0.889 | 1 | 1.769 | 1.131 | 0.101
US | United States | 06 | California | N47609-CO | 1154 | COSO MILITARY TGT RNG | Navy | 029 | Kern | 3020 | Ridgecrest | 1.27 | 1.3 | 0.929 | 1.131 | 1.131 | 0.889 | 1 | 1.769 | 1.131 | 0.101
US | United States | 06 | California | 82387-11507 | 703618 | CHINA LAKE RIDGECREST | Army | 029 | Kern | 3020 | Ridgecrest | 1.27 | 1.3
US | United States | 06 | California | 82387-10648 | 702759 | 2861 DIAMOND STREET ROSAMOND | Army | 029 | Kern | 3095 | Rosamond | 1.3 | 1.34
US | United States | 06 | California | FSPM0001 | 1684 | EDWARDS AFB SITE # 1 | Air Force | 029 | Kern | 9999 | Unknown | 1.3 | 1.34 | 0.929 | 1.131 | 1.131 | 0.889 | 1 | 1.769 | 1.131 | 0.101
US | United States | 06 | California | FUUM0001 | 1705 | EL PASO MOUNTAIN MICROWAVE REPEATER ANX SITE # 1 | Air Force | 029 | Kern | 9999 | Unknown | 1.3 | 1.34
US | United States | 06 | California | 06B85 | 5346 | HANFORD | Army | 031 | Kings | 1540 | Hanford | 1.16 | 1.18 | 0.929 | 1.131 | 1.131 | 0.889 | 1 | 1.769 | 1.131 | 0.101
US | United States | 06 | California | 82387-10323 | 702434 | 1560 W. LACEY BLVD HANFORD | Army | 031 | Kings | 1540 | Hanford | 1.16 | 1.18
US | United States | 06 | California | N63042-HR | 900 | HOLLISTER RESOURCE | Navy | 031 | Kings | 1880 | Lemoore | 1.16 | 1.18 | 0.929 | 1.131 | 1.131 | 0.889 | 1 | 1.769 | 1.131 | 0.101
US | United States | 06 | California | 82387-11142 | 703253 | 737 REEVES BOULEVARD LEMOORE | Army | 031 | Kings | 1880 | Lemoore | 1.16 | 1.18
US | United States | 06 | California | N63042 | 195 | Naval Air Station, LeMoore CA | Navy | 031 | Kings | 1881 | Lemoore NAS | 1.16 | 1.18 | 0.929 | 1.131 | 1.131 | 0.889 | 1 | 1.769 | 1.131 | 0.101
US | United States | 06 | California | 06C21 | 5791 | LAKEPORT | Army | 033 | Lake | 1800 | Lakeport | 1.19 | 1.25 | 0.929 | 1.131 | 1.131 | 0.889 | 1 | 1.769 | 1.131 | 0.101
US | United States | 06 | California | 06815 | 7277 | SIERRA ARMY DEPOT | Army | 035 | Lassen | 1595 | Herlong Sierra Ord-D | 1.29 | 1.32 | 0.929 | 1.131 | 1.131 | 0.889 | 1 | 1.769 | 1.131 | 0.101
US | United States | 06 | California | 06G15 | 7478 | SUSANVILLE | Army | 035 | Lassen | 3800 | Susanville | 1.29 | 1.32 | 0.929 | 1.131 | 1.131 | 0.889 | 1 | 1.769 | 1.131 | 0.101
US | United States | 06 | California | 82387-12208 | 704318 | MAIN ST SUSANVILLE | Army | 035 | Lassen | 3800 | Susanville | 1.29 | 1.32
US | United States | 06 | California | 06A30 | 3904 | AZUSA ORANGE | Army | 037 | Los Angeles | 0230 | Azusa | 1.13 | 1.18 | 0.929 | 1.252 | 1.252 | 0.889 | 1 | 1.769 | 1.252 | 0.101
US | United States | 06 | California | 06A32 | 3905 | AZUSA SIERRA MADRE | Army | 037 | Los Angeles | 0230 | Azusa | 1.13 | 1.18 | 0.929 | 1.252 | 1.252 | 0.889 | 1 | 1.769 | 1.252 | 0.101
US | United States | 06 | California | 82387-11649 | 703760 | E ALOSTA AVE AZUSA | Army | 037 | Los Angeles | 0230 | Azusa | 1.13 | 1.18
US | United States | 06 | California | 06994 | 3980 | BELL AFRC | Army | 037 | Los Angeles | 0300 | Bell | 1.13 | 1.18 | 0.929 | 1.252 | 1.252 | 0.889 | 1 | 1.769 | 1.252 | 0.101
US | United States | 06 | California | 0639B | 6442 | NG BELL | Army | 037 | Los Angeles | 0300 | Bell | 1.13 | 1.18 | 0.929 | 1.252 | 1.252 | 0.889 | 1 | 1.769 | 1.252 | 0.101
US | United States | 06 | California | 06837 | 6719 | PATTON HALL USAR CENTER | Army | 037 | Los Angeles | 0300 | Bell | 1.13 | 1.18 | 0.929 | 1.252 | 1.252 | 0.889 | 1 | 1.769 | 1.252 | 0.101
US | United States | 06 | California | 06A70 | 4183 | BURBANK | Army | 037 | Los Angeles | 0480 | Burbank | 1.13 | 1.18 | 0.929 | 1.252 | 1.252 | 0.889 | 1 | 1.769 | 1.252 | 0.101
US | United States | 06 | California | 82387-11715 | 703826 | E MAGNOLIA BLVD BURBANK | Army | 037 | Los Angeles | 0480 | Burbank | 1.13 | 1.18
US | United States | 06 | California | N69232-RM | 9508 | RED MOUNTAIN SITE 1 | Navy | 037 | Los Angeles | 0518 | Calabasas | 1.13 | 1.18 | 0.929 | 1.252 | 1.252 | 0.889 | 1 | 1.769 | 1.252 | 0.101
US | United States | 06 | California | N69232-RN | 169920 | RED MOUNTAIN KELLICK | Navy | 037 | Los Angeles | 0518 | Calabasas | 1.13 | 1.18
US | United States | 06 | California | N69232-RO | 169921 | RED MOUNTAIN GE | Navy | 037 | Los Angeles | 0518 | Calabasas | 1.13 | 1.18
US | United States | 06 | California | LANX0001 | 2360 | LOS ANGELES AIR FORCE ANNEX NO.4 SITE # 1 | Air Force | 037 | Los Angeles | 0602 | Carson | 1.13 | 1.18 | 0.929 | 1.252 | 1.252 | 0.889 | 1 | 1.769 | 1.252 | 0.101
US | United States | 06 | California | 82387-10472 | 702583 | 20700 AVALON CARSON | Army | 037 | Los Angeles | 0602 | Carson | 1.13 | 1.18
US | United States | 06 | California | 82387-13213 | 705322 | W CARSON ST CARSON | Army | 037 | Los Angeles | 0602 | Carson | 1.13 | 1.18
US | United States | 06 | California | 82387-12977 | 705087 | SOUTH ST CERRITOS | Army | 037 | Los Angeles | 0639 | Cerritos | 1.13 | 1.18
US | United States | 06 | California | 06A95 | 4522 | COMPTON ALAMEDA | Army | 037 | Los Angeles | 0810 | Compton | 1.13 | 1.18 | 0.929 | 1.252 | 1.252 | 0.889 | 1 | 1.769 | 1.252 | 0.101
US | United States | 06 | California | 06B10 | 4614 | CULVER CITY | Army | 037 | Los Angeles | 0930 | Culver City | 1.13 | 1.18 | 0.929 | 1.252 | 1.252 | 0.889 | 1 | 1.769 | 1.252 | 0.101
US | United States | 06 | California | 82387-11554 | 703665 | CORPORATE POINTE CULVER CITY | Army | 037 | Los Angeles | 0930 | Culver City | 1.13 | 1.18
US | United States | 06 | California | 82387-12024 | 704134 | HUGHES AVE CULVER CITY | Army | 037 | Los Angeles | 0930 | Culver City | 1.13 | 1.18
US | United States | 06 | California | 82387-12360 | 704470 | N DIAMOND BAR DIAMOND BAR | Army | 037 | Los Angeles | 1015 | Diamond Bar | 1.13 | 1.18
US | United States | 06 | California | 82387-11850 | 703961 | FIRESTONE BLVD DOWNEY | Army | 037 | Los Angeles | 1045 | Downey | 1.13 | 1.18
US | United States | 06 | California | 82387-11855 | 703966 | FLORENCE BLVD DOWNEY | Army | 037 | Los Angeles | 1045 | Downey | 1.13 | 1.18
US | United States | 06 | California | 82387-10097 | 702208 | 11030B AND 11018 EL MONTE | Army | 037 | Los Angeles | 1110 | El Monte | 1.13 | 1.18
US | United States | 06 | California | ACJP0001 | 1353 | LOS ANGELES AFB SITE # 1 | Air Force | 037 | Los Angeles | 1150 | El Segundo | 1.13 | 1.18 | 0.929 | 1.252 | 1.252 | 0.889 | 1 | 1.769 | 1.252 | 0.101
US | United States | 06 | California | 82387-10570 | 702681 | 2420 VELA WAY EL SEGUNDO | Army | 037 | Los Angeles | 1150 | El Segundo | 1.13 | 1.18
US | United States | 06 | California | 711022 | 711022 | 600 N. SEPULVEDA BLVD EL SEGUNDO | Army | 037 | Los Angeles | 1150 | El Segundo | 1.13 | 1.18
US | United States | 06 | California | 06F45 | 7157 | SAN PEDRO | Army | 037 | Los Angeles | 1332 | Fort Macarthur | 1.13 | 1.18 | 0.929 | 1.252 | 1.252 | 0.889 | 1 | 1.769 | 1.252 | 0.101
US | United States | 06 | California | 06B70 | 5159 | GARDENA | Army | 037 | Los Angeles | 1400 | Gardena | 1.13 | 1.18 | 0.929 | 1.252 | 1.252 | 0.889 | 1 | 1.769 | 1.252 | 0.101
US | United States | 06 | California | 06B80 | 5217 | GLENDALE | Army | 037 | Los Angeles | 1430 | Glendale | 1.13 | 1.18 | 0.929 | 1.252 | 1.252 | 0.889 | 1 | 1.769 | 1.252 | 0.101
US | United States | 06 | California | 82387-10147 | 702258 | 120 S. MARYLAND AVENUE GLENDALE | Army | 037 | Los Angeles | 1430 | Glendale | 1.13 | 1.18
US | United States | 06 | California | 82387-11660 | 703771 | E BROADWAY GLENDALE | Army | 037 | Los Angeles | 1430 | Glendale | 1.13 | 1.18
US | United States | 06 | California | 82387-12345 | 704455 | N BRAND BLVD GLENDALE | Army | 037 | Los Angeles | 1430 | Glendale | 1.13 | 1.18
US | United States | 06 | California | 710239 | 710239 | 624 COLORADO BLVD, SUITE C GLENDALE | Army | 037 | Los Angeles | 1430 | Glendale | 1.13 | 1.18
US | United States | 06 | California | 82387-10194 | 702305 | 12811 SO. PRAIRIE HAWTHORNE | Army | 037 | Los Angeles | 1550 | Hawthorne | 1.13 | 1.18
US | United States | 06 | California | 82387-12601 | 704711 | PACIFIC BLVD HUNTINGTON PARK | Army | 037 | Los Angeles | 1670 | Huntington Park | 1.13 | 1.18
US | United States | 06 | California | 06C10 | 5545 | INGLEWOOD | Army | 037 | Los Angeles | 1700 | Inglewood | 1.13 | 1.18 | 0.929 | 1.252 | 1.252 | 0.889 | 1 | 1.769 | 1.252 | 0.101
US | United States | 06 | California | 82387-10742 | 702853 | 3321 W. CENTURY BLVD INGLEWOOD | Army | 037 | Los Angeles | 1700 | Inglewood | 1.13 | 1.18
US | United States | 06 | California | 82387-10925 | 703036 | 500 LAKEWOOD CENTER LAKEWOOD | Army | 037 | Los Angeles | 1812 | Lakewood | 1.13 | 1.18
US | United States | 06 | California | 06C23 | 4623 | D-LANCASTER | Army | 037 | Los Angeles | 1840 | Lancaster | 1.3 | 1.34 | 0.929 | 1.252 | 1.252 | 0.889 | 1 | 1.769 | 1.252 | 0.101
US | United States | 06 | California | 70132-10112 | 701383 | 1243 HOLGUIN ST LANCASTER | Army | 037 | Los Angeles | 1840 | Lancaster | 1.3 | 1.34
US | United States | 06 | California | 82387-13166 | 705275 | VLY CNTL WAY LANCASTER | Army | 037 | Los Angeles | 1840 | Lancaster | 1.3 | 1.34
US | United States | 06 | California | 710560 | 710560 | 44246 AMETHYST STREE LANCASTER | Army | 037 | Los Angeles | 1840 | Lancaster | 1.3 | 1.34
US | United States | 06 | California | 711036 | 711036 | 43016 AMOY ST. LANCASTER | Army | 037 | Los Angeles | 1840 | Lancaster | 1.3 | 1.34
US | United States | 06 | California | 82387-10371 | 702482 | 1704 PALOS VERDES DR LOMITA | Army | 037 | Los Angeles | 1946 | Lomita | 1.13 | 1.18
US | United States | 06 | California | N69165 | 226 | Naval Ship Yard, Long Beach CA | Navy | 037 | Los Angeles | 1970 | Long Beach | 1.13 | 1.18 | 0.929 | 1.252 | 1.252 | 0.889 | 1 | 1.769 | 1.252 | 0.101
US | United States | 06 | California | N69141 | 243 | CSO NS LONG BEACH CA | Navy | 037 | Los Angeles | 1970 | Long Beach | 1.13 | 1.18 | 0.929 | 1.252 | 1.252 | 0.889 | 1 | 1.769 | 1.252 | 0.101
US | United States | 06 | California | N61065-FC | 752 | LONG BEACH FUEL COMPLE | Navy | 037 | Los Angeles | 1970 | Long Beach | 1.13 | 1.18 | 0.929 | 1.252 | 1.252 | 0.889 | 1 | 1.769 | 1.252 | 0.101
US | United States | 06 | California | N69141-LB | 759 | LONG BEACH NAVSTA | Navy | 037 | Los Angeles | 1970 | Long Beach | 1.13 | 1.18 | 0.929 | 1.252 | 1.252 | 0.889 | 1 | 1.769 | 1.252 | 0.101
US | United States | 06 | California | N69141-S6 | 760 | SITE 6 LONG BEACH | Navy | 037 | Los Angeles | 1970 | Long Beach | 1.13 | 1.18 | 0.929 | 1.252 | 1.252 | 0.889 | 1 | 1.769 | 1.252 | 0.101
US | United States | 06 | California | N69141-SH | 761 | SAVANNAH HSG LONG BCH | Navy | 037 | Los Angeles | 1970 | Long Beach | 1.13 | 1.18 | 0.929 | 1.252 | 1.252 | 0.889 | 1 | 1.769 | 1.252 | 0.101
US | United States | 06 | California | N69165-PL | 784 | PORT OF LONG BEACH(#1) | Navy | 037 | Los Angeles | 1970 | Long Beach | 1.13 | 1.18 | 0.929 | 1.252 | 1.252 | 0.889 | 1 | 1.769 | 1.252 | 0.101
US | United States | 06 | California | N69165-PT | 785 | PIER T LONG BEACH NSY | Navy | 037 | Los Angeles | 1970 | Long Beach | 1.13 | 1.18 | 0.929 | 1.252 | 1.252 | 0.889 | 1 | 1.769 | 1.252 | 0.101
US | United States | 06 | California | N69165-PV | 786 | PALOS VERDES HSG | Navy | 037 | Los Angeles | 1970 | Long Beach | 1.13 | 1.18 | 0.929 | 1.252 | 1.252 | 0.889 | 1 | 1.769 | 1.252 | 0.101
US | United States | 06 | California | N69165-SH | 787 | SIGNAL HILL CA | Navy | 037 | Los Angeles | 1970 | Long Beach | 1.13 | 1.18 | 0.929 | 1.252 | 1.252 | 0.889 | 1 | 1.769 | 1.252 | 0.101
US | United States | 06 | California | N69141-CH | 1090 | CABRILLO HSG LONG BCH | Navy | 037 | Los Angeles | 1970 | Long Beach | 1.13 | 1.18 | 0.929 | 1.252 | 1.252 | 0.889 | 1 | 1.769 | 1.252 | 0.101
US | United States | 06 | California | N69165-CB | 1342 | NAVY WAY AND SEASIDE | Navy | 037 | Los Angeles | 1970 | Long Beach | 1.13 | 1.18 | 0.929 | 1.252 | 1.252 | 0.889 | 1 | 1.769 | 1.252 | 0.101
US | United States | 06 | California | HHEK0001 | 2101 | FORT MACARTHUR FAMILY HOUSING ANNEX SITE # 1 | Air Force | 037 | Los Angeles | 1970 | Long Beach | 1.13 | 1.18 | 0.929 | 1.252 | 1.252 | 0.889 | 1 | 1.769 | 1.252 | 0.101
US | United States | 06 | California | 06C30 | 5943 | LONG BEACH (REDONDO) | Army | 037 | Los Angeles | 1970 | Long Beach | 1.13 | 1.18 | 0.929 | 1.252 | 1.252 | 0.889 | 1 | 1.769 | 1.252 | 0.101
US | United States | 06 | California | 06C40 | 5944 | LONG BEACH 7TH | Army | 037 | Los Angeles | 1970 | Long Beach | 1.13 | 1.18 | 0.929 | 1.252 | 1.252 | 0.889 | 1 | 1.769 | 1.252 | 0.101
US | United States | 06 | California | 06C45 | 5945 | LONG BEACH CSMS STEARNS | Army | 037 | Los Angeles | 1970 | Long Beach | 1.13 | 1.18 | 0.929 | 1.252 | 1.252 | 0.889 | 1 | 1.769 | 1.252 | 0.101
US | United States | 06 | California | 06860 | 7192 | SCHROEDER HALL USAR CENTER | Army | 037 | Los Angeles | 1970 | Long Beach | 1.13 | 1.18 | 0.929 | 1.252 | 1.252 | 0.889 | 1 | 1.769 | 1.252 | 0.101
US | United States | 06 | California | 82387-10923 | 703034 | 50 EAST 60TH STREET LONG BEACH | Army | 037 | Los Angeles | 1970 | Long Beach | 1.13 | 1.18
US | United States | 06 | California | 82387-11011 | 703122 | 590 PINE AVE LONG BEACH | Army | 037 | Los Angeles | 1970 | Long Beach | 1.13 | 1.18
US | United States | 06 | California | 82387-12577 | 704687 | OCEAN BLVD LONG BEACH | Army | 037 | Los Angeles | 1970 | Long Beach | 1.13 | 1.18
US | United States | 06 | California | 82387-13287 | 705396 | W OCEAN BLVD LONG BEACH | Army | 037 | Los Angeles | 1970 | Long Beach | 1.13 | 1.18
US | United States | 06 | California | N69232-RE | 744 | NAVOPSPTCEN ENCINO | Navy | 037 | Los Angeles | 1980 | Los Angeles | 1.13 | 1.18 | 0.929 | 1.252 | 1.252 | 0.889 | 1 | 1.769 | 1.252 | 0.101
US | United States | 06 | California | N61065-LA | 748 | NAVOPSPTCEN LA | Navy | 037 | Los Angeles | 1980 | Los Angeles | 1.13 | 1.18 | 0.929 | 1.252 | 1.252 | 0.889 | 1 | 1.769 | 1.252 | 0.101
US | United States | 06 | California | N61065-RL | 749 | NAVOPSPTCEN LA N62103 | Navy | 037 | Los Angeles | 1980 | Los Angeles | 1.13 | 1.18 | 0.929 | 1.252 | 1.252 | 0.889 | 1 | 1.769 | 1.252 | 0.101
US | United States | 06 | California | N61065-SP | 753 | SAN PEDRO FUEL DEPOT | Navy | 037 | Los Angeles | 1980 | Los Angeles | 1.13 | 1.18 | 0.929 | 1.252 | 1.252 | 0.889 | 1 | 1.769 | 1.252 | 0.101
US | United States | 06 | California | VHRJ0001 | 3266 | SEPULVEDA NATIONAL GUARD STATION SITE # 1 | Air Force | 037 | Los Angeles | 1980 | Los Angeles | 1.13 | 1.18 | 0.929 | 1.252 | 1.252 | 0.889 | 1 | 1.769 | 1.252 | 0.101
US | United States | 06 | California | 06866 | 5464 | HOLDERMAN HALL USAR CENTER | Army | 037 | Los Angeles | 1980 | Los Angeles | 1.13 | 1.18 | 0.929 | 1.252 | 1.252 | 0.889 | 1 | 1.769 | 1.252 | 0.101
US | United States | 06 | California | 06C65 | 5956 | LOS ANGELES | Army | 037 | Los Angeles | 1980 | Los Angeles | 1.13 | 1.18 | 0.929 | 1.252 | 1.252 | 0.889 | 1 | 1.769 | 1.252 | 0.101
US | United States | 06 | California | 82387-10179 | 702290 | 1241 S. SOTO STREET LOS ANGELES | Army | 037 | Los Angeles | 1980 | Los Angeles | 1.13 | 1.18
US | United States | 06 | California | 82387-10622 | 702733 | 2700 COLORADO BLVD EAGLE ROCK | Army | 037 | Los Angeles | 1980 | Los Angeles | 1.13 | 1.18
US | United States | 06 | California | 82387-10758 | 702869 | 3440 WILSHIRE BLVD. LOS ANGELES | Army | 037 | Los Angeles | 1980 | Los Angeles | 1.13 | 1.18
US | United States | 06 | California | 82387-10936 | 703047 | 5051-61 RODEO ROAD LOS ANGELES | Army | 037 | Los Angeles | 1980 | Los Angeles | 1.13 | 1.18
US | United States | 06 | California | 82387-11122 | 703233 | 7080 HOLLYWOOD BLVD HOLLYWOOD | Army | 037 | Los Angeles | 1980 | Los Angeles | 1.13 | 1.18
US | United States | 06 | California | 82387-12294 | 704404 | MLK JR BLVD LOS ANGELES | Army | 037 | Los Angeles | 1980 | Los Angeles | 1.13 | 1.18
US | United States | 06 | California | 82387-12814 | 704924 | S HOOVER ST LOS ANGELES | Army | 037 | Los Angeles | 1980 | Los Angeles | 1.13 | 1.18
US | United States | 06 | California | 82387-12836 | 704946 | S MAIN ST LOS ANGELES | Army | 037 | Los Angeles | 1980 | Los Angeles | 1.13 | 1.18
US | United States | 06 | California | 82387-12909 | 705019 | SATICOY ST RESEDA | Army | 037 | Los Angeles | 1980 | Los Angeles | 1.13 | 1.18
US | United States | 06 | California | 82387-12945 | 705055 | SHERMAN WAY CANOGA PARK | Army | 037 | Los Angeles | 1980 | Los Angeles | 1.13 | 1.18
US | United States | 06 | California | 710065 | 710065 | 1681 LINCOLN BLVD ORANGE | Army | 037 | Los Angeles | 1980 | Los Angeles | 1.13 | 1.18
US | United States | 06 | California | 710722 | 710722 | 288 S. SAN GABRIEL BLVD SAN GABRIEL | Army | 037 | Los Angeles | 1980 | Los Angeles | 1.13 | 1.18
US | United States | 06 | California | 710723 | 710723 | 4330 CAMINO DE LA PLAZA SAN YSIDRO | Army | 037 | Los Angeles | 1980 | Los Angeles | 1.13 | 1.18
US | United States | 06 | California | 711026 | 711026 | 1541-1641 N. MAGNOLIA AVE EL CAJON | Army | 037 | Los Angeles | 1980 | Los Angeles | 1.13 | 1.18
US | United States | 06 | California | 711262 | 711262 | 5051 RODEO ROAD LOS ANGELES | Army | 037 | Los Angeles | 1980 | Los Angeles | 1.13 | 1.18
US | United States | 06 | California | 06C70 | 6000 | LYNWOOD | Army | 037 | Los Angeles | 2020 | Lynwood | 1.13 | 1.18 | 0.929 | 1.252 | 1.252 | 0.889 | 1 | 1.769 | 1.252 | 0.101
US | United States | 06 | California | 06C80 | 6049 | MANHATTAN BEACH | Army | 037 | Los Angeles | 2060 | Manhattan Beach | 1.13 | 1.18 | 0.929 | 1.252 | 1.252 | 0.889 | 1 | 1.769 | 1.252 | 0.101
US | United States | 06 | California | 06D10 | 6248 | MONTEBELLO | Army | 037 | Los Angeles | 2240 | Montebello | 1.13 | 1.18 | 0.929 | 1.252 | 1.252 | 0.889 | 1 | 1.769 | 1.252 | 0.101
US | United States | 06 | California | 82387-10539 | 702650 | 2300/2350 W. BEVERLY MONTEBELLO | Army | 037 | Los Angeles | 2240 | Montebello | 1.13 | 1.18
US | United States | 06 | California | N61065-NF | 751 | NORWALK FUEL COMPLEX | Navy | 037 | Los Angeles | 2458 | Norwalk | 1.13 | 1.18 | 0.929 | 1.252 | 1.252 | 0.889 | 1 | 1.769 | 1.252 | 0.101
US | United States | 06 | California | 82387-10133 | 702244 | 11760 FIRESTONE BLVD NORWALK | Army | 037 | Los Angeles | 2458 | Norwalk | 1.13 | 1.18
US | United States | 06 | California | 06D73 | 6689 | PALMDALE | Army | 037 | Los Angeles | 2645 | Palmdale | 1.3 | 1.34 | 0.929 | 1.252 | 1.252 | 0.889 | 1 | 1.769 | 1.252 | 0.101
US | United States | 06 | California | 82387-12603 | 704713 | PALMDALE BLVD PALMDALE | Army | 037 | Los Angeles | 2645 | Palmdale | 1.3 | 1.34
US | United States | 06 | California | 710387 | 710387 | 10 WEST PLAZA PALMDALE | Army | 037 | Los Angeles | 2645 | Palmdale | 1.3 | 1.34
US | United States | 06 | California | M67021-0001 | 70 | PASADENA CA MCRC | Marine Corps | 037 | Los Angeles | 2700 | Pasadena | 1.13 | 1.18 | 0.929 | 1.252 | 1.252 | 0.889 | 1 | 1.769 | 1.252 | 0.101
US | United States | 06 | California | 06690 | 4707 | DESIDERIO HALL USARC | Army | 037 | Los Angeles | 2700 | Pasadena | 1.13 | 1.18 | 0.929 | 1.252 | 1.252 | 0.889 | 1 | 1.769 | 1.252 | 0.101
US | United States | 06 | California | 82387-10295 | 702406 | 150 E. COLORADO BL. PASADENA | Army | 037 | Los Angeles | 2700 | Pasadena | 1.13 | 1.18
US | United States | 06 | California | 82387-10748 | 702859 | 34 HARKNESS AVE. PASADENA | Army | 037 | Los Angeles | 2700 | Pasadena | 1.13 | 1.18
US | United States | 06 | California | 82387-11673 | 703784 | E COLORADO BLVD PASADENA | Army | 037 | Los Angeles | 2700 | Pasadena | 1.13 | 1.18
US | United States | 06 | California | M68479-0016 | 117 | PICO-RIVERA CA MCRC | Marine Corps | 037 | Los Angeles | 2749 | Pico-Rivera | 1.13 | 1.18 | 0.929 | 1.252 | 1.252 | 0.889 | 1 | 1.769 | 1.252 | 0.101
US | United States | 06 | California | 06E00 | 6839 | POMONA | Army | 037 | Los Angeles | 2870 | Pomona | 1.13 | 1.18 | 0.929 | 1.252 | 1.252 | 0.889 | 1 | 1.769 | 1.252 | 0.101
US | United States | 06 | California | 06380 | 6840 | POMONA ANNEX | Army | 037 | Los Angeles | 2870 | Pomona | 1.13 | 1.18 | 0.929 | 1.252 | 1.252 | 0.889 | 1 | 1.769 | 1.252 | 0.101
US | United States | 06 | California | 82387-11094 | 703205 | 68 RIO RANCHO ROAD POMONA | Army | 037 | Los Angeles | 2870 | Pomona | 1.13 | 1.18
US | United States | 06 | California | 82387-12853 | 704963 | S PACIFIC COAST HWY REDONDO BCH | Army | 037 | Los Angeles | 2970 | Redondo Beach | 1.13 | 1.18
US | United States | 06 | California | 82387-12525 | 704635 | NOGALES ROWLAND HEIGHTS | Army | 037 | Los Angeles | 3124 | Rowland Heights | 1.13 | 1.18
US | United States | 06 | California | N00246-SC | 291 | SAN CLEMENTE | Navy | 037 | Los Angeles | 3249 | San Clemente Nav Res I | 1.86 | 1.9 | 0.929 | 1.252 | 1.252 | 0.889 | 1 | 1.769 | 1.252 | 0.101
US | United States | 06 | California | 06G20 | 7487 | SYLMAR | Army | 037 | Los Angeles | 3280 | San Fernando | 1.13 | 1.18 | 0.929 | 1.252 | 1.252 | 0.889 | 1 | 1.769 | 1.252 | 0.101
US | United States | 06 | California | 82387-10358 | 702469 | 16919-21 DEVONSHIRE BOULEVARD GRANADA HILLS | Army | 037 | Los Angeles | 3280 | San Fernando | 1.13 | 1.18
US | United States | 06 | California | 82387-12966 | 705076 | SOLEDAD CANYON RD SANTA CLARITA | Army | 037 | Los Angeles | 3445 | Santa Clarita | 1.13 | 1.18
US | United States | 06 | California | 82387-11130 | 703241 | 720 WILSHIRE BLVD SANTA MONICA | Army | 037 | Los Angeles | 3470 | Santa Monica | 1.13 | 1.18
US | United States | 06 | California | 82387-13397 | 705506 | WILSHIRE BLVD SANTA MONICA | Army | 037 | Los Angeles | 3470 | Santa Monica | 1.13 | 1.18
US | United States | 06 | California | 06425 | 4835 | EL MONTE USARC | Army | 037 | Los Angeles | 3686 | South El Monte | 1.13 | 1.18 | 0.929 | 1.252 | 1.252 | 0.889 | 1 | 1.769 | 1.252 | 0.101
US | United States | 06 | California | 06G25 | 7582 | TORRANCE | Army | 037 | Los Angeles | 3870 | Torrance | 1.13 | 1.18 | 0.929 | 1.252 | 1.252 | 0.889 | 1 | 1.769 | 1.252 | 0.101
US | United States | 06 | California | 82387-10794 | 702905 | 3854 SEPULVEDA BOULEVARD TORRANCE | Army | 037 | Los Angeles | 3870 | Torrance | 1.13 | 1.18
US | United States | 06 | California | 82387-11975 | 704086 | HAWTHORNE BLVD TORRANCE | Army | 037 | Los Angeles | 3870 | Torrance | 1.13 | 1.18
US | United States | 06 | California | 82387-11069 | 703180 | 6400 LAUREL CANYON NORTH HOLLYWOOD | Army | 037 | Los Angeles | 3995 | Universal City | 1.13 | 1.18
US | United States | 06 | California | 06945 | 4641 | DANIELS HALL USAR CENTER | Army | 037 | Los Angeles | 4025 | Van Nuys | 1.13 | 1.18 | 0.929 | 1.252 | 1.252 | 0.889 | 1 | 1.769 | 1.252 | 0.101
US | United States | 06 | California | 0639A | 6533 | NG VAN NUYS | Army | 037 | Los Angeles | 4025 | Van Nuys | 1.13 | 1.18 | 0.929 | 1.252 | 1.252 | 0.889 | 1 | 1.769 | 1.252 | 0.101
US | United States | 06 | California | 06497 | 7698 | VAN NUYS AMSA | Army | 037 | Los Angeles | 4025 | Van Nuys | 1.13 | 1.18 | 0.929 | 1.252 | 1.252 | 0.889 | 1 | 1.769 | 1.252 | 0.101
US | United States | 06 | California | 82387-11058 | 703169 | 6251 VAN NUYS BL VAN NUYS | Army | 037 | Los Angeles | 4025 | Van Nuys | 1.13 | 1.18
US | United States | 06 | California | 82387-13150 | 705259 | VAN NUYS BLVD VAN NUYS | Army | 037 | Los Angeles | 4025 | Van Nuys | 1.13 | 1.18
US | United States | 06 | California | 82387-10189 | 702300 | 1259 NORTH GRAND AVENUE WALNUT | Army | 037 | Los Angeles | 4069 | Walnut | 1.13 | 1.18
US | United States | 06 | California | 711024 | 711024 | 20607-2 AMAR ROAD WALNUT | Army | 037 | Los Angeles | 4069 | Walnut | 1.13 | 1.18
US | United States | 06 | California | 82387-10014 | 702125 | 100 N. BARRANCA WEST COVINA | Army | 037 | Los Angeles | 4120 | West Covina | 1.13 | 1.18
US | United States | 06 | California | 82387-10109 | 702220 | 112 PLAZA DRIVE WEST COVINA | Army | 037 | Los Angeles | 4120 | West Covina | 1.13 | 1.18
US | United States | 06 | California | 82387-12337 | 704447 | N AZUSA AVE WEST COVINA | Army | 037 | Los Angeles | 4120 | West Covina | 1.13 | 1.18
US | United States | 06 | California | 82387-12338 | 704448 | N BARRANCA AVE WEST COVINA | Army | 037 | Los Angeles | 4120 | West Covina | 1.13 | 1.18
US | United States | 06 | California | 82387-10132 | 702243 | 11713 WHITTIER BLVD WHITTIER | Army | 037 | Los Angeles | 4190 | Whittier | 1.13 | 1.18
US | United States | 06 | California | FSQA0001 | 1685 | EDWARDS MISSILE TRACKING SITE # 1 | Air Force | 037 | Los Angeles | 9999 | Unknown | 1.13 | 1.18 | 0.929 | 1.252 | 1.252 | 0.889 | 1 | 1.769 | 1.252 | 0.101
US | United States | 06 | California | FSQF0001 | 1686 | EDWARDS MISSILE TRACKING ANNEX A-12 SITE # 1 | Air Force | 037 | Los Angeles | 9999 | Unknown | 1.13 | 1.18 | 0.929 | 1.252 | 1.252 | 0.889 | 1 | 1.769 | 1.252 | 0.101
US | United States | 06 | California | FSQG0001 | 1687 | EDWARDS MISSILE TRACKING ANNEX A-11 SITE # 1 | Air Force | 037 | Los Angeles | 9999 | Unknown | 1.13 | 1.18 | 0.929 | 1.252 | 1.252 | 0.889 | 1 | 1.769 | 1.252 | 0.101
US | United States | 06 | California | SCYN0001 | 3092 | NORWALK2 SITE # 1 | Air Force | 037 | Los Angeles | 9999 | Unknown | 1.13 | 1.18 | 0.929 | 1.252 | 1.252 | 0.889 | 1 | 1.769 | 1.252 | 0.101
US | United States | 06 | California | TTQK0001 | 3190 | AIR FORCE PLANT 42 SITE # 1 | Air Force | 037 | Los Angeles | 9999 | Unknown | 1.13 | 1.18 | 0.929 | 1.252 | 1.252 | 0.889 | 1 | 1.769 | 1.252 | 0.101
US | United States | 06 | California | 06C75 | 6010 | MADERA | Army | 039 | Madera | 2050 | Madera | 1.19 | 1.25 | 0.929 | 1.131 | 1.131 | 0.889 | 1 | 1.769 | 1.131 | 0.101
US | United States | 06 | California | 82387-13220 | 705329 | W CLEVELAND AVE MADERA | Army | 039 | Madera | 2050 | Madera | 1.19 | 1.25
US | United States | 06 | California | QGDL0001 | 2834 | MILL VALLEY BCN SITE # 1 | Air Force | 041 | Marin | 2180 | Mill Valley | 1.19 | 1.25 | 0.929 | 1.325 | 1.325 | 0.889 | 1 | 1.769 | 1.325 | 0.101
US | United States | 06 | California | N69174-EA | 794 | DOD HSG-NOVATO | Navy | 041 | Marin | 2460 | Novato | 1.25 | 1.32 | 0.929 | 1.325 | 1.325 | 0.889 | 1 | 1.769 | 1.325 | 0.101
US | United States | 06 | California | N69174-EV | 795 | HILLSITE | Navy | 041 | Marin | 2460 | Novato | 1.25 | 1.32 | 0.929 | 1.325 | 1.325 | 0.889 | 1 | 1.769 | 1.325 | 0.101
US | United States | 06 | California | 06160 | 5331 | HAMILTON ARMY AIRFIELD | Army | 041 | Marin | 2460 | Novato | 1.25 | 1.32 | 0.929 | 1.325 | 1.325 | 0.889 | 1 | 1.769 | 1.325 | 0.101
US | United States | 06 | California | 82387-12851 | 704961 | S NOVATO NOVATO | Army | 041 | Marin | 2460 | Novato | 1.25 | 1.32
US | United States | 06 | California | N69152-BA | 762 | SITE 6 OB/OD RANGE | Navy | 041 | Marin | 2858 | Point Reyes Station | 1.19 | 1.25 | 0.929 | 1.325 | 1.325 | 0.889 | 1 | 1.769 | 1.325 | 0.101
US | United States | 06 | California | 06F50 | 7158 | SAN RAFAEL | Army | 041 | Marin | 3410 | San Rafael | 1.19 | 1.25 | 0.929 | 1.325 | 1.325 | 0.889 | 1 | 1.769 | 1.325 | 0.101
US | United States | 06 | California | 06992 | 5785 | LAKE MENDOCINO LTA | Army | 045 | Mendocino | 3990 | Ukiah | 1.19 | 1.25 | 0.929 | 1.131 | 1.131 | 0.889 | 1 | 1.769 | 1.131 | 0.101
US | United States | 06 | California | 82387-11743 | 703854 | E PERKINS ST UKIAH | Army | 045 | Mendocino | 3990 | Ukiah | 1.19 | 1.25
US | United States | 06 | California | 82387-11744 | 703855 | E PERKINS ST UKIAH 1 | Army | 045 | Mendocino | 3990 | Ukiah | 1.19 | 1.25
US | United States | 06 | California | TKGP0001 | 3165 | POINT ARENA AIR FORCE STATION SITE # 1 | Air Force | 045 | Mendocino | 9999 | Unknown | 1.19 | 1.25 | 0.929 | 1.131 | 1.131 | 0.889 | 1 | 1.769 | 1.131 | 0.101
US | United States | 06 | California | TKGV0001 | 3166 | POINT ARENA COMMUNICATION FACILITY ANNEX SITE # 1 | Air Force | 045 | Mendocino | 9999 | Unknown | 1.19 | 1.25 | 0.929 | 1.131 | 1.131 | 0.889 | 1 | 1.769 | 1.131 | 0.101
US | United States | 06 | California | TKHH0001 | 3167 | POINT ARENA WATER SYSTEM ANNEX SITE # 1 | Air Force | 045 | Mendocino | 9999 | Unknown | 1.19 | 1.25 | 0.929 | 1.131 | 1.131 | 0.889 | 1 | 1.769 | 1.131 | 0.101
US | United States | 06 | California | DETA0001 | 1570 | CASTLE HOUSING ANNEX NO 2 SITE # 1 | Air Force | 047 | Merced | 0190 | Atwater | 1.19 | 1.25
US | United States | 06 | California | DETK0001 | 1572 | CASTLE ILS MIDDLE MARKER ANNEX SITE # 1 | Air Force | 047 | Merced | 0190 | Atwater | 1.19 | 1.25
US | United States | 06 | California | DFCT0001 | 1573 | CASTLE FAMILY HOUSING ANNEX NO 3 SITE # 1 | Air Force | 047 | Merced | 0190 | Atwater | 1.19 | 1.25
US | United States | 06 | California | DESR0001 | 1569 | CASTLE AIR FORCE BASE SITE # 1 | Air Force | 047 | Merced | 0605 | Castle AFB | 1.19 | 1.25
US | United States | 06 | California | 06C90 | 6155 | MERCED | Army | 047 | Merced | 2150 | Merced | 1.19 | 1.25 | 0.929 | 1.131 | 1.131 | 0.889 | 1 | 1.769 | 1.131 | 0.101
US | United States | 06 | California | 70132-10273 | 701544 | 2250 GREEN ST MERCED | Army | 047 | Merced | 2150 | Merced | 1.19 | 1.25
US | United States | 06 | California | 82387-12375 | 704485 | N G ST MERCED | Army | 047 | Merced | 2150 | Merced | 1.19 | 1.25
US | United States | 06 | California | XHSR0001 | 3364 | TULELAKE RADAR SITE SITE # 1 | Air Force | 049 | Modoc | 9999 | Unknown | 1.19 | 1.25 | 0.929 | 1.131 | 1.131 | 0.889 | 1 | 1.769 | 1.131 | 0.101
US | United States | 06 | California | M67399-0002 | 37 | MWTC BRIDGEPORT | Marine Corps | 051 | Mono | 0461 | Bridgeport | 1.25 | 1.28 | 0.929 | 1.131 | 1.131 | 0.889 | 1 | 1.769 | 1.131 | 0.101
US | United States | 06 | California | M67399-0003 | 39 | COLEVILLE | Marine Corps | 051 | Mono | 0765 | Coleville | 1.25 | 1.28 | 0.929 | 1.131 | 1.131 | 0.889 | 1 | 1.769 | 1.131 | 0.101
US | United States | 06 | California | N61014-PS | 527 | POINT SUR | Navy | 053 | Monterey | 0372 | Big Sur | 1.25 | 1.28 | 0.929 | 1.325 | 1.325 | 0.889 | 1 | 1.769 | 1.325 | 0.101
US | United States | 06 | California | N61014-DM | 402 | DEL MONTE AVE | Navy | 053 | Monterey | 0997 | Del Monte Park | 1.25 | 1.28 | 0.929 | 1.131 | 1.131 | 0.889 | 1 | 1.769 | 1.131 | 0.101
US | United States | 06 | California | N69232-HL | 1145 | FT HUNTER LIGGETT CA | Navy | 053 | Monterey | 1746 | Jolon | 1.19 | 1.21 | 0.929 | 1.325 | 1.325 | 0.889 | 1 | 1.769 | 1.325 | 0.101
US | United States | 06 | California | 06205 | 5014 | FORT HUNTER LIGGETT | Army | 053 | Monterey | 1746 | Jolon | 1.19 | 1.21 | 0.929 | 1.325 | 1.325 | 0.889 | 1 | 1.769 | 1.325 | 0.101
US | United States | 06 | California | 06255 | 5935 | LOCKWOOD ARMY COMM FACILITY | Army | 053 | Monterey | 1934 | Lockwood | 1.19 | 1.21 | 0.929 | 1.325 | 1.325 | 0.889 | 1 | 1.769 | 1.325 | 0.101
US | United States | 06 | California | 06628 | 6071 | MARINA USAR CENTER | Army | 053 | Monterey | 2084 | Marina | 1.25 | 1.28 | 0.929 | 1.325 | 1.325 | 0.889 | 1 | 1.769 | 1.325 | 0.101
US | United States | 06 | California | N61014 | 258 | NAVSUPPDET MONTEREY CA | Navy | 053 | Monterey | 2250 | Monterey | 1.25 | 1.28 | 0.929 | 1.325 | 1.325 | 0.889 | 1 | 1.769 | 1.325 | 0.101
US | United States | 06 | California | N61014-CA | 517 | LA MESA VILLAGE | Navy | 053 | Monterey | 2250 | Monterey | 1.25 | 1.28 | 0.929 | 1.325 | 1.325 | 0.889 | 1 | 1.769 | 1.325 | 0.101
US | United States | 06 | California | N61014-IA | 525 | NAVY SCHOOL ANNEX | Navy | 053 | Monterey | 2250 | Monterey | 1.25 | 1.28 | 0.929 | 1.325 | 1.325 | 0.889 | 1 | 1.769 | 1.325 | 0.101
US | United States | 06 | California | N61014-MA | 526 | MARINA AIRPORT | Navy | 053 | Monterey | 2250 | Monterey | 1.25 | 1.28 | 0.929 | 1.325 | 1.325 | 0.889 | 1 | 1.769 | 1.325 | 0.101
US | United States | 06 | California | XUNP0001 | 3380 | VANDENBERG ANDERSON PK MTK02 SITE # 1 | Air Force | 053 | Monterey | 2250 | Monterey | 1.25 | 1.28 | 0.929 | 1.325 | 1.325 | 0.889 | 1 | 1.769 | 1.325 | 0.101
US | United States | 06 | California | 06309 | 6249 | MONTEREY RECR SITE | Army | 053 | Monterey | 2250 | Monterey | 1.25 | 1.28 | 0.929 | 1.325 | 1.325 | 0.889 | 1 | 1.769 | 1.325 | 0.101
US | United States | 06 | California | 06305 | 6882 | PRESIDIO OF MONTEREY | Army | 053 | Monterey | 2250 | Monterey | 1.25 | 1.28 | 0.929 | 1.325 | 1.325 | 0.889 | 1 | 1.769 | 1.325 | 0.101
US | United States | 06 | California | 06305-10001 | 700057 | DLI LARKIN ELEM SCHL MONTEREY | Army | 053 | Monterey | 2250 | Monterey | 1.25 | 1.28 | 0.929 | 1.325 | 1.325 | 0.889 | 1 | 1.769 | 1.325 | 0.101
US | United States | 06 | California | 06305-10002 | 700058 | DLI MONTE VISTA ELEM SCHL MONTEREY | Army | 053 | Monterey | 2250 | Monterey | 1.25 | 1.28 | 0.929 | 1.325 | 1.325 | 0.889 | 1 | 1.769 | 1.325 | 0.101
US | United States | 06 | California | 710731 | 710731 | FORT ORD MONTEREY | Army | 053 | Monterey | 2250 | Monterey | 1.25 | 1.28
US | United States | 06 | California | 0601A | 6287 | MOSS LANDING LTA | Army | 053 | Monterey | 2293 | Moss Landing | 1.25 | 1.28 | 0.929 | 1.325 | 1.325 | 0.889 | 1 | 1.769 | 1.325 | 0.101
US | United States | 06 | California | 06E80 | 4625 | D-SALINAS HOWARD LINCOLN | Army | 053 | Monterey | 3180 | Salinas | 1.25 | 1.28 | 0.929 | 1.325 | 1.325 | 0.889 | 1 | 1.769 | 1.325 | 0.101
US | United States | 06 | California | 06E85 | 7133 | SALINAS AIRPORT BLVD | Army | 053 | Monterey | 3180 | Salinas | 1.25 | 1.28 | 0.929 | 1.325 | 1.325 | 0.889 | 1 | 1.769 | 1.325 | 0.101
US | United States | 06 | California | 82387-10407 | 702518 | 1903/1915 NATIVIDAD SALINAS | Army | 053 | Monterey | 3180 | Salinas | 1.25 | 1.28
US | United States | 06 | California | 82387-12547 | 704657 | NORTHRDIGE MALL SALINAS | Army | 053 | Monterey | 3180 | Salinas | 1.25 | 1.28
US | United States | 06 | California | 06625 | 5039 | FORT ORD | Army | 053 | Monterey | 3560 | Seaside | 1.25 | 1.28 | 0.929 | 1.325 | 1.325 | 0.889 | 1 | 1.769 | 1.325 | 0.101
US | United States | 06 | California | 06307 | 6651 | ORD MILITARY COMMUNITY | Army | 053 | Monterey | 3560 | Seaside | 1.25 | 1.28 | 0.929 | 1.325 | 1.325 | 0.889 | 1 | 1.769 | 1.325 | 0.101
US | United States | 06 | California | 06385 | 7210 | SEASIDE | Army | 053 | Monterey | 3560 | Seaside | 1.25 | 1.28 | 0.929 | 1.325 | 1.325 | 0.889 | 1 | 1.769 | 1.325 | 0.101
US | United States | 06 | California | 06308 | 7280 | SILAS B. HAYS | Army | 053 | Monterey | 3560 | Seaside | 1.25 | 1.28 | 0.929 | 1.325 | 1.325 | 0.889 | 1 | 1.769 | 1.325 | 0.101
US | United States | 06 | California | 82387-11894 | 704005 | FREMONT BLVD SEASIDE | Army | 053 | Monterey | 3560 | Seaside | 1.25 | 1.28
US | United States | 06 | California | 82387-12069 | 704179 | JEFFERSON ST NAPA | Army | 055 | Napa | 2330 | Napa | 1.29 | 1.34
US | United States | 06 | California | 82387-12968 | 705078 | SOSCOL AVE NAPA | Army | 055 | Napa | 2330 | Napa | 1.29 | 1.34
US | United States | 06 | California | 82387-11430 | 703541 | BRUNSWICK RD GRASS VALLEY | Army | 057 | Nevada | 1460 | Grass Valley | 1.19 | 1.25
US | United States | 06 | California | 06D37 | 6384 | NEVADA CITY | Army | 057 | Nevada | 2360 | Nevada City | 1.19 | 1.25 | 0.929 | 1.325 | 1.325 | 0.889 | 1 | 1.769 | 1.325 | 0.101
US | United States | 06 | California | 710625 | 710625 | 18132 HUMMINGBIRD DRIVE PENN VALLEY | Army | 057 | Nevada | 2722 | Penn Valley | 1.19 | 1.25
US | United States | 06 | California | 82387-11026 | 703137 | 601 - 607 N.EUCLID ANAHEIM | Army | 059 | Orange | 0080 | Anaheim | 1.13 | 1.18
US | United States | 06 | California | 82387-12264 | 704374 | MESA VERDE DR COSTA MESA | Army | 059 | Orange | 0880 | Costa Mesa | 1.13 | 1.18
US | United States | 06 | California | 82387-13167 | 705276 | VLY VIEW CYPRESS | Army | 059 | Orange | 0960 | Cypress | 1.13 | 1.18
US | United States | 06 | California | 06B65 | 5136 | FULLERTON | Army | 059 | Orange | 1380 | Fullerton | 1.13 | 1.18 | 0.929 | 1.252 | 1.252 | 0.889 | 1 | 1.769 | 1.252 | 0.101
US | United States | 06 | California | 82387-12384 | 704494 | N HARBOR BLVD FULLERTON | Army | 059 | Orange | 1380 | Fullerton | 1.13 | 1.18
US | United States | 06 | California | 0683C | 5158 | GARDEN GROVE USAR CENTER #2 | Army | 059 | Orange | 1410 | Garden Grove | 1.13 | 1.18 | 0.929 | 1.252 | 1.252 | 0.889 | 1 | 1.769 | 1.252 | 0.101
US | United States | 06 | California | 82387-11371 | 703482 | BEACH BLVD HUNTINGTON BEACH | Army | 059 | Orange | 1660 | Huntington Beach | 1.13 | 1.18
US | United States | 06 | California | M60050-0001 | 38 | Marine Corps Air Station, El Toro | Marine Corps | 059 | Orange | 1713 | Irvine | 1.13 | 1.18 | 0.929 | 1.252 | 1.252 | 0.889 | 1 | 1.769 | 1.252 | 0.101
US | United States | 06 | California | M60050-0002 | 40 | EOD RANGE | Marine Corps | 059 | Orange | 1713 | Irvine | 1.13 | 1.18 | 0.929 | 1.252 | 1.252 | 0.889 | 1 | 1.769 | 1.252 | 0.101
US | United States | 06 | California | 06908 | 7645 | TUSTIN USAR CENTER | Army | 059 | Orange | 1713 | Irvine | 1.13 | 1.18 | 0.929 | 1.252 | 1.252 | 0.889 | 1 | 1.769 | 1.252 | 0.101
US | United States | 06 | California | 82387-10856 | 702967 | 4255 CAMPUS DRIVE IRVINE | Army | 059 | Orange | 1713 | Irvine | 1.13 | 1.18
US | United States | 06 | California | N61065-LB | 538 | LONG BEACH GOLF COURSE | Navy | 059 | Orange | 1974 | Los Alamitos | 1.13 | 1.18 | 0.929 | 1.252 | 1.252 | 0.889 | 1 | 1.769 | 1.252 | 0.101
US | United States | 06 | California | 06511 | 5955 | LOS ALAMITOS USARC(CALLE LEE) | Army | 059 | Orange | 1974 | Los Alamitos | 1.13 | 1.18 | 0.929 | 1.252 | 1.252 | 0.889 | 1 | 1.769 | 1.252 | 0.101
US | United States | 06 | California | 06368 | 7601 | TS AFRC LOS ALAMITOS | Army | 059 | Orange | 1974 | Los Alamitos | 1.13 | 1.18 | 0.929 | 1.252 | 1.252 | 0.889 | 1 | 1.769 | 1.252 | 0.101
US | United States | 06 | California | 18081-10105 | 700264 | 27401 LOS ALTOS MISSION VIEJO | Army | 059 | Orange | 2199 | Mission Viejo | 1.13 | 1.18
US | United States | 06 | California | 18081-10106 | 700265 | 27401 LOS ALTOS SUITE 330 MISSION VIEJO | Army | 059 | Orange | 2199 | Mission Viejo | 1.13 | 1.18
US | United States | 06 | California | 82387-12231 | 704341 | MARGUERITE PKWY MISSION VIEJO | Army | 059 | Orange | 2199 | Mission Viejo | 1.13 | 1.18
US | United States | 06 | California | 06D60 | 9433 | ORANGE | Army | 059 | Orange | 2560 | Orange | 1.13 | 1.18 | 0.929 | 1.252 | 1.252 | 0.889 | 1 | 1.769 | 1.252 | 0.101
US | United States | 06 | California | 82387-11667 | 703778 | E CHAPMAN AVE ORANGE | Army | 059 | Orange | 2560 | Orange | 1.13 | 1.18
US | United States | 06 | California | 82387-11668 | 703779 | E CHAPMAN AVE ORANGE 1 | Army | 059 | Orange | 2560 | Orange | 1.13 | 1.18
US | United States | 06 | California | 82387-11351 | 703462 | AVENIDA PICO SAN CLEMENTE | Army | 059 | Orange | 3250 | San Clemente | 1.14 | 1.17
US | United States | 06 | California | 06F60 | 7168 | SANTA ANA | Army | 059 | Orange | 3420 | Santa Ana | 1.13 | 1.18 | 0.929 | 1.252 | 1.252 | 0.889 | 1 | 1.769 | 1.252 | 0.101
US | United States | 06 | California | 82387-10380 | 702491 | 1734 W. FIRST ST SANTA ANA | Army | 059 | Orange | 3420 | Santa Ana | 1.13 | 1.18
US | United States | 06 | California | 82387-12472 | 704582 | N TUSTIN AVE SANTA ANA | Army | 059 | Orange | 3420 | Santa Ana | 1.13 | 1.18
US | United States | 06 | California | N61065 | 245 | NAVWPNSTA SEAL BEACH | Navy | 059 | Orange | 3558 | Seal Beach | 1.13 | 1.18 | 0.929 | 1.252 | 1.252 | 0.889 | 1 | 1.769 | 1.252 | 0.101
US | United States | 06 | California | 06A63 | 4057 | BLACK STAR CANYON LTA | Army | 059 | Orange | 3633 | Silverado | 1.13 | 1.18 | 0.929 | 1.252 | 1.252 | 0.889 | 1 | 1.769 | 1.252 | 0.101
US | United States | 06 | California | 06401 | 5157 | GARDEN GROVE USAR CENTER | Army | 059 | Orange | 3760 | Stanton | 1.13 | 1.18 | 0.929 | 1.252 | 1.252 | 0.889 | 1 | 1.769 | 1.252 | 0.101
US | United States | 06 | California | M62535-0001 | 51 | Marine Corps Air Station, Tustin | Marine Corps | 059 | Orange | 3960 | Tustin | 1.13 | 1.18 | 0.929 | 1.252 | 1.252 | 0.889 | 1 | 1.769 | 1.252 | 0.101
US | United States | 06 | California | M62535-0002 | 52 | CARVE-OUT 10 | Marine Corps | 059 | Orange | 3960 | Tustin | 1.13 | 1.18 | 0.929 | 1.252 | 1.252 | 0.889 | 1 | 1.769 | 1.252 | 0.101
US | United States | 06 | California | M62535-0003 | 53 | 1,42, 5B, 9 | Marine Corps | 059 | Orange | 3960 | Tustin | 1.13 | 1.18 | 0.929 | 1.252 | 1.252 | 0.889 | 1 | 1.769 | 1.252 | 0.101
US | United States | 06 | California | M62535-0004 | 54 | CARVE-OUT 5A, 6 | Marine Corps | 059 | Orange | 3960 | Tustin | 1.13 | 1.18 | 0.929 | 1.252 | 1.252 | 0.889 | 1 | 1.769 | 1.252 | 0.101
US | United States | 06 | California | M62535-0005 | 55 | PORTION OF PARCEL 24 | Marine Corps | 059 | Orange | 3960 | Tustin | 1.13 | 1.18 | 0.929 | 1.252 | 1.252 | 0.889 | 1 | 1.769 | 1.252 | 0.101
US | United States | 06 | California | 82387-10486 | 702597 | 2110 TO 2156 N TUSTIN AVENUE TUSTIN | Army | 059 | Orange | 3960 | Tustin | 1.13 | 1.18
US | United States | 06 | California | 82387-11088 | 703199 | 6705 WESTMINSTER BLVD WESTMINSTER | Army | 059 | Orange | 4130 | Westminster | 1.13 | 1.18
US | United States | 06 | California | UWDE0001 | 3242 | COSTA MESA AIR NATIONAL GUARD STATION SITE # 1 | Air Force | 059 | Orange | 9999 | Unknown | 1.13 | 1.18 | 0.929 | 1.252 | 1.252 | 0.889 | 1 | 1.769 | 1.252 | 0.101
US | United States | 06 | California | 06A25 | 3883 | AUBURN | Army | 061 | Placer | 0200 | Auburn | 1.19 | 1.25 | 0.929 | 1.202 | 1.202 | 0.889 | 1 | 1.769 | 1.202 | 0.101
US | United States | 06 | California | 82387-11943 | 704054 | GRASS VLY HWY AUBURN | Army | 061 | Placer | 0200 | Auburn | 1.19 | 1.25
US | United States | 06 | California | 710236 | 710236 | 2558B BELL ROAD AUBURN | Army | 061 | Placer | 0200 | Auburn | 1.19 | 1.25
US | United States | 06 | California | 710559 | 710559 | 861 KRUEGER DR AUBURN | Army | 061 | Placer | 0200 | Auburn | 1.19 | 1.25
US | United States | 06 | California | 82387-10593 | 702704 | 25422 LAKE FOREST RD LAKE FOREST | Army | 061 | Placer | 1794 | Lake Forest | 1.14 | 1.17
US | United States | 06 | California | 70132-10019 | 701290 | 101 COPPERVALE CIRCL ROCKLIN | Army | 061 | Placer | 3080 | Rocklin | 1.12 | 1.16
US | United States | 06 | California | 710077 | 710077 | THE WINSTED AT SUNSE ROCKLIN | Army | 061 | Placer | 3080 | Rocklin | 1.12 | 1.16
US | United States | 06 | California | 06E55 | 7070 | ROSEVILLE | Army | 061 | Placer | 3110 | Roseville | 1.12 | 1.16 | 0.929 | 1.202 | 1.202 | 0.889 | 1 | 1.769 | 1.202 | 0.101
US | United States | 06 | California | 82387-12907 | 705017 | SANTA CLARA DR ROSEVILLE | Army | 061 | Placer | 3110 | Roseville | 1.12 | 1.16
US | United States | 06 | California | 710073 | 710073 | 501 GIBSON DRIVE ROSEVILLE | Army | 061 | Placer | 3110 | Roseville | 1.12 | 1.16
US | United States | 06 | California | 711243 | 711243 | 1501 SECRET RAVINE PARKWAY #333 ROSEVILLE | Army | 061 | Placer | 3110 | Roseville | 1.12 | 1.16
US | United States | 06 | California | NFYL0001 | 2492 | LINCOLN COMMUNICATION ANNEX SITE # 1 | Air Force | 061 | Placer | 9999 | Unknown | 1.19 | 1.25 | 0.929 | 1.202 | 1.202 | 0.889 | 1 | 1.769 | 1.202 | 0.101
US | United States | 06 | California | 06E10 | 4624 | D-QUINCY | Army | 063 | Plumas | 2920 | Quincy | 1.19 | 1.25 | 0.929 | 1.131 | 1.131 | 0.889 | 1 | 1.769 | 1.131 | 0.101
US | United States | 06 | California | 06A40 | 3923 | BANNING | Army | 065 | Riverside | 0250 | Banning | 1.1 | 1.14 | 0.929 | 1.252 | 1.252 | 0.889 | 1 | 1.769 | 1.252 | 0.101
US | United States | 06 | California | 710384 | 710384 | 631-A W. HOBSON WAY BLYTHE | Army | 065 | Riverside | 0410 | Blythe | 1.19 | 1.25
US | United States | 06 | California | 06B05 | 4553 | CORONA | Army | 065 | Riverside | 0850 | Corona | 1.1 | 1.14 | 0.929 | 1.252 | 1.252 | 0.889 | 1 | 1.769 | 1.252 | 0.101
US | United States | 06 | California | N61065-CP | 170026 | HOLDING PONDS CORONA 2 | Navy | 065 | Riverside | 0850 | Corona | 1.1 | 1.14
US | United States | 06 | California | 82387-12711 | 704821 | RIMPAU AVE CORONA | Army | 065 | Riverside | 0850 | Corona | 1.1 | 1.14
US | United States | 06 | California | 82387-10744 | 702855 | 3329 W FLORIDA AVE HEMET | Army | 065 | Riverside | 1580 | Hemet | 1.14 | 1.17
US | United States | 06 | California | 06C05 | 5543 | INDIO | Army | 065 | Riverside | 1690 | Indio | 1.19 | 1.25 | 0.929 | 1.252 | 1.252 | 0.889 | 1 | 1.769 | 1.252 | 0.101
US | United States | 06 | California | 82387-11192 | 703303 | 81637 US HIGHWAY 111 INDIO | Army | 065 | Riverside | 1690 | Indio | 1.19 | 1.25
US | United States | 06 | California | CDHX0001 | 1513 | BOX SPRINGS COMM SITE SITE # 1 | Air Force | 065 | Riverside | 2075 | March AFB | 1.1 | 1.14
US | United States | 06 | California | 82387-12138 | 704248 | LIMONITE MIRA LOMA | Army | 065 | Riverside | 2190 | Mira Loma | 1.1 | 1.14
US | United States | 06 | California | N61065-MV | 747 | NAVOPSPTCEN MORENO | Navy | 065 | Riverside | 2278 | Moreno Valley | 1.1 | 1.14 | 0.929 | 1.252 | 1.252 | 0.889 | 1 | 1.769 | 1.252 | 0.101
US | United States | 06 | California | N61065-MS | 170031 | MORENO MARINE SIDE | Navy | 065 | Riverside | 2278 | Moreno Valley | 1.1 | 1.14 | 0.929 | 1.131 | 1.131 | 0.889 | 1 | 1.769 | 1.131 | 0.101
US | United States | 06 | California | 711021 | 711021 | 23080 ALESSANDRO BL. MORENO VALLEY | Army | 065 | Riverside | 2278 | Moreno Valley | 1.1 | 1.14
US | United States | 06 | California | 82387-10614 | 702725 | 26413 JEFFERSON AVE MURRIETA | Army | 065 | Riverside | 2327 | Murrieta | 1.14 | 1.17
US | United States | 06 | California | N61065-CO | 452 | CORONA | Navy | 065 | Riverside | 2420 | Norco | 1.19 | 1.25 | 0.929 | 1.252 | 1.252 | 0.889 | 1 | 1.769 | 1.252 | 0.101
US | United States | 06 | California | 710724 | 710724 | 3699 HAMNER AVENUE NORCO | Army | 065 | Riverside | 2420 | Norco | 1.19 | 1.25
US | United States | 06 | California | 82387-11139 | 703250 | 73175 HIGHWAY 111 PALM DESERT | Army | 065 | Riverside | 2646 | Palm Desert | 1.13 | 1.18
US | United States | 06 | California | 70132-10415 | 701686 | 3737 STEEPLE WAY PERRIS | Army | 065 | Riverside | 2730 | Perris | 1.1 | 1.14
US | United States | 06 | California | 710554 | 710554 | 135-B WEST NUEVO ROAD PERRIS | Army | 065 | Riverside | 2730 | Perris | 1.1 | 1.14
US | United States | 06 | California | 06777 | 6065 | MARCH USAR CENTER | Army | 065 | Riverside | 3070 | Riverside | 1.1 | 1.14 | 0.929 | 1.252 | 1.252 | 0.889 | 1 | 1.769 | 1.252 | 0.101
US | United States | 06 | California | 06D22 | 6270 | MORENO VALLEY F STREET | Army | 065 | Riverside | 3070 | Riverside | 1.1 | 1.14 | 0.929 | 1.252 | 1.252 | 0.889 | 1 | 1.769 | 1.252 | 0.101
US | United States | 06 | California | 06D20 | 6271 | MORENO VALLEY | Army | 065 | Riverside | 3070 | Riverside | 1.1 | 1.14 | 0.929 | 1.252 | 1.252 | 0.889 | 1 | 1.769 | 1.252 | 0.101
US | United States | 06 | California | 06E50 | 7020 | RIVERSIDE | Army | 065 | Riverside | 3070 | Riverside | 1.1 | 1.14 | 0.929 | 1.252 | 1.252 | 0.889 | 1 | 1.769 | 1.252 | 0.101
US | United States | 06 | California | 82387-10054 | 702165 | 10303B MAGNOLIA AVENUE RIVERSIDE | Army | 065 | Riverside | 3070 | Riverside | 1.1 | 1.14
US | United States | 06 | California | 82387-10140 | 702251 | 11TH ST RIVERSIDE | Army | 065 | Riverside | 3070 | Riverside | 1.1 | 1.14
US | United States | 06 | California | 82387-11332 | 703443 | ARLINGTON RIVERSIDE | Army | 065 | Riverside | 3070 | Riverside | 1.1 | 1.14
US | United States | 06 | California | 82387-11435 | 703546 | BUILDING 2641 RIVERSIDE | Army | 065 | Riverside | 3070 | Riverside | 1.1 | 1.14
US | United States | 06 | California | 82387-13120 | 705230 | UNIVERSITY AVE RIVERSIDE | Army | 065 | Riverside | 3070 | Riverside | 1.1 | 1.14
US | United States | 06 | California | 710393 | 710393 | 19470 ALICE SPRINGS PLACE RIVERSIDE | Army | 065 | Riverside | 3070 | Riverside | 1.1 | 1.14
US | United States | 06 | California | 82387-10629 | 702740 | 27311 JEFFERSON AVE TEMECULA | Army | 065 | Riverside | 3851 | Temecula | 1.14 | 1.17
US | United States | 06 | California | 710227 | 710227 | 39628 & 39804 WINCHESTER TEMECULA | Army | 065 | Riverside | 3851 | Temecula | 1.14 | 1.17
US | United States | 06 | California | PCZP0001 | 2758 | MARCH AFB SITE # 1 | Air Force | 065 | Riverside | 9999 | Unknown | 1.1 | 1.14 | 0.929 | 1.252 | 1.252 | 0.889 | 1 | 1.769 | 1.252 | 0.101
US | United States | 06 | California | PDBH0001 | 2759 | MARCH LIT SITE # 1 | Air Force | 065 | Riverside | 9999 | Unknown | 1.1 | 1.14 | 0.929 | 1.252 | 1.252 | 0.889 | 1 | 1.769 | 1.252 | 0.101
US | United States | 06 | California | PDNE0001 | 2760 | MARCH WSS SITE # 1 | Air Force | 065 | Riverside | 9999 | Unknown | 1.1 | 1.14 | 0.929 | 1.252 | 1.252 | 0.889 | 1 | 1.769 | 1.252 | 0.101
US | United States | 06 | California | PDPE0001 | 2761 | MARCH WS SITE # 1 | Air Force | 065 | Riverside | 9999 | Unknown | 1.1 | 1.14 | 0.929 | 1.252 | 1.252 | 0.889 | 1 | 1.769 | 1.252 | 0.101
US | United States | 06 | California | PDPG0001 | 2762 | MARCH AIR RESERVE BASE SITE # 1 | Air Force | 065 | Riverside | 9999 | Unknown | 1.1 | 1.14 | 0.929 | 1.252 | 1.252 | 0.889 | 1 | 1.769 | 1.252 | 0.101
US | United States | 06 | California | 70132-10025 | 701296 | 10180 WILD ORCHID ELK GROVE | Army | 067 | Sacramento | 1108 | Elk Grove | 1.12 | 1.16
US | United States | 06 | California | 82387-11267 | 703378 | 9245 LAGUNA SPRINGS DRIVE ELK GROVE | Army | 067 | Sacramento | 1108 | Elk Grove | 1.12 | 1.16
US | United States | 06 | California | 82387-12103 | 704213 | LAGUNA BVLD ELK GROVE | Army | 067 | Sacramento | 1108 | Elk Grove | 1.12 | 1.16
US | United States | 06 | California | 82387-11170 | 703281 | 7840 MADISON AVE FAIR OAKS | Army | 067 | Sacramento | 1261 | Fair Oaks | 1.12 | 1.16
US | United States | 06 | California | 82387-12166 | 704276 | MADISON AVE FAIR OAKS | Army | 067 | Sacramento | 1261 | Fair Oaks | 1.12 | 1.16
US | United States | 06 | California | 06B47 | 4966 | FOLSOM | Army | 067 | Sacramento | 1300 | Folsom | 1.12 | 1.16 | 0.929 | 1.202 | 1.202 | 0.889 | 1 | 1.769 | 1.202 | 0.101
US | United States | 06 | California | 82387-11074 | 703185 | 647 E. BIDWELL FOLSOM | Army | 067 | Sacramento | 1300 | Folsom | 1.12 | 1.16
US | United States | 06 | California | 710561 | 710561 | 281 IRON POINT RD FOLSOM | Army | 067 | Sacramento | 1300 | Folsom | 1.12 | 1.16
US | United States | 06 | California | 82387-11442 | 703553 | C ST GALT | Army | 067 | Sacramento | 1390 | Galt | 1.19 | 1.25
US | United States | 06 | California | PRKL0001 | 2785 | MCCLELLAN FAMILY HOUSING ANNEX SITE # 1 | Air Force | 067 | Sacramento | 2025 | McClellan AFB | 1.12 | 1.16 | 0.929 | 1.202 | 1.202 | 0.889 | 1 | 1.769 | 1.202 | 0.101
US | United States | 06 | California | 06C83 | 6110 | MATHER MEDICAL CENTER | Army | 067 | Sacramento | 2105 | Mather AFB | 1.12 | 1.16 | 0.929 | 1.202 | 1.202 | 0.889 | 1 | 1.769 | 1.202 | 0.101
US | United States | 06 | California | 0639C | 6513 | NG SACRAMENTO MATHER | Army | 067 | Sacramento | 2105 | Mather AFB | 1.12 | 1.16 | 0.929 | 1.202 | 1.202 | 0.889 | 1 | 1.769 | 1.202 | 0.101
US | United States | 06 | California | 06E78 | 7110 | SACRAMENTO JFHQ ANNEX | Army | 067 | Sacramento | 2105 | Mather AFB | 1.12 | 1.16 | 0.929 | 1.202 | 1.202 | 0.889 | 1 | 1.769 | 1.202 | 0.101
US | United States | 06 | California | RZJQ0001 | 3080 | NORTH HIGHLANDS ANG STATION SITE # 1 | Air Force | 067 | Sacramento | 2425 | North Highlands | 1.12 | 1.16 | 0.929 | 1.202 | 1.202 | 0.889 | 1 | 1.769 | 1.202 | 0.101
US | United States | 06 | California | 82387-12626 | 704736 | PEACEKEEPER WAY NORTH HIGHLANDS | Army | 067 | Sacramento | 2425 | North Highlands | 1.12 | 1.16
US | United States | 06 | California | 82387-10115 | 702226 | 11373 TRADE CENTER RANCHO CORDOVA | Army | 067 | Sacramento | 2934 | Rancho Cordova | 1.12 | 1.16
US | United States | 06 | California | 82387-12591 | 704701 | OLSON DRIVE RANCHO CORDOVA | Army | 067 | Sacramento | 2934 | Rancho Cordova | 1.12 | 1.16
US | United States | 06 | California | 82387-13039 | 705149 | SUNRISE BLVD RANCHO CORDOVA | Army | 067 | Sacramento | 2934 | Rancho Cordova | 1.12 | 1.16
US | United States | 06 | California | 82387-13040 | 705150 | SUNRISE BLVD RANCHO CORDOVA 1 | Army | 067 | Sacramento | 2934 | Rancho Cordova | 1.12 | 1.16
US | United States | 06 | California | N63042-RS | 745 | NAVOPSPTCEN SACRAMENTO | Navy | 067 | Sacramento | 3150 | Sacramento | 1.12 | 1.16 | 0.929 | 1.202 | 1.202 | 0.889 | 1 | 1.769 | 1.202 | 0.101
US | United States | 06 | California | 06767 | 4170 | BT COLLINS USARC/OMS/AMSA (G) | Army | 067 | Sacramento | 3150 | Sacramento | 1.12 | 1.16 | 0.929 | 1.325 | 1.325 | 0.889 | 1 | 1.769 | 1.325 | 0.101
US | United States | 06 | California | 06388 | 6512 | NG SACRAMENTO DEPOT ACTIVITY | Army | 067 | Sacramento | 3150 | Sacramento | 1.12 | 1.16 | 0.929 | 1.202 | 1.202 | 0.889 | 1 | 1.769 | 1.202 | 0.101
US | United States | 06 | California | 06E63 | 7105 | SACRAMENTO (B) | Army | 067 | Sacramento | 3150 | Sacramento | 1.12 | 1.16 | 0.929 | 1.202 | 1.202 | 0.889 | 1 | 1.769 | 1.202 | 0.101
US | United States | 06 | California | 06E70 | 7106 | SACRAMENTO 58TH | Army | 067 | Sacramento | 3150 | Sacramento | 1.12 | 1.16 | 0.929 | 1.202 | 1.202 | 0.889 | 1 | 1.769 | 1.202 | 0.101
US | United States | 06 | California | 06E60 | 7107 | SACRAMENTO ARDEN | Army | 067 | Sacramento | 3150 | Sacramento | 1.12 | 1.16 | 0.929 | 1.202 | 1.202 | 0.889 | 1 | 1.769 | 1.202 | 0.101
US | United States | 06 | California | 06765 | 7108 | SACRAMENTO ARMY DEPOT | Army | 067 | Sacramento | 3150 | Sacramento | 1.12 | 1.16 | 0.929 | 1.202 | 1.202 | 0.889 | 1 | 1.769 | 1.202 | 0.101
US | United States | 06 | California | 06E77 | 7109 | SACRAMENTO JFHQ | Army | 067 | Sacramento | 3150 | Sacramento | 1.12 | 1.16 | 0.929 | 1.202 | 1.202 | 0.889 | 1 | 1.769 | 1.202 | 0.101
US | United States | 06 | California | 06E65 | 7111 | SACRAMENTO MEADOWVIEW | Army | 067 | Sacramento | 3150 | Sacramento | 1.12 | 1.16 | 0.929 | 1.202 | 1.202 | 0.889 | 1 | 1.769 | 1.202 | 0.101
US | United States | 06 | California | 18081-10130 | 700289 | 3870 ROSIN CT SACRAMENTO | Army | 067 | Sacramento | 3150 | Sacramento | 1.12 | 1.16
US | United States | 06 | California | 82387-10276 | 702387 | 1451 RIVER PARK DRIVE SUITE 150 SACRAMENTO | Army | 067 | Sacramento | 3150 | Sacramento | 1.12 | 1.16
US | United States | 06 | California | 82387-11059 | 703170 | 6300 GARFIELD AVE SACRAMENTO | Army | 067 | Sacramento | 3150 | Sacramento | 1.12 | 1.16
US | United States | 06 | California | 82387-11808 | 703919 | ELKHORN BLVD SACRAMENTO | Army | 067 | Sacramento | 3150 | Sacramento | 1.12 | 1.16
US | United States | 06 | California | 82387-11952 | 704063 | GREENHAVEN RD SACRAMENTO | Army | 067 | Sacramento | 3150 | Sacramento | 1.12 | 1.16
US | United States | 06 | California | 82387-12022 | 704132 | HOWE AVE SACRAMENTO | Army | 067 | Sacramento | 3150 | Sacramento | 1.12 | 1.16
US | United States | 06 | California | 82387-13092 | 705202 | TRUXEL RD SACRAMENTO | Army | 067 | Sacramento | 3150 | Sacramento | 1.12 | 1.16
US | United States | 06 | California | 710465 | 710465 | 3870 ROSIN CT SACRAMENTO | Army | 067 | Sacramento | 3150 | Sacramento | 1.12 | 1.16
US | United States | 06 | California | 710881 | 710881 | 1582 RESPONSE ROAD NORTH SACRAMENTO | Army | 067 | Sacramento | 3150 | Sacramento | 1.12 | 1.16
US | United States | 06 | California | 06F90 | 7622 | TS SLOUGHOUSE | Army | 067 | Sacramento | 3646 | Sloughhouse | 1.12 | 1.16 | 0.929 | 1.202 | 1.202 | 0.889 | 1 | 1.769 | 1.202 | 0.101
US | United States | 06 | California | PLXL0001 | 2774 | MATHER AIR FORCE BASE SITE # 1 | Air Force | 067 | Sacramento | 9999 | Unknown | 1.12 | 1.16 | 0.929 | 1.202 | 1.202 | 0.889 | 1 | 1.769 | 1.202 | 0.101
US | United States | 06 | California | PRJY0001 | 2784 | MCCLELLAN AIR FORCE BASE SITE # 1 | Air Force | 067 | Sacramento | 9999 | Unknown | 1.12 | 1.16 | 0.929 | 1.202 | 1.202 | 0.889 | 1 | 1.769 | 1.202 | 0.101
US | United States | 06 | California | 06C00 | 5467 | HOLLISTER | Army | 069 | San Benito | 1620 | Hollister | 1.19 | 1.25 | 0.929 | 1.325 | 1.325 | 0.889 | 1 | 1.769 | 1.325 | 0.101
US | United States | 06 | California | 710072 | 710072 | 14775 CYPRESS RD ADELANTO | Army | 071 | San Bernardino | 0003 | Adelanto | 1.3 | 1.34
US | United States | 06 | California | 06A10 | 3823 | APPLE VALLEY | Army | 071 | San Bernardino | 0115 | Apple Valley | 1.28 | 1.32 | 0.929 | 1.252 | 1.252 | 0.889 | 1 | 1.769 | 1.252 | 0.101
US | United States | 06 | California | M62204-0001 | 48 | Marine Corps Logistics Base Barstow | Marine Corps | 071 | San Bernardino | 0260 | Barstow | 1.28 | 1.32 | 0.929 | 1.252 | 1.252 | 0.889 | 1 | 1.769 | 1.252 | 0.101
US | United States | 06 | California | M62204-0002 | 49 | YERMO AREA | Marine Corps | 071 | San Bernardino | 0260 | Barstow | 1.28 | 1.32 | 0.929 | 1.252 | 1.252 | 0.889 | 1 | 1.769 | 1.252 | 0.101
US | United States | 06 | California | 06A45 | 3934 | BARSTOW | Army | 071 | San Bernardino | 0260 | Barstow | 1.28 | 1.32 | 0.929 | 1.252 | 1.252 | 0.889 | 1 | 1.769 | 1.252 | 0.101
US | United States | 06 | California | 06051 | 3935 | BARSTOW OUTREACH CENTER | Army | 071 | San Bernardino | 0260 | Barstow | 1.28 | 1.32 | 0.929 | 1.252 | 1.252 | 0.889 | 1 | 1.769 | 1.252 | 0.101
US | United States | 06 | California | 82387-10518 | 702629 | 222 MAIN STREET BARSTOW | Army | 071 | San Bernardino | 0260 | Barstow | 1.28 | 1.32
US | United States | 06 | California | M67865-0004 | 104 | BIG BEAR REC AREA | Marine Corps | 071 | San Bernardino | 0357 | Big Bear City | 1.28 | 1.32 | 0.929 | 1.252 | 1.252 | 0.889 | 1 | 1.769 | 1.252 | 0.101
US | United States | 06 | California | N61065-CH | 453 | CHINO | Navy | 071 | San Bernardino | 0680 | Chino | 1.13 | 1.18 | 0.929 | 1.252 | 1.252 | 0.889 | 1 | 1.769 | 1.252 | 0.101
US | United States | 06 | California | 710553 | 710553 | 4110 EDISON AVENUE CHINO | Army | 071 | San Bernardino | 0680 | Chino | 1.13 | 1.18
US | United States | 06 | California | 82387-12652 | 704762 | PIPELINE AVE CHINO HILLS | Army | 071 | San Bernardino | 0681 | Chino Hills | 1.1 | 1.14
US | United States | 06 | California | 06A85 | 4502 | COLTON | Army | 071 | San Bernardino | 0790 | Colton | 1.1 | 1.14 | 0.929 | 1.252 | 1.252 | 0.889 | 1 | 1.769 | 1.252 | 0.101
US | United States | 06 | California | 06502 | 3936 | BARSTOW/DAGGETT HELIPORT | Army | 071 | San Bernardino | 0965 | Daggett | 1.28 | 1.32 | 0.929 | 1.252 | 1.252 | 0.889 | 1 | 1.769 | 1.252 | 0.101
US | United States | 06 | California | 82387-10073 | 702184 | 10660 SIERRA AVENUE FONTANA | Army | 071 | San Bernardino | 1305 | Fontana | 1.1 | 1.14
US | United States | 06 | California | 82387-11281 | 703392 | 9673 SIERRA AVE FONTANA | Army | 071 | San Bernardino | 1305 | Fontana | 1.1 | 1.14
US | United States | 06 | California | 711023 | 711023 | 10650 A SIERRA AVENU FONTANA | Army | 071 | San Bernardino | 1305 | Fontana | 1.1 | 1.14
US | United States | 06 | California | 06225 | 6582 | NTC AND FORT IRWIN, CA | Army | 071 | San Bernardino | 1328 | Fort Irwin | 1.28 | 1.32 | 0.929 | 1.252 | 1.252 | 0.889 | 1 | 1.769 | 1.252 | 0.101
US | United States | 06 | California | HUUA0001 | 2117 | GEORGE SITE # 1 | Air Force | 071 | San Bernardino | 1415 | George AFB | 1.19 | 1.25 | 0.929 | 1.252 | 1.252 | 0.889 | 1 | 1.769 | 1.252 | 0.101
US | United States | 06 | California | 82387-10319 | 702430 | 15550 MAIN ST. HESPERIA | Army | 071 | San Bernardino | 1603 | Hesperia | 1.3 | 1.34
US | United States | 06 | California | SCEY0001 | 3090 | NORTON AFB SITE # 1 | Air Force | 071 | San Bernardino | 2455 | Norton AFB | 1.1 | 1.14
US | United States | 06 | California | 06D55 | 6637 | ONTARIO | Army | 071 | San Bernardino | 2550 | Ontario | 1.13 | 1.18 | 0.929 | 1.252 | 1.252 | 0.889 | 1 | 1.769 | 1.252 | 0.101
US | United States | 06 | California | 82387-10514 | 702625 | 2213 S. MOUNTAIN AV. ONTARIO | Army | 071 | San Bernardino | 2550 | Ontario | 1.13 | 1.18
US | United States | 06 | California | 82387-13163 | 705272 | VINEYARD AVE ONTARIO | Army | 071 | San Bernardino | 2550 | Ontario | 1.13 | 1.18
US | United States | 06 | California | 710137 | 710137 | 11450 DHURCH STREE #96 RANCHO CUCAMONGA | Army | 071 | San Bernardino | 2922 | Rancho Cucamonga | 1.13 | 1.18
US | United States | 06 | California | 711025 | 711025 | 8865 FOOTHILL BLVD. RANCHO CUCAMONGA | Army | 071 | San Bernardino | 2922 | Rancho Cucamonga | 1.13 | 1.18
US | United States | 06 | California | 06E25 | 6961 | REDLANDS | Army | 071 | San Bernardino | 2960 | Redlands | 1.1 | 1.14 | 0.929 | 1.252 | 1.252 | 0.889 | 1 | 1.769 | 1.252 | 0.101
US | United States | 06 | California | 82387-10236 | 702347 | 1378 INDSTRL PK AVE REDLANDS | Army | 071 | San Bernardino | 2960 | Redlands | 1.1 | 1.14
US | United States | 06 | California | 82387-10410 | 702521 | 1910 ORANGE TREE LN REDLANDS | Army | 071 | San Bernardino | 2960 | Redlands | 1.1 | 1.14
US | United States | 06 | California | 82387-11763 | 703874 | E STATE ST REDLANDS | Army | 071 | San Bernardino | 2960 | Redlands | 1.1 | 1.14
US | United States | 06 | California | 82387-10233 | 702344 | 1374 W. FOOTHILL BLVD. RIALTO | Army | 071 | San Bernardino | 3000 | Rialto | 1.1 | 1.14
US | United States | 06 | California | 82387-10503 | 702614 | 219 RIVERSIDE AVE. RIALTO | Army | 071 | San Bernardino | 3000 | Rialto | 1.1 | 1.14
US | United States | 06 | California | EYCZ0001 | 1639 | CUDDEBACK LAKE AIR FORCE RANGE SITE # 1 | Air Force | 071 | San Bernardino | 3210 | San Bernardino | 1.1 | 1.14 | 0.929 | 1.131 | 1.131 | 0.889 | 1 | 1.769 | 1.131 | 0.101
US | United States | 06 | California | SCFE0001 | 3091 | NORTON ILS MM ANX SITE # 1 | Air Force | 071 | San Bernardino | 3210 | San Bernardino | 1.1 | 1.14
US | United States | 06 | California | 06E90 | 7140 | SAN BERNARDINO | Army | 071 | San Bernardino | 3210 | San Bernardino | 1.1 | 1.14 | 0.929 | 1.252 | 1.252 | 0.889 | 1 | 1.769 | 1.252 | 0.101
US | United States | 06 | California | 06890 | 7141 | SAN BERNARDINO USAR CENTER | Army | 071 | San Bernardino | 3210 | San Bernardino | 1.1 | 1.14 | 0.929 | 1.252 | 1.252 | 0.889 | 1 | 1.769 | 1.252 | 0.101
US | United States | 06 | California | 82387-11597 | 703708 | DEL ROSA AVE SAN BERNARDINO | Army | 071 | San Bernardino | 3210 | San Bernardino | 1.1 | 1.14
US | United States | 06 | California | 82387-13177 | 705286 | W 2ND ST SAN BERNARDINO | Army | 071 | San Bernardino | 3210 | San Bernardino | 1.1 | 1.14
US | United States | 06 | California | 82387-13239 | 705348 | W HOSPITALITY LN SAN BERNARDINO | Army | 071 | San Bernardino | 3210 | San Bernardino | 1.1 | 1.14
US | United States | 06 | California | N47609-MB | 551 | MOJAVE B RANGES | Navy | 071 | San Bernardino | 3910 | Trona | 1.27 | 1.3 | 0.929 | 1.252 | 1.252 | 0.889 | 1 | 1.769 | 1.252 | 0.101
US | United States | 06 | California | N47609-RA | 557 | RANDSBURG WASH AREA | Navy | 071 | San Bernardino | 3910 | Trona | 1.27 | 1.3 | 0.929 | 1.252 | 1.252 | 0.889 | 1 | 1.769 | 1.252 | 0.101
US | United States | 06 | California | M67399-0001 | 87 | Marine Corps Air Ground Combat Center, Twentynine Palms | Marine Corps | 071 | San Bernardino | 3970 | Twentynine Palms | 1.25 | 1.28 | 0.929 | 1.252 | 1.252 | 0.889 | 1 | 1.769 | 1.252 | 0.101
US | United States | 06 | California | 06931 | 7548 | THRALL HALL USAR CENTER | Army | 071 | San Bernardino | 4000 | Upland | 1.1 | 1.14 | 0.929 | 1.252 | 1.252 | 0.889 | 1 | 1.769 | 1.252 | 0.101
US | United States | 06 | California | 82387-10267 | 702378 | 1422 W 7TH STREET UPLAND | Army | 071 | San Bernardino | 4000 | Upland | 1.1 | 1.14
US | United States | 06 | California | 0697A | 7719 | VICTORVILLE ARMY RESERVE #2 | Army | 071 | San Bernardino | 4040 | Victorville | 1.28 | 1.32 | 0.929 | 1.252 | 1.252 | 0.889 | 1 | 1.769 | 1.252 | 0.101
US | United States | 06 | California | 0628A | 7720 | VICTORVILLE USARC/ASF | Army | 071 | San Bernardino | 4040 | Victorville | 1.28 | 1.32 | 0.929 | 1.252 | 1.252 | 0.889 | 1 | 1.769 | 1.252 | 0.101
US | United States | 06 | California | 82387-10159 | 702270 | 12130 HESPERIA RD. VICTORVILLE | Army | 071 | San Bernardino | 4040 | Victorville | 1.28 | 1.32
US | United States | 06 | California | 82387-10997 | 703108 | 57059 29-PALMS HWY YUCCA VALLEY | Army | 071 | San Bernardino | 4291 | Yucca Valley | 1.25 | 1.28
US | United States | 06 | California | BYBZ0001 | 1500 | BORON NEXRAD SITE SITE # 1 | Air Force | 071 | San Bernardino | 9999 | Unknown | 1.3 | 1.34 | 0.929 | 1.252 | 1.252 | 0.889 | 1 | 1.769 | 1.252 | 0.101
US | United States | 06 | California | FSQH0001 | 1688 | EDWARDS MISSILE TRACKING ANNEX A-10 SITE # 1 | Air Force | 071 | San Bernardino | 9999 | Unknown | 1.1 | 1.14 | 0.929 | 1.252 | 1.252 | 0.889 | 1 | 1.769 | 1.252 | 0.101
US | United States | 06 | California | HUUC0001 | 2118 | GEORGE RADIO RELAY ANNEX SITE # 1 | Air Force | 071 | San Bernardino | 9999 | Unknown | 1.19 | 1.25 | 0.929 | 1.252 | 1.252 | 0.889 | 1 | 1.769 | 1.252 | 0.101
US | United States | 06 | California | KHGM0001 | 2337 | MARCH RRL SITE # 1 | Air Force | 071 | San Bernardino | 9999 | Unknown | 1.1 | 1.14 | 0.929 | 1.252 | 1.252 | 0.889 | 1 | 1.769 | 1.252 | 0.101
US | United States | 06 | California | M00681-0001 | 36 | Marine Corps Base Camp Pendleton | Marine Corps | 073 | San Diego | 0543 | Camp Pendleton | 1.14 | 1.17 | 0.929 | 1.22 | 1.22 | 0.889 | 1 | 1.769 | 1.22 | 0.101
US | United States | 06 | California | 06839 | 7681 | USMCB CAMP PENDLETON | Army | 073 | San Diego | 0543 | Camp Pendleton | 1.14 | 1.17 | 0.929 | 1.22 | 1.22 | 0.889 | 1 | 1.769 | 1.22 | 0.101
US | United States | 06 | California | 06D15 | 4622 | D-CAMP MORENA | Army | 073 | San Diego | 0547 | Campo | 1.14 | 1.17 | 0.929 | 1.131 | 1.131 | 0.889 | 1 | 1.769 | 1.131 | 0.101
US | United States | 06 | California | N00246-LT | 451 | LOFGREN TERRACE HSG | Navy | 073 | San Diego | 0710 | Chula Vista | 1.14 | 1.17 | 0.929 | 1.22 | 1.22 | 0.889 | 1 | 1.769 | 1.22 | 0.101
US | United States | 06 | California | N00246-DZ | 969 | SPCWARGRP#1 DROP ZONE | Navy | 073 | San Diego | 0710 | Chula Vista | 1.14 | 1.17 | 0.929 | 1.22 | 1.22 | 0.889 | 1 | 1.769 | 1.22 | 0.101
US | United States | 06 | California | 82387-11964 | 704075 | H ST CHULA VISTA | Army | 073 | San Diego | 0710 | Chula Vista | 1.14 | 1.17
US | United States | 06 | California | 82387-11965 | 704076 | H ST CHULA VISTA 1 | Army | 073 | San Diego | 0710 | Chula Vista | 1.14 | 1.17
US | United States | 06 | California | N00246-FB | 970 | FRMER PHIBASE CORONADO | Navy | 073 | San Diego | 0860 | Coronado | 1.14 | 1.17 | 0.929 | 1.22 | 1.22 | 0.889 | 1 | 1.769 | 1.22 | 0.101
US | United States | 06 | California | N00246-FS | 1287 | PHIBASE SEAL SIDE | Navy | 073 | San Diego | 0860 | Coronado | 1.14 | 1.17 | 0.929 | 1.22 | 1.22 | 0.889 | 1 | 1.769 | 1.22 | 0.101
US | United States | 06 | California | 41A75 | 5260 | GRANTS PASS ARMORY | Army | 073 | San Diego | 0860 | Coronado | 1.14 | 1.17 | 2.143 | 1.131 | 1.131 | 1.241 | 1.667 | 1.615 | 1.131 | 0.443
US | United States | 06 | California | 06B20 | 4831 | EL CAJON | Army | 073 | San Diego | 1080 | El Cajon | 1.14 | 1.17 | 0.929 | 1.22 | 1.22 | 0.889 | 1 | 1.769 | 1.22 | 0.101
US | United States | 06 | California | 82387-11719 | 703830 | E MAIN ST EL CAJON | Army | 073 | San Diego | 1080 | El Cajon | 1.14 | 1.17
US | United States | 06 | California | 82387-12396 | 704506 | N JOHNSON AVE EL CAJON | Army | 073 | San Diego | 1080 | El Cajon | 1.14 | 1.17
US | United States | 06 | California | 06B35 | 4882 | ESCONDIDO | Army | 073 | San Diego | 1200 | Escondido | 1.14 | 1.17 | 0.929 | 1.22 | 1.22 | 0.889 | 1 | 1.769 | 1.22 | 0.101
US | United States | 06 | California | 710721 | 710721 | 1315 E VALLEY PARKWAY ESCONDIDO | Army | 073 | San Diego | 1200 | Escondido | 1.14 | 1.17
US | United States | 06 | California | N61065-AD | 531 | FALLBROOK CALIFORNIA | Navy | 073 | San Diego | 1264 | Fallbrook | 1.14 | 1.17 | 0.929 | 1.22 | 1.22 | 0.889 | 1 | 1.769 | 1.22 | 0.101
US | United States | 06 | California | N00246-IB | 344 | IMPERIAL BEACH | Navy | 073 | San Diego | 1685 | Imperial Beach | 1.14 | 1.17 | 0.929 | 1.22 | 1.22 | 0.889 | 1 | 1.769 | 1.22 | 0.101
US | United States | 06 | California | N00246-SS | 345 | SILVER STRAND | Navy | 073 | San Diego | 1685 | Imperial Beach | 1.14 | 1.17 | 0.929 | 1.22 | 1.22 | 0.889 | 1 | 1.769 | 1.22 | 0.101
US | United States | 06 | California | N00246-HS | 470 | HOLLY SQUARE HSG | Navy | 073 | San Diego | 1685 | Imperial Beach | 1.14 | 1.17 | 0.929 | 1.22 | 1.22 | 0.889 | 1 | 1.769 | 1.22 | 0.101
US | United States | 06 | California | N00246-CM | 166965 | CAMP MORENA | Navy | 073 | San Diego | 1735 | Jacumba | 1.14 | 1.17
US | United States | 06 | California | N00245-HG | 1071 | HOWARD GILMORE | Navy | 073 | San Diego | 1820 | La Mesa | 1.14 | 1.17 | 0.929 | 1.22 | 1.22 | 0.889 | 1 | 1.769 | 1.22 | 0.101
US | United States | 06 | California | N00245-LN | 1174 | PARK TOWNHOUSE-LA MESA | Navy | 073 | San Diego | 1820 | La Mesa | 1.14 | 1.17 | 0.929 | 1.22 | 1.22 | 0.889 | 1 | 1.769 | 1.22 | 0.101
US | United States | 06 | California | 82387-11357 | 703468 | AVOCADO BLVD LA MESA | Army | 073 | San Diego | 1820 | La Mesa | 1.14 | 1.17
US | United States | 06 | California | 82387-11840 | 703951 | FEDERAL BLDG LEMON GROVE | Army | 073 | San Diego | 1876 | Lemon Grove | 1.14 | 1.17
US | United States | 06 | California | M67865-0002 | 102 | MIRAMAR WEST | Marine Corps | 073 | San Diego | 2194 | Miramar Naval Air Sta. | 1.14 | 1.17 | 0.929 | 1.131 | 1.131 | 0.889 | 1 | 1.769 | 1.131 | 0.101
US | United States | 06 | California | N00245-NC | 968 | NATIONAL CITY | Navy | 073 | San Diego | 2340 | National City | 1.14 | 1.17 | 0.929 | 1.22 | 1.22 | 0.889 | 1 | 1.769 | 1.22 | 0.101
US | United States | 06 | California | 06D35 | 6364 | NATIONAL CITY | Army | 073 | San Diego | 2340 | National City | 1.14 | 1.17 | 0.929 | 1.22 | 1.22 | 0.889 | 1 | 1.769 | 1.22 | 0.101
US | United States | 06 | California | 82387-11745 | 703856 | E PLAZA BLVD NATIONAL CITY | Army | 073 | San Diego | 2340 | National City | 1.14 | 1.17
US | United States | 06 | California | 82387-11804 | 703915 | EL CAMINO REAL OCEANSIDE | Army | 073 | San Diego | 2510 | Oceanside | 1.14 | 1.17
US | United States | 06 | California | N00245-MP | 302 | MOUNT PALOMAR | Navy | 073 | San Diego | 2665 | Palomar Mountain | 1.14 | 1.17 | 0.929 | 1.22 | 1.22 | 0.889 | 1 | 1.769 | 1.22 | 0.101
US | United States | 06 | California | N00246-LP | 634 | LA POSTA MISER STA | Navy | 073 | San Diego | 2764 | Pine Valley | 1.14 | 1.17 | 0.929 | 1.22 | 1.22 | 0.889 | 1 | 1.769 | 1.22 | 0.101
US | United States | 06 | California | N00245-HP | 561 | HILLEARY PARK HSG | Navy | 073 | San Diego | 2904 | Poway | 1.14 | 1.17 | 0.929 | 1.22 | 1.22 | 0.889 | 1 | 1.769 | 1.22 | 0.101
US | United States | 06 | California | 82387-10230 | 702341 | 13475 COMMUNITY ROAD POWAY | Army | 073 | San Diego | 2904 | Poway | 1.14 | 1.17
US | United States | 06 | California | 82387-12669 | 704779 | POWAY RD POWAY | Army | 073 | San Diego | 2904 | Poway | 1.14 | 1.17
US | United States | 06 | California | N00245-RM | 515 | RAMONA VISTA APTS | Navy | 073 | San Diego | 2930 | Ramona | 1.14 | 1.17 | 0.929 | 1.22 | 1.22 | 0.889 | 1 | 1.769 | 1.22 | 0.101
US | United States | 06 | California | M00243-0002 | 21 | FORMER NTC | Marine Corps | 073 | San Diego | 3260 | San Diego | 1.14 | 1.17 | 0.929 | 1.22 | 1.22 | 0.889 | 1 | 1.769 | 1.22 | 0.101
US | United States | 06 | California | M00243-0003 | 22 | HARBOR DRIVE | Marine Corps | 073 | San Diego | 3260 | San Diego | 1.14 | 1.17 | 0.929 | 1.22 | 1.22 | 0.889 | 1 | 1.769 | 1.22 | 0.101
US | United States | 06 | California | M67865-0001 | 101 | Marine Corps Air Station Miramar | Marine Corps | 073 | San Diego | 3260 | San Diego | 1.14 | 1.17 | 0.929 | 1.22 | 1.22 | 0.889 | 1 | 1.769 | 1.22 | 0.101
US | United States | 06 | California | M00243-0001 | 136 | Marine CorpsRecruit Depot, San Diego | Marine Corps | 073 | San Diego | 3260 | San Diego | 1.14 | 1.17 | 0.929 | 1.22 | 1.22 | 0.889 | 1 | 1.769 | 1.22 | 0.101
US | United States | 06 | California | N00246 | 180 | Naval Base, Coronado CA | Navy | 073 | San Diego | 3260 | San Diego | 1.14 | 1.17 | 0.929 | 1.22 | 1.22 | 0.889 | 1 | 1.769 | 1.22 | 0.101
US | United States | 06 | California | N00245 | 181 | Naval Base, San Diego CA | Navy | 073 | San Diego | 3260 | San Diego | 1.14 | 1.17 | 0.929 | 1.22 | 1.22 | 0.889 | 1 | 1.769 | 1.22 | 0.101
US | United States | 06 | California | N00259 | 184 | Naval Medical Center, San Diego CA | Navy | 073 | San Diego | 3260 | San Diego | 1.14 | 1.17 | 0.929 | 1.22 | 1.22 | 0.889 | 1 | 1.769 | 1.22 | 0.101
US | United States | 06 | California | N63406 | 197 | Naval Base, Point Loma CA | Navy | 073 | San Diego | 3260 | San Diego | 1.14 | 1.17 | 0.929 | 1.22 | 1.22 | 0.889 | 1 | 1.769 | 1.22 | 0.101
US | United States | 06 | California | N63406-AH | 434 | ADMIRAL HARTMAN AREA 5 | Navy | 073 | San Diego | 3260 | San Diego | 1.14 | 1.17 | 0.929 | 1.22 | 1.22 | 0.889 | 1 | 1.769 | 1.22 | 0.101
US | United States | 06 | California | N63406-CH | 439 | CHESTERTON HSG | Navy | 073 | San Diego | 3260 | San Diego | 1.14 | 1.17 | 0.929 | 1.22 | 1.22 | 0.889 | 1 | 1.769 | 1.22 | 0.101
US | United States | 06 | California | N63406-BE | 440 | BEECH ST KNOLLS HSG | Navy | 073 | San Diego | 3260 | San Diego | 1.14 | 1.17 | 0.929 | 1.22 | 1.22 | 0.889 | 1 | 1.769 | 1.22 | 0.101
US | United States | 06 | California | N63406-GV | 442 | GATEWAY VILLAGE HSG | Navy | 073 | San Diego | 3260 | San Diego | 1.14 | 1.17 | 0.929 | 1.22 | 1.22 | 0.889 | 1 | 1.769 | 1.22 | 0.101
US | United States | 06 | California | N63406-MM | 443 | MIRA MESA RIDGE HSG | Navy | 073 | San Diego | 3260 | San Diego | 1.14 | 1.17 | 0.929 | 1.22 | 1.22 | 0.889 | 1 | 1.769 | 1.22 | 0.101
US | United States | 06 | California | N63406-PS | 444 | PARK SUMMIT HSG | Navy | 073 | San Diego | 3260 | San Diego | 1.14 | 1.17 | 0.929 | 1.22 | 1.22 | 0.889 | 1 | 1.769 | 1.22 | 0.101
US | United States | 06 | California | N00245-BB | 445 | BAYVIEW HILLS HOUSING | Navy | 073 | San Diego | 3260 | San Diego | 1.14 | 1.17 | 0.929 | 1.22 | 1.22 | 0.889 | 1 | 1.769 | 1.22 | 0.101
US | United States | 06 | California | N63406-VR | 446 | VISTA RIDGE HSG | Navy | 073 | San Diego | 3260 | San Diego | 1.14 | 1.17 | 0.929 | 1.22 | 1.22 | 0.889 | 1 | 1.769 | 1.22 | 0.101
US | United States | 06 | California | N63406-CA | 448 | SERRA MESA - CABRILLO | Navy | 073 | San Diego | 3260 | San Diego | 1.14 | 1.17 | 0.929 | 1.22 | 1.22 | 0.889 | 1 | 1.769 | 1.22 | 0.101
US | United States | 06 | California | N00245-MG | 477 | MISSION GORGE | Navy | 073 | San Diego | 3260 | San Diego | 1.14 | 1.17 | 0.929 | 1.22 | 1.22 | 0.889 | 1 | 1.769 | 1.22 | 0.101
US | United States | 06 | California | N63406-HA | 507 | NAUTICAL LA JOLLA MILE | Navy | 073 | San Diego | 3260 | San Diego | 1.14 | 1.17 | 0.929 | 1.22 | 1.22 | 0.889 | 1 | 1.769 | 1.22 | 0.101
US | United States | 06 | California | N63406-BA | 508 | BALBOA STREET | Navy | 073 | San Diego | 3260 | San Diego | 1.14 | 1.17 | 0.929 | 1.22 | 1.22 | 0.889 | 1 | 1.769 | 1.22 | 0.101
US | United States | 06 | California | N00245-WL | 516 | WOODLAKE CONDOMINIUMS | Navy | 073 | San Diego | 3260 | San Diego | 1.14 | 1.17 | 0.929 | 1.22 | 1.22 | 0.889 | 1 | 1.769 | 1.22 | 0.101
US | United States | 06 | California | N00245-PG | 562 | PARADISE GARDENS HSG | Navy | 073 | San Diego | 3260 | San Diego | 1.14 | 1.17 | 0.929 | 1.22 | 1.22 | 0.889 | 1 | 1.769 | 1.22 | 0.101
US | United States | 06 | California | N00245-PT | 563 | POMERADO TERRACE HSG | Navy | 073 | San Diego | 3260 | San Diego | 1.14 | 1.17 | 0.929 | 1.22 | 1.22 | 0.889 | 1 | 1.769 | 1.22 | 0.101
US | United States | 06 | California | N00245-TV | 566 | TERRACE VIEW VILLAS | Navy | 073 | San Diego | 3260 | San Diego | 1.14 | 1.17 | 0.929 | 1.22 | 1.22 | 0.889 | 1 | 1.769 | 1.22 | 0.101
US | United States | 06 | California | N63406-EA | 567 | FUEL FARM | Navy | 073 | San Diego | 3260 | San Diego | 1.14 | 1.17 | 0.929 | 1.22 | 1.22 | 0.889 | 1 | 1.769 | 1.22 | 0.101
US | United States | 06 | California | N63406-SP | 568 | SPAWARSYSCEN | Navy | 073 | San Diego | 3260 | San Diego | 1.14 | 1.17 | 0.929 | 1.22 | 1.22 | 0.889 | 1 | 1.769 | 1.22 | 0.101
US | United States | 06 | California | N63406-LF | 569 | LINDBERGH FIELD | Navy | 073 | San Diego | 3260 | San Diego | 1.14 | 1.17 | 0.929 | 1.22 | 1.22 | 0.889 | 1 | 1.769 | 1.22 | 0.101
US | United States | 06 | California | N63406-FC | 570 | C3F COMPLEX | Navy | 073 | San Diego | 3260 | San Diego | 1.14 | 1.17 | 0.929 | 1.22 | 1.22 | 0.889 | 1 | 1.769 | 1.22 | 0.101
US | United States | 06 | California | N63406-CG | 571 | MT SOLEDAD SIGNAL STA | Navy | 073 | San Diego | 3260 | San Diego | 1.14 | 1.17 | 0.929 | 1.22 | 1.22 | 0.889 | 1 | 1.769 | 1.22 | 0.101
US | United States | 06 | California | N63406-OT | 572 | OLD TOWN SITE 1 | Navy | 073 | San Diego | 3260 | San Diego | 1.14 | 1.17 | 0.929 | 1.22 | 1.22 | 0.889 | 1 | 1.769 | 1.22 | 0.101
US | United States | 06 | California | N63406-TS | 573 | TAYLOR STREET | Navy | 073 | San Diego | 3260 | San Diego | 1.14 | 1.17 | 0.929 | 1.22 | 1.22 | 0.889 | 1 | 1.769 | 1.22 | 0.101
US | United States | 06 | California | N63406-CN | 574 | CABRILLO NATIONAL | Navy | 073 | San Diego | 3260 | San Diego | 1.14 | 1.17 | 0.929 | 1.22 | 1.22 | 0.889 | 1 | 1.769 | 1.22 | 0.101
US | United States | 06 | California | N63406-AI | 997 | ADMIRAL HARTMAN AREA 6 | Navy | 073 | San Diego | 3260 | San Diego | 1.14 | 1.17 | 0.929 | 1.22 | 1.22 | 0.889 | 1 | 1.769 | 1.22 | 0.101
US | United States | 06 | California | N63406-AJ | 998 | ADMIRAL HARTMAN AREA 7 | Navy | 073 | San Diego | 3260 | San Diego | 1.14 | 1.17 | 0.929 | 1.22 | 1.22 | 0.889 | 1 | 1.769 | 1.22 | 0.101
US | United States | 06 | California | N00245-MC | 1064 | MURPHY CANYON | Navy | 073 | San Diego | 3260 | San Diego | 1.14 | 1.17 | 0.929 | 1.22 | 1.22 | 0.889 | 1 | 1.769 | 1.22 | 0.101
US | United States | 06 | California | N00245-VA | 1065 | CHOLLAS HEIGHTS HSG | Navy | 073 | San Diego | 3260 | San Diego | 1.14 | 1.17 | 0.929 | 1.22 | 1.22 | 0.889 | 1 | 1.769 | 1.22 | 0.101
US | United States | 06 | California | N00245-BW | 1066 | BROADWAY COMPLEX | Navy | 073 | San Diego | 3260 | San Diego | 1.14 | 1.17 | 0.929 | 1.22 | 1.22 | 0.889 | 1 | 1.769 | 1.22 | 0.101
US | United States | 06 | California | N00245-BL | 1067 | BONITA BLUFFS | Navy | 073 | San Diego | 3260 | San Diego | 1.14 | 1.17 | 0.929 | 1.22 | 1.22 | 0.889 | 1 | 1.769 | 1.22 | 0.101
US | United States | 06 | California | N00245-EH | 1068 | EUCALYPTUS HOUSING | Navy | 073 | San Diego | 3260 | San Diego | 1.14 | 1.17 | 0.929 | 1.22 | 1.22 | 0.889 | 1 | 1.769 | 1.22 | 0.101
US | United States | 06 | California | N63406-FL | 1082 | FLEET ASW | Navy | 073 | San Diego | 3260 | San Diego | 1.14 | 1.17 | 0.929 | 1.22 | 1.22 | 0.889 | 1 | 1.769 | 1.22 | 0.101
US | United States | 06 | California | N63406-SS | 1126 | SPAWARS SOUTH | Navy | 073 | San Diego | 3260 | San Diego | 1.14 | 1.17 | 0.929 | 1.22 | 1.22 | 0.889 | 1 | 1.769 | 1.22 | 0.101
US | United States | 06 | California | N00245-HT | 1155 | HOME TERRACE CONDOS | Navy | 073 | San Diego | 3260 | San Diego | 1.14 | 1.17 | 0.929 | 1.22 | 1.22 | 0.889 | 1 | 1.769 | 1.22 | 0.101
US | United States | 06 | California | N00245-PI | 1343 | PALETA INDUSTRIAL | Navy | 073 | San Diego | 3260 | San Diego | 1.14 | 1.17 | 0.929 | 1.22 | 1.22 | 0.889 | 1 | 1.769 | 1.22 | 0.101
US | United States | 06 | California | SACB0001 | 3082 | SAN DIEGO ANG STATION SITE # 1 | Air Force | 073 | San Diego | 3260 | San Diego | 1.14 | 1.17 | 0.929 | 1.22 | 1.22 | 0.889 | 1 | 1.769 | 1.22 | 0.101
US | United States | 06 | California | N00245-DS | 3552 | DRYSIDE | Navy | 073 | San Diego | 3260 | San Diego | 1.14 | 1.17 | 0.929 | 1.22 | 1.22 | 0.889 | 1 | 1.769 | 1.22 | 0.101
US | United States | 06 | California | 06F00 | 7143 | SAN DIEGO | Army | 073 | San Diego | 3260 | San Diego | 1.14 | 1.17 | 0.929 | 1.22 | 1.22 | 0.889 | 1 | 1.769 | 1.22 | 0.101
US | United States | 06 | California | 0698A | 7145 | SAN DIEGO USARC # 2 | Army | 073 | San Diego | 3260 | San Diego | 1.14 | 1.17 | 0.929 | 1.22 | 1.22 | 0.889 | 1 | 1.769 | 1.22 | 0.101
US | United States | 06 | California | 0600A | 7146 | SAN DIEGO USARC # 3 | Army | 073 | San Diego | 3260 | San Diego | 1.14 | 1.17 | 0.929 | 1.22 | 1.22 | 0.889 | 1 | 1.769 | 1.22 | 0.101
US | United States | 06 | California | 06895 | 7697 | VAN DEMAN HALL USAR CENTER | Army | 073 | San Diego | 3260 | San Diego | 1.14 | 1.17 | 0.929 | 1.22 | 1.22 | 0.889 | 1 | 1.769 | 1.22 | 0.101
US | United States | 06 | California | N69162 | 9524 | MAIN SITE | Navy | 073 | San Diego | 3260 | San Diego | 1.14 | 1.17 | 0.929 | 1.22 | 1.22 | 0.889 | 1 | 1.769 | 1.22 | 0.101
US | United States | 06 | California | N63406-OU | 170027 | OLD TOWN SITE 2 | Navy | 073 | San Diego | 3260 | San Diego | 1.14 | 1.17
US | United States | 06 | California | N00245-SW | 170091 | NAVFAC SW | Navy | 073 | San Diego | 3260 | San Diego | 1.14 | 1.17 | 0.929 | 1.22 | 1.22 | 0.889 | 1 | 1.769 | 1.22 | 0.101
US | United States | 06 | California | 82387-10351 | 702462 | 16644 W BERNARDO DR SAN DIEGO | Army | 073 | San Diego | 3260 | San Diego | 1.14 | 1.17
US | United States | 06 | California | 82387-11013 | 703124 | 591 CAMINO DE LA REINA SAN DIEGO | Army | 073 | San Diego | 3260 | San Diego | 1.14 | 1.17
US | United States | 06 | California | 82387-11228 | 703339 | 8690 AERO DRIVE SAN DIEGO | Army | 073 | San Diego | 3260 | San Diego | 1.14 | 1.17
US | United States | 06 | California | 82387-11307 | 703418 | AERO DR SAN DIEGO | Army | 073 | San Diego | 3260 | San Diego | 1.14 | 1.17
US | United States | 06 | California | 82387-11308 | 703419 | AERO DR SAN DIEGO 1 | Army | 073 | San Diego | 3260 | San Diego | 1.14 | 1.17
US | United States | 06 | California | 82387-11385 | 703496 | BERNARDO CTR DR SAN DIEGO | Army | 073 | San Diego | 3260 | San Diego | 1.14 | 1.17
US | United States | 06 | California | 82387-11541 | 703652 | CONVOY ST SAN DIEGO | Army | 073 | San Diego | 3260 | San Diego | 1.14 | 1.17
US | United States | 06 | California | 82387-12289 | 704399 | MIRA MESA BLVD SAN DIEGO | Army | 073 | San Diego | 3260 | San Diego | 1.14 | 1.17
US | United States | 06 | California | 82387-12290 | 704400 | MIRA MESA BLVD SAN DIEGO 1 | Army | 073 | San Diego | 3260 | San Diego | 1.14 | 1.17
US | United States | 06 | California | 82387-12291 | 704401 | MIRA MESA BLVD SAN DIEGO 2 | Army | 073 | San Diego | 3260 | San Diego | 1.14 | 1.17
US | United States | 06 | California | 82387-12292 | 704402 | MISSION BLVD PACIFIC BEACH | Army | 073 | San Diego | 3260 | San Diego | 1.14 | 1.17
US | United States | 06 | California | 82387-12495 | 704605 | NAVY ASW BASE SAN DIEGO | Army | 073 | San Diego | 3260 | San Diego | 1.14 | 1.17
US | United States | 06 | California | 82387-12910 | 705020 | SATURN BLVD SAN DIEGO | Army | 073 | San Diego | 3260 | San Diego | 1.14 | 1.17
US | United States | 06 | California | 710867 | 710867 | 11TH AND BROADWAY SAN DIEGO | Army | 073 | San Diego | 3260 | San Diego | 1.14 | 1.17
US | United States | 06 | California | 711263 | 711263 | 4181 RUFFIN ROAD SAN DIEGO | Army | 073 | San Diego | 3260 | San Diego | 1.14 | 1.17
US | United States | 06 | California | 82387-12151 | 704261 | LOS VALLECITOS SAN MARCOS | Army | 073 | San Diego | 3375 | San Marcos | 1.14 | 1.17
US | United States | 06 | California | N00245-PV | 564 | PROSPECT VIEW HSG | Navy | 073 | San Diego | 3499 | Santee | 1.14 | 1.17 | 0.929 | 1.22 | 1.22 | 0.889 | 1 | 1.769 | 1.22 | 0.101
US | United States | 06 | California | N00245-RP | 565 | RIVERPLACE HSG | Navy | 073 | San Diego | 3499 | Santee | 1.14 | 1.17 | 0.929 | 1.22 | 1.22 | 0.889 | 1 | 1.769 | 1.22 | 0.101
US | United States | 06 | California | 82387-12169 | 704279 | MAGNOLIA AVE SANTEE | Army | 073 | San Diego | 3499 | Santee | 1.14 | 1.17
US | United States | 06 | California | 82387-11452 | 703563 | CAMPO RD SPRING VALLEY | Army | 073 | San Diego | 3756 | Spring Valley | 1.14 | 1.17
US | United States | 06 | California | 82387-10716 | 702827 | 320 SYCAMORE AVE VISTA | Army | 073 | San Diego | 4060 | Vista | 1.14 | 1.17
US | United States | 06 | California | N00246-GA | 971 | CLEV NF SURVIVAL TRA | Navy | 073 | San Diego | 4083 | Warner Springs | 1.14 | 1.17 | 0.929 | 1.22 | 1.22 | 0.889 | 1 | 1.769 | 1.22 | 0.101
US | United States | 06 | California | N69174 | 221 | Public Works Center, San Francisco CA | Navy | 075 | San Francisco | 3290 | San Francisco | 1.25 | 1.32 | 0.929 | 1.325 | 1.325 | 0.889 | 1 | 1.769 | 1.325 | 0.101
US | United States | 06 | California | N69127 | 234 | CSO HUNTERS POINT ANNEX | Navy | 075 | San Francisco | 3290 | San Francisco | 1.25 | 1.32 | 0.929 | 1.325 | 1.325 | 0.889 | 1 | 1.769 | 1.325 | 0.101
US | United States | 06 | California | N69152-MI | 766 | SITE 3 | Navy | 075 | San Francisco | 3290 | San Francisco | 1.25 | 1.32 | 0.929 | 1.325 | 1.325 | 0.889 | 1 | 1.769 | 1.325 | 0.101
US | United States | 06 | California | N69161-BC | 775 | NSC ALAMEDA FAC/SF | Navy | 075 | San Francisco | 3290 | San Francisco | 1.25 | 1.32 | 0.929 | 1.325 | 1.325 | 0.889 | 1 | 1.769 | 1.325 | 0.101
US | United States | 06 | California | N69161-CW | 777 | MARINA VILLAGE/SF | Navy | 075 | San Francisco | 3290 | San Francisco | 1.25 | 1.32 | 0.929 | 1.325 | 1.325 | 0.889 | 1 | 1.769 | 1.325 | 0.101
US | United States | 06 | California | N69161-CZ | 779 | NORTH HOUSING SITE 2 | Navy | 075 | San Francisco | 3290 | San Francisco | 1.25 | 1.32 | 0.929 | 1.325 | 1.325 | 0.889 | 1 | 1.769 | 1.325 | 0.101
US | United States | 06 | California | N69174-AZ | 791 | AB HOUSING AREA TI | Navy | 075 | San Francisco | 3290 | San Francisco | 1.25 | 1.32 | 0.929 | 1.325 | 1.325 | 0.889 | 1 | 1.769 | 1.325 | 0.101
US | United States | 06 | California | N69174-BZ | 793 | BB HOUSING AREA TI | Navy | 075 | San Francisco | 3290 | San Francisco | 1.25 | 1.32 | 0.929 | 1.325 | 1.325 | 0.889 | 1 | 1.769 | 1.325 | 0.101
US | United States | 06 | California | N69161-CX | 1094 | EAST HOUSING/SF | Navy | 075 | San Francisco | 3290 | San Francisco | 1.25 | 1.32 | 0.929 | 1.325 | 1.325 | 0.889 | 1 | 1.769 | 1.325 | 0.101
US | United States | 06 | California | N69168 | 1095 | CSO NS TREASURE ISLAND CA | Navy | 075 | San Francisco | 3290 | San Francisco | 1.25 | 1.32 | 0.929 | 1.325 | 1.325 | 0.889 | 1 | 1.769 | 1.325 | 0.101
US | United States | 06 | California | 06842 | 3908 | BACCIGLEIRI HALL AFRC | Army | 075 | San Francisco | 3290 | San Francisco | 1.25 | 1.32 | 0.929 | 1.325 | 1.325 | 0.889 | 1 | 1.769 | 1.325 | 0.101
US | United States | 06 | California | 06F10 | 7147 | SAN FRANCISCO | Army | 075 | San Francisco | 3290 | San Francisco | 1.25 | 1.32 | 0.929 | 1.325 | 1.325 | 0.889 | 1 | 1.769 | 1.325 | 0.101
US | United States | 06 | California | 82387-11585 | 703696 | DAVIS ST SAN FRANCISCO | Army | 075 | San Francisco | 3290 | San Francisco | 1.25 | 1.32
US | United States | 06 | California | 82387-12965 | 705075 | SLOAT BLVD SAN FRANCISCO | Army | 075 | San Francisco | 3290 | San Francisco | 1.25 | 1.32
US | United States | 06 | California | 06806 | 4679 | DEF DISTR REG WEST SHARPE SITE | Army | 077 | San Joaquin | 1365 | French Camp | 1.15 | 1.2 | 0.929 | 1.325 | 1.325 | 0.889 | 1 | 1.769 | 1.325 | 0.101
US | United States | 06 | California | 710457 | 710457 | 250 ROTH ROAD LATHROP | Army | 077 | San Joaquin | 1865 | Lathrop | 1.15 | 1.2
US | United States | 06 | California | 06C25 | 5936 | LODI | Army | 077 | San Joaquin | 1940 | Lodi | 1.15 | 1.2 | 0.929 | 1.325 | 1.325 | 0.889 | 1 | 1.769 | 1.325 | 0.101
US | United States | 06 | California | 82387-13246 | 705355 | W KETTLEMAN BLVD LODI | Army | 077 | San Joaquin | 1940 | Lodi | 1.15 | 1.2
US | United States | 06 | California | 82387-12420 | 704530 | N MAIN ST MANTECA | Army | 077 | San Joaquin | 2070 | Manteca | 1.15 | 1.2
US | United States | 06 | California | N69155 | 231 | CSO NRC STOCKTON CA | Navy | 077 | San Joaquin | 3770 | Stockton | 1.15 | 1.2 | 0.929 | 1.325 | 1.325 | 0.889 | 1 | 1.769 | 1.325 | 0.101
US | United States | 06 | California | N63042-ST | 514 | STOCKTON | Navy | 077 | San Joaquin | 3770 | Stockton | 1.15 | 1.2 | 0.929 | 1.325 | 1.325 | 0.889 | 1 | 1.769 | 1.325 | 0.101
US | United States | 06 | California | 06G08 | 7438 | STOCKTON FMS/CSMS | Army | 077 | San Joaquin | 3770 | Stockton | 1.15 | 1.2 | 0.929 | 1.325 | 1.325 | 0.889 | 1 | 1.769 | 1.325 | 0.101
US | United States | 06 | California | 06G06 | 7439 | STOCKTON AASF | Army | 077 | San Joaquin | 3770 | Stockton | 1.15 | 1.2 | 0.929 | 1.325 | 1.325 | 0.889 | 1 | 1.769 | 1.325 | 0.101
US | United States | 06 | California | 06G05 | 7440 | STOCKTON ARMORY | Army | 077 | San Joaquin | 3770 | Stockton | 1.15 | 1.2 | 0.929 | 1.325 | 1.325 | 0.889 | 1 | 1.769 | 1.325 | 0.101
US | United States | 06 | California | 82387-11595 | 703706 | DEF DISTR REG WEST SHARPE SITE | Army | 077 | San Joaquin | 3770 | Stockton | 1.15 | 1.2
US | United States | 06 | California | 711032 | 711032 | 4555 N PERSHING STOCKTON | Army | 077 | San Joaquin | 3770 | Stockton | 1.15 | 1.2
US | United States | 06 | California | 06827 | 4680 | DEF DISTR REG WEST TRACY | Army | 077 | San Joaquin | 3880 | Tracy | 1.15 | 1.2 | 0.929 | 1.325 | 1.325 | 0.889 | 1 | 1.769 | 1.325 | 0.101
US | United States | 06 | California | 82387-12849 | 704959 | S NAGLEE RD TRACY | Army | 077 | San Joaquin | 3880 | Tracy | 1.15 | 1.2
US | United States | 06 | California | 710306 | 710306 | 87 W BELLEZA LANE TRACY | Army | 077 | San Joaquin | 3880 | Tracy | 1.15 | 1.2
US | United States | 06 | California | 06A20 | 3870 | ATASCADERO | Army | 079 | San Luis Obispo | 0170 | Atascadero | 1.19 | 1.25 | 0.929 | 1.131 | 1.131 | 0.889 | 1 | 1.769 | 1.131 | 0.101
US | United States | 06 | California | N69232-EB | 750 | ESTERO BAY FUEL COMPLE | Navy | 079 | San Luis Obispo | 2290 | Morro Bay | 1.19 | 1.25 | 0.929 | 1.131 | 1.131 | 0.889 | 1 | 1.769 | 1.131 | 0.101
US | United States | 06 | California | 70132-10608 | 701879 | 701 GARDENIA CIRCLE #2 PASO ROBLES | Army | 079 | San Luis Obispo | 2705 | Paso Robles | 1.19 | 1.25
US | United States | 06 | California | 70132-10618 | 701889 | 713 GARDENIA CIRCLE #2 PASO ROBLES | Army | 079 | San Luis Obispo | 2705 | Paso Robles | 1.19 | 1.25
US | United States | 06 | California | 70132-10629 | 701900 | 735 GARDENIA CIRCLE #2 PASO ROBLES | Army | 079 | San Luis Obispo | 2705 | Paso Robles | 1.19 | 1.25
US | United States | 06 | California | 82387-10243 | 702354 | 13TH ST PASO ROBLES | Army | 079 | San Luis Obispo | 2705 | Paso Robles | 1.19 | 1.25
US | United States | 06 | California | 82387-12719 | 704829 | RIVERSIDE AVE PASO ROBLES | Army | 079 | San Luis Obispo | 2705 | Paso Robles | 1.19 | 1.25
US | United States | 06 | California | 06F35 | 5559 | ITC CAMP SAN LUIS OBISBO | Army | 079 | San Luis Obispo | 3370 | San Luis Obispo | 1.19 | 1.25 | 0.929 | 1.131 | 1.131 | 0.889 | 1 | 1.769 | 1.131 | 0.101
US | United States | 06 | California | N69232-TP | 9509 | TASSAJARA PEAK | Navy | 079 | San Luis Obispo | 3370 | San Luis Obispo | 1.19 | 1.25 | 0.929 | 1.131 | 1.131 | 0.889 | 1 | 1.769 | 1.131 | 0.101
US | United States | 06 | California | 82387-11416 | 703527 | BROAD ST SAN LUIS OBISPO | Army | 079 | San Luis Obispo | 3370 | San Luis Obispo | 1.19 | 1.25
US | United States | 06 | California | 06741 | 3616 | SAT COM | Army | 079 | San Luis Obispo | 3395 | San Miguel | 1.19 | 1.21 | 0.929 | 1.131 | 1.131 | 0.889 | 1 | 1.769 | 1.131 | 0.101
US | United States | 06 | California | 06740 | 6328 | MTC-H CAMP ROBERTS | Army | 079 | San Luis Obispo | 3395 | San Miguel | 1.19 | 1.21 | 0.929 | 1.131 | 1.131 | 0.889 | 1 | 1.769 | 1.131 | 0.101
US | United States | 06 | California | N69232-SM | 9461 | SAN MIGUEL ISLAND CA | Navy | 079 | San Luis Obispo | 3395 | San Miguel | 1.19 | 1.21 | 0.929 | 1.131 | 1.131 | 0.889 | 1 | 1.769 | 1.131 | 0.101
US | United States | 06 | California | SXAQ0001 | 3142 | PASO ROBLES RADAR SITE # 1 | Air Force | 079 | San Luis Obispo | 3458 | Santa Margarita | 1.19 | 1.25 | 0.929 | 1.131 | 1.131 | 0.889 | 1 | 1.769 | 1.131 | 0.101
US | United States | 06 | California | 82387-11803 | 703914 | EL CAMINO REAL BELMONT | Army | 081 | San Mateo | 0310 | Belmont | 1.19 | 1.25
US | United States | 06 | California | 82387-12960 | 705070 | SKYLINE PLZ DALY CITY | Army | 081 | San Mateo | 0970 | Daly City | 1.25 | 1.32
US | United States | 06 | California | TFWY0001 | 3153 | PILLAR POINT AFS SITE # 1 | Air Force | 081 | San Mateo | 1530 | Half Moon Bay | 1.19 | 1.25 | 0.929 | 1.131 | 1.131 | 0.889 | 1 | 1.769 | 1.131 | 0.101
US | United States | 06 | California | TFXD0001 | 3154 | PILLAR POINT SCARPER PEAK SITE # 1 | Air Force | 081 | San Mateo | 1530 | Half Moon Bay | 1.19 | 1.25 | 0.929 | 1.325 | 1.325 | 0.889 | 1 | 1.769 | 1.325 | 0.101
US | United States | 06 | California | 06E30 | 6965 | REDWOOD CITY | Army | 081 | San Mateo | 2980 | Redwood City | 1.19 | 1.25 | 0.929 | 1.325 | 1.325 | 0.889 | 1 | 1.769 | 1.325 | 0.101
US | United States | 06 | California | M68479-0027 | 128 | SAN BRUNO | Marine Corps | 081 | San Mateo | 3220 | San Bruno | 1.19 | 1.25 | 0.929 | 1.325 | 1.325 | 0.889 | 1 | 1.769 | 1.325 | 0.101
US | United States | 06 | California | N69174-WD | 801 | WESTNAVFACENGCOM | Navy | 081 | San Mateo | 3220 | San Bruno | 1.19 | 1.25 | 0.929 | 1.325 | 1.325 | 0.889 | 1 | 1.769 | 1.325 | 0.101
US | United States | 06 | California | 06E95 | 7142 | SAN BRUNO | Army | 081 | San Mateo | 3220 | San Bruno | 1.19 | 1.25 | 0.929 | 1.325 | 1.325 | 0.889 | 1 | 1.769 | 1.325 | 0.101
US | United States | 06 | California | 06F40 | 7156 | SAN MATEO | Army | 081 | San Mateo | 3390 | San Mateo | 1.19 | 1.25 | 0.929 | 1.325 | 1.325 | 0.889 | 1 | 1.769 | 1.325 | 0.101
US | United States | 06 | California | N69232-AG | 9459 | SANTA CRUZ ISLAND | Navy | 083 | Santa Barbara | 1445 | Goleta | 1.88 | 1.92 | 0.929 | 1.252 | 1.252 | 0.889 | 1 | 1.769 | 1.252 | 0.101
US | United States | 06 | California | N69232-PI | 9460 | PRINCE ISLAND CA | Navy | 083 | Santa Barbara | 1445 | Goleta | 1.88 | 1.92 | 0.929 | 1.252 | 1.252 | 0.889 | 1 | 1.769 | 1.252 | 0.101
US | United States | 06 | California | 82387-11127 | 703238 | 7127 HOLLISTER AVE, UNIT 22 GOLETA | Army | 083 | Santa Barbara | 1445 | Goleta | 1.19 | 1.25
US | United States | 06 | California | XUMU0001 | 3376 | VANDENBERG MAIN BASE SITE # 1 | Air Force | 083 | Santa Barbara | 1950 | Lompoc | 1.21 | 1.25 | 0.929 | 1.252 | 1.252 | 0.889 | 1 | 1.769 | 1.252 | 0.101
US | United States | 06 | California | XUMX0001 | 3377 | VANDENBERG VILLAGE XMTR SITE SITE # 1 | Air Force | 083 | Santa Barbara | 1950 | Lompoc | 1.21 | 1.25 | 0.929 | 1.252 | 1.252 | 0.889 | 1 | 1.769 | 1.252 | 0.101
US | United States | 06 | California | XUNN0001 | 3379 | VANDENBERG PT CONCEPT MTK01 SITE # 1 | Air Force | 083 | Santa Barbara | 1950 | Lompoc | 1.21 | 1.25 | 0.929 | 1.252 | 1.252 | 0.889 | 1 | 1.769 | 1.252 | 0.101
US | United States | 06 | California | XUNQ0001 | 3381 | VANDENBERG PT ARGUELLO MTK03 SITE # 1 | Air Force | 083 | Santa Barbara | 1950 | Lompoc | 1.21 | 1.25 | 0.929 | 1.252 | 1.252 | 0.889 | 1 | 1.769 | 1.252 | 0.101
US | United States | 06 | California | XUYD0001 | 3382 | VANDENBERG OAK MT ANNEX WW SITE # 1 | Air Force | 083 | Santa Barbara | 1950 | Lompoc | 1.21 | 1.25 | 0.929 | 1.252 | 1.252 | 0.889 | 1 | 1.769 | 1.252 | 0.101
US | United States | 06 | California | XUYE0001 | 3383 | VANDENBERG WATER WELLS,FCI SITE # 1 | Air Force | 083 | Santa Barbara | 1950 | Lompoc | 1.21 | 1.25 | 0.929 | 1.252 | 1.252 | 0.889 | 1 | 1.769 | 1.252 | 0.101
US | United States | 06 | California | XUYF0001 | 3384 | VANDENBERG OAK MT SITE # 1 | Air Force | 083 | Santa Barbara | 1950 | Lompoc | 1.21 | 1.25 | 0.929 | 1.252 | 1.252 | 0.889 | 1 | 1.769 | 1.252 | 0.101
US | United States | 06 | California | 82387-10800 | 702911 | 3910 CONSTELLATION ROAD LOMPOC | Army | 083 | Santa Barbara | 1950 | Lompoc | 1.21 | 1.25
US | United States | 06 | California | 82387-10957 | 703068 | 521 W. CENTRAL UNITE LOMPOC | Army | 083 | Santa Barbara | 1950 | Lompoc | 1.21 | 1.25
US | United States | 06 | California | 82387-12383 | 704493 | N H ST LOMPOC | Army | 083 | Santa Barbara | 1950 | Lompoc | 1.21 | 1.25
US | United States | 06 | California | XUYN0001 | 3385 | VANDENBERG WEATHER ANNEX SITE # 1 | Air Force | 083 | Santa Barbara | 2580 | Orcutt | 1.21 | 1.25 | 0.929 | 1.252 | 1.252 | 0.889 | 1 | 1.769 | 1.252 | 0.101
US | United States | 06 | California | 06910 | 5096 | FREEMONT HALL USAR CENTER | Army | 083 | Santa Barbara | 3430 | Santa Barbara | 1.21 | 1.25 | 0.929 | 1.252 | 1.252 | 0.889 | 1 | 1.769 | 1.252 | 0.101
US | United States | 06 | California | 06F65 | 7169 | SANTA BARBARA | Army | 083 | Santa Barbara | 3430 | Santa Barbara | 1.21 | 1.25 | 0.929 | 1.252 | 1.252 | 0.889 | 1 | 1.769 | 1.252 | 0.101
US | United States | 06 | California | N69232-SY | 9463 | SANTA YNEZ PEAK CA | Navy | 083 | Santa Barbara | 3430 | Santa Barbara | 1.21 | 1.25 | 0.929 | 1.252 | 1.252 | 0.889 | 1 | 1.769 | 1.252 | 0.101
US | United States | 06 | California | 82387-13020 | 705130 | STATE ST SANTA BARBARA | Army | 083 | Santa Barbara | 3430 | Santa Barbara | 1.21 | 1.25
US | United States | 06 | California | 82387-13210 | 705319 | W CABRILLO BLVD SANTA BARBARA | Army | 083 | Santa Barbara | 3430 | Santa Barbara | 1.21 | 1.25
US | United States | 06 | California | 06F75 | 7173 | SANTA MARIA | Army | 083 | Santa Barbara | 3460 | Santa Maria | 1.21 | 1.25 | 0.929 | 1.252 | 1.252 | 0.889 | 1 | 1.769 | 1.252 | 0.101
US | United States | 06 | California | 82387-10313 | 702424 | 1537-A S. BROADWAY SANTA MARIA | Army | 083 | Santa Barbara | 3460 | Santa Maria | 1.21 | 1.25
US | United States | 06 | California | 710548 | 710548 | 262 TOWN CENTER EAST SANTA MARIA | Army | 083 | Santa Barbara | 3460 | Santa Maria | 1.21 | 1.25
US | United States | 06 | California | N69232-SR | 9462 | SANTA ROSA ISLAND CA | Navy | 083 | Santa Barbara | 3495 | Santa Rosa Island | 1.88 | 1.92 | 0.929 | 1.252 | 1.252 | 0.889 | 1 | 1.769 | 1.252 | 0.101
US | United States | 06 | California | XUNL0001 | 3378 | VANDENBERG S YNEZ PK MTK04 SITE # 1 | Air Force | 083 | Santa Barbara | 3498 | Santa Ynez | 1.21 | 1.25 | 0.929 | 1.252 | 1.252 | 0.889 | 1 | 1.769 | 1.252 | 0.101
US | United States | 06 | California | PVDN0001 | 2799 | MCPHERSON PEAK MICROWAVE RELAY ANNEX SITE # 1 | Air Force | 083 | Santa Barbara | 9999 | Unknown | 1.3 | 1.34 | 0.929 | 1.252 | 1.252 | 0.889 | 1 | 1.769 | 1.252 | 0.101
US | United States | 06 | California | 06B75 | 5211 | GILROY | Army | 085 | Santa Clara | 1420 | Gilroy | 1.19 | 1.25 | 0.929 | 1.325 | 1.325 | 0.889 | 1 | 1.769 | 1.325 | 0.101
US | United States | 06 | California | 82387-10429 | 702540 | 1ST ST GILROY | Army | 085 | Santa Clara | 1420 | Gilroy | 1.19 | 1.25
US | United States | 06 | California | 82387-11781 | 703892 | E WESTWOOD DR GILROY | Army | 085 | Santa Clara | 1420 | Gilroy | 1.19 | 1.25
US | United States | 06 | California | N69134 | 212 | Naval Air Station Moffett Field CA | Navy | 085 | Santa Clara | 2205 | Moffett Field | 1.19 | 1.25 | 0.929 | 1.325 | 1.325 | 0.889 | 1 | 1.769 | 1.325 | 0.101
US | United States | 06 | California | 18081-10434 | 700593 | NASA ADMINISTRATION MOFFETT FIELD | Army | 085 | Santa Clara | 2205 | Moffett Field | 1.19 | 1.25
US | United States | 06 | California | 06F15 | 7151 | SAN JOSE MALECH | Army | 085 | Santa Clara | 2280 | Morgan Hill | 1.19 | 1.25 | 0.929 | 1.325 | 1.325 | 0.889 | 1 | 1.769 | 1.325 | 0.101
US | United States | 06 | California | N61014-MV | 1330 | NAVPMOSSP MTN VIEW | Navy | 085 | Santa Clara | 2311 | Mountain View | 1.25 | 1.32 | 0.929 | 1.325 | 1.325 | 0.889 | 1 | 1.769 | 1.325 | 0.101
US | United States | 06 | California | 06880 | 5653 | JONES HALL USAR CENTER | Army | 085 | Santa Clara | 2311 | Mountain View | 1.25 | 1.32 | 0.929 | 1.325 | 1.325 | 0.889 | 1 | 1.769 | 1.325 | 0.101
US | United States | 06 | California | 06240 | 6232 | MOFFETT COMMUNITY HOUSING | Army | 085 | Santa Clara | 2311 | Mountain View | 1.25 | 1.32 | 0.929 | 1.325 | 1.325 | 0.889 | 1 | 1.769 | 1.325 | 0.101
US | United States | 06 | California | 06270 | 6233 | MOFFETT USARC | Army | 085 | Santa Clara | 2311 | Mountain View | 1.25 | 1.32 | 0.929 | 1.325 | 1.325 | 0.889 | 1 | 1.769 | 1.325 | 0.101
US | United States | 06 | California | 82387-13153 | 705262 | VERNON AVE MOUNTAIN VIEW | Army | 085 | Santa Clara | 2311 | Mountain View | 1.25 | 1.32
US | United States | 06 | California | 710464 | 710464 | 546 VERNON ROAD MOUNTAIN VIEW | Army | 085 | Santa Clara | 2311 | Mountain View | 1.25 | 1.32
US | United States | 06 | California | 82387-10019 | 702130 | 1000 ELWELL COURT PALO ALTO | Army | 085 | Santa Clara | 2660 | Palo Alto | 1.19 | 1.25
US | United States | 06 | California | N63042-SJ | 1080 | NAVOPSPTCEN SAN JOSE | Navy | 085 | Santa Clara | 3340 | San Jose | 1.19 | 1.25 | 0.929 | 1.325 | 1.325 | 0.889 | 1 | 1.769 | 1.325 | 0.101
US | United States | 06 | California | UTSQ0001 | 3237 | SAN JOSE MEDICAL QTRS SITE # 1 | Air Force | 085 | Santa Clara | 3340 | San Jose | 1.19 | 1.25 | 0.929 | 1.325 | 1.325 | 0.889 | 1 | 1.769 | 1.325 | 0.101
US | United States | 06 | California | 06900 | 6990 | RICHEY HALL USAR CENTER | Army | 085 | Santa Clara | 3340 | San Jose | 1.19 | 1.25 | 0.929 | 1.325 | 1.325 | 0.889 | 1 | 1.769 | 1.325 | 0.101
US | United States | 06 | California | 06F20 | 7150 | SAN JOSE HEDDING | Army | 085 | Santa Clara | 3340 | San Jose | 1.19 | 1.25 | 0.929 | 1.325 | 1.325 | 0.889 | 1 | 1.769 | 1.325 | 0.101
US | United States | 06 | California | 82387-11316 | 703427 | ALMADEN PLZ SAN JOSE | Army | 085 | Santa Clara | 3340 | San Jose | 1.19 | 1.25
US | United States | 06 | California | 82387-12251 | 704361 | MCKEE RD SAN JOSE | Army | 085 | Santa Clara | 3340 | San Jose | 1.19 | 1.25
US | United States | 06 | California | 82387-13030 | 705140 | STEVENS CREEK SAN JOSE | Army | 085 | Santa Clara | 3340 | San Jose | 1.19 | 1.25
US | United States | 06 | California | 82387-13034 | 705144 | STORY RD SAN JOSE | Army | 085 | Santa Clara | 3340 | San Jose | 1.19 | 1.25
US | United States | 06 | California | WMSJ0001 | 3329 | ONIZUKA SITE # 1 | Air Force | 085 | Santa Clara | 3790 | Sunnyvale | 1.19 | 1.25 | 0.929 | 1.325 | 1.325 | 0.889 | 1 | 1.769 | 1.325 | 0.101
US | United States | 06 | California | 06G10 | 7476 | SUNNYVALE | Army | 085 | Santa Clara | 3790 | Sunnyvale | 1.19 | 1.25 | 0.929 | 1.325 | 1.325 | 0.889 | 1 | 1.769 | 1.325 | 0.101
US | United States | 06 | California | 82387-10978 | 703089 | 544 E. WEDDELL DR. SUNNYVALE | Army | 085 | Santa Clara | 3790 | Sunnyvale | 1.19 | 1.25
US | United States | 06 | California | 82387-12841 | 704951 | S MARY AVE SUNNYVALE | Army | 085 | Santa Clara | 3790 | Sunnyvale | 1.19 | 1.25
US | United States | 06 | California | LWTC0001 | 169892 | LWTC, NFAC SITE #1 | Air Force | 085 | Santa Clara | 9999 | Unknown | 1.19 | 1.25 | 0.929 | 1.325 | 1.325 | 0.889 | 1 | 1.769 | 1.325 | 0.101
US | United States | 06 | California | 711190 | 711190 | 2121 41ST AVENUE CAPITOLA | Army | 087 | Santa Cruz | 0550 | Capitola | 1.25 | 1.28
US | United States | 06 | California | N61014-SC | 528 | DET SANTA CRUZ | Navy | 087 | Santa Cruz | 3450 | Santa Cruz | 1.25 | 1.28 | 0.929 | 1.325 | 1.325 | 0.889 | 1 | 1.769 | 1.325 | 0.101
US | United States | 06 | California | 06F70 | 7171 | SANTA CRUZ | Army | 087 | Santa Cruz | 3450 | Santa Cruz | 1.25 | 1.28 | 0.929 | 1.325 | 1.325 | 0.889 | 1 | 1.769 | 1.325 | 0.101
US | United States | 06 | California | 06G67 | 7810 | WATSONVILLE | Army | 087 | Santa Cruz | 4100 | Watsonville | 1.25 | 1.28 | 0.929 | 1.325 | 1.325 | 0.889 | 1 | 1.769 | 1.325 | 0.101
US | United States | 06 | California | QMSN0001 | 3006 | NAS MOFFETT FIELD SITE # 1 | Air Force | 087 | Santa Cruz | 9999 | Unknown | 1.19 | 1.25 | 0.929 | 1.325 | 1.325 | 0.889 | 1 | 1.769 | 1.325 | 0.101
US | United States | 06 | California | 06E20 | 6958 | REDDING | Army | 089 | Shasta | 2950 | Redding | 1.19 | 1.25 | 0.929 | 1.131 | 1.131 | 0.889 | 1 | 1.769 | 1.131 | 0.101
US | United States | 06 | California | 70132-10547 | 701818 | 546 MARTINIQUE CIR REDDING | Army | 089 | Shasta | 2950 | Redding | 1.19 | 1.25
US | United States | 06 | California | 82387-10307 | 702418 | 152, 160, 166, 170 REDDING | Army | 089 | Shasta | 2950 | Redding | 1.19 | 1.25
US | United States | 06 | California | 82387-11509 | 703620 | CHURN CREEK REDDING | Army | 089 | Shasta | 2950 | Redding | 1.19 | 1.25
US | United States | 06 | California | 82387-12693 | 704803 | REDCLIFF DR REDDING | Army | 089 | Shasta | 2950 | Redding | 1.19 | 1.25
US | United States | 06 | California | 710556 | 710556 | 546 MARTINIQUE CIRCLE REDDING | Army | 089 | Shasta | 2950 | Redding | 1.19 | 1.25
US | United States | 06 | California | 710642 | 710642 | 2650 CHURN CREEK ROAD REDDING | Army | 089 | Shasta | 2950 | Redding | 1.19 | 1.25
US | United States | 06 | California | 41B10 | 5851 | LEBANON ARMORY | Army | 093 | Siskiyou | 1210 | Etna | 1.19 | 1.25 | 2.143 | 1.131 | 1.131 | 1.241 | 1.667 | 1.615 | 1.131 | 0.443
US | United States | 06 | California | 41B12 | 5852 | LEBANON FMS | Army | 093 | Siskiyou | 1210 | Etna | 1.19 | 1.25 | 2.143 | 1.131 | 1.131 | 1.241 | 1.667 | 1.615 | 1.131 | 0.443
US | United States | 06 | California | 06D25 | 6297 | MOUNT SHASTA | Army | 093 | Siskiyou | 2300 | Mount Shasta | 1.19 | 1.25 | 0.929 | 1.131 | 1.131 | 0.889 | 1 | 1.769 | 1.131 | 0.101
US | United States | 06 | California | 06G80 | 8004 | YREKA | Army | 093 | Siskiyou | 4266 | Yreka | 1.19 | 1.25 | 0.929 | 1.131 | 1.131 | 0.889 | 1 | 1.769 | 1.131 | 0.101
US | United States | 06 | California | 82387-11871 | 703982 | FORT JONES RD YREKA | Army | 093 | Siskiyou | 4266 | Yreka | 1.19 | 1.25
US | United States | 06 | California | 06A60 | 3994 | BENICIA | Army | 095 | Solano | 0330 | Benicia | 1.25 | 1.32 | 0.929 | 1.325 | 1.325 | 0.889 | 1 | 1.769 | 1.325 | 0.101
US | United States | 06 | California | 06055 | 3995 | BENICIA ARMY CEMETERY | Army | 095 | Solano | 0330 | Benicia | 1.25 | 1.32 | 0.929 | 1.325 | 1.325 | 0.889 | 1 | 1.769 | 1.325 | 0.101
US | United States | 06 | California | N61014-DX | 523 | DIXON TRANSMITTER FAC | Navy | 095 | Solano | 1020 | Dixon | 1.29 | 1.34 | 0.929 | 1.325 | 1.325 | 0.889 | 1 | 1.769 | 1.325 | 0.101
US | United States | 06 | California | XDNM0001 | 3355 | TRAVIS TVOR ANNEX SITE # 1 | Air Force | 095 | Solano | 1020 | Dixon | 1.29 | 1.34 | 0.929 | 1.325 | 1.325 | 0.889 | 1 | 1.769 | 1.325 | 0.101
US | United States | 06 | California | XDAT0001 | 3351 | TRAVIS AFB SITE # 1 | Air Force | 095 | Solano | 1260 | Fairfield | 1.29 | 1.34 | 0.929 | 1.325 | 1.325 | 0.889 | 1 | 1.769 | 1.325 | 0.101
US | United States | 06 | California | XDBM0001 | 3352 | TRAVIS DOCK ANNEX SITE # 1 | Air Force | 095 | Solano | 1260 | Fairfield | 1.29 | 1.34 | 0.929 | 1.325 | 1.325 | 0.889 | 1 | 1.769 | 1.325 | 0.101
US | United States | 06 | California | XDBT0001 | 3353 | TRAVIS ILS MIDDLE MARKER ANNEX SITE # 1 | Air Force | 095 | Solano | 1260 | Fairfield | 1.29 | 1.34 | 0.929 | 1.325 | 1.325 | 0.889 | 1 | 1.769 | 1.325 | 0.101
US | United States | 06 | California | XDMT0001 | 3354 | TRAVIS ILS OUTER MARKER ANNEX SITE # 1 | Air Force | 095 | Solano | 1260 | Fairfield | 1.29 | 1.34 | 0.929 | 1.325 | 1.325 | 0.889 | 1 | 1.769 | 1.325 | 0.101
US | United States | 06 | California | XDNT0001 | 3356 | TRAVIS WATER SYSTEM ANNEX NO 1 SITE # 1 | Air Force | 095 | Solano | 1260 | Fairfield | 1.29 | 1.34 | 0.929 | 1.325 | 1.325 | 0.889 | 1 | 1.769 | 1.325 | 0.101
US | United States | 06 | California | 82387-12590 | 704700 | OLIVER RD FAIRFIELD | Army | 095 | Solano | 1260 | Fairfield | 1.29 | 1.34
US | United States | 06 | California | 82387-12967 | 705077 | SOLONO MALL FAIRFIELD | Army | 095 | Solano | 1260 | Fairfield | 1.29 | 1.34
US | United States | 06 | California | TQYP0001 | 3184 | POTRERO HILLS STORAGE ANNEX SITE # 1 | Air Force | 095 | Solano | 3780 | Suisun City | 1.29 | 1.34 | 0.929 | 1.325 | 1.325 | 0.889 | 1 | 1.769 | 1.325 | 0.101
US | United States | 06 | California | 82387-13043 | 705153 | SUNSET AVE SUISUN CITY | Army | 095 | Solano | 3780 | Suisun City | 1.29 | 1.34
US | United States | 06 | California | 710877 | 710877 | 121-B SUNSET AVENUE SUISUN CITY | Army | 095 | Solano | 3780 | Suisun City | 1.29 | 1.34
US | United States | 06 | California | 06B45 | 4907 | FAIRFIELD | Army | 095 | Solano | 3883 | Travis AFB | 1.29 | 1.34 | 0.929 | 1.325 | 1.325 | 0.889 | 1 | 1.769 | 1.325 | 0.101
US | United States | 06 | California | 06993 | 7587 | TRAVIS USARC | Army | 095 | Solano | 3883 | Travis AFB | 1.29 | 1.34 | 0.929 | 1.325 | 1.325 | 0.889 | 1 | 1.769 | 1.325 | 0.101
US | United States | 06 | California | 82387-10763 | 702874 | 349 AMW AFRES TRAVIS AFB | Army | 095 | Solano | 3883 | Travis AFB | 1.29 | 1.34
US | United States | 06 | California | 82387-11586 | 703697 | DAVIS ST VACAVILLE | Army | 095 | Solano | 4010 | Vacaville | 1.29 | 1.34
US | United States | 06 | California | 82387-11812 | 703923 | ELMIRA VACAVILLE | Army | 095 | Solano | 4010 | Vacaville | 1.29 | 1.34
US | United States | 06 | California | 82387-12238 | 704348 | MARSHALL RD VACAVILLE | Army | 095 | Solano | 4010 | Vacaville | 1.29 | 1.34
US | United States | 06 | California | N69152 | 238 | CSO NSY MARE ISLAND CA | Navy | 095 | Solano | 4020 | Vallejo | 1.29 | 1.34 | 0.929 | 1.325 | 1.325 | 0.889 | 1 | 1.769 | 1.325 | 0.101
US | United States | 06 | California | N69152-CA | 763 | ROOSEVELT TERRACE | Navy | 095 | Solano | 4020 | Vallejo | 1.29 | 1.34 | 0.929 | 1.325 | 1.325 | 0.889 | 1 | 1.769 | 1.325 | 0.101
US | United States | 06 | California | N69152-MA | 765 | SITE 2 | Navy | 095 | Solano | 4020 | Vallejo | 1.29 | 1.34 | 0.929 | 1.325 | 1.325 | 0.889 | 1 | 1.769 | 1.325 | 0.101
US | United States | 06 | California | N69152-MZ | 770 | SITE 5 | Navy | 095 | Solano | 4020 | Vallejo | 1.29 | 1.34 | 0.929 | 1.325 | 1.325 | 0.889 | 1 | 1.769 | 1.325 | 0.101
US | United States | 06 | California | N69152-NA | 771 | SITE 4 DEPT OF ED | Navy | 095 | Solano | 4020 | Vallejo | 1.29 | 1.34 | 0.929 | 1.325 | 1.325 | 0.889 | 1 | 1.769 | 1.325 | 0.101
US | United States | 06 | California | 06991 | 6067 | MARE IS. USARC.OMS.MARINE AMSA | Army | 095 | Solano | 4020 | Vallejo | 1.29 | 1.34 | 0.929 | 1.325 | 1.325 | 0.889 | 1 | 1.769 | 1.325 | 0.101
US | United States | 06 | California | 06G40 | 7692 | VALLEJO | Army | 095 | Solano | 4020 | Vallejo | 1.29 | 1.34 | 0.929 | 1.325 | 1.325 | 0.889 | 1 | 1.769 | 1.325 | 0.101
US | United States | 06 | California | 06935 | 8000 | YOUNG HALL USAR CENTER | Army | 095 | Solano | 4020 | Vallejo | 1.29 | 1.34 | 0.929 | 1.325 | 1.325 | 0.889 | 1 | 1.769 | 1.325 | 0.101
US | United States | 06 | California | 82387-12695 | 704805 | REDWOOD ST VALLEJO | Army | 095 | Solano | 4020 | Vallejo | 1.29 | 1.34
US | United States | 06 | California | XDNU0001 | 3357 | TRAVIS WATER SYSTEM ANNEX NO 2 SITE # 1 | Air Force | 095 | Solano | 9999 | Unknown | 1.29 | 1.34 | 0.929 | 1.325 | 1.325 | 0.889 | 1 | 1.769 | 1.325 | 0.101
US | United States | 06 | California | 41A55 | 4561 | COTTAGE GROVE ARMORY | Army | 097 | Sonoma | 0430 | Boyes Hot Springs | 1.19 | 1.25 | 2.143 | 1.131 | 1.131 | 1.241 | 1.667 | 1.615 | 1.131 | 0.443
US | United States | 06 | California | 06B90 | 5402 | HEALDSBURG | Army | 097 | Sonoma | 1570 | Healdsburg | 1.19 | 1.25 | 0.929 | 1.325 | 1.325 | 0.889 | 1 | 1.769 | 1.325 | 0.101
US | United States | 06 | California | 06D80 | 6746 | PETALUMA | Army | 097 | Sonoma | 2740 | Petaluma | 1.19 | 1.25 | 0.929 | 1.325 | 1.325 | 0.889 | 1 | 1.769 | 1.325 | 0.101
US | United States | 06 | California | 82387-12430 | 704540 | N MCDOWELL BLVD PETALUMA | Army | 097 | Sonoma | 2740 | Petaluma | 1.19 | 1.25
US | United States | 06 | California | 06F85 | 7175 | SANTA ROSA | Army | 097 | Sonoma | 3490 | Santa Rosa | 1.19 | 1.25 | 0.929 | 1.325 | 1.325 | 0.889 | 1 | 1.769 | 1.325 | 0.101
US | United States | 06 | California | 82387-10851 | 702962 | 420 A,B,C MENDOCINO SANTA ROSA | Army | 097 | Sonoma | 3490 | Santa Rosa | 1.19 | 1.25
US | United States | 06 | California | 82387-11761 | 703872 | E ST SANTA ROSA | Army | 097 | Sonoma | 3490 | Santa Rosa | 1.19 | 1.25
US | United States | 06 | California | 82387-12587 | 704697 | OLD COURTHOUSE SANTA ROSA | Army | 097 | Sonoma | 3490 | Santa Rosa | 1.19 | 1.25
US | United States | 06 | California | N61065-SI | 9510 | SKAGGS ISLAND | Navy | 097 | Sonoma | 3651 | Skaggs Island | 1.29 | 1.34 | 0.929 | 1.325 | 1.325 | 0.889 | 1 | 1.769 | 1.325 | 0.101
US | United States | 06 | California | 82387-13386 | 705495 | WHITMORE CERES | Army | 099 | Stanislaus | 0640 | Ceres | 1.19 | 1.25
US | United States | 06 | California | 70132-10634 | 701905 | 7433 MORGAN LYNN LAN HUGHSON | Army | 099 | Stanislaus | 1650 | Hughson | 1.15 | 1.2
US | United States | 06 | California | 06C95 | 6230 | MODESTO | Army | 099 | Stanislaus | 2200 | Modesto | 1.19 | 1.25 | 0.929 | 1.131 | 1.131 | 0.889 | 1 | 1.769 | 1.131 | 0.101
US | United States | 06 | California | 06877 | 7614 | TS MODESTO | Army | 099 | Stanislaus | 2200 | Modesto | 1.19 | 1.25 | 0.929 | 1.131 | 1.131 | 0.889 | 1 | 1.769 | 1.131 | 0.101
US | United States | 06 | California | 82387-13012 | 705122 | STANDIFORD SQ MODESTO | Army | 099 | Stanislaus | 2200 | Modesto | 1.19 | 1.25
US | United States | 06 | California | 710138 | 710138 | 3008 YUKON DRIVE MODESTO | Army | 099 | Stanislaus | 2200 | Modesto | 1.19 | 1.25
US | United States | 06 | California | 06D40 | 6588 | OAKDALE YOSEMITE | Army | 099 | Stanislaus | 2470 | Oakdale | 1.19 | 1.25 | 0.929 | 1.131 | 1.131 | 0.889 | 1 | 1.769 | 1.131 | 0.101
US | United States | 06 | California | 06D45 | 7619 | TS OAKDALE | Army | 099 | Stanislaus | 2470 | Oakdale | 1.19 | 1.25 | 0.929 | 1.131 | 1.131 | 0.889 | 1 | 1.769 | 1.131 | 0.101
US | United States | 06 | California | 06735 | 7017 | RIVERBANK AAP | Army | 099 | Stanislaus | 3060 | Riverbank | 1.19 | 1.25 | 0.929 | 1.131 | 1.131 | 0.889 | 1 | 1.769 | 1.131 | 0.101
US | United States | 06 | California | 06G35 | 7643 | TURLOCK | Army | 099 | Stanislaus | 3950 | Turlock | 1.19 | 1.25 | 0.929 | 1.131 | 1.131 | 0.889 | 1 | 1.769 | 1.131 | 0.101
US | United States | 06 | California | 82387-11559 | 703670 | COUNTRYSIDE DR TURLOCK | Army | 099 | Stanislaus | 3950 | Turlock | 1.19 | 1.25
US | United States | 06 | California | 82387-11918 | 704029 | GEAR RD TURLOCK | Army | 099 | Stanislaus | 3950 | Turlock | 1.19 | 1.25
US | United States | 06 | California | 06G85 | 8005 | YUBA CITY | Army | 101 | Sutter | 4280 | Yuba City | 1.25 | 1.29 | 0.929 | 1.202 | 1.202 | 0.889 | 1 | 1.769 | 1.202 | 0.101
US | United States | 06 | California | 82387-11945 | 704056 | GRAY AVE YUBA CITY | Army | 101 | Sutter | 4280 | Yuba City | 1.25 | 1.29
US | United States | 06 | California | 06E15 | 6953 | RED BLUFF | Army | 103 | Tehama | 2940 | Red Bluff | 1.19 | 1.25 | 0.929 | 1.131 | 1.131 | 0.889 | 1 | 1.769 | 1.131 | 0.101
US | United States | 06 | California | 82387-12200 | 704310 | MAIN ST RED BLUFF | Army | 103 | Tehama | 2940 | Red Bluff | 1.19 | 1.25
US | United States | 06 | California | 06E05 | 6861 | PORTERVILLE | Army | 107 | Tulare | 2880 | Porterville | 1.19 | 1.25 | 0.929 | 1.131 | 1.131 | 0.889 | 1 | 1.769 | 1.131 | 0.101
US | United States | 06 | California | 82387-11979 | 704089 | HENDERSON AVE PORTERVILLE | Army | 107 | Tulare | 2880 | Porterville | 1.19 | 1.25
US | United States | 06 | California | N63042-SN | 1268 | SEQUOIA NATL FOREST | Navy | 107 | Tulare | 3591 | Sequoia National Park | 1.19 | 1.25 | 0.929 | 1.131 | 1.131 | 0.889 | 1 | 1.769 | 1.131 | 0.101
US | United States | 06 | California | N63042-MM | 1284 | MOSES MOUNTAIN | Navy | 107 | Tulare | 3591 | Sequoia National Park | 1.19 | 1.25 | 0.929 | 1.131 | 1.131 | 0.889 | 1 | 1.769 | 1.131 | 0.101
US | United States | 06 | California | N63042-HM | 1285 | HEDRICK MILL POND | Navy | 107 | Tulare | 3591 | Sequoia National Park | 1.19 | 1.25 | 0.929 | 1.131 | 1.131 | 0.889 | 1 | 1.769 | 1.131 | 0.101
US | United States | 06 | California | N63042-SC | 1286 | SHAKE CAMP | Navy | 107 | Tulare | 3591 | Sequoia National Park | 1.19 | 1.25 | 0.929 | 1.131 | 1.131 | 0.889 | 1 | 1.769 | 1.131 | 0.101
US | United States | 06 | California | 06G30 | 7634 | TULARE | Army | 107 | Tulare | 3920 | Tulare | 1.19 | 1.25 | 0.929 | 1.131 | 1.131 | 0.889 | 1 | 1.769 | 1.131 | 0.101
US | United States | 06 | California | 06G55 | 7731 | VISALIA | Army | 107 | Tulare | 4050 | Visalia | 1.19 | 1.25 | 0.929 | 1.131 | 1.131 | 0.889 | 1 | 1.769 | 1.131 | 0.101
US | United States | 06 | California | 82387-12287 | 704397 | MINERAL KING VISALIA | Army | 107 | Tulare | 4050 | Visalia | 1.19 | 1.25
US | United States | 06 | California | 82387-12298 | 704408 | MONO WAY SONORA | Army | 109 | Tuolumne | 3670 | Sonora | 1.19 | 1.25
US | United States | 06 | California | N69232-AN | 657 | CAMARILLO AIRPORT | Navy | 111 | Ventura | 0538 | Camarillo | 1.12 | 1.16 | 0.929 | 1.252 | 1.252 | 0.889 | 1 | 1.769 | 1.252 | 0.101
US | United States | 06 | California | N69232-AJ | 1099 | CAMARILLO HSG | Navy | 111 | Ventura | 0538 | Camarillo | 1.12 | 1.16 | 0.929 | 1.252 | 1.252 | 0.889 | 1 | 1.769 | 1.252 | 0.101
US | United States | 06 | California | 06D70 | 6680 | OXNARD | Army | 111 | Ventura | 2620 | Oxnard | 1.12 | 1.16 | 0.929 | 1.252 | 1.252 | 0.889 | 1 | 1.769 | 1.252 | 0.101
US | United States | 06 | California | 82387-10553 | 702664 | 2347 VINEYARD OXNARD | Army | 111 | Ventura | 2620 | Oxnard | 1.12 | 1.16
US | United States | 06 | California | N69232-PM | 424 | PACIFIC MISSILE SITE 2 | Navy | 111 | Ventura | 2862 | Point Mugu | 1.12 | 1.16 | 0.929 | 1.252 | 1.252 | 0.889 | 1 | 1.769 | 1.252 | 0.101
US | United States | 06 | California | N69232-PN | 426 | PACIFIC MISSILE SITE 4 | Navy | 111 | Ventura | 2862 | Point Mugu | 1.12 | 1.16 | 0.929 | 1.252 | 1.252 | 0.889 | 1 | 1.769 | 1.252 | 0.101
US | United States | 06 | California | N69232-PO | 427 | PACIFIC MISSILE SITE 5 | Navy | 111 | Ventura | 2862 | Point Mugu | 1.12 | 1.16 | 0.929 | 1.252 | 1.252 | 0.889 | 1 | 1.769 | 1.252 | 0.101
US | United States | 06 | California | N69232-PP | 428 | PACIFIC MISSILE SITE 8 | Navy | 111 | Ventura | 2862 | Point Mugu | 1.12 | 1.16 | 0.929 | 1.252 | 1.252 | 0.889 | 1 | 1.769 | 1.252 | 0.101
US | United States | 06 | California | N69232-KA | 658 | LAGUNA PEAK CA | Navy | 111 | Ventura | 2862 | Point Mugu | 1.12 | 1.16 | 0.929 | 1.252 | 1.252 | 0.889 | 1 | 1.769 | 1.252 | 0.101
US | United States | 06 | California | N69232 | 1098 | NAVBASE VENTURA CTY PT MUGU CA | Navy | 111 | Ventura | 2862 | Point Mugu | 1.12 | 1.16 | 0.929 | 1.252 | 1.252 | 0.889 | 1 | 1.769 | 1.252 | 0.101
US | United States | 06 | California | N69232-PH | 281 | PORT HUENEME | Navy | 111 | Ventura | 2890 | Port Hueneme | 1.12 | 1.16 | 0.929 | 1.252 | 1.252 | 0.889 | 1 | 1.769 | 1.252 | 0.101
US | United States | 06 | California | 06961 | 6851 | PORT HUENEME USARC | Army | 111 | Ventura | 2890 | Port Hueneme | 1.12 | 1.16 | 0.929 | 1.252 | 1.252 | 0.889 | 1 | 1.769 | 1.252 | 0.101
US | United States | 06 | California | N69232-AD | 944 | SAN NICOLAS ISLAND | Navy | 111 | Ventura | 3397 | San Nicolas Island | 1.88 | 1.92 | 0.929 | 1.252 | 1.252 | 0.889 | 1 | 1.769 | 1.252 | 0.101
US | United States | 06 | California | 82387-13075 | 705185 | THOUSAND OAKS THOUSAND OAKS | Army | 111 | Ventura | 3860 | Thousand Oaks | 1.19 | 1.25
US | United States | 06 | California | 06G50 | 7702 | VENTURA | Army | 111 | Ventura | 4027 | Ventura | 1.12 | 1.16 | 0.929 | 1.252 | 1.252 | 0.889 | 1 | 1.769 | 1.252 | 0.101
US | United States | 06 | California | 82387-10865 | 702976 | 4300 D E. MAIN STREET VENTURA | Army | 111 | Ventura | 4027 | Ventura | 1.12 | 1.16
US | United States | 06 | California | 710063 | 710063 | 260 MAPLE VENTURA | Army | 111 | Ventura | 4027 | Ventura | 1.12 | 1.16
US | United States | 06 | California | DJCF0001 | 1577 | CHANNEL ISLANDS ANG STATION SITE # 1 | Air Force | 111 | Ventura | 9999 | Unknown | 1.88 | 1.92 | 0.929 | 1.252 | 1.252 | 0.889 | 1 | 1.769 | 1.252 | 0.101
US | United States | 06 | California | RAHK0001 | 3041 | MOUNT PINOS RADIO RELAY ANNEX SITE # 1 | Air Force | 111 | Ventura | 9999 | Unknown | 1.3 | 1.34 | 0.929 | 1.252 | 1.252 | 0.889 | 1 | 1.769 | 1.252 | 0.101
US | United States | 06 | California | FBKR0001 | 1649 | DAVIS COMMUNICATIONS ANNEX SITE # 1 | Air Force | 113 | Yolo | 0980 | Davis | 1.12 | 1.16 | 0.929 | 1.202 | 1.202 | 0.889 | 1 | 1.769 | 1.202 | 0.101
US | United States | 06 | California | 82387-10723 | 702834 | 323 1ST ST, SUITE 1 & 2 WOODLAND | Army | 113 | Yolo | 4258 | Woodland | 1.12 | 1.16
US | United States | 06 | California | 82387-11589 | 703700 | DEAD CAT ALLEY WOODLAND | Army | 113 | Yolo | 4258 | Woodland | 1.12 | 1.16
US | United States | 06 | California | 710735 | 710735 | 2169 GOLDEN GATE DRI PLUMAS LAKE | Army | 115 | Yuba | 2540 | Olivehurst | 1.25 | 1.29
US | United States | 06 | California | BAEY0001 | 1460 | BEALE AF BASE SITE # 1 | Air Force | 115 | Yuba | 9999 | Unknown | 1.25 | 1.29 | 0.929 | 1.202 | 1.202 | 0.889 | 1 | 1.769 | 1.202 | 0.101
US | United States | 06 | California | 82387-11303 | 703414 | ABW/RS YOKOTA AFB JAPAN | Army | 999 | Unknown | 9999 | Unknown | 1.19 | 1.25
US | United States | 08 | Colorado | 08250 | 6152 | MENEFEE PEAK CO | Army | 001 | Adams | 0080 | Arvada | 1.03 | 1.02 | 1.286 | 1.131 | 1.131 | 0.755 | 0.944 | 0.962 | 1.131 | 3.271
US | United States | 08 | Colorado | 18081-10548 | 700707 | SE 1/4 OF SEC 11, T2S, R67W OF THE AURORA | Army | 001 | Adams | 0110 | Aurora | 1.03 | 1.02
US | United States | 08 | Colorado | 82387-11642 | 703753 | E 4TH AVE AURORA | Army | 001 | Adams | 0110 | Aurora | 1.03 | 1.02
US | United States | 08 | Colorado | 82387-11681 | 703792 | E EXPOSITION AURORA | Army | 001 | Adams | 0110 | Aurora | 1.03 | 1.02
US | United States | 08 | Colorado | 82387-11747 | 703858 | E QUINCY AVE AURORA | Army | 001 | Adams | 0110 | Aurora | 1.03 | 1.02
US | United States | 08 | Colorado | 710531 | 710531 | 3518 SOUTH FUNDY COU AURORA | Army | 001 | Adams | 0110 | Aurora | 1.03 | 1.02
US | United States | 08 | Colorado | 710856 | 710856 | 14241 EAST 4TH AVENUE AURORA | Army | 001 | Adams | 0110 | Aurora | 1.03 | 1.02
US | United States | 08 | Colorado | 710705 | 710705 | 275 PAVILIONS PLACE BRIGHTON | Army | 001 | Adams | 0230 | Brighton | 1.03 | 1.02
US | United States | 08 | Colorado | 711239 | 711239 | 15233 MONACO ST BRIGHTON | Army | 001 | Adams | 0230 | Brighton | 1.03 | 1.02
US | United States | 08 | Colorado | 08605 | 7051 | ROCKY MOUNTAIN ARSENAL | Army | 001 | Adams | 0434 | Commerce City | 1.03 | 1.02 | 0.786 | 1.21 | 1.21 | 0.722 | 0.444 | 1.692 | 1.21 | 3.271
US | United States | 08 | Colorado | 18081-10219 | 700378 | 88TH & 96TH AVE COMMERCE CITY | Army | 001 | Adams | 0434 | Commerce City | 1.03 | 1.02
US | United States | 08 | Colorado | 18081-10231 | 700390 | ADAMS COUNTY COMMERCE CITY | Army | 001 | Adams | 0434 | Commerce City | 1.03 | 1.02
US | United States | 08 | Colorado | 18081-10529 | 700688 | ROCKY MTN ARSENAL COMMERCE CITY | Army | 001 | Adams | 0434 | Commerce City | 1.03 | 1.02
US | United States | 08 | Colorado | 18081-10672 | 700831 | SITE 37387 & 37388 COMMERCE CITY | Army | 001 | Adams | 0434 | Commerce City | 1.03 | 1.02
US | United States | 08 | Colorado | 18081-10700 | 700859 | TRACT 177P-1 COMMERCE CITY | Army | 001 | Adams | 0434 | Commerce City | 1.03 | 1.02
US | United States | 08 | Colorado | 18081-10701 | 700860 | TRACT 186L COMMERCE CITY | Army | 001 | Adams | 0434 | Commerce City | 1.03 | 1.02
US | United States | 08 | Colorado | 18081-10713 | 700872 | TRACTS 181E-1 THRU COMMERCE CITY | Army | 001 | Adams | 0434 | Commerce City | 1.03 | 1.02
US | United States | 08 | Colorado | 711016 | 711016 | 6326 IVY STREET COMMERCE CITY | Army | 001 | Adams | 0434 | Commerce City | 1.03 | 1.02
US | United States | 08 | Colorado | 18081-10235 | 700394 | ADAMS COUNTY HENDERSON | Army | 001 | Adams | 1154 | Henderson | 1.03 | 1.02
US | United States | 08 | Colorado | 18081-10714 | 700873 | TRACTS 189L-1,189L-2 ROCKY MTN ARSENAL | Army | 001 | Adams | 2151 | Rocky Mt Arsenal | 1.03 | 1.02
US | United States | 08 | Colorado | 82387-11770 | 703881 | E THORNTON THORNTON | Army | 001 | Adams | 2427 | Thornton | 1.03 | 1.02
US | United States | 08 | Colorado | NTNB0001 | 2515 | LOWRY TRAINING ANNEX SITE # 1 | Air Force | 001 | Adams | 2525 | Watkins | 1.03 | 1.02 | 0.786 | 1.21 | 1.21 | 0.722 | 0.444 | 1.692 | 1.21 | 3.271
US | United States | 08 | Colorado | 08002 | 3999 | BENNETT MISSLE SITE | Army | 001 | Adams | 2525 | Watkins | 1.03 | 1.02 | 0.786 | 1.21 | 1.21 | 0.722 | 0.444 | 1.692 | 1.21 | 3.271
US | United States | 08 | Colorado | 08B60 | 7807 | WATKINS | Army | 001 | Adams | 2525 | Watkins | 1.03 | 1.02 | 0.786 | 1.21 | 1.21 | 0.722 | 0.444 | 1.692 | 1.21 | 3.271
US | United States | 08 | Colorado | 82387-13188 | 705297 | W 88TH AVE WESTMINSTER | Army | 001 | Adams | 2550 | Westminster | 1.03 | 1.02
US | United States | 08 | Colorado | 82387-12174 | 704284 | MAIN ST ALAMOSA | Army | 003 | Alamosa | 0030 | Alamosa | 1.06 | 1.04
US | United States | 08 | Colorado | CCCU0001 | 1509 | CHERRY CREEK COMMUNICATIONS ANNEX SITE # 1 | Air Force | 005 | Arapahoe | 0110 | Aurora | 1.03 | 1.02 | 0.786 | 1.21 | 1.21 | 0.722 | 0.444 | 1.692 | 1.21 | 3.271
US | United States | 08 | Colorado | CRWU0001 | 1530 | BUCKLEY AFB SITE # 1 | Air Force | 005 | Arapahoe | 0110 | Aurora | 1.03 | 1.02 | 0.786 | 1.21 | 1.21 | 0.722 | 0.444 | 1.692 | 1.21 | 3.271
US | United States | 08 | Colorado | 08A05 | 3893 | AURORA | Army | 005 | Arapahoe | 0110 | Aurora | 1.03 | 1.02 | 0.786 | 1.21 | 1.21 | 0.722 | 0.444 | 1.692 | 1.21 | 3.271
US | United States | 08 | Colorado | 08A10 | 4174 | BUCKLEY AIR FORCE BASE | Army | 005 | Arapahoe | 0110 | Aurora | 1.03 | 1.02 | 0.786 | 1.21 | 1.21 | 0.722 | 0.444 | 1.692 | 1.21 | 3.271
US | United States | 08 | Colorado | 08801 | 7914 | WILLIAM T. FITZSIMONS USARC | Army | 005 | Arapahoe | 0110 | Aurora | 1.03 | 1.02 | 0.786 | 1.21 | 1.21 | 0.722 | 0.444 | 1.692 | 1.21 | 3.271
US | United States | 08 | Colorado | 18081-10244 | 700403 | ARAPAHOE COUNTY AURORA | Army | 005 | Arapahoe | 0110 | Aurora | 1.03 | 1.02
US | United States | 08 | Colorado | 18081-10329 | 700488 | FITZSIMONS ARMY MED AURORA | Army | 005 | Arapahoe | 0110 | Aurora | 1.03 | 1.02
US | United States | 08 | Colorado | 18081-10474 | 700633 | PARCEL # 2067-00-0-00-140 AURORA | Army | 005 | Arapahoe | 0110 | Aurora | 1.03 | 1.02
US | United States | 08 | Colorado | 18081-10475 | 700634 | PARCEL # 2067-00-0-02-009 AURORA | Army | 005 | Arapahoe | 0110 | Aurora | 1.03 | 1.02
US | United States | 08 | Colorado | 18081-10487 | 700646 | PARCEL NO. 2071-00-0-00-140 AURORA | Army | 005 | Arapahoe | 0110 | Aurora | 1.03 | 1.02
US | United States | 08 | Colorado | 18081-10501 | 700660 | PARCEL# 1979-00-0-00-250 AURORA | Army | 005 | Arapahoe | 0110 | Aurora | 1.03 | 1.02
US | United States | 08 | Colorado | 18081-10502 | 700661 | PARCEL# 2067-00-0-00-139 AURORA | Army | 005 | Arapahoe | 0110 | Aurora | 1.03 | 1.02
US | United States | 08 | Colorado | 18081-10503 | 700662 | PARCEL# 2069-00-0-00-040 AURORA | Army | 005 | Arapahoe | 0110 | Aurora | 1.03 | 1.02
US | United States | 08 | Colorado | 18081-10504 | 700663 | PARCEL# 2069-00-0-00-065 AURORA | Army | 005 | Arapahoe | 0110 | Aurora | 1.03 | 1.02
US | United States | 08 | Colorado | 18081-10505 | 700664 | PARCEL: 1979-00-0-00-249, 1981-00-0 AURORA | Army | 005 | Arapahoe | 0110 | Aurora | 1.03 | 1.02
US | United States | 08 | Colorado | 18081-10550 | 700709 | SE 1/4 SEC 4, T 4, S, R 66 W OF THE AURORA | Army | 005 | Arapahoe | 0110 | Aurora | 1.03 | 1.02
US | United States | 08 | Colorado | 18081-10571 | 700730 | SEC 14, T5S, R 64W, OF 6TH P.M. AURORA | Army | 005 | Arapahoe | 0110 | Aurora | 1.03 | 1.02
US | United States | 08 | Colorado | 18081-10595 | 700754 | SEC 23, T5S,R64W, OF 6TH P.M. AURORA | Army | 005 | Arapahoe | 0110 | Aurora | 1.03 | 1.02
US | United States | 08 | Colorado | 82387-11700 | 703811 | E ILIFF AVE AURORA | Army | 005 | Arapahoe | 0110 | Aurora | 1.03 | 1.02
US | United States | 08 | Colorado | 82387-12856 | 704966 | S PEORIA ST AURORA | Army | 005 | Arapahoe | 0110 | Aurora | 1.03 | 1.02
US | United States | 08 | Colorado | 710206 | 710206 | 3547 S. CATHAY STREE AURORA | Army | 005 | Arapahoe | 0110 | Aurora | 1.03 | 1.02
US | United States | 08 | Colorado | 18081-10506 | 700665 | PARCELS #'S 2069-00-0-00-046 BYERS | Army | 005 | Arapahoe | 0281 | Byers | 1.06 | 1.04
US | United States | 08 | Colorado | 08A78 | 4361 | CENTENNIAL | Army | 005 | Arapahoe | 0740 | Englewood | 1.03 | 1.02 | 0.786 | 1.21 | 1.21 | 0.722 | 0.444 | 1.692 | 1.21 | 3.271
US | United States | 08 | Colorado | 18081-10480 | 700639 | PARCEL NO 1111111 ENGLEWOOD | Army | 005 | Arapahoe | 0740 | Englewood | 1.03 | 1.02
US | United States | 08 | Colorado | 18081-10483 | 700642 | PARCEL NO. 10001846 ENGLEWOOD | Army | 005 | Arapahoe | 0740 | Englewood | 1.03 | 1.02
US | United States | 08 | Colorado | 18081-10489 | 700648 | PARCEL NO. 220532300002 ENGLEWOOD | Army | 005 | Arapahoe | 0740 | Englewood | 1.03 | 1.02
US | United States | 08 | Colorado | 18081-10490 | 700649 | PARCEL NO. 237927100010 ENGLEWOOD | Army | 005 | Arapahoe | 0740 | Englewood | 1.03 | 1.02
US | United States | 08 | Colorado | 18081-10491 | 700650 | PARCEL NO. 237934200013 ENGLEWOOD | Army | 005 | Arapahoe | 0740 | Englewood | 1.03 | 1.02
US | United States | 08 | Colorado | 18081-10492 | 700651 | PARCEL NO. 247911100025 ENGLEWOOD | Army | 005 | Arapahoe | 0740 | Englewood | 1.03 | 1.02
US | United States | 08 | Colorado | 18081-10494 | 700653 | PARCEL NO. ENGLEWOOD | Army | 005 | Arapahoe | 0740 | Englewood | 1.03 | 1.02
US | United States | 08 | Colorado | 18081-10495 | 700654 | PARCEL NO.237924200005 ENGLEWOOD | Army | 005 | Arapahoe | 0740 | Englewood | 1.03 | 1.02
US | United States | 08 | Colorado | 18081-10496 | 700655 | PARCEL NO.237927100006 ENGLEWOOD | Army | 005 | Arapahoe | 0740 | Englewood | 1.03 | 1.02
US | United States | 08 | Colorado | 18081-10497 | 700656 | PARCEL NOS. 10184501,10184601,10182 ENGLEWOOD | Army | 005 | Arapahoe | 0740 | Englewood | 1.03 | 1.02
US | United States | 08 | Colorado | 18081-10498 | 700657 | PARCEL NOS.10184401,10184403 ENGLEWOOD | Army | 005 | Arapahoe | 0740 | Englewood | 1.03 | 1.02
US | United States | 08 | Colorado | 18081-10499 | 700658 | PARCEL NOS.237707200014 ENGLEWOOD | Army | 005 | Arapahoe | 0740 | Englewood | 1.03 | 1.02
US | United States | 08 | Colorado | 18081-10659 | 700818 | SECTION 2,T7S, R80W ENGLEWOOD | Army | 005 | Arapahoe | 0740 | Englewood | 1.03 | 1.02
US | United States | 08 | Colorado | 18081-10488 | 700647 | PARCEL NO. 2071-17-1-00-157 GREENWOOD VILLAGE | Army | 005 | Arapahoe | 1085 | Greenwood Village | 1.03 | 1.02
US | United States | 08 | Colorado | 82387-12881 | 704991 | S UNIVERSITY BLVD LITTLETON | Army | 005 | Arapahoe | 1520 | Littleton | 1.03 | 1.02
US | United States | 08 | Colorado | 82387-13200 | 705309 | W BOWLES AVE LITTLETON | Army | 005 | Arapahoe | 1520 | Littleton | 1.03 | 1.02
US | United States | 08 | Colorado | 710370 | 710370 | 5953 SOUTH XENEPHON COURT LITTLETON | Army | 005 | Arapahoe | 1520 | Littleton | 1.03 | 1.02
US | United States | 08 | Colorado | BRMC0001 | 1487 | BUCKLEY AFB REGIONAL MEDICAL CENTER SITE # 1 | Air Force | 005 | Arapahoe | 9999 | Unknown | 1.03 | 1.02 | 0.786 | 1.21 | 1.21 | 0.722 | 0.444 | 1.692 | 1.21 | 3.271
US | United States | 08 | Colorado | 08A20 | 4109 | BOULDER | Army | 013 | Boulder | 0200 | Boulder | 1.06 | 1.04 | 0.786 | 1.21 | 1.21 | 0.722 | 0.444 | 1.692 | 1.21 | 3.271
US | United States | 08 | Colorado | 08655 | 4740 | DONALD D. PUCKET USAR CENTER | Army | 013 | Boulder | 0200 | Boulder | 1.06 | 1.04 | 0.786 | 1.21 | 1.21 | 0.722 | 0.444 | 1.692 | 1.21 | 3.271
US | United States | 08 | Colorado | 82387-13336 | 705445 | WALNUT ST BOULDER | Army | 013 | Boulder | 0200 | Boulder | 1.06 | 1.04
US | United States | 08 | Colorado | 08612 | 4946 | FIRESTONE | Army | 013 | Boulder | 1530 | Longmont | 1.06 | 1.04 | 0.786 | 1.21 | 1.21 | 0.722 | 0.444 | 1.692 | 1.21 | 3.271
US | United States | 08 | Colorado | 08B25 | 5949 | LONGMONT | Army | 013 | Boulder | 1530 | Longmont | 1.06 | 1.04 | 0.786 | 1.21 | 1.21 | 0.722 | 0.444 | 1.692 | 1.21 | 3.271
US | United States | 08 | Colorado | 82387-12418 | 704528 | N MAIN ST LONGMONT | Army | 013 | Boulder | 1530 | Longmont | 1.06 | 1.04
US | United States | 08 | Colorado | 82387-12419 | 704529 | N MAIN ST LONGMONT 1 | Army | 013 | Boulder | 1530 | Longmont | 1.06 | 1.04
US | United States | 08 | Colorado | GHVM0001 | 1941 | FRANCIS E WARREN AF MISSILE SITE J9 SITE # 1 | Air Force | 017 | Cheyenne | 9999 | Unknown | 1.06 | 1.04 | 0.786 | 1.131 | 1.131 | 0.722 | 0.444 | 1.692 | 1.131 | 3.271
US | United States | 08 | Colorado | FEQW0001 | 1657 | BUCKLEY ANNEX SITE # 1 | Air Force | 031 | Denver | 0600 | Denver | 1.03 | 1.02 | 0.786 | 1.21 | 1.21 | 0.722 | 0.444 | 1.692 | 1.21 | 3.271
US | United States | 08 | Colorado | 08A60 | 4699 | DENVER 1 | Army | 031 | Denver | 0600 | Denver | 1.03 | 1.02 | 0.786 | 1.21 | 1.21 | 0.722 | 0.444 | 1.692 | 1.21 | 3.271
US | United States | 08 | Colorado | 08705 | 4863 | ELMER E FRYAR USAR CENTER | Army | 031 | Denver | 0600 | Denver | 1.03 | 1.02 | 0.786 | 1.21 | 1.21 | 0.722 | 0.444 | 1.692 | 1.21 | 3.271
US | United States | 08 | Colorado | 08660 | 5634 | JOE P MARTINEZ USARC/AMSA #100 | Army | 031 | Denver | 0600 | Denver | 1.03 | 1.02 | 0.786 | 1.21 | 1.21 | 0.722 | 0.444 | 1.692 | 1.21 | 3.271
US | United States | 08 | Colorado | 18081-10096 | 700255 | 225 EAST 16TH AVENUE DENVER | Army | 031 | Denver | 0600 | Denver | 1.03 | 1.02
US | United States | 08 | Colorado | 18081-10204 | 700363 | 721 19TH STREET DENVER | Army | 031 | Denver | 0600 | Denver | 1.03 | 1.02
US | United States | 08 | Colorado | 18081-10232 | 700391 | ADAMS COUNTY DENVER | Army | 031 | Denver | 0600 | Denver | 1.03 | 1.02
US | United States | 08 | Colorado | 18081-10711 | 700870 | TRACTS 143L-1 THRU DENVER | Army | 031 | Denver | 0600 | Denver | 1.03 | 1.02
US | United States | 08 | Colorado | 18081-10712 | 700871 | TRACTS 179 DENVER | Army | 031 | Denver | 0600 | Denver | 1.03 | 1.02
US | United States | 08 | Colorado | 49270-10003 | 701189 | DENVER FED CTR DENVER | Army | 031 | Denver | 0600 | Denver | 1.03 | 1.02 | 0.786 | 1.21 | 1.21 | 0.722 | 0.444 | 1.692 | 1.21 | 3.271
US | United States | 08 | Colorado | 49270-10004 | 701190 | PIONEER HALL DENVER | Army | 031 | Denver | 0600 | Denver | 1.03 | 1.02 | 0.786 | 1.21 | 1.21 | 0.722 | 0.444 | 1.692 | 1.21 | 3.271
US | United States | 08 | Colorado | 82387-10526 | 702637 | 225 EAST 16TH AVENUE DENVER | Army | 031 | Denver | 0600 | Denver | 1.03 | 1.02
US | United States | 08 | Colorado | 82387-11131 | 703242 | 721 19TH STREET DENVER | Army | 031 | Denver | 0600 | Denver | 1.03 | 1.02
US | United States | 08 | Colorado | 82387-11152 | 703263 | 7537 E. ILIFF AVE DENVER | Army | 031 | Denver | 0600 | Denver | 1.03 | 1.02
US | United States | 08 | Colorado | 82387-11246 | 703357 | 900 AURARIA PKWY DENVER | Army | 031 | Denver | 0600 | Denver | 1.03 | 1.02
US | United States | 08 | Colorado | 82387-11345 | 703456 | AURARIA PKWY DENVER | Army | 031 | Denver | 0600 | Denver | 1.03 | 1.02
US | United States | 08 | Colorado | 710314 | 710314 | 2106 CALIFORNIA ST DENVER | Army | 031 | Denver | 0600 | Denver | 1.03 | 1.02
US | United States | 08 | Colorado | 710369 | 710369 | 900 AURARIA PKWY, SUITES 126 AND 130 DENVER | Army | 031 | Denver | 0600 | Denver | 1.03 | 1.02
US | United States | 08 | Colorado | 710707 | 710707 | 225 E 16TH AVE DENVER | Army | 031 | Denver | 0600 | Denver | 1.03 | 1.02
US | United States | 08 | Colorado | NTMU0001 | 2514 | LOWRY SITE # 1 | Air Force | 031 | Denver | 1555 | Lowry AFB | 1.03 | 1.02 | 0.786 | 1.21 | 1.21 | 0.722 | 0.444 | 1.692 | 1.21 | 3.271
US | United States | 08 | Colorado | 82387-12485 | 704595 | N WILCOX ST CASTLE ROCK | Army | 035 | Douglas | 0330 | Castle Rock | 1.06 | 1.04
US | United States | 08 | Colorado | 82387-12770 | 704880 | S BRISCOE ST CASTLE ROCK | Army | 035 | Douglas | 0330 | Castle Rock | 1.06 | 1.04
US | United States | 08 | Colorado | 82387-12880 | 704990 | S TWENTY MILE RD PARKER | Army | 035 | Douglas | 1952 | Parker | 1.03 | 1.02
US | United States | 08 | Colorado | 18081-10493 | 700652 | PARCEL NO. EAGLE | Army | 037 | Eagle | 0670 | Eagle | 1.06 | 1.04
US | United States | 08 | Colorado | 08B07 | 5320 | GYPSUM (HAATS) | Army | 037 | Eagle | 1110 | Gypsum | 1.06 | 1.04 | 0.786 | 1.21 | 1.21 | 0.722 | 0.444 | 1.692 | 1.21 | 3.271
US | United States | 08 | Colorado | 18081-10665 | 700824 | SECTION2, T7S,R80W VAIL | Army | 037 | Eagle | 2457 | Vail | 1.06 | 1.04
US | United States | 08 | Colorado | XQPZ0001 | 3368 | U S A F ACADEMY SITE # 1 | Air Force | 041 | El Paso | 0006 | Air Force Academy | 1.09 | 1.07 | 0.786 | 1.131 | 1.131 | 0.722 | 0.444 | 1.692 | 1.131 | 3.271
US | United States | 08 | Colorado | XQPZ0002 | 169879 | U S A F ACADEMY SITE # 2 | Air Force | 041 | El Paso | 0006 | Air Force Academy | 1.09 | 1.07 | 0.786 | 1.131 | 1.131 | 0.722 | 0.444 | 1.692 | 1.131 | 3.271
US | United States | 08 | Colorado | WUSX0001 | 3337 | THE FARISH MEMORIAL RECREATIONAL ANNEX SITE # 1 | Air Force | 041 | El Paso | 0290 | Calhan | 1.09 | 1.07 | 0.786 | 1.131 | 1.131 | 0.722 | 0.444 | 1.692 | 1.131 | 3.271
US | United States | 08 | Colorado | XQPY0001 | 3367 | USAF ACADEMY AUXILIARY AIRFIELD SITE # 1 | Air Force | 041 | El Paso | 0290 | Calhan | 1.09 | 1.07 | 0.786 | 1.131 | 1.131 | 0.722 | 0.444 | 1.692 | 1.131 | 3.271
US | United States | 08 | Colorado | FTAE0001 | 1689 | FT CARSON WEAPONS RANGE SITE # 1 | Air Force | 041 | El Paso | 0430 | Colorado Spgs | 1.09 | 1.07 | 0.786 | 1.131 | 1.131 | 0.722 | 0.444 | 1.692 | 1.131 | 3.271
US | United States | 08 | Colorado | GLEN0001 | 2067 | SCHRIEVER AFB SITE # 1 | Air Force | 041 | El Paso | 0430 | Colorado Spgs | 1.09 | 1.07 | 0.786 | 1.131 | 1.131 | 0.722 | 0.444 | 1.692 | 1.131 | 3.271
US | United States | 08 | Colorado | TDKA0001 | 3148 | PETERSON AFB SITE # 1 | Air Force | 041 | El Paso | 0430 | Colorado Spgs | 1.09 | 1.07 | 0.786 | 1.131 | 1.131 | 0.722 | 0.444 | 1.692 | 1.131 | 3.271
US | United States | 08 | Colorado | 08A40 | 4498 | COLORADO SPRINGS | Army | 041 | El Paso | 0430 | Colorado Spgs | 1.09 | 1.07 | 0.786 | 1.131 | 1.131 | 0.722 | 0.444 | 1.692 | 1.131 | 3.271
US | United States | 08 | Colorado | 08A42 | 4499 | COLORADO SPRINGS 3 | Army | 041 | El Paso | 0430 | Colorado Spgs | 1.09 | 1.07 | 0.786 | 1.131 | 1.131 | 0.722 | 0.444 | 1.692 | 1.131 | 3.271
US | United States | 08 | Colorado | 08005 | 4989 | FORT CARSON | Army | 041 | El Paso | 0430 | Colorado Spgs | 1.09 | 1.07 | 0.786 | 1.131 | 1.131 | 0.722 | 0.444 | 1.692 | 1.131 | 3.271
US | United States | 08 | Colorado | 08A48 | 7413 | STATE LAND AT FT CARSON | Army | 041 | El Paso | 0430 | Colorado Spgs | 1.09 | 1.07 | 0.786 | 1.131 | 1.131 | 0.722 | 0.444 | 1.692 | 1.131 | 3.271
US | United States | 08 | Colorado | 18081-10031 | 700190 | 1050 S. ACADEMY BLVD COLORADO SPRINGS | Army | 041 | El Paso | 0430 | Colorado Spgs | 1.09 | 1.07
US | United States | 08 | Colorado | 18081-10065 | 700224 | 150 VANDENBERG STREET PETERSON AFB | Army | 041 | El Paso | 0430 | Colorado Spgs | 1.09 | 1.07
US | United States | 08 | Colorado | 18081-10230 | 700389 | ACADEMY BLVD COLORADO SPRINGS | Army | 041 | El Paso | 0430 | Colorado Spgs | 1.09 | 1.07
US | United States | 08 | Colorado | 18081-10282 | 700441 | CHEYENNE MOUNTAIN COLORADO SPRINGS | Army | 041 | El Paso | 0430 | Colorado Spgs | 1.09 | 1.07
US | United States | 08 | Colorado | 82387-10802 | 702913 | 3990 E BIJOU COLORADO SPRINGS | Army | 041 | El Paso | 0430 | Colorado Spgs | 1.09 | 1.07
US | United States | 08 | Colorado | 82387-11000 | 703111 | 5755 MARK DABLING BLVD COLORADO SPRINGS | Army | 041 | El Paso | 0430 | Colorado Spgs | 1.09 | 1.07
US | United States | 08 | Colorado | 82387-11775 | 703886 | E VICKERS DR COLORADO SPRINGS | Army | 041 | El Paso | 0430 | Colorado Spgs | 1.09 | 1.07
US | United States | 08 | Colorado | 82387-12301 | 704411 | MONTEBELLO PLZ | Army | 041 | El Paso | 0430 | Colorado Spgs | 1.09 | 1.07
US | United States | 08 | Colorado | 82387-12332 | 704442 | N ACAD BLVD COLORADO SPRINGS | Army | 041 | El Paso | 0430 | Colorado Spgs | 1.09 | 1.07
US | United States | 08 | Colorado | 82387-12333 | 704443 | N ACAD BLVD COLORADO SPRINGS 1 | Army | 041 | El Paso | 0430 | Colorado Spgs | 1.09 | 1.07
US | United States | 08 | Colorado | 82387-12671 | 704781 | POWERS CENTRE COLORADO SPRINGS | Army | 041 | El Paso | 0430 | Colorado Spgs | 1.09 | 1.07
US | United States | 08 | Colorado | 82387-12760 | 704870 | S 8TH ST COLORADO SPRINGS | Army | 041 | El Paso | 0430 | Colorado Spgs | 1.09 | 1.07
US | United States | 08 | Colorado | 710541 | 710541 | 5755 MARK DABLING BOULEVARD COLORADO SPRINGS | Army | 041 | El Paso | 0430 | Colorado Spgs | 1.09 | 1.07
US | United States | 08 | Colorado | 711251 | 711251 | 1150 ACADEMY PARK LOOP COLORADO SPRINGS | Army | 041 | El Paso | 0430 | Colorado Spgs | 1.09 | 1.07
US | United States | 08 | Colorado | N60495-FC | 432 | NAVOPSPTCEN FT CARSON | Navy | 041 | El Paso | 0859 | Fort Carson | 1.09 | 1.07 | 0.786 | 1.131 | 1.131 | 0.722 | 0.444 | 1.692 | 1.131 | 3.271
US | United States | 08 | Colorado | 18081-10359 | 700518 | HAYSTACK BUTTE FORT CARSON | Army | 041 | El Paso | 0859 | Fort Carson | 1.09 | 1.07
US | United States | 08 | Colorado | 18081-10454 | 700613 | NO CHEYENNE PARK FORT CARSON | Army | 041 | El Paso | 0859 | Fort Carson | 1.09 | 1.07
US | United States | 08 | Colorado | 82387-12204 | 704314 | MAIN ST SECURITY | Army | 041 | El Paso | 2235 | Security | 1.09 | 1.07
US | United States | 08 | Colorado | SAXC0001 | 3087 | CHEYENNE MOUNTAIN AFS SITE # 1 | Air Force | 041 | El Paso | 9999 | Unknown | 1.16 | 1.14 | 0.786 | 1.131 | 1.131 | 0.722 | 0.444 | 1.692 | 1.131 | 3.271
US | United States | 08 | Colorado | SAZY0001 | 3088 | PETERSON RADIO RELAY ANNEX NO. 2 SITE # 1 | Air Force | 041 | El Paso | 9999 | Unknown | 1.16 | 1.14 | 0.786 | 1.131 | 1.131 | 0.722 | 0.444 | 1.692 | 1.131 | 3.271
US | United States | 08 | Colorado | 08A35 | 4305 | CANON CITY | Army | 043 | Fremont | 0310 | Canon City | 1.09 | 1.07 | 0.786 | 1.131 | 1.131 | 0.722 | 0.444 | 1.692 | 1.131 | 3.271
US | United States | 08 | Colorado | 82387-11201 | 703312 | 824 MAIN STREET CANON CITY | Army | 043 | Fremont | 0310 | Canon City | 1.09 | 1.07
US | United States | 08 | Colorado | 82387-12970 | 705080 | SOUTH 9TH ST CANON CITY | Army | 043 | Fremont | 0310 | Canon City | 1.09 | 1.07
US | United States | 08 | Colorado | 82387-11394 | 703505 | BLAKE AVE GLENWOOD SPRINGS | Army | 045 | Garfield | 0990 | Glenwood Spgs | 1.06 | 1.04
US | United States | 08 | Colorado | 710530 | 710530 | 1129 SCHOOL STREET GLENWOOD SPRINGS | Army | 045 | Garfield | 0990 | Glenwood Spgs | 1.06 | 1.04
US | United States | 08 | Colorado | 710214 | 710214 | 790 CASTLE VALLEY BOULEVARD NEW CASTLE | Army | 045 | Garfield | 1760 | New Castle | 1.06 | 1.04
US | United States | 08 | Colorado | 711087 | 711087 | 2405 FAIRWAY AVENUE RIFLE | Army | 045 | Garfield | 2130 | Rifle | 1.06 | 1.04
US | United States | 08 | Colorado | 82387-13330 | 705439 | WADSORTH BLVD ARVADA | Army | 059 | Jefferson | 0080 | Arvada | 1.03 | 1.02
US | United States | 08 | Colorado | 710459 | 710459 | WADSORTH BLVD ARVADA | Army | 059 | Jefferson | 0080 | Arvada | 1.03 | 1.02
US | United States | 08 | Colorado | 08A90 | 5225 | GOLDEN | Army | 059 | Jefferson | 1000 | Golden | 1.03 | 1.02 | 0.786 | 1.21 | 1.21 | 0.722 | 0.444 | 1.692 | 1.21 | 3.271
US | United States | 08 | Colorado | 82387-12807 | 704917 | S GOLDEN RD GOLDEN | Army | 059 | Jefferson | 1000 | Golden | 1.03 | 1.02
US | United States | 08 | Colorado | 82387-13343 | 705452 | WASHINGTON AVE GOLDEN | Army | 059 | Jefferson | 1000 | Golden | 1.03 | 1.02
US | United States | 08 | Colorado | N60495-DC | 1002 | NAVOPSPTCEN DENVER | Navy | 059 | Jefferson | 1435 | Lakewood | 1.03 | 1.02 | 0.786 | 1.21 | 1.21 | 0.722 | 0.444 | 1.692 | 1.21 | 3.271
US | United States | 08 | Colorado | 18081-10732 | 700891 | WEST 6TH AVE LAKEWOOD | Army | 059 | Jefferson | 1435 | Lakewood | 1.03 | 1.02
US | United States | 08 | Colorado | 82387-12868 | 704978 | S SHERIDAN BLVD LAKEWOOD | Army | 059 | Jefferson | 1435 | Lakewood | 1.03 | 1.02
US | United States | 08 | Colorado | 82387-11009 | 703120 | 5894 SOUTH ZANG STREET LITTLETON | Army | 059 | Jefferson | 1520 | Littleton | 1.03 | 1.02
US | United States | 08 | Colorado | 82387-13179 | 705288 | W 38TH AVE WHEAT RIDGE | Army | 059 | Jefferson | 2555 | Wheat Ridge | 1.03 | 1.02
US | United States | 08 | Colorado | 08A76 | 4780 | DURANGO | Army | 067 | La Plata | 0650 | Durango | 1.06 | 1.04 | 0.786 | 1.131 | 1.131 | 0.722 | 0.444 | 1.692 | 1.131 | 3.271
US | United States | 08 | Colorado | 82387-12777 | 704887 | S CAMINO DEL RIO DURANGO | Army | 067 | La Plata | 0650 | Durango | 1.06 | 1.04
US | United States | 08 | Colorado | 710054 | 710054 | 31417 HIGHWAY 550 NORTH DURANGO | Army | 067 | La Plata | 0650 | Durango | 1.06 | 1.04
US | United States | 08 | Colorado | 710618 | 710618 | 610 N LAKESIDE DRIVE DURANGO | Army | 067 | La Plata | 0650 | Durango | 1.06 | 1.04
US | United States | 08 | Colorado | 710779 | 710779 | 540 COUNTY ROAD 226 DURANGO | Army | 067 | La Plata | 0650 | Durango | 1.06 | 1.04
US | United States | 08 | Colorado | 18081-10698 | 700857 | TRACT 100, SA1/4,SECTION 11, TWP 8 DRAKE | Army | 069 | Larimer | 0643 | Drake | 1.06 | 1.04
US | United States | 08 | Colorado | 08A80 | 4991 | FORT COLLINS | Army | 069 | Larimer | 0860 | Fort Collins | 1.06 | 1.04 | 0.786 | 1.21 | 1.21 | 0.722 | 0.444 | 1.692 | 1.21 | 3.271
US | United States | 08 | Colorado | 0881A | 4992 | FORT COLLINS USARC & AMSA #100 | Army | 069 | Larimer | 0860 | Fort Collins | 1.06 | 1.04 | 0.786 | 1.21 | 1.21 | 0.722 | 0.444 | 1.692 | 1.21 | 3.271
US | United States | 08 | Colorado | 70132-10739 | 702010 | DEER CREEK LN FORT COLLINS | Army | 069 | Larimer | 0860 | Fort Collins | 1.06 | 1.04
US | United States | 08 | Colorado | 82387-12785 | 704895 | S COLLEGE AVE FORT COLLINS | Army | 069 | Larimer | 0860 | Fort Collins | 1.06 | 1.04
US | United States | 08 | Colorado | 82387-13091 | 705201 | TROUTMAN PKWY FORT COLLINS | Army | 069 | Larimer | 0860 | Fort Collins | 1.06 | 1.04
US | United States | 08 | Colorado | 710536 | 710536 | 2720 COUNTRY FAIR LA FORT COLLINS | Army | 069 | Larimer | 0860 | Fort Collins | 1.06 | 1.04
US | United States | 08 | Colorado | 711172 | 711172 | 5332 CORBET DRIVE FORT COLLINS | Army | 069 | Larimer | 0860 | Fort Collins | 1.06 | 1.04
US | United States | 08 | Colorado | 18081-10514 | 700673 | PIN NO. 18620220000100 WELLINGTON | Army | 069 | Larimer | 2530 | Wellington | 1.06 | 1.04
US | United States | 08 | Colorado | 08407 | 3614 | PINON CANYON | Army | 071 | Las Animas | 1665 | Model | 1.06 | 1.04 | 0.786 | 1.131 | 1.131 | 0.722 | 0.444 | 1.692 | 1.131 | 3.271
US | United States | 08 | Colorado | 08B55 | 7591 | TRINIDAD | Army | 071 | Las Animas | 2440 | Trinidad | 1.06 | 1.04 | 0.786 | 1.131 | 1.131 | 0.722 | 0.444 | 1.692 | 1.131 | 3.271
US | United States | 08 | Colorado | GHWT0001 | 1971 | FRANCIS E WARREN AF MISSILE SITE M6 SITE # 1 | Air Force | 075 | Logan | 1640 | Merino | 1.06 | 1.04 | 0.786 | 1.131 | 1.131 | 0.722 | 0.444 | 1.692 | 1.131 | 3.271
US | United States | 08 | Colorado | GHWV0001 | 1973 | FRANCIS E WARREN AF MISSILE SITE M8 SITE # 1 | Air Force | 075 | Logan | 1640 | Merino | 1.06 | 1.04 | 0.786 | 1.131 | 1.131 | 0.722 | 0.444 | 1.692 | 1.131 | 3.271
US | United States | 08 | Colorado | GHUY0001 | 1928 | FRANCIS E WARREN AF MISSILE SITE I7 SITE # 1 | Air Force | 075 | Logan | 1904 | Padroni | 1.06 | 1.04 | 0.786 | 1.131 | 1.131 | 0.722 | 0.444 | 1.692 | 1.131 | 3.271
US | United States | 08 | Colorado | GHVJ0001 | 1938 | FRANCIS E WARREN AF MISSILE SITE J6 SITE # 1 | Air Force | 075 | Logan | 1904 | Padroni | 1.06 | 1.04 | 0.786 | 1.131 | 1.131 | 0.722 | 0.444 | 1.692 | 1.131 | 3.271
US | United States | 08 | Colorado | GHVK0001 | 1939 | FRANCIS E WARREN AF MISSILE SITE J7 SITE # 1 | Air Force | 075 | Logan | 1904 | Padroni | 1.06 | 1.04 | 0.786 | 1.131 | 1.131 | 0.722 | 0.444 | 1.692 | 1.131 | 3.271
US | United States | 08 | Colorado | GHWF0001 | 1959 | FRANCIS E WARREN AF MISSILE SITE L5 SITE # 1 | Air Force | 075 | Logan | 1904 | Padroni | 1.06 | 1.04 | 0.786 | 1.131 | 1.131 | 0.722 | 0.444 | 1.692 | 1.131 | 3.271
US | United States | 08 | Colorado | GHWH0001 | 1961 | FRANCIS E WARREN AF MISSILE SITE L7 SITE # 1 | Air Force | 075 | Logan | 1904 | Padroni | 1.06 | 1.04 | 0.786 | 1.131 | 1.131 | 0.722 | 0.444 | 1.692 | 1.131 | 3.271
US | United States | 08 | Colorado | GHWP0001 | 1967 | FRANCIS E WARREN AF MISSILE SITE M2 SITE # 1 | Air Force | 075 | Logan | 1904 | Padroni | 1.06 | 1.04 | 0.786 | 1.131 | 1.131 | 0.722 | 0.444 | 1.692 | 1.131 | 3.271
US | United States | 08 | Colorado | GHWQ0001 | 1968 | FRANCIS E WARREN AF MISSILE SITE M3 SITE # 1 | Air Force | 075 | Logan | 1904 | Padroni | 1.06 | 1.04 | 0.786 | 1.131 | 1.131 | 0.722 | 0.444 | 1.692 | 1.131 | 3.271
US | United States | 08 | Colorado | GHWR0001 | 1969 | FRANCIS E WARREN AF MISSILE SITE M4 SITE # 1 | Air Force | 075 | Logan | 1904 | Padroni | 1.06 | 1.04 | 0.786 | 1.131 | 1.131 | 0.722 | 0.444 | 1.692 | 1.131 | 3.271
US | United States | 08 | Colorado | GHUX0001 | 1927 | FRANCIS E WARREN AF MISSILE SITE I6 SITE # 1 | Air Force | 075 | Logan | 1960 | Peetz | 1.06 | 1.04 | 0.786 | 1.131 | 1.131 | 0.722 | 0.444 | 1.692 | 1.131 | 3.271
US | United States | 08 | Colorado | GHUZ0001 | 1929 | FRANCIS E WARREN AF MISSILE SITE I8 SITE # 1 | Air Force | 075 | Logan | 1960 | Peetz | 1.06 | 1.04 | 0.786 | 1.131 | 1.131 | 0.722 | 0.444 | 1.692 | 1.131 | 3.271
US | United States | 08 | Colorado | GHVD0001 | 1933 | FRANCIS E WARREN AF MISSILE SITE J1 SITE # 1 | Air Force | 075 | Logan | 1960 | Peetz | 1.06 | 1.04 | 0.786 | 1.131 | 1.131 | 0.722 | 0.444 | 1.692 | 1.131 | 3.271
US | United States | 08 | Colorado | GHVF0001 | 1935 | FRANCIS E WARREN AF MISSILE SITE J3 SITE # 1 | Air Force | 075 | Logan | 1960 | Peetz | 1.06 | 1.04 | 0.786 | 1.131 | 1.131 | 0.722 | 0.444 | 1.692 | 1.131 | 3.271
US | United States | 08 | Colorado | GHVG0001 | 1936 | FRANCIS E WARREN AF MISSILE SITE J4 SITE # 1 | Air Force | 075 | Logan | 1960 | Peetz | 1.06 | 1.04 | 0.786 | 1.131 | 1.131 | 0.722 | 0.444 | 1.692 | 1.131 | 3.271
US | United States | 08 | Colorado | GHVH0001 | 1937 | FRANCIS E WARREN AF MISSILE SITE J5 SITE # 1 | Air Force | 075 | Logan | 1960 | Peetz | 1.06 | 1.04 | 0.786 | 1.131 | 1.131 | 0.722 | 0.444 | 1.692 | 1.131 | 3.271
US | United States | 08 | Colorado | GHVL0001 | 1940 | FRANCIS E WARREN AF MISSILE SITE J8 SITE # 1 | Air Force | 075 | Logan | 1960 | Peetz | 1.06 | 1.04 | 0.786 | 1.131 | 1.131 | 0.722 | 0.444 | 1.692 | 1.131 | 3.271
US | United States | 08 | Colorado | GHWE0001 | 1958 | FRANCIS E WARREN AF MISSILE SITE L4 SITE # 1 | Air Force | 075 | Logan | 1960 | Peetz | 1.06 | 1.04 | 0.786 | 1.131 | 1.131 | 0.722 | 0.444 | 1.692 | 1.131 | 3.271
US | United States | 08 | Colorado | GHWN0001 | 1966 | FRANCIS E WARREN AF MISSILE SITE M1 SITE # 1 | Air Force | 075 | Logan | 2370 | Sterling | 1.06 | 1.04 | 0.786 | 1.131 | 1.131 | 0.722 | 0.444 | 1.692 | 1.131 | 3.271
US | United States | 08 | Colorado | GHWS0001 | 1970 | FRANCIS E WARREN AF MISSILE SITE M5 SITE # 1 | Air Force | 075 | Logan | 2370 | Sterling | 1.06 | 1.04 | 0.786 | 1.131 | 1.131 | 0.722 | 0.444 | 1.692 | 1.131 | 3.271
US | United States | 08 | Colorado | 08B50 | 7426 | STERLING | Army | 075 | Logan | 2370 | Sterling | 1.06 | 1.04 | 0.786 | 1.131 | 1.131 | 0.722 | 0.444 | 1.692 | 1.131 | 3.271
US | United States | 08 | Colorado | 82387-10202 | 702313 | 130 N 3RD STREET STERLING | Army | 075 | Logan | 2370 | Sterling | 1.06 | 1.04
US | United States | 08 | Colorado | 82387-12662 | 704772 | POPLAR ST STERLING | Army | 075 | Logan | 2370 | Sterling | 1.06 | 1.04
US | United States | 08 | Colorado | 82387-12663 | 704773 | POPLAR ST STERLING 1 | Army | 075 | Logan | 2370 | Sterling | 1.06 | 1.04
US | United States | 08 | Colorado | 710780 | 710780 | 489 FERELLE STREET CLIFTON | Army | 077 | Mesa | 0397 | Clifton | 1.06 | 1.04
US | United States | 08 | Colorado | 08A95 | 5248 | GRAND JUNCTION | Army | 077 | Mesa | 1040 | Grand Junction | 1.06 | 1.04 | 0.786 | 1.131 | 1.131 | 0.722 | 0.444 | 1.692 | 1.131 | 3.271
US | United States | 08 | Colorado | 08B00 | 5249 | GRAND JUNCTION FMS 3 | Army | 077 | Mesa | 1040 | Grand Junction | 1.06 | 1.04 | 0.786 | 1.131 | 1.131 | 0.722 | 0.444 | 1.692 | 1.131 | 3.271
US | United States | 08 | Colorado | 08805 | 5315 | GUNNISON USAR CENTER | Army | 077 | Mesa | 1040 | Grand Junction | 1.06 | 1.04 | 0.786 | 1.131 | 1.131 | 0.722 | 0.444 | 1.692 | 1.131 | 3.271
US | United States | 08 | Colorado | 82387-11158 | 703269 | 764 HORIZON DR GRAND JUNCTION | Army | 077 | Mesa | 1040 | Grand Junction | 1.06 | 1.04
US | United States | 08 | Colorado | 82387-11159 | 703270 | 764 HORIZON DRIVE GRAND JUNCTION | Army | 077 | Mesa | 1040 | Grand Junction | 1.06 | 1.04
US | United States | 08 | Colorado | 82387-12528 | 704638 | NORTH AVE GRAND JUNCTION | Army | 077 | Mesa | 1040 | Grand Junction | 1.06 | 1.04
US | United States | 08 | Colorado | 710301 | 710301 | 2838 B 4 / 10 ROAD GRAND JUNCTION | Army | 077 | Mesa | 1040 | Grand Junction | 1.06 | 1.04
US | United States | 08 | Colorado | 710363 | 710363 | 624 HAMLET STREET GRAND JUNCTION | Army | 077 | Mesa | 1040 | Grand Junction | 1.06 | 1.04
US | United States | 08 | Colorado | 710619 | 710619 | 376 EAST VALLEY CIRCLE GRAND JUNCTION | Army | 077 | Mesa | 1040 | Grand Junction | 1.06 | 1.04
US | United States | 08 | Colorado | 710852 | 710852 | 3106 F 1/4 ROAD GRAND JUNCTION | Army | 077 | Mesa | 1040 | Grand Junction | 1.06 | 1.04
US | United States | 08 | Colorado | 711012 | 711012 | 2502 HIGHWAY 6 AND 50 GRAND JUNCTION | Army | 077 | Mesa | 1040 | Grand Junction | 1.06 | 1.04
US | United States | 08 | Colorado | 82387-13323 | 705432 | W VICTORY WAY CRAIG | Army | 081 | Moffat | 0460 | Craig | 1.06 | 1.04
US | United States | 08 | Colorado | 08B37 | 6260 | MONTROSE | Army | 085 | Montrose | 1700 | Montrose | 1.06 | 1.04 | 0.786 | 1.131 | 1.131 | 0.722 | 0.444 | 1.692 | 1.131 | 3.271
US | United States | 08 | Colorado | 82387-11724 | 703835 | E MAIN ST MONTROSE | Army | 085 | Montrose | 1700 | Montrose | 1.06 | 1.04
US | United States | 08 | Colorado | 82387-12196 | 704306 | MAIN ST MONTROSE | Army | 085 | Montrose | 1700 | Montrose | 1.06 | 1.04
US | United States | 08 | Colorado | 710043 | 710043 | 1967JUPITER DR. MONTOSE | Army | 085 | Montrose | 1700 | Montrose | 1.06 | 1.04
US | United States | 08 | Colorado | MNDJ0001 | 2458 | LA JUNTA STRATEGIC TRAINING RNGE COMPLEX SITE # 1 | Air Force | 089 | Otero | 1410 | La Junta | 1.06 | 1.04
US | United States | 08 | Colorado | 08B10 | 5770 | LA JUNTA | Army | 089 | Otero | 1410 | La Junta | 1.06 | 1.04 | 0.786 | 1.131 | 1.131 | 0.722 | 0.444 | 1.692 | 1.131 | 3.271
US | United States | 08 | Colorado | 82387-13182 | 705291 | W 4TH ST LA JUNTA | Army | 089 | Otero | 1410 | La Junta | 1.06 | 1.04
US | United States | 08 | Colorado | 08B45 | 7047 | ROCKY FORD FMS 6 | Army | 089 | Otero | 2150 | Rocky Ford | 1.06 | 1.04 | 0.786 | 1.131 | 1.131 | 0.722 | 0.444 | 1.692 | 1.131 | 3.271
US | United States | 08 | Colorado | 08B15 | 5793 | LAMAR | Army | 099 | Prowers | 1440 | Lamar | 1.06 | 1.04 | 0.786 | 1.131 | 1.131 | 0.722 | 0.444 | 1.692 | 1.131 | 3.271
US | United States | 08 | Colorado | 08B40 | 6893 | PUEBLO | Army | 101 | Pueblo | 2050 | Pueblo | 0.96 | 0.94 | 0.786 | 1.131 | 1.131 | 0.722 | 0.444 | 1.692 | 1.131 | 3.271
US | United States | 08 | Colorado | 08505 | 6894 | PUEBLO CHEMICAL DEPOT | Army | 101 | Pueblo | 2050 | Pueblo | 0.96 | 0.94 | 0.786 | 1.131 | 1.131 | 0.722 | 0.444 | 1.692 | 1.131 | 3.271
US | United States | 08 | Colorado | 0872B | 6895 | PUEBLO STORAGE FACILITY | Army | 101 | Pueblo | 2050 | Pueblo | 0.96 | 0.94
US | United States | 08 | Colorado | 18081-10653 | 700812 | SECS 30,31 &36 PUEBLO | Army | 101 | Pueblo | 2050 | Pueblo | 0.96 | 0.94
US | United States | 08 | Colorado | 18081-10690 | 700849 | THE SOUTHEASTERN COLORADO HERITAGE PUEBLO | Army | 101 | Pueblo | 2050 | Pueblo | 0.96 | 0.94
US | United States | 08 | Colorado | 82387-10834 | 702945 | 4104 OUTLOOK BLVD PUEBLO | Army | 101 | Pueblo | 2050 | Pueblo | 0.96 | 0.94
US | United States | 08 | Colorado | 82387-10561 | 702672 | 23RD AVE EVANS | Army | 123 | Weld | 0780 | Evans | 1.06 | 1.04
US | United States | 08 | Colorado | JMAX0001 | 2318 | GREELEY AIR NATIONAL GUARD STATION SITE # 1 | Air Force | 123 | Weld | 1070 | Greeley | 1.06 | 1.04 | 0.786 | 1.131 | 1.131 | 0.722 | 0.444 | 1.692 | 1.131 | 3.271
US | United States | 08 | Colorado | 080NG-10001 | 700059 | WELD COUNTY GREELEY | Army | 123 | Weld | 1070 | Greeley | 1.06 | 1.04 | 0.786 | 1.131 | 1.131 | 0.722 | 0.444 | 1.692 | 1.131 | 3.271
US | United States | 08 | Colorado | 18081-10482 | 700641 | PARCEL NO. 02130100002 GREELEY | Army | 123 | Weld | 1070 | Greeley | 1.06 | 1.04
US | United States | 08 | Colorado | 18081-10554 | 700713 | SE1/4 NW1/4 SEC24, T8N, R63W GREELEY | Army | 123 | Weld | 1070 | Greeley | 1.06 | 1.04
US | United States | 08 | Colorado | GHXL0001 | 1988 | FRANCIS E WARREN AF MISSILE SITE O1 SITE # 1 | Air Force | 123 | Weld | 1090 | Grover | 1.06 | 1.04 | 0.786 | 1.131 | 1.131 | 0.722 | 0.444 | 1.692 | 1.131 | 3.271
US | United States | 08 | Colorado | GHXM0001 | 1989 | FRANCIS E WARREN AF MISSILE SITE O2 SITE # 1 | Air Force | 123 | Weld | 1090 | Grover | 1.06 | 1.04 | 0.786 | 1.131 | 1.131 | 0.722 | 0.444 | 1.692 | 1.131 | 3.271
US | United States | 08 | Colorado | GHXN0001 | 1990 | FRANCIS E WARREN AF MISSILE SITE O3 SITE # 1 | Air Force | 123 | Weld | 1090 | Grover | 1.06 | 1.04 | 0.786 | 1.131 | 1.131 | 0.722 | 0.444 | 1.692 | 1.131 | 3.271
US | United States | 08 | Colorado | GHXP0001 | 1991 | FRANCIS E WARREN AF MISSILE SITE O4 SITE # 1 | Air Force | 123 | Weld | 1090 | Grover | 1.06 | 1.04 | 0.786 | 1.131 | 1.131 | 0.722 | 0.444 | 1.692 | 1.131 | 3.271
US | United States | 08 | Colorado | GHXS0001 | 1994 | FRANCIS E WARREN AF MISSILE SITE O7 SITE # 1 | Air Force | 123 | Weld | 1090 | Grover | 1.06 | 1.04 | 0.786 | 1.131 | 1.131 | 0.722 | 0.444 | 1.692 | 1.131 | 3.271
US | United States | 08 | Colorado | GHXT0001 | 1995 | FRANCIS E WARREN AF MISSILE SITE O8 SITE # 1 | Air Force | 123 | Weld | 1090 | Grover | 1.06 | 1.04 | 0.786 | 1.131 | 1.131 | 0.722 | 0.444 | 1.692 | 1.131 | 3.271
US | United States | 08 | Colorado | GHXU0001 | 1996 | FRANCIS E WARREN AF MISSILE SITE O9 SITE # 1 | Air Force | 123 | Weld | 1090 | Grover | 1.06 | 1.04 | 0.786 | 1.131 | 1.131 | 0.722 | 0.444 | 1.692 | 1.131 | 3.271
US | United States | 08 | Colorado | GHXV0001 | 1997 | FRANCIS E WARREN AF MISSILE SITE O10 SITE # 1 | Air Force | 123 | Weld | 1090 | Grover | 1.06 | 1.04 | 0.786 | 1.131 | 1.131 | 0.722 | 0.444 | 1.692 | 1.131 | 3.271
US | United States | 08 | Colorado | GHXW0001 | 1998 | FRANCIS E WARREN AF MISSILE SITE O11 SITE # 1 | Air Force | 123 | Weld | 1090 | Grover | 1.06 | 1.04 | 0.786 | 1.131 | 1.131 | 0.722 | 0.444 | 1.692 | 1.131 | 3.271
US | United States | 08 | Colorado | GHWC0001 | 1956 | FRANCIS E WARREN AF MISSILE SITE L2 SITE # 1 | Air Force | 123 | Weld | 1157 | Hereford | 1.06 | 1.04 | 0.786 | 1.131 | 1.131 | 0.722 | 0.444 | 1.692 | 1.131 | 3.271
US | United States | 08 | Colorado | GHWD0001 | 1957 | FRANCIS E WARREN AF MISSILE SITE L3 SITE # 1 | Air Force | 123 | Weld | 1157 | Hereford | 1.06 | 1.04 | 0.786 | 1.131 | 1.131 | 0.722 | 0.444 | 1.692 | 1.131 | 3.271
US | United States | 08 | Colorado | GHWM0001 | 1965 | FRANCIS E WARREN AF MISSILE SITE L11 SITE # 1 | Air Force | 123 | Weld | 1157 | Hereford | 1.06 | 1.04 | 0.786 | 1.131 | 1.131 | 0.722 | 0.444 | 1.692 | 1.131 | 3.271
US | United States | 08 | Colorado | GHXH0001 | 1985 | FRANCIS E WARREN AF MISSILE SITE N9 SITE # 1 | Air Force | 123 | Weld | 1330 | Keota | 1.06 | 1.04 | 0.786 | 1.131 | 1.131 | 0.722 | 0.444 | 1.692 | 1.131 | 3.271
US | United States | 08 | Colorado | GHXQ0001 | 1992 | FRANCIS E WARREN AF MISSILE SITE O5 SITE # 1 | Air Force | 123 | Weld | 1330 | Keota | 1.06 | 1.04 | 0.786 | 1.131 | 1.131 | 0.722 | 0.444 | 1.692 | 1.131 | 3.271
US | United States | 08 | Colorado | 710205 | 710205 | 195 SOUTH TAMERA AVE MILLIKEN | Army | 123 | Weld | 1650 | Milliken | 1.06 | 1.04
US | United States | 08 | Colorado | GHWZ0001 | 1977 | FRANCIS E WARREN AF MISSILE SITE N1 SITE # 1 | Air Force | 123 | Weld | 1763 | New Raymer | 1.06 | 1.04 | 0.786 | 1.131 | 1.131 | 0.722 | 0.444 | 1.692 | 1.131 | 3.271
US | United States | 08 | Colorado | GHXA0001 | 1978 | FRANCIS E WARREN AF MISSILE SITE N2 SITE # 1 | Air Force | 123 | Weld | 1763 | New Raymer | 1.06 | 1.04 | 0.786 | 1.131 | 1.131 | 0.722 | 0.444 | 1.692 | 1.131 | 3.271
US | United States | 08 | Colorado | GHXD0001 | 1981 | FRANCIS E WARREN AF MISSILE SITE N5 SITE # 1 | Air Force | 123 | Weld | 1763 | New Raymer | 1.06 | 1.04 | 0.786 | 1.131 | 1.131 | 0.722 | 0.444 | 1.692 | 1.131 | 3.271
US | United States | 08 | Colorado | GHXE0001 | 1982 | FRANCIS E WARREN AF MISSILE SITE N6 SITE # 1 | Air Force | 123 | Weld | 1763 | New Raymer | 1.06 | 1.04 | 0.786 | 1.131 | 1.131 | 0.722 | 0.444 | 1.692 | 1.131 | 3.271
US | United States | 08 | Colorado | GHXF0001 | 1983 | FRANCIS E WARREN AF MISSILE SITE N7 SITE # 1 | Air Force | 123 | Weld | 1763 | New Raymer | 1.06 | 1.04 | 0.786 | 1.21 | 1.21 | 0.722 | 0.444 | 1.692 | 1.21 | 3.271
US | United States | 08 | Colorado | GHXG0001 | 1984 | FRANCIS E WARREN AF MISSILE SITE N8 SITE # 1 | Air Force | 123 | Weld | 1763 | New Raymer | 1.06 | 1.04 | 0.786 | 1.21 | 1.21 | 0.722 | 0.444 | 1.692 | 1.21 | 3.271
US | United States | 08 | Colorado | GHXJ0001 | 1986 | FRANCIS E WARREN AF MISSILE SITE N10 SITE # 1 | Air Force | 123 | Weld | 1763 | New Raymer | 1.06 | 1.04 | 0.786 | 1.131 | 1.131 | 0.722 | 0.444 | 1.692 | 1.131 | 3.271
US | United States | 08 | Colorado | GHXK0001 | 1987 | FRANCIS E WARREN AF MISSILE SITE N11 SITE # 1 | Air Force | 123 | Weld | 1763 | New Raymer | 1.06 | 1.04 | 0.786 | 1.131 | 1.131 | 0.722 | 0.444 | 1.692 | 1.131 | 3.271
US | United States | 08 | Colorado | GHXR0001 | 1993 | FRANCIS E WARREN AF MISSILE SITE O6 SITE # 1 | Air Force | 123 | Weld | 1763 | New Raymer | 1.06 | 1.04 | 0.786 | 1.21 | 1.21 | 0.722 | 0.444 | 1.692 | 1.21 | 3.271
US | United States | 08 | Colorado | 18081-10325 | 700484 | FE WARREN, SITE #11 NUNN | Army | 123 | Weld | 1800 | Nunn | 1.06 | 1.04
US | United States | 08 | Colorado | GHWB0001 | 1955 | FRANCIS E WARREN AF MISSILE SITE L1 SITE # 1 | Air Force | 123 | Weld | 2373 | Stoneham | 1.06 | 1.04 | 0.786 | 1.131 | 1.131 | 0.722 | 0.444 | 1.692 | 1.131 | 3.271
US | United States | 08 | Colorado | GHWG0001 | 1960 | FRANCIS E WARREN AF MISSILE SITE L6 SITE # 1 | Air Force | 123 | Weld | 2373 | Stoneham | 1.06 | 1.04 | 0.786 | 1.131 | 1.131 | 0.722 | 0.444 | 1.692 | 1.131 | 3.271
US | United States | 08 | Colorado | GHWJ0001 | 1962 | FRANCIS E WARREN AF MISSILE SITE L8 SITE # 1 | Air Force | 123 | Weld | 2373 | Stoneham | 1.06 | 1.04 | 0.786 | 1.131 | 1.131 | 0.722 | 0.444 | 1.692 | 1.131 | 3.271
US | United States | 08 | Colorado | GHWK0001 | 1963 | FRANCIS E WARREN AF MISSILE SITE L9 SITE # 1 | Air Force | 123 | Weld | 2373 | Stoneham | 1.06 | 1.04 | 0.786 | 1.131 | 1.131 | 0.722 | 0.444 | 1.692 | 1.131 | 3.271
US | United States | 08 | Colorado | GHWL0001 | 1964 | FRANCIS E WARREN AF MISSILE SITE L10 SITE # 1 | Air Force | 123 | Weld | 2373 | Stoneham | 1.06 | 1.04 | 0.786 | 1.131 | 1.131 | 0.722 | 0.444 | 1.692 | 1.131 | 3.271
US | United States | 08 | Colorado | GHWU0001 | 1972 | FRANCIS E WARREN AF MISSILE SITE M7 SITE # 1 | Air Force | 123 | Weld | 2373 | Stoneham | 1.06 | 1.04 | 0.786 | 1.131 | 1.131 | 0.722 | 0.444 | 1.692 | 1.131 | 3.271
US | United States | 08 | Colorado | GHWW0001 | 1974 | FRANCIS E WARREN AF MISSILE SITE M9 SITE # 1 | Air Force | 123 | Weld | 2373 | Stoneham | 1.06 | 1.04 | 0.786 | 1.131 | 1.131 | 0.722 | 0.444 | 1.692 | 1.131 | 3.271
US | United States | 08 | Colorado | GHWX0001 | 1975 | FRANCIS E WARREN AF MISSILE SITE M10 SITE # 1 | Air Force | 123 | Weld | 2373 | Stoneham | 1.06 | 1.04 | 0.786 | 1.131 | 1.131 | 0.722 | 0.444 | 1.692 | 1.131 | 3.271
US | United States | 08 | Colorado | GHWY0001 | 1976 | FRANCIS E WARREN AF MISSILE SITE M11 SITE # 1 | Air Force | 123 | Weld | 2373 | Stoneham | 1.06 | 1.04 | 0.786 | 1.131 | 1.131 | 0.722 | 0.444 | 1.692 | 1.131 | 3.271
US | United States | 08 | Colorado | GHXB0001 | 1979 | FRANCIS E WARREN AF MISSILE SITE N3 SITE # 1 | Air Force | 123 | Weld | 2373 | Stoneham | 1.06 | 1.04 | 0.786 | 1.131 | 1.131 | 0.722 | 0.444 | 1.692 | 1.131 | 3.271
US | United States | 08 | Colorado | GHXC0001 | 1980 | FRANCIS E WARREN AF MISSILE SITE N4 SITE # 1 | Air Force | 123 | Weld | 2373 | Stoneham | 1.06 | 1.04 | 0.786 | 1.131 | 1.131 | 0.722 | 0.444 | 1.692 | 1.131 | 3.271
US | United States | 08 | Colorado | 18081-10718 | 700877 | W 1/2 & E 1/4 OF E 1/2 OF SEC2 WINDSOR | Army | 123 | Weld | 2580 | Windsor | 1.06 | 1.04
US | United States | 09 | Connecticut | 82387-12181 | 704291 | MAIN ST BRIDGEPORT | Army | 001 | Fairfield | 0080 | Bridgeport | 1.09 | 1.13
US | United States | 09 | Connecticut | 82387-10222 | 702333 | 132 FEDERAL ROAD BROOKFIELD | Army | 001 | Fairfield | 0098 | Brookfield | 1.11 | 1.15
US | United States | 09 | Connecticut | 0915A | 7674 | USARC DANBURY, CT | Army | 001 | Fairfield | 0170 | Danbury | 1.11 | 1.15 | 1 | 1.263 | 1.263 | 0.741 | 0.889 | 1.923 | 1.263 | 2.708
US | United States | 09 | Connecticut | 711156 | 711156 | 11 EAGLE ROAD DANBURY | Army | 001 | Fairfield | 0170 | Danbury | 1.11 | 1.15
US | United States | 09 | Connecticut | 09805 | 3553 | 1LT JOHN S TURNER USARC | Army | 001 | Fairfield | 0235 | Fairfield | 1.09 | 1.13 | 1 | 1.263 | 1.263 | 0.741 | 0.889 | 1.923 | 1.263 | 2.708
US | United States | 09 | Connecticut | 09C00 | 6434 | NEWTOWN MILITARY RESERVATION | Army | 001 | Fairfield | 0460 | Newtown | 1.11 | 1.15 | 1 | 1.263 | 1.263 | 0.741 | 0.889 | 1.923 | 1.263 | 2.708
US | United States | 09 | Connecticut | 09B05 | 6576 | NORWALK ARMORY | Army | 001 | Fairfield | 0510 | Norwalk | 1.09 | 1.13 | 1 | 1.263 | 1.263 | 0.741 | 0.889 | 1.923 | 1.263 | 2.708
US | United States | 09 | Connecticut | 82387-10081 | 702192 | 1096-1098 HIGH RIDGE STAMFORD | Army | 001 | Fairfield | 0700 | Stamford | 1.11 | 1.15
US | United States | 09 | Connecticut | 82387-11375 | 703486 | BEDFORD ST STAMFORD | Army | 001 | Fairfield | 0700 | Stamford | 1.11 | 1.15
US | United States | 09 | Connecticut | 09B35 | 7450 | STRATFORD ARMORY OMS 9 | Army | 001 | Fairfield | 0715 | Stratford | 1.09 | 1.13 | 1 | 1.263 | 1.263 | 0.741 | 0.889 | 1.923 | 1.263 | 2.708
US | United States | 09 | Connecticut | 09540 | 7451 | STRATFORD ARMY ENGINE PLANT | Army | 001 | Fairfield | 0715 | Stratford | 1.09 | 1.13 | 1 | 1.263 | 1.263 | 0.741 | 0.889 | 1.923 | 1.263 | 2.708
US | United States | 09 | Connecticut | N92782 | 209 | Naval Weapons Industrial Reserve Plant, Bloomfield CT | Navy | 003 | Hartford | 0060 | Bloomfield | 1.11 | 1.15 | 1 | 1.239 | 1.239 | 0.741 | 0.889 | 1.923 | 1.239 | 2.708
US | United States | 09 | Connecticut | 09A15 | 4144 | BRISTOL ARMORY | Army | 003 | Hartford | 0090 | Bristol | 1.11 | 1.15 | 1 | 1.239 | 1.239 | 0.741 | 0.889 | 1.923 | 1.239 | 2.708
US | United States | 09 | Connecticut | 82387-12121 | 704231 | LAUREL ST BRISTOL | Army | 003 | Hartford | 0090 | Bristol | 1.11 | 1.15
US | United States | 09 | Connecticut | 09508 | 4026 | BG JOHN W MIDDLETON USARC | Army | 003 | Hartford | 0224 | East Windsor | 1.11 | 1.15 | 1 | 1.239 | 1.239 | 0.741 | 0.889 | 1.923 | 1.239 | 2.708
US | United States | 09 | Connecticut | 09A40 | 4871 | ENFIELD ARMORY | Army | 003 | Hartford | 0229 | Enfield | 1.11 | 1.15 | 1 | 1.239 | 1.239 | 0.741 | 0.889 | 1.923 | 1.239 | 2.708
US | United States | 09 | Connecticut | 82387-10315 | 702426 | 155 HAZARD AVENUE ENFIELD | Army | 003 | Hartford | 0229 | Enfield | 1.11 | 1.15
US | United States | 09 | Connecticut | 82387-11867 | 703978 | FOREST PARK DR FARMINGTON | Army | 003 | Hartford | 0237 | Farmington | 1.11 | 1.15
US | United States | 09 | Connecticut | 09A55 | 4119 | BRAINARD OMS 7A | Army | 003 | Hartford | 0280 | Hartford | 1.11 | 1.15 | 1 | 1.239 | 1.239 | 0.741 | 0.889 | 1.923 | 1.239 | 2.708
US | United States | 09 | Connecticut | 09A50 | 5371 | HARTFORD ARMORY OMS 8A | Army | 003 | Hartford | 0280 | Hartford | 1.11 | 1.15 | 1 | 1.239 | 1.239 | 0.741 | 0.889 | 1.923 | 1.239 | 2.708
US | United States | 09 | Connecticut | 090NG-10001 | 700060 | ARMY NATIONAL GUARD HARTFORD | Army | 003 | Hartford | 0280 | Hartford | 1.11 | 1.15 | 1 | 1.239 | 1.239 | 0.741 | 0.889 | 1.923 | 1.239 | 2.708
US | United States | 09 | Connecticut | 82387-10548 | 702659 | 233 PEARL ST HARTFORD | Army | 003 | Hartford | 0280 | Hartford | 1.11 | 1.15
US | United States | 09 | Connecticut | 710386 | 710386 | FORD STREET PARKING HARTFORD | Army | 003 | Hartford | 0280 | Hartford | 1.11 | 1.15
US | United States | 09 | Connecticut | 82387-13276 | 705385 | W MIDDLE TP MANCHESTER | Army | 003 | Hartford | 0365 | Manchester | 1.11 | 1.15
US | United States | 09 | Connecticut | 711151 | 711151 | 465 BUCKLAND DRIVE MANCHESTER | Army | 003 | Hartford | 0365 | Manchester | 1.11 | 1.15
US | United States | 09 | Connecticut | 711152 | 711152 | 465 BUCKLAND HILLS DRIVE MANCHESTER | Army | 003 | Hartford | 0365 | Manchester | 1.11 | 1.15
US | United States | 09 | Connecticut | 09A86 | 6392 | NEW BRITAIN ARMORY | Army | 003 | Hartford | 0420 | New Britain | 1.11 | 1.15 | 1 | 1.239 | 1.239 | 0.741 | 0.889 | 1.923 | 1.239 | 2.708
US | United States | 09 | Connecticut | 09C05 | 6420 | NEWINGTON | Army | 003 | Hartford | 0435 | Newington | 1.11 | 1.15 | 1 | 1.239 | 1.239 | 0.741 | 0.889 | 1.923 | 1.239 | 2.708
US | United States | 09 | Connecticut | N32446-NO | 359 | NAVOPSPTCEN PLAINVILLE 2 | Navy | 003 | Hartford | 0555 | Plainville | 1.11 | 1.15 | 1 | 1.239 | 1.239 | 0.741 | 0.889 | 1.923 | 1.239 | 2.708
US | United States | 09 | Connecticut | N32446-NP | 1304 | NAVOPSPTCEN PLAINVILLE | Navy | 003 | Hartford | 0555 | Plainville | 1.11 | 1.15 | 1 | 1.239 | 1.239 | 0.741 | 0.889 | 1.923 | 1.239 | 2.708
US | United States | 09 | Connecticut | 711079 | 711079 | 139 LAUREL COURT PLAINVILLE | Army | 003 | Hartford | 0555 | Plainville | 1.11 | 1.15
US | United States | 09 | Connecticut | 09A60 | 6046 | MANCHESTER ARMORY OMS 7 | Army | 003 | Hartford | 0660 | Simsbury | 1.11 | 1.15 | 1 | 1.239 | 1.239 | 0.741 | 0.889 | 1.923 | 1.239 | 2.708
US | United States | 09 | Connecticut | 09B30 | 7329 | SOUTHINGTON ARMORY OMS 2 | Army | 003 | Hartford | 0680 | Southington | 1.11 | 1.15 | 1 | 1.239 | 1.239 | 0.741 | 0.889 | 1.923 | 1.239 | 2.708
US | United States | 09 | Connecticut | 711078 | 711078 | 723 NEVERS ROAD SOUTH WINDSOR | Army | 003 | Hartford | 0686 | South Windsor | 1.11 | 1.15
US | United States | 09 | Connecticut | 09825 | 4011 | BERRY-ROSENBLATT AFRC | Army | 003 | Hartford | 0823 | West Hartford | 1.11 | 1.15 | 1 | 1.239 | 1.239 | 0.741 | 0.889 | 1.923 | 1.239 | 2.708
US | United States | 09 | Connecticut | 09906 | 3689 | AASF | Army | 003 | Hartford | 0845 | Windsor Locks | 1.11 | 1.15 | 1 | 1.239 | 1.239 | 0.741 | 0.889 | 1.923 | 1.239 | 2.708
US | United States | 09 | Connecticut | 09050 | 3793 | AMSA #72 | Army | 003 | Hartford | 0845 | Windsor Locks | 1.11 | 1.15 | 1 | 1.239 | 1.239 | 0.741 | 0.889 | 1.923 | 1.239 | 2.708
US | United States | 09 | Connecticut | 09B75 | 4256 | CAMP HARTELL | Army | 003 | Hartford | 0845 | Windsor Locks | 1.11 | 1.15 | 1 | 1.239 | 1.239 | 0.741 | 0.889 | 1.923 | 1.239 | 2.708
US | United States | 09 | Connecticut | 25140-10005 | 700944 | BRADLEY FIELD WINDSOR LOCKS | Army | 003 | Hartford | 0845 | Windsor Locks | 1.11 | 1.15 | 1 | 1.239 | 1.239 | 0.741 | 0.889 | 1.923 | 1.239 | 2.708
US | United States | 09 | Connecticut | CEKT0001 | 1516 | BRADLEY IAP SITE # 1 | Air Force | 003 | Hartford | 9999 | Unknown | 1.11 | 1.15 | 1 | 1.239 | 1.239 | 0.741 | 0.889 | 1.923 | 1.239 | 2.708
US | United States | 09 | Connecticut | 82387-13401 | 705510 | WINSTED RD TORRINGTON | Army | 005 | Litchfield | 0760 | Torrington | 1.11 | 1.15
US | United States | 09 | Connecticut | 09010 | 7677 | USARC MIDDLETOWN | Army | 007 | Middlesex | 0380 | Middletown | 1.11 | 1.15 | 1 | 1.239 | 1.239 | 0.741 | 0.889 | 1.923 | 1.239 | 2.708
US | United States | 09 | Connecticut | 82387-10365 | 702476 | 170 MAIN STREET MIDDLETOWN | Army | 007 | Middlesex | 0380 | Middletown | 1.11 | 1.15
US | United States | 09 | Connecticut | 09B55 | 7863 | WESTBROOK ARMORY | Army | 007 | Middlesex | 0822 | Westbrook | 1.11 | 1.15 | 1 | 1.239 | 1.239 | 0.741 | 0.889 | 1.923 | 1.239 | 2.708
US | United States | 09 | Connecticut | 82387-12175 | 704285 | MAIN ST ANSONIA | Army | 009 | New Haven | 0010 | Ansonia | 1.11 | 1.15
US | United States | 09 | Connecticut | 09A10 | 4125 | BRANFORD ARMORY OMS 11 | Army | 009 | New Haven | 0070 | Branford | 1.11 | 1.15 | 1 | 1.263 | 1.263 | 0.741 | 0.889 | 1.923 | 1.263 | 2.708
US | United States | 09 | Connecticut | 09A30 | 4797 | EAST HAVEN RIFLE RANGE | Army | 009 | New Haven | 0222 | East Haven | 1.11 | 1.15 | 1 | 1.263 | 1.263 | 0.741 | 0.889 | 1.923 | 1.263 | 2.708
US | United States | 09 | Connecticut | 09025 | 3792 | AMSA #69 | Army | 009 | New Haven | 0385 | Milford | 1.14 | 1.18 | 1 | 1.263 | 1.263 | 0.741 | 0.889 | 1.923 | 1.263 | 2.708
US | United States | 09 | Connecticut | 09A80 | 6367 | NAUGATUCK ARMORY OMS 5 | Army | 009 | New Haven | 0410 | Naugatuck | 1.11 | 1.15 | 1 | 1.263 | 1.263 | 0.741 | 0.889 | 1.923 | 1.263 | 2.708
US | United States | 09 | Connecticut | 09A90 | 6398 | NEW HAVEN ARMORY | Army | 009 | New Haven | 0430 | New Haven | 1.11 | 1.15 | 1 | 1.263 | 1.263 | 0.741 | 0.889 | 1.923 | 1.263 | 2.708
US | United States | 09 | Connecticut | 09875 | 7238 | SGT GEORGE D LIBBY USARC | Army | 009 | New Haven | 0430 | New Haven | 1.11 | 1.15 | 1 | 1.263 | 1.263 | 0.741 | 0.889 | 1.923 | 1.263 | 2.708
US | United States | 09 | Connecticut | 25140-10006 | 700945 | SGT GEORGE D. LIBBY USARC NEW HAVEN | Army | 009 | New Haven | 0430 | New Haven | 1.11 | 1.15 | 1 | 1.263 | 1.263 | 0.741 | 0.889 | 1.923 | 1.263 | 2.708
US | United States | 09 | Connecticut | 82387-10195 | 702306 | 129 CHURCH STREET NEW HAVEN | Army | 009 | New Haven | 0430 | New Haven | 1.11 | 1.15
US | United States | 09 | Connecticut | 82387-10979 | 703090 | 55 CHURCH STREET/CENTER STREET NEW HAVEN | Army | 009 | New Haven | 0430 | New Haven | 1.11 | 1.15
US | United States | 09 | Connecticut | 82387-12414 | 704524 | N MAIN ST EX WALLINGFORD | Army | 009 | New Haven | 0790 | Wallingford | 1.11 | 1.15
US | United States | 09 | Connecticut | 09905 | 6723 | PAUL J. SUTCOVOY USARC | Army | 009 | New Haven | 0810 | Waterbury | 1.11 | 1.15 | 1 | 1.263 | 1.263 | 0.741 | 0.889 | 1.923 | 1.263 | 2.708
US | United States | 09 | Connecticut | 09B50 | 7798 | WATERBURY ARMORY | Army | 009 | New Haven | 0810 | Waterbury | 1.11 | 1.15 | 1 | 1.263 | 1.263 | 0.741 | 0.889 | 1.923 | 1.263 | 2.708
US | United States | 09 | Connecticut | 82387-11003 | 703114 | 581 WOLCOTT STREET WATERBURY | Army | 009 | New Haven | 0810 | Waterbury | 1.11 | 1.15
US | United States | 09 | Connecticut | SKXJ0001 | 3117 | ORANGE ANG COMMUNICATION STATION SITE # 1 | Air Force | 009 | New Haven | 9999 | Unknown | 1.14 | 1.18 | 1 | 1.263 | 1.263 | 0.741 | 0.889 | 1.923 | 1.263 | 2.708
US | United States | 09 | Connecticut | 09A35 | 7441 | STONES' RANCH MILITARY RES | Army | 011 | New London | 0219 | East Lyme | 1.14 | 1.18 | 1 | 1.239 | 1.239 | 0.741 | 0.889 | 1.923 | 1.239 | 2.708
US | United States | 09 | Connecticut | N00129 | 153 | Naval Submarine Base, New London CT | Navy | 011 | New London | 0260 | Groton | 1.14 | 1.18 | 1 | 1.239 | 1.239 | 0.741 | 0.889 | 1.923 | 1.239 | 2.708
US | United States | 09 | Connecticut | N00129-EA | 471 | CONNING TOWERS | Navy | 011 | New London | 0260 | Groton | 1.14 | 1.18 | 1 | 1.239 | 1.239 | 0.741 | 0.889 | 1.923 | 1.239 | 2.708
US | United States | 09 | Connecticut | N00129-GA | 472 | NAUTILUS PARK 2ND INC | Navy | 011 | New London | 0260 | Groton | 1.14 | 1.18 | 1 | 1.239 | 1.239 | 0.741 | 0.889 | 1.923 | 1.239 | 2.708
US | United States | 09 | Connecticut | N00129-JA | 473 | POLARIS PARK | Navy | 011 | New London | 0260 | Groton | 1.14 | 1.18 | 1 | 1.239 | 1.239 | 0.741 | 0.889 | 1.923 | 1.239 | 2.708
US | United States | 09 | Connecticut | N00129-NA | 474 | TRIDENT PARK | Navy | 011 | New London | 0260 | Groton | 1.14 | 1.18 | 1 | 1.239 | 1.239 | 0.741 | 0.889 | 1.923 | 1.239 | 2.708
US | United States | 09 | Connecticut | N00129-CA | 811 | NAUTILUS PARK 1ST INC | Navy | 011 | New London | 0260 | Groton | 1.14 | 1.18 | 1 | 1.239 | 1.239 | 0.741 | 0.889 | 1.923 | 1.239 | 2.708
US | United States | 09 | Connecticut | N00129-FA | 812 | DOLPHIN GARDENS | Navy | 011 | New London | 0260 | Groton | 1.14 | 1.18 | 1 | 1.239 | 1.239 | 0.741 | 0.889 | 1.923 | 1.239 | 2.708
US | United States | 09 | Connecticut | N00129-IA | 813 | NAUTILUS PARK 3RD INC | Navy | 011 | New London | 0260 | Groton | 1.14 | 1.18 | 1 | 1.239 | 1.239 | 0.741 | 0.889 | 1.923 | 1.239 | 2.708
US | United States | 09 | Connecticut | 09A45 | 3900 | AVCRAD GROTON | Army | 011 | New London | 0260 | Groton | 1.14 | 1.18 | 1 | 1.239 | 1.239 | 0.741 | 0.889 | 1.923 | 1.239 | 2.708
US | United States | 09 | Connecticut | N00129-MS | 993 | MAGNETIC SILENCING DETACHMENT NL | Navy | 011 | New London | 0440 | New London | 1.14 | 1.18 | 1 | 1.239 | 1.239 | 0.741 | 0.889 | 1.923 | 1.239 | 2.708
US | United States | 09 | Connecticut | 09A95 | 6401 | NEW LONDON ARMORY | Army | 011 | New London | 0440 | New London | 1.14 | 1.18 | 1 | 1.239 | 1.239 | 0.741 | 0.889 | 1.923 | 1.239 | 2.708
US | United States | 09 | Connecticut | 82387-12020 | 704130 | HOWARD ST NEW LONDON | Army | 011 | New London | 0440 | New London | 1.14 | 1.18
US | United States | 09 | Connecticut | N32411-DP | 430 | NUWC DODGE POND FIELD | Navy | 011 | New London | 0470 | Niantic | 1.14 | 1.18 | 1 | 1.239 | 1.239 | 0.741 | 0.889 | 1.923 | 1.239 | 2.708
US | United States | 09 | Connecticut | 09B00 | 4283 | CAMP RELL | Army | 011 | New London | 0470 | Niantic | 1.14 | 1.18 | 1 | 1.239 | 1.239 | 0.741 | 0.889 | 1.923 | 1.239 | 2.708
US | United States | 09 | Connecticut | 09B15 | 6579 | NORWICH ARMORY OMS 10 | Army | 011 | New London | 0520 | Norwich | 1.11 | 1.15 | 1 | 1.239 | 1.239 | 0.741 | 0.889 | 1.923 | 1.239 | 2.708
US | United States | 09 | Connecticut | 82387-13267 | 705376 | W MAIN ST NORWICH | Army | 011 | New London | 0520 | Norwich | 1.11 | 1.15
US | United States | 09 | Connecticut | 82387-13351 | 705460 | WATER ST NORWICH | Army | 011 | New London | 0520 | Norwich | 1.11 | 1.15
US | United States | 09 | Connecticut | N00129-LA | 814 | ADMIRAL FIFE REC. AREA | Navy | 011 | New London | 0710 | Stonington | 1.14 | 1.18 | 1 | 1.239 | 1.239 | 0.741 | 0.889 | 1.923 | 1.239 | 2.708
US | United States | 09 | Connecticut | 710602 | 710602 | 101 MAIN STREET STAFFORD SPRINGS | Army | 013 | Tolland | 0690 | Stafford Springs | 1.11 | 1.15
US | United States | 09 | Connecticut | 09B25 | 7045 | ROCKVILLE ARMORY | Army | 013 | Tolland | 0785 | Vernon | 1.11 | 1.15 | 1 | 1.131 | 1.131 | 0.741 | 0.889 | 1.923 | 1.131 | 2.708
US | United States | 09 | Connecticut | 82387-11973 | 704084 | HARTFORD TPKE VERNON | Army | 013 | Tolland | 0785 | Vernon | 1.11 | 1.15
US | United States | 09 | Connecticut | 82387-13154 | 705263 | VERNON PROF BLDG VERNON | Army | 013 | Tolland | 0785 | Vernon | 1.11 | 1.15
US | United States | 09 | Connecticut | 82387-12185 | 704295 | MAIN ST DANIELSON | Army | 015 | Windham | 0180 | Danielson | 1.11 | 1.15
US | United States | 09 | Connecticut | 710774 | 710774 | 165 MAIN STREET DANIELSON | Army | 015 | Windham | 0180 | Danielson | 1.11 | 1.15
US | United States | 09 | Connecticut | 09B20 | 6904 | PUTNAM ARMORY | Army | 015 | Windham | 0590 | Putnam | 1.11 | 1.15 | 1 | 1.239 | 1.239 | 0.741 | 0.889 | 1.923 | 1.239 | 2.708
US | United States | 09 | Connecticut | 82387-11788 | 703899 | EASTBROOK MALL WILLIMANTIC | Army | 015 | Windham | 0840 | Willimantic | 1.11 | 1.15
US | United States | 10 | Delaware | 10715 | 4952 | FLEMING-GODWIN USARC - DOVER | Army | 001 | Kent | 0130 | Dover | 1.08 | 1.1 | 0.643 | 1.201 | 1.201 | 0.852 | 0.889 | 1.615 | 1.201 | 1.21
US | United States | 10 | Delaware | 10A20 | 5401 | HAZLETT ARMORY | Army | 001 | Kent | 0130 | Dover | 1.08 | 1.1
US | United States | 10 | Delaware | 82387-11492 | 703603 | CHAD ST DOVER | Army | 001 | Kent | 0130 | Dover | 1.08 | 1.1
US | United States | 10 | Delaware | 82387-13284 | 705393 | W NORTH ST DOVER | Army | 001 | Kent | 0130 | Dover | 1.08 | 1.1
US | United States | 10 | Delaware | 10A35 | 4385 | CHARLES CORBIT ARMOR | Army | 001 | Kent | 0220 | Harrington | 1.08 | 1.1 | 0.643 | 1.263 | 1.263 | 0.852 | 0.889 | 1.615 | 1.263 | 1.21
US | United States | 10 | Delaware | 10A50 | 6199 | MILFORD | Army | 001 | Kent | 0320 | Milford | 1.08 | 1.1 | 0.643 | 1.201 | 1.201 | 0.852 | 0.889 | 1.615 | 1.201 | 1.21
US | United States | 10 | Delaware | FKJG0001 | 169878 | DOVER FAMILY HOUSING ANNEX SITE # 1 | Air Force | 001 | Kent | 9999 | Unknown | 1.08 | 1.1 | 0.643 | 1.201 | 1.201 | 0.852 | 0.889 | 1.615 | 1.201 | 1.21
US | United States | 10 | Delaware | TPGH0001 | 169880 | PORT MAHON POL ANNEX SITE # 1 | Air Force | 001 | Kent | 9999 | Unknown | 1.08 | 1.1 | 0.643 | 1.201 | 1.201 | 0.852 | 0.889 | 1.615 | 1.201 | 1.21
US | United States | 10 | Delaware | FJXT0001 | 169881 | DOVER AFB SITE # 1 | Air Force | 001 | Kent | 9999 | Unknown | 1.08 | 1.1 | 0.643 | 1.201 | 1.201 | 0.852 | 0.889 | 1.615 | 1.201 | 1.21
US | United States | 10 | Delaware | 10A15 | 5237 | GOV BACON HEALTH CTR | Army | 003 | New Castle | 0110 | Delaware City | 1.03 | 1.05 | 0.643 | 1.201 | 1.201 | 0.852 | 0.889 | 1.615 | 1.201 | 1.21
US | United States | 10 | Delaware | 10A45 | 7913 | WILLIAM NELSON ARMOR | Army | 003 | New Castle | 0310 | Middletown | 1.03 | 1.05 | 0.643 | 1.201 | 1.201 | 0.852 | 0.889 | 1.615 | 1.201 | 1.21
US | United States | 10 | Delaware | 82387-10229 | 702340 | 134 E MAIN ST NEWARK | Army | 003 | New Castle | 0360 | Newark | 1.03 | 1.05
US | United States | 10 | Delaware | 82387-11725 | 703836 | E MAIN ST NEWARK | Army | 003 | New Castle | 0360 | Newark | 1.03 | 1.05
US | United States | 10 | Delaware | 82387-12516 | 704626 | NEWARK SHOPPING CTR NEWARK | Army | 003 | New Castle | 0360 | Newark | 1.03 | 1.05
US | United States | 10 | Delaware | 10A55 | 4775 | DUNCAN ARMORY AASF | Army | 003 | New Castle | 0370 | New Castle | 1.03 | 1.05 | 0.643 | 1.201 | 1.201 | 0.852 | 0.889 | 1.615 | 1.201 | 1.21
US | United States | 10 | Delaware | 10605 | 6496 | River Road Training Site | Army | 003 | New Castle | 0370 | New Castle | 1.03 | 1.05 | 0.643 | 1.201 | 1.201 | 0.852 | 0.889 | 1.615 | 1.201 | 1.21
US | United States | 10 | Delaware | N32414-WD | 622 | NAVOPSPTCEN WILMINGTON | Navy | 003 | New Castle | 0490 | Wilmington | 1.03 | 1.05 | 0.643 | 1.201 | 1.201 | 0.852 | 0.889 | 1.615 | 1.201 | 1.21
US | United States | 10 | Delaware | 10A80 | 3658 | 1401 ARMORY | Army | 003 | New Castle | 0490 | Wilmington | 1.03 | 1.05 | 0.643 | 1.201 | 1.201 | 0.852 | 0.889 | 1.615 | 1.201 | 1.21
US | United States | 10 | Delaware | 10775 | 5747 | KIRKWOOD USARC - WILMINGTON | Army | 003 | New Castle | 0490 | Wilmington | 1.03 | 1.05 | 0.643 | 1.201 | 1.201 | 0.852 | 0.889 | 1.615 | 1.201 | 1.21
US | United States | 10 | Delaware | 10A85 | 7427 | STERN ARMORY | Army | 003 | New Castle | 0490 | Wilmington | 1.03 | 1.05 | 0.643 | 1.201 | 1.201 | 0.852 | 0.889 | 1.615 | 1.201 | 1.21
US | United States | 10 | Delaware | 10A86 | 7929 | WILMINGTON | Army | 003 | New Castle | 0490 | Wilmington | 1.03 | 1.05 | 0.643 | 1.201 | 1.201 | 0.852 | 0.889 | 1.615 | 1.201 | 1.21
US | United States | 10 | Delaware | 82387-12946 | 705056 | SHIPYARD SHOPS WILMINGTON | Army | 003 | New Castle | 0490 | Wilmington | 1.03 | 1.05
US | United States | 10 | Delaware | JLWS0001 | 2317 | 166 AIRLIFT WING | Air Force | 003 | New Castle | 9999 | Unknown | 1.03 | 1.05 | 0.643 | 1.201 | 1.201 | 0.852 | 0.889 | 1.615 | 1.201 | 1.21
US | United States | 10 | Delaware | 10A05 | 7602 | TS BBTS | Army | 005 | Sussex | 0020 | Bethany Beach | 1.05 | 1.08 | 0.643 | 1.131 | 1.131 | 0.852 | 0.889 | 1.615 | 1.131 | 1.21
US | United States | 10 | Delaware | 10A10 | 4631 | DAGSBORO | Army | 005 | Sussex | 0100 | Dagsboro | 1.05 | 1.08 | 0.643 | 1.131 | 1.131 | 0.852 | 0.889 | 1.615 | 1.131 | 1.21
US | United States | 10 | Delaware | 10A30 | 5190 | GEORGETOWN | Army | 005 | Sussex | 0200 | Georgetown | 1.05 | 1.08 | 0.643 | 1.131 | 1.131 | 0.852 | 0.889 | 1.615 | 1.131 | 1.21
US | United States | 10 | Delaware | 82387-13027 | 705137 | STERLING SQ CTR GEORGETOWN | Army | 005 | Sussex | 0200 | Georgetown | 1.05 | 1.08
US | United States | 10 | Delaware | 10735 | 4314 | CAPE HENLOPEN USARC - LEWES | Army | 005 | Sussex | 0280 | Lewes | 1.05 | 1.08 | 0.643 | 1.131 | 1.131 | 0.852 | 0.889 | 1.615 | 1.131 | 1.21
US | United States | 10 | Delaware | 10A90 | 6794 | PIGMAN ARMORY | Army | 005 | Sussex | 0420 | Seaford | 1.05 | 1.08 | 0.643 | 1.131 | 1.131 | 0.852 | 0.889 | 1.615 | 1.131 | 1.21
US | United States | 10 | Delaware | 10A65 | 7207 | SEAFORD RC (OLD) | Army | 005 | Sussex | 0420 | Seaford | 1.05 | 1.08 | 0.643 | 1.131 | 1.131 | 0.852 | 0.889 | 1.615 | 1.131 | 1.21
US | United States | 10 | Delaware | FJXW0001 | 169877 | ELLENDALE NEXT GENERATION SITE SITE # 1 | Air Force | 005 | Sussex | 9999 | Unknown | 1.05 | 1.08 | 0.643 | 1.131 | 1.131 | 0.852 | 0.889 | 1.615 | 1.131 | 1.21
US | United States | 11 | District of Columbia | M67029-0002 | 73 | SUPPORT FACILITY | Marine Corps | 001 | District of Columbia | 0010 | Washington, DC | 1.02 | 1.03 | 1.143 | 1.131 | 1.131 | 1.5 | 1.333 | 0.769 | 1.131 | 1
US | United States | 11 | District of Columbia | M67029-0003 | 74 | Marine Corps Barracks, Washington DC | Marine Corps | 001 | District of Columbia | 0010 | Washington, DC | 1.02 | 1.03 | 1.143 | 1.131 | 1.131 | 1.5 | 1.333 | 0.769 | 1.131 | 1
US | United States | 11 | District of Columbia | M67029-0004 | 75 | ANNEX | Marine Corps | 001 | District of Columbia | 0010 | Washington, DC | 1.02 | 1.03 | 1.143 | 1.131 | 1.131 | 1.5 | 1.333 | 0.769 | 1.131 | 1
US | United States | 11 | District of Columbia | N68469 | 148 | Naval Support Activity, Washington | Navy | 001 | District of Columbia | 0010 | Washington, DC | 1.02 | 1.03 | 1.143 | 1.131 | 1.131 | 1.5 | 1.333 | 0.769 | 1.131 | 1
US | United States | 11 | District of Columbia | N61150 | 248 | NSA NORTH POTOMAC | Navy | 001 | District of Columbia | 0010 | Washington, DC | 1.02 | 1.03 | 1.143 | 1.131 | 1.131 | 1.5 | 1.333 | 0.769 | 1.131 | 1
US | United States | 11 | District of Columbia | N68469-NR | 579 | NAVAL RESEARCH LAB | Navy | 001 | District of Columbia | 0010 | Washington, DC | 1.02 | 1.03 | 1.143 | 1.131 | 1.131 | 1.5 | 1.333 | 0.769 | 1.131 | 1
US | United States | 11 | District of Columbia | N68469-AN | 591 | NAVSTA ANACOSTIA | Navy | 001 | District of Columbia | 0010 | Washington, DC | 1.02 | 1.03 | 1.143 | 1.131 | 1.131 | 1.5 | 1.333 | 0.769 | 1.131 | 1
US | United States | 11 | District of Columbia | N68469-EA | 593 | BELLEVUE | Navy | 001 | District of Columbia | 0010 | Washington, DC | 1.02 | 1.03 | 1.143 | 1.131 | 1.131 | 1.5 | 1.333 | 0.769 | 1.131 | 1
US | United States | 11 | District of Columbia | N68469-EB | 1127 | BELLEVUE 1 | Navy | 001 | District of Columbia | 0010 | Washington, DC | 1.02 | 1.03 | 1.143 | 1.131 | 1.131 | 1.5 | 1.333 | 0.769 | 1.131 | 1
US | United States | 11 | District of Columbia | N68469-SE | 1157 | SOUTHEAST FED CENTER | Navy | 001 | District of Columbia | 0010 | Washington, DC | 1.02 | 1.03 | 1.143 | 1.131 | 1.131 | 1.5 | 1.333 | 0.769 | 1.131 | 1
US | United States | 11 | District of Columbia | N61150-DA | 1217 | NDEPT POTOMAC ANNEX | Navy | 001 | District of Columbia | 0010 | Washington, DC | 1.02 | 1.03 | 1.143 | 1.131 | 1.131 | 1.5 | 1.333 | 0.769 | 1.131 | 1
US | United States | 11 | District of Columbia | N61150-SS | 1219 | NEBRASKA AVE COMPLEX | Navy | 001 | District of Columbia | 0010 | Washington, DC | 1.02 | 1.03 | 1.143 | 1.131 | 1.131 | 1.5 | 1.333 | 0.769 | 1.131 | 1
US | United States | 11 | District of Columbia | N68469-NL | 1254 | NAVAL RESEARCH LAB 1 | Navy | 001 | District of Columbia | 0010 | Washington, DC | 1.02 | 1.03 | 1.143 | 1.131 | 1.131 | 1.5 | 1.333 | 0.769 | 1.131 | 1
US | United States | 11 | District of Columbia | 11A05 | 4627 | D.C.ARMORY | Army | 001 | District of Columbia | 0010 | Washington, DC | 1.02 | 1.03 | 1.143 | 1.131 | 1.131 | 1.5 | 1.333 | 0.769 | 1.131 | 1
US | United States | 11 | District of Columbia | 11605 | 5025 | FORT LESLEY J MCNAIR | Army | 001 | District of Columbia | 0010 | Washington, DC | 1.02 | 1.03 | 1.143 | 1.131 | 1.131 | 1.5 | 1.333 | 0.769 | 1.131 | 1
US | United States | 11 | District of Columbia | 11865 | 6969 | REED WALTER AMC MAIN POST | Army | 001 | District of Columbia | 0010 | Washington, DC | 1.02 | 1.03 | 1.143 | 1.131 | 1.131 | 1.5 | 1.333 | 0.769 | 1.131 | 1
US | United States | 11 | District of Columbia | 11975 | 7310 | SOLDIER'S & AIRMEN'S NATL CMTY | Army | 001 | District of Columbia | 0010 | Washington, DC | 1.02 | 1.03 | 1.143 | 1.131 | 1.131 | 1.5 | 1.333 | 0.769 | 1.131 | 1
US | United States | 11 | District of Columbia | DCLS1 | 9400 | DC LEASES NCR | WHS | 001 | District of Columbia | 0010 | Washington, DC | 1.02 | 1.03 | 1.143 | 1.131 | 1.131 | 1.5 | 1.333 | 0.769 | 1.131 | 1
US | United States | 11 | District of Columbia | 11A15 | 9431 | NAS ANACOSTIA | Army | 001 | District of Columbia | 0010 | Washington, DC | 1.02 | 1.03 | 1.143 | 1.131 | 1.131 | 1.5 | 1.333 | 0.769 | 1.131 | 1
US | United States | 11 | District of Columbia | 82387-10083 | 702194 | 1099 14TH ST, N.W. WASHINGTON | Army | 001 | District of Columbia | 0010 | Washington, DC | 1.02 | 1.03
US | United States | 11 | District of Columbia | 82387-10287 | 702398 | 14TH & L ST WASHINGTON | Army | 001 | District of Columbia | 0010 | Washington, DC | 1.02 | 1.03
US | United States | 11 | District of Columbia | 82387-11856 | 703967 | FLORIDA AVE WASHINGTON | Army | 001 | District of Columbia | 0010 | Washington, DC | 1.02 | 1.03
US | United States | 11 | District of Columbia | N68469-BO | 599 | BOLLING AFB | Navy | 001 | District of Columbia | 0015 | Bolling AFB | 1.02 | 1.03 | 1.143 | 1.131 | 1.131 | 1.5 | 1.333 | 0.769 | 1.131 | 1
US | United States | 11 | District of Columbia | BXUR0001 | 1499 | BOLLING AIR FORCE BASE SITE # 1 | Air Force | 001 | District of Columbia | 9999 | Unknown | 1.02 | 1.03 | 1.143 | 1.131 | 1.131 | 1.5 | 1.333 | 0.769 | 1.131 | 1
US | United States | 12 | Florida | 12425 | 4199 | C.R. LAYTON USARC | Army | 001 | Alachua | 1130 | Gainesville | 0.93 | 0.92 | 1.286 | 1.131 | 1.131 | 0.639 | 1.333 | 2.154 | 1.131 | 0.101
US | United States | 12 | Florida | 12426 | 5146 | GAINESVILLE USARC | Army | 001 | Alachua | 1130 | Gainesville | 0.93 | 0.92 | 1.286 | 1.131 | 1.131 | 0.639 | 1.333 | 2.154 | 1.131 | 0.101
US | United States | 12 | Florida | 82387-10719 | 702830 | 3218 SW 35TH BLVD GAINESVILLE | Army | 001 | Alachua | 1130 | Gainesville | 0.93 | 0.92
US | United States | 12 | Florida | 82387-12558 | 704668 | NW 37TH PL GAINESVILLE | Army | 001 | Alachua | 1130 | Gainesville | 0.93 | 0.92
US | United States | 12 | Florida | 82387-13037 | 705147 | SUN CENTER GAINESVILLE | Army | 001 | Alachua | 1130 | Gainesville | 0.93 | 0.92
US | United States | 12 | Florida | 82387-13112 | 705222 | UNION STATION GAINESVILLE | Army | 001 | Alachua | 1130 | Gainesville | 0.93 | 0.92
US | United States | 12 | Florida | 710104 | 710104 | 4000 NW 51ST STREET GAINESVILLE | Army | 001 | Alachua | 1130 | Gainesville | 0.93 | 0.92
US | United States | 12 | Florida | 710577 | 710577 | 10644 NW 9TH ROAD GAINESVILLE | Army | 001 | Alachua | 1130 | Gainesville | 0.93 | 0.92
US | United States | 12 | Florida | 711205 | 711205 | 11129 NW 38TH LANE GAINESVILLE | Army | 001 | Alachua | 1130 | Gainesville | 0.93 | 0.92
US | United States | 12 | Florida | N61008 | 257 | NAVAL SUPPORT ACTY PANAMA CITY | Navy | 005 | Bay | 2450 | Panama City | 0.87 | 0.84 | 1.286 | 1.131 | 1.131 | 0.639 | 1.333 | 2.154 | 1.131 | 0.101
US | United States | 12 | Florida | N61008-EA | 518 | SITE NO 1 | Navy | 005 | Bay | 2450 | Panama City | 0.87 | 0.84 | 1.286 | 1.131 | 1.131 | 0.639 | 1.333 | 2.154 | 1.131 | 0.101
US | United States | 12 | Florida | N61008-FA | 519 | SITE NO 2 | Navy | 005 | Bay | 2450 | Panama City | 0.87 | 0.84 | 1.286 | 1.131 | 1.131 | 0.639 | 1.333 | 2.154 | 1.131 | 0.101
US | United States | 12 | Florida | N61008-GA | 520 | SITE NO 3 | Navy | 005 | Bay | 2450 | Panama City | 0.87 | 0.84 | 1.286 | 1.131 | 1.131 | 0.639 | 1.333 | 2.154 | 1.131 | 0.101
US | United States | 12 | Florida | N61008-DA | 1329 | ST ANDREWS ST PARK | Navy | 005 | Bay | 2450 | Panama City | 0.87 | 0.84 | 1.286 | 1.131 | 1.131 | 0.639 | 1.333 | 2.154 | 1.131 | 0.101
US | United States | 12 | Florida | SVEF0001 | 3138 | PANAMA CITY RADIO RELAY ANNEX D-1(B) SITE # 1 | Air Force | 005 | Bay | 2450 | Panama City | 0.87 | 0.84 | 1.286 | 1.131 | 1.131 | 0.639 | 1.333 | 2.154 | 1.131 | 0.101
US | United States | 12 | Florida | 12490 | 6421 | NEWKIRK SUTHERLAND JR USARC | Army | 005 | Bay | 2450 | Panama City | 0.87 | 0.84 | 1.286 | 1.131 | 1.131 | 0.639 | 1.333 | 2.154 | 1.131 | 0.101
US | United States | 12 | Florida | 12B95 | 6692 | PANAMA CITY READINESS CENTER | Army | 005 | Bay | 2450 | Panama City | 0.87 | 0.84 | 1.286 | 1.131 | 1.131 | 0.639 | 1.333 | 2.154 | 1.131 | 0.101
US | United States | 12 | Florida | 01530-10037 | 700038 | USARC TRNG PANAMA CITY | Army | 005 | Bay | 2450 | Panama City | 0.87 | 0.84 | 1.286 | 1.131 | 1.131 | 0.639 | 1.333 | 2.154 | 1.131 | 0.101
US | United States | 12 | Florida | 18081-10522 | 700681 | POST OFFICE BLDG PANAMA CITY | Army | 005 | Bay | 2450 | Panama City | 0.87 | 0.84
US | United States | 12 | Florida | 82387-13176 | 705285 | W 23RD ST PANAMA CITY | Army | 005 | Bay | 2450 | Panama City | 0.87 | 0.84
US | United States | 12 | Florida | 82387-10880 | 702991 | 4408 DELLWOOD LANET PANAMA CITY BEACH | Army | 005 | Bay | 2451 | Panama City Beach | 0.87 | 0.84
US | United States | 12 | Florida | NVPR0001 | 2520 | LYNN HAVEN DEFENSE FUEL SUP SITE # 1 | Air Force | 005 | Bay | 9999 | Unknown | 0.87 | 0.84 | 1.286 | 1.131 | 1.131 | 0.639 | 1.333 | 2.154 | 1.131 | 0.101
US | United States | 12 | Florida | XLWU0001 | 3366 | TYNDALL AFB SITE # 1 | Air Force | 005 | Bay | 9999 | Unknown | 0.87 | 0.84 | 1.286 | 1.131 | 1.131 | 0.639 | 1.333 | 2.154 | 1.131 | 0.101
US | United States | 12 | Florida | 12A01 | 6326 | MTC CAMP BLANDING | Army | 007 | Bradford | 2890 | Starke | 0.93 | 0.92 | 1.286 | 1.131 | 1.131 | 0.639 | 1.333 | 2.154 | 1.131 | 0.101
US | United States | 12 | Florida | 12C45 | 7410 | STARKE READINESS CENTER | Army | 007 | Bradford | 2890 | Starke | 0.93 | 0.92 | 1.286 | 1.131 | 1.131 | 0.639 | 1.333 | 2.154 | 1.131 | 0.101
US | United States | 12 | Florida | 18081-10677 | 700836 | STARKE FL | Army | 007 | Bradford | 2890 | Starke | 0.93 | 0.92
US | United States | 12 | Florida | 82387-12470 | 704580 | N TEMPLE AVE STARKE | Army | 007 | Bradford | 2890 | Starke | 0.99 | 0.99
US | United States | 12 | Florida | N42237-CC | 530 | NOTU CAPE CANAVERAL | Navy | 009 | Brevard | 0454 | Cape Canaveral | 0.96 | 0.95 | 1.286 | 1.131 | 1.131 | 0.639 | 1.333 | 2.154 | 1.131 | 0.101
US | United States | 12 | Florida | N61007-CC | 541 | NSWCDET CAPE CANAVERAL | Navy | 009 | Brevard | 0454 | Cape Canaveral | 0.96 | 0.95 | 1.286 | 1.131 | 1.131 | 0.639 | 1.333 | 2.154 | 1.131 | 0.101
US | United States | 12 | Florida | TNPH0001 | 3179 | PORT CANAVERAL CABLE TERMINAL ANNEX SITE # 1 | Air Force | 009 | Brevard | 0454 | Cape Canaveral | 0.96 | 0.95 | 1.286 | 1.131 | 1.131 | 0.639 | 1.333 | 2.154 | 1.131 | 0.101
US | United States | 12 | Florida | KSCC0001 | 170081 | KENNEDY SPACE CENTER COMMUNICATIONS | Air Force | 009 | Brevard | 0454 | Cape Canaveral | 0.96 | 0.95 | 1.286 | 1.131 | 1.131 | 0.639 | 1.333 | 2.154 | 1.131 | 0.101
US | United States | 12 | Florida | DBEH0001 | 1555 | CAPE CANAVERAL AIR FORCE STATION SITE # 1 | Air Force | 009 | Brevard | 0455 | Cape Canaveral AFS | 0.96 | 0.95 | 1.286 | 1.131 | 1.131 | 0.639 | 1.333 | 2.154 | 1.131 | 0.101
US | United States | 12 | Florida | 12A55 | 4478 | COCOA READINESS CENTER | Army | 009 | Brevard | 0620 | Cocoa | 0.96 | 0.95 | 1.286 | 1.131 | 1.131 | 0.639 | 1.333 | 2.154 | 1.131 | 0.101
US | United States | 12 | Florida | STLB0001 | 169886 | SATELLITE BLVD SITE 1 | Air Force | 009 | Brevard | 0620 | Cocoa | 0.96 | 0.95 | 1.286 | 1.131 | 1.131 | 0.639 | 1.333 | 2.154 | 1.131 | 0.101
US | United States | 12 | Florida | CCWP0001 | 170211 | COCOA WATER PLANT DOPPLER | Air Force | 009 | Brevard | 0620 | Cocoa | 0.96 | 0.95 | 1.286 | 1.131 | 1.131 | 0.639 | 1.333 | 2.154 | 1.131 | 0.101
US | United States | 12 | Florida | EBPM0001 | 1603 | COCOA OCEAN BEACH TRACKING ANNEX SITE # 1 | Air Force | 009 | Brevard | 0630 | Cocoa Beach | 0.96 | 0.95 | 1.286 | 1.131 | 1.131 | 0.639 | 1.333 | 2.154 | 1.131 | 0.101
US | United States | 12 | Florida | LRWP0001 | 169888 | LORI WILSON PARK SITE 1 | Air Force | 009 | Brevard | 0630 | Cocoa Beach | 0.96 | 0.95 | 1.286 | 1.131 | 1.131 | 0.639 | 1.333 | 2.154 | 1.131 | 0.101
US | United States | 12 | Florida | QBKT0001 | 2812 | MESONET #1617 WEATHER ANNEX SITE # 1 | Air Force | 009 | Brevard | 1567 | Kennedy Space Center | 0.96 | 0.95 | 1.286 | 1.131 | 1.131 | 0.639 | 1.333 | 2.154 | 1.131 | 0.101
US | United States | 12 | Florida | MLBN0001 | 2449 | MELBOURNE INTERNATIONAL AIRPORT ALDF SITE # 1 | Air Force | 009 | Brevard | 1990 | Melbourne | 0.96 | 0.95 | 1.286 | 1.131 | 1.131 | 0.639 | 1.333 | 2.154 | 1.131 | 0.101
US | United States | 12 | Florida | 12456 | 6144 | MELBOURNE READINESS CENTER | Army | 009 | Brevard | 1990 | Melbourne | 0.96 | 0.95 | 1.286 | 1.131 | 1.131 | 0.639 | 1.333 | 2.154 | 1.131 | 0.101
US | United States | 12 | Florida | 82387-10508 | 702619 | 2200 W. EAU GALLIE MELBOURNE | Army | 009 | Brevard | 1990 | Melbourne | 0.96 | 0.95
US | United States | 12 | Florida | 82387-12484 | 704594 | N WICKHAM RD MELBOURNE | Army | 009 | Brevard | 1990 | Melbourne | 0.96 | 0.95
US | United States | 12 | Florida | 82387-13282 | 705391 | W NEW HAVEN MELBOURNE | Army | 009 | Brevard | 1990 | Melbourne | 0.96 | 0.95
US | United States | 12 | Florida | PXAY0001 | 2800 | MELBOURNE BEACH OPTICAL TRACKING ANNEX SITE # 1 | Air Force | 009 | Brevard | 2000 | Melbourne Beach | 0.96 | 0.95 | 1.286 | 1.131 | 1.131 | 0.639 | 1.333 | 2.154 | 1.131 | 0.101
US | United States | 12 | Florida | QBKU0001 | 2813 | MESONET #0300 WEATHER ANNEX SITE # 1 | Air Force | 009 | Brevard | 2005 | Merritt Island | 0.96 | 0.95 | 1.286 | 1.131 | 1.131 | 0.639 | 1.333 | 2.154 | 1.131 | 0.101
US | United States | 12 | Florida | QBKC0001 | 2805 | MESONET #0819 WEATHER ANNEX SITE # 1 | Air Force | 009 | Brevard | 2073 | Mims | 0.96 | 0.95 | 1.286 | 1.131 | 1.131 | 0.639 | 1.333 | 2.154 | 1.131 | 0.101
US | United States | 12 | Florida | SNLE0001 | 3124 | SEMINOLE RANCH SITE 1 | Air Force | 009 | Brevard | 2073 | Mims | 0.96 | 0.95 | 1.286 | 1.131 | 1.131 | 0.639 | 1.333 | 2.154 | 1.131 | 0.101
US | United States | 12 | Florida | SMRD0001 | 169885 | SEMINOLE RANCH 4D SITE 1 | Air Force | 009 | Brevard | 2073 | Mims | 0.96 | 0.95 | 1.286 | 1.131 | 1.131 | 0.639 | 1.333 | 2.154 | 1.131 | 0.101
US | United States | 12 | Florida | NYRL0001 | 2525 | MALABAR TRANSMITTER ANNEX SITE # 1 | Air Force | 009 | Brevard | 2424 | Palm Bay | 0.96 | 0.95 | 1.286 | 1.131 | 1.131 | 0.639 | 1.333 | 2.154 | 1.131 | 0.101
US | United States | 12 | Florida | SXHT0001 | 3143 | PATRICK SITE # 1 | Air Force | 009 | Brevard | 2465 | Patrick AFB | 0.96 | 0.95 | 1.286 | 1.131 | 1.131 | 0.639 | 1.333 | 2.154 | 1.131 | 0.101
US | United States | 12 | Florida | QBKW0001 | 2815 | MESONET #9404 WEATHER ANNEX SITE # 1 | Air Force | 009 | Brevard | 2670 | Rockledge | 0.96 | 0.95 | 1.286 | 1.131 | 1.131 | 0.639 | 1.333 | 2.154 | 1.131 | 0.101
US | United States | 12 | Florida | 82387-13138 | 705247 | US HWY 1 ROCKLEDGE | Army | 009 | Brevard | 2670 | Rockledge | 0.96 | 0.95
US | United States | 12 | Florida | QBKE0001 | 2806 | MESONET #1000 WEATHER ANNEX SITE # 1 | Air Force | 009 | Brevard | 2822 | Sharpes | 0.96 | 0.95 | 1.286 | 1.131 | 1.131 | 0.639 | 1.333 | 2.154 | 1.131 | 0.101
US | United States | 12 | Florida | QBKH0001 | 2807 | MESONET #1204 WEATHER ANNEX SITE # 1 | Air Force | 009 | Brevard | 2822 | Sharpes | 0.96 | 0.95 | 1.286 | 1.131 | 1.131 | 0.639 | 1.333 | 2.154 | 1.131 | 0.101
US | United States | 12 | Florida | QBKZ0001 | 2817 | MESONET #9001 WEATHER ANNEX SITE # 1 | Air Force | 009 | Brevard | 2822 | Sharpes | 0.96 | 0.95 | 1.286 | 1.131 | 1.131 | 0.639 | 1.333 | 2.154 | 1.131 | 0.101
US | United States | 12 | Florida | MRSN0001 | 2468 | MESONET #1012 WEATHER ANNEX SITE # 1 | Air Force | 009 | Brevard | 3000 | Titusville | 0.96 | 0.95 | 1.286 | 1.131 | 1.131 | 0.639 | 1.333 | 2.154 | 1.131 | 0.101
US | United States | 12 | Florida | QBKS0001 | 2811 | MESONET #1612 WEATHER ANNEX SITE # 1 | Air Force | 009 | Brevard | 3000 | Titusville | 0.96 | 0.95 | 1.286 | 1.131 | 1.131 | 0.639 | 1.333 | 2.154 | 1.131 | 0.101
US | United States | 12 | Florida | WWKA0001 | 3340 | TI-CO AIRPORT WEATHER ANNEX SITE # 1 | Air Force | 009 | Brevard | 3000 | Titusville | 0.96 | 0.95 | 1.286 | 1.131 | 1.131 | 0.639 | 1.333 | 2.154 | 1.131 | 0.101
US | United States | 12 | Florida | 12C70 | 7558 | TITUSVILLE FMS #18 | Army | 009 | Brevard | 3000 | Titusville | 0.96 | 0.95 | 1.286 | 1.131 | 1.131 | 0.639 | 1.333 | 2.154 | 1.131 | 0.101
US | United States | 12 | Florida | CLBA0001 | 169884 | COLUMBIA BLVD SITE 1 | Air Force | 009 | Brevard | 3000 | Titusville | 0.96 | 0.95 | 1.286 | 1.131 | 1.131 | 0.639 | 1.333 | 2.154 | 1.131 | 0.101
US | United States | 12 | Florida | 82387-11913 | 704024 | GARDEN ST TITUSVILLE | Army | 009 | Brevard | 3000 | Titusville | 0.96 | 0.95
US | United States | 12 | Florida | 82387-12928 | 705038 | SEARSTOWN MALL TITUSVILLE | Army | 009 | Brevard | 3000 | Titusville | 0.96 | 0.95
US | United States | 12 | Florida | WTPV0001 | 169889 | WTP VIERA - SUNTREE | Air Force | 009 | Brevard | 3073 | Viera | 0.96 | 0.95 | 1.286 | 1.131 | 1.131 | 0.639 | 1.333 | 2.154 | 1.131 | 0.101
US | United States | 12 | Florida | DBEH0002 | 1556 | TEL 4 AREA LOCATED ON KENNEDY SPACE CENTER | Air Force | 009 | Brevard | 9999 | Unknown | 0.96 | 0.95 | 1.286 | 1.131 | 1.131 | 0.639 | 1.333 | 2.154 | 1.131 | 0.101
US | United States | 12 | Florida | N00213-DD | 378 | DANIA BEACH 2 | Navy | 011 | Broward | 0760 | Dania | 0.99 | 0.99 | 1.286 | 1.131 | 1.131 | 0.639 | 1.333 | 2.154 | 1.131 | 0.101
US | United States | 12 | Florida | N00213-DB | 980 | DANIA BEACH (LAUDERDAL | Navy | 011 | Broward | 0760 | Dania | 0.99 | 0.99 | 1.286 | 1.131 | 1.131 | 0.639 | 1.333 | 2.154 | 1.131 | 0.101
US | United States | 12 | Florida | N00213-DC | 1116 | DANIA BEACH 1 | Navy | 011 | Broward | 0760 | Dania | 0.99 | 0.99 | 1.286 | 1.131 | 1.131 | 0.639 | 1.333 | 2.154 | 1.131 | 0.101
US | United States | 12 | Florida | N61007-LA | 1121 | NSWC FT LAUDERDALE | Navy | 011 | Broward | 0760 | Dania | 0.99 | 0.99 | 1.286 | 1.131 | 1.131 | 0.639 | 1.333 | 2.154 | 1.131 | 0.101
US | United States | 12 | Florida | 82387-12845 | 704955 | S MILITARY TRL DEERFIELD BEACH | Army | 011 | Broward | 0790 | Deerfield Beach | 0.99 | 0.99
US | United States | 12 | Florida | 12A90 | 5124 | FT LAUDERDALE READINESS CENTER | Army | 011 | Broward | 1050 | Fort Lauderdale | 0.99 | 0.99 | 1.286 | 1.131 | 1.131 | 0.639 | 1.333 | 2.154 | 1.131 | 0.101
US | United States | 12 | Florida | 12420 | 5966 | LT ALEXANDER NINNINGER JR USAR | Army | 011 | Broward | 1050 | Fort Lauderdale | 0.99 | 0.99 | 1.286 | 1.131 | 1.131 | 0.639 | 1.333 | 2.154 | 1.131 | 0.101
US | United States | 12 | Florida | 18081-10324 | 700483 | FB-CT FORT LAUDERDALE | Army | 011 | Broward | 1050 | Fort Lauderdale | 0.99 | 0.99
US | United States | 12 | Florida | 12B10 | 5469 | HOLLYWOOD READINESS CENTER | Army | 011 | Broward | 1420 | Hollywood | 0.99 | 0.99 | 1.286 | 1.131 | 1.131 | 0.639 | 1.333 | 2.154 | 1.131 | 0.101
US | United States | 12 | Florida | 82387-12468 | 704578 | N STATE RD 7 LAUDERDALE LAKES | Army | 011 | Broward | 1781 | Lauderdale Lakes | 0.99 | 0.99
US | United States | 12 | Florida | 82387-12466 | 704576 | N SR 7 LAUDERHILL | Army | 011 | Broward | 1782 | Lauderhill | 0.99 | 0.99
US | United States | 12 | Florida | 82387-13003 | 705113 | SR 7 MARGATE | Army | 011 | Broward | 1927 | Margate | 0.99 | 0.99
US | United States | 12 | Florida | 1281A-10025 | 700133 | SW 39TH MIRAMAR | Army | 011 | Broward | 2083 | Miramar | 0.99 | 0.99
US | United States | 12 | Florida | 70132-10387 | 701658 | 3421 SW 195TH AVENUE MIRAMAR | Army | 011 | Broward | 2083 | Miramar | 0.99 | 0.99
US | United States | 12 | Florida | 70132-10426 | 701697 | 3941 SW 192ND TERR MIRAMAR | Army | 011 | Broward | 2083 | Miramar | 0.99 | 0.99
US | United States | 12 | Florida | 711212 | 711212 | 308 S. SANTA CATALIN N. FORT LAUDERDALE | Army | 011 | Broward | 2219 | North Lauderdale | 0.99 | 0.99
US | United States | 12 | Florida | 1281A-10006 | 700114 | NW 141ST 7 PEMBROKE PINES | Army | 011 | Broward | 2468 | Pembroke Pines | 0.99 | 0.99
US | United States | 12 | Florida | 1281A-10007 | 700115 | NW 141ST 9 PEMBROKE PINES | Army | 011 | Broward | 2468 | Pembroke Pines | 0.99 | 0.99
US | United States | 12 | Florida | 1281A-10013 | 700121 | NW 4TH 136 PEMBROKE PINES | Army | 011 | Broward | 2468 | Pembroke Pines | 0.99 | 0.99
US | United States | 12 | Florida | 1281A-10014 | 700122 | NW 4TH 139 PEMBROKE PINES | Army | 011 | Broward | 2468 | Pembroke Pines | 0.99 | 0.99
US | United States | 12 | Florida | 70132-10138 | 701409 | 13900 NW 4TH STREET PEMBROKE PINES | Army | 011 | Broward | 2468 | Pembroke Pines | 0.99 | 0.99
US | United States | 12 | Florida | 70132-10139 | 701410 | 13901 NW 4TH STREET PEMBROKE PINES | Army | 011 | Broward | 2468 | Pembroke Pines | 0.99 | 0.99
US | United States | 12 | Florida | 70132-10521 | 701792 | 500 NW 141ST AVENUE PEMBROKE PINES | Army | 011 | Broward | 2468 | Pembroke Pines | 0.99 | 0.99
US | United States | 12 | Florida | 70132-10566 | 701837 | 600 NW 141ST AVENUE PEMBROKE PINES | Army | 011 | Broward | 2468 | Pembroke Pines | 0.99 | 0.99
US | United States | 12 | Florida | 70132-10605 | 701876 | 700 NW 141ST AVENUE PEMBROKE PINES | Army | 011 | Broward | 2468 | Pembroke Pines | 0.99 | 0.99
US | United States | 12 | Florida | 70132-10609 | 701880 | 701 NW 141ST AVENUE PEMBROKE PINES | Army | 011 | Broward | 2468 | Pembroke Pines | 0.99 | 0.99
US | United States | 12 | Florida | 82387-12016 | 704126 | HOLLYWOOD BLVD PEMBROKE PINES | Army | 011 | Broward | 2468 | Pembroke Pines | 0.99 | 0.99
US | United States | 12 | Florida | 82387-12647 | 704757 | PINES BLVD PEMBROKE PINES | Army | 011 | Broward | 2468 | Pembroke Pines | 0.99 | 0.99
US | United States | 12 | Florida | 710109 | 710109 | 14001 NW 4TH STREET PEMBROKE PINES | Army | 011 | Broward | 2468 | Pembroke Pines | 0.99 | 0.99
US | United States | 12 | Florida | 710414 | 710414 | 800 NW 141ST PEMBROKE PINES | Army | 011 | Broward | 2468 | Pembroke Pines | 0.99 | 0.99
US | United States | 12 | Florida | 710415 | 710415 | 13651 NW 4TH STREET PEMBROKE PINES | Army | 011 | Broward | 2468 | Pembroke Pines | 0.99 | 0.99
US | United States | 12 | Florida | 710758 | 710758 | 901 NW 141 AVENUE PEMBROKE PINES | Army | 011 | Broward | 2468 | Pembroke Pines | 0.99 | 0.99
US | United States | 12 | Florida | 710905 | 710905 | 900 NW 141ST AVENUE PEMBROKE PINES | Army | 011 | Broward | 2468 | Pembroke Pines | 0.99 | 0.99
US | United States | 12 | Florida | 711206 | 711206 | 11801 PEMBROKE ROAD PEMBROKE PINES | Army | 011 | Broward | 2468 | Pembroke Pines | 0.99 | 0.99
US | United States | 12 | Florida | 711240 | 711240 | 950 NW 141 AVENUE PEMBROKE PINES | Army | 011 | Broward | 2468 | Pembroke Pines | 0.99 | 0.99
US | United States | 12 | Florida | 82387-11168 | 703279 | 7800 PETERS RD PLANTATION | Army | 011 | Broward | 2541 | Plantation | 0.99 | 0.99
US | United States | 12 | Florida | 82387-13208 | 705317 | W BROWARD BLVD PLANTATION | Army | 011 | Broward | 2541 | Plantation | 0.99 | 0.99
US | United States | 12 | Florida | 710906 | 710906 | 9608 NW 7TH CIRCLE PLANTATION | Army | 011 | Broward | 2541 | Plantation | 0.99 | 0.99
US | United States | 12 | Florida | 82387-10255 | 702366 | 14050 NW 14TH STREET SUNRISE | Army | 011 | Broward | 2916 | Sunrise | 0.99 | 0.99
US | United States | 12 | Florida | 82387-13313 | 705422 | W SUNRISE BLVD SUNRISE | Army | 011 | Broward | 2916 | Sunrise | 0.99 | 0.99
US | United States | 12 | Florida | 82387-13057 | 705167 | TAMIAMI TRAIL PORT CHARLOTTE | Army | 015 | Charlotte | 2573 | Port Charlotte | 0.93 | 0.92
US | United States | 12 | Florida | 710596 | 710596 | 1700 TAMIAMI TRAIL PORT CHARLOTTE | Army | 015 | Charlotte | 2573 | Port Charlotte | 0.93 | 0.92
US | United States | 12 | Florida | 711063 | 711063 | 276 AVANTI STREET PORT CHARLOTTE | Army | 015 | Charlotte | 2573 | Port Charlotte | 0.93 | 0.92
US | United States | 12 | Florida | 82387-12905 | 705015 | SANDHILL BLVD PUNTA GORDA | Army | 015 | Charlotte | 2620 | Punta Gorda | 0.93 | 0.92
US | United States | 12 | Florida | 12A62 | 4600 | CRYSTAL RIVER READINESS CENTER | Army | 017 | Citrus | 0730 | Crystal River | 0.93 | 0.92 | 1.286 | 1.131 | 1.131 | 0.639 | 1.333 | 2.154 | 1.131 | 0.101
US | United States | 12 | Florida | 82387-12037 | 704147 | HWY 44 INVERNESS | Army | 017 | Citrus | 1500 | Inverness | 0.93 | 0.92
US | United States | 12 | Florida | N00207-GA | 346 | STEVEN LAKE BOMB TARGE | Navy | 019 | Clay | 0432 | Camp Blanding | 0.93 | 0.92 | 1.286 | 1.131 | 1.131 | 0.639 | 1.333 | 2.154 | 1.131 | 0.101
US | United States | 12 | Florida | N00207-CB | 806 | CAMP BLANDING | Navy | 019 | Clay | 0432 | Camp Blanding | 0.93 | 0.92 | 1.286 | 1.131 | 1.131 | 0.639 | 1.333 | 2.154 | 1.131 | 0.101
US | United States | 12 | Florida | 1281A | 3624 | US ARMY GARRISON-MIAMI | Army | 019 | Clay | 2350 | Orange Park | 0.92 | 0.89 | 1.286 | 1.131 | 1.131 | 0.639 | 1.333 | 2.154 | 1.131 | 0.101
US | United States | 12 | Florida | N00207-OP | 170178 | ORANGE PARK FL | Navy | 019 | Clay | 2350 | Orange Park | 0.92 | 0.89
US | United States | 12 | Florida | 82387-12147 | 704257 | LOCH RANE BLVD ORANGE PARK | Army | 019 | Clay | 2350 | Orange Park | 0.92 | 0.89
US | United States | 12 | Florida | 711091 | 711091 | 3268 MILLPOND COURT ORANGE PARK | Army | 019 | Clay | 2350 | Orange Park | 0.92 | 0.89
US | United States | 12 | Florida | CYQL0001 | 1544 | CAMP BLANDING SITE # 1 | Air Force | 019 | Clay | 9999 | Unknown | 0.93 | 0.92 | 1.286 | 1.131 | 1.131 | 0.639 | 1.333 | 2.154 | 1.131 | 0.101
US | United States | 12 | Florida | N00213-MA | 356 | MARCO ISLAND FL | Navy | 021 | Collier | 1926 | Marco | 0.93 | 0.92 | 1.286 | 1.131 | 1.131 | 0.639 | 1.333 | 2.154 | 1.131 | 0.101
US | United States | 12 | Florida | 70132-10732 | 702003 | CHIANTI LN NAPLES | Army | 021 | Collier | 2150 | Naples | 0.93 | 0.92
US | United States | 12 | Florida | 82387-12645 | 704755 | PINE RIDGE RD NAPLES | Army | 021 | Collier | 2150 | Naples | 0.93 | 0.92
US | United States | 12 | Florida | 12B35 | 5783 | LAKE CITY READINESS CENTER | Army | 023 | Columbia | 1660 | Lake City | 0.93 | 0.92 | 1.286 | 1.131 | 1.131 | 0.639 | 1.333 | 2.154 | 1.131 | 0.101
US | United States | 12 | Florida | 82387-13322 | 705431 | W US HWY 90 LAKE CITY | Army | 023 | Columbia | 1660 | Lake City | 0.93 | 0.92
US | United States | 12 | Florida | 12A10 | 9417 | ARCADIA READINESS CENTER | Army | 027 | DeSoto | 0080 | Arcadia | 0.93 | 0.92 | 1.286 | 1.131 | 1.131 | 0.639 | 1.333 | 2.154 | 1.131 | 0.101
US | United States | 12 | Florida | EXNR0001 | 1637 | CROSS CITY RADAR SITE SITE # 1 | Air Force | 029 | Dixie | 9999 | Unknown | 0.93 | 0.92
US | United States | 12 | Florida | N60201-IS | 289 | ISSOT MAYPORT | Navy | 031 | Duval | 0110 | Atlantic Beach | 0.92 | 0.89 | 1.286 | 1.131 | 1.131 | 0.639 | 1.333 | 2.154 | 1.131 | 0.101
US | United States | 12 | Florida | N60201-CS | 1048 | COMMISSARY SITE | Navy | 031 | Duval | 0110 | Atlantic Beach | 0.92 | 0.89 | 1.286 | 1.131 | 1.131 | 0.639 | 1.333 | 2.154 | 1.131 | 0.101
US | United States | 12 | Florida | N60201-RB | 1049 | RIBAULT BAY VILLAGE | Navy | 031 | Duval | 0110 | Atlantic Beach | 0.92 | 0.89 | 1.286 | 1.131 | 1.131 | 0.639 | 1.333 | 2.154 | 1.131 | 0.101
US | United States | 12 | Florida | N69177 | 218 | Cecil Field Naval Air Station FL | Navy | 031 | Duval | 0485 | Cecil Field | 0.92 | 0.89 | 1.286 | 1.131 | 1.131 | 0.639 | 1.333 | 2.154 | 1.131 | 0.101
US | United States | 12 | Florida | N00207-GL | 957 | GAS LEAK/HAWKINS | Navy | 031 | Duval | 0485 | Cecil Field | 0.92 | 0.89 | 1.286 | 1.131 | 1.131 | 0.639 | 1.333 | 2.154 | 1.131 | 0.101
US | United States | 12 | Florida | M67695-0001 | 99 | Marine Corps Support Facility, Blount Island | Marine Corps | 031 | Duval | 1510 | Jacksonville | 0.92 | 0.89 | 1.286 | 1.131 | 1.131 | 0.639 | 1.333 | 2.154 | 1.131 | 0.101
US | United States | 12 | Florida | M67695-0002 | 100 | SPOIL AREA | Marine Corps | 031 | Duval | 1510 | Jacksonville | 0.92 | 0.89 | 1.286 | 1.131 | 1.131 | 0.639 | 1.333 | 2.154 | 1.131 | 0.101
US | United States | 12 | Florida | M68479-0009 | 111 | JACKSONVILLE FL MAINT | Marine Corps | 031 | Duval | 1510 | Jacksonville | 0.92 | 0.89 | 1.286 | 1.131 | 1.131 | 0.639 | 1.333 | 2.154 | 1.131 | 0.101
US | United States | 12 | Florida | N60201 | 156 | Naval Station Mayport FL | Navy | 031 | Duval | 1510 | Jacksonville | 0.92 | 0.89 | 1.286 | 1.131 | 1.131 | 0.639 | 1.333 | 2.154 | 1.131 | 0.101
US | United States | 12 | Florida | N00207 | 168 | Naval Air Station, Jacksonville FL | Navy | 031 | Duval | 1510 | Jacksonville | 0.92 | 0.89 | 1.286 | 1.131 | 1.131 | 0.639 | 1.333 | 2.154 | 1.131 | 0.101
US | United States | 12 | Florida | N60201-RC | 391 | RIBAULT BAY VILLAGE 1 | Navy | 031 | Duval | 1510 | Jacksonville | 0.92 | 0.89 | 1.286 | 1.131 | 1.131 | 0.639 | 1.333 | 2.154 | 1.131 | 0.101
US | United States | 12 | Florida | N60201-FJ | 660 | FISC | Navy | 031 | Duval | 1510 | Jacksonville | 0.92 | 0.89 | 1.286 | 1.131 | 1.131 | 0.639 | 1.333 | 2.154 | 1.131 | 0.101
US | United States | 12 | Florida | N00207-WH | 808 | OLF WHITEHOUSE | Navy | 031 | Duval | 1510 | Jacksonville | 0.92 | 0.89 | 1.286 | 1.131 | 1.131 | 0.639 | 1.333 | 2.154 | 1.131 | 0.101
US | United States | 12 | Florida | N00207-YW | 960 | YELLOW WATER HOUSING | Navy | 031 | Duval | 1510 | Jacksonville | 0.92 | 0.89 | 1.286 | 1.131 | 1.131 | 0.639 | 1.333 | 2.154 | 1.131 | 0.101
US | United States | 12 | Florida | N60201-JH | 1202 | JOHNSON HOUSING | Navy | 031 | Duval | 1510 | Jacksonville | 0.92 | 0.89 | 1.286 | 1.131 | 1.131 | 0.639 | 1.333 | 2.154 | 1.131 | 0.101
US | United States | 12 | Florida | N00207-CF | 1247 | CECIL FIELD NADEP | Navy | 031 | Duval | 1510 | Jacksonville | 0.92 | 0.89 | 1.286 | 1.131 | 1.131 | 0.639 | 1.333 | 2.154 | 1.131 | 0.101
US | United States | 12 | Florida | 12435 | 4439 | CLARENCE L BURPEE USARC | Army | 031 | Duval | 1510 | Jacksonville | 0.92 | 0.89 | 1.286 | 1.131 | 1.131 | 0.639 | 1.333 | 2.154 | 1.131 | 0.101
US | United States | 12 | Florida | 12B17 | 5588 | JACKSONVILLE, CECIL FLD, AASF1 | Army | 031 | Duval | 1510 | Jacksonville | 0.92 | 0.89 | 1.286 | 1.131 | 1.131 | 0.639 | 1.333 | 2.154 | 1.131 | 0.101
US | United States | 12 | Florida | 12B30 | 5589 | JACKSONVILLE, CRAIG FIELD | Army | 031 | Duval | 1510 | Jacksonville | 0.92 | 0.89 | 1.286 | 1.131 | 1.131 | 0.639 | 1.333 | 2.154 | 1.131 | 0.101
US | United States | 12 | Florida | 12B20 | 5590 | JACKSONVILLE, SNYDER RC | Army | 031 | Duval | 1510 | Jacksonville | 0.92 | 0.89 | 1.286 | 1.131 | 1.131 | 0.639 | 1.333 | 2.154 | 1.131 | 0.101
US | United States | 12 | Florida | 12436 | 5978 | LTC ROBERT R MILAM USARC | Army | 031 | Duval | 1510 | Jacksonville | 0.92 | 0.89 | 1.286 | 1.131 | 1.131 | 0.639 | 1.333 | 2.154 | 1.131 | 0.101
US | United States | 12 | Florida | 18081-10410 | 700569 | MARITIME ST JACKSONVILLE | Army | 031 | Duval | 1510 | Jacksonville | 0.92 | 0.89
US | United States | 12 | Florida | 82387-10058 | 702169 | 103RD ST JACKSONVILLE | Army | 031 | Duval | 1510 | Jacksonville | 0.92 | 0.89
US | United States | 12 | Florida | 82387-10080 | 702191 | 10950 SAN JOSE BLVD JACKSONVILLE | Army | 031 | Duval | 1510 | Jacksonville | 0.92 | 0.89
US | United States | 12 | Florida | 82387-10386 | 702497 | 1800 EXECUTIVE CENTR JACKSONVILLE | Army | 031 | Duval | 1510 | Jacksonville | 0.92 | 0.89
US | United States | 12 | Florida | 82387-10398 | 702509 | 1851 EXECUTIVE CTR JACKSONVILLE | Army | 031 | Duval | 1510 | Jacksonville | 0.92 | 0.89
US | United States | 12 | Florida | 82387-10785 | 702896 | 3728 PHILLIPS HWY JACKSONVILLE | Army | 031 | Duval | 1510 | Jacksonville | 0.92 | 0.89
US | United States | 12 | Florida | 82387-10825 | 702936 | 4070 BLVD CENTER DR JACKSONVILLE | Army | 031 | Duval | 1510 | Jacksonville | 0.92 | 0.89
US | United States | 12 | Florida | 82387-11372 | 703483 | BEACH BLVD JACKSONVILLE | Army | 031 | Duval | 1510 | Jacksonville | 0.92 | 0.89
US | United States | 12 | Florida | 82387-11404 | 703515 | BLVD CENTER DR JACKSONVILLE 1 | Army | 031 | Duval | 1510 | Jacksonville | 0.92 | 0.89
US | United States | 12 | Florida | 82387-11622 | 703733 | DUNN AVE JACKSONVILLE | Army | 031 | Duval | 1510 | Jacksonville | 0.92 | 0.89
US | United States | 12 | Florida | 82387-12245 | 704355 | MAYPORT RD JACKSONVILLE | Army | 031 | Duval | 1510 | Jacksonville | 0.92 | 0.89
US | United States | 12 | Florida | 82387-12718 | 704828 | RIVERSIDE AVE JACKSONVILLE | Army | 031 | Duval | 1510 | Jacksonville | 0.92 | 0.89
US | United States | 12 | Florida | 82387-13121 | 705231 | UNIVERSITY BLVD JACKSONVILLE | Army | 031 | Duval | 1510 | Jacksonville | 0.92 | 0.89
US | United States | 12 | Florida | 710802 | 710802 | 4051 PHILLIPS HIGHWAY JACKSONVILLE | Army | 031 | Duval | 1510 | Jacksonville | 0.92 | 0.89
US | United States | 12 | Florida | 711226 | 711226 | 1581 ATLANTIC BLVD NEPTUNE BEACH | Army | 031 | Duval | 1510 | Jacksonville | 0.92 | 0.89
US | United States | 12 | Florida | 82387-11342 | 703453 | ATLANTIC BLVD NEPTUNE BEACH | Army | 031 | Duval | 2159 | Neptune Beach | 0.92 | 0.89
US | United States | 12 | Florida | LSGA0001 | 2390 | JACKSONVILLE IAP SITE # 1 | Air Force | 031 | Duval | 9999 | Unknown | 0.92 | 0.89 | 1.286 | 1.131 | 1.131 | 0.639 | 1.333 | 2.154 | 1.131 | 0.101
US | United States | 12 | Florida | YWGY0001 | 3419 | WHITEHOUSE RADAR SITE SITE # 1 | Air Force | 031 | Duval | 9999 | Unknown | 0.92 | 0.89 | 1.286 | 1.131 | 1.131 | 0.639 | 1.333 | 2.154 | 1.131 | 0.101
US | United States | 12 | Florida | N00204 | 169 | Naval Air Station, Pensacola FL | Navy | 033 | Escambia | 2490 | Pensacola | 0.9 | 0.87 | 1.286 | 1.131 | 1.131 | 0.639 | 1.333 | 2.154 | 1.131 | 0.101
US | United States | 12 | Florida | N00204-MH | 283 | MARINER HOUSING | Navy | 033 | Escambia | 2490 | Pensacola | 0.9 | 0.87 | 1.286 | 1.131 | 1.131 | 0.639 | 1.333 | 2.154 | 1.131 | 0.101
US | United States | 12 | Florida | N00204-AE | 370 | OLF BRONSON 1 | Navy | 033 | Escambia | 2490 | Pensacola | 0.9 | 0.87 | 1.286 | 1.131 | 1.131 | 0.639 | 1.333 | 2.154 | 1.131 | 0.101
US | United States | 12 | Florida | N00204-AF | 371 | OLF BRONSON 2 | Navy | 033 | Escambia | 2490 | Pensacola | 0.9 | 0.87 | 1.286 | 1.131 | 1.131 | 0.639 | 1.333 | 2.154 | 1.131 | 0.101
US | United States | 12 | Florida | N00204-PA | 372 | NAS PENSACOLA 1 | Navy | 033 | Escambia | 2490 | Pensacola | 0.9 | 0.87 | 1.286 | 1.131 | 1.131 | 0.639 | 1.333 | 2.154 | 1.131 | 0.101
US | United States | 12 | Florida | N00204-PB | 373 | NAS PENSACOLA 2 | Navy | 033 | Escambia | 2490 | Pensacola | 0.9 | 0.87 | 1.286 | 1.131 | 1.131 | 0.639 | 1.333 | 2.154 | 1.131 | 0.101
US | United States | 12 | Florida | N00204-SF | 659 | SAUFLEY FIELD | Navy | 033 | Escambia | 2490 | Pensacola | 0.9 | 0.87 | 1.286 | 1.131 | 1.131 | 0.639 | 1.333 | 2.154 | 1.131 | 0.101
US | United States | 12 | Florida | N60508-AF | 675 | NOLF SITE 8 | Navy | 033 | Escambia | 2490 | Pensacola | 0.9 | 0.87 | 1.286 | 1.131 | 1.131 | 0.639 | 1.333 | 2.154 | 1.131 | 0.101
US | United States | 12 | Florida | N00204-BA | 805 | ESCAMBIA CO FLA | Navy | 033 | Escambia | 2490 | Pensacola | 0.9 | 0.87 | 1.286 | 1.131 | 1.131 | 0.639 | 1.333 | 2.154 | 1.131 | 0.101
US | United States | 12 | Florida | N00204-AD | 954 | OLF BRONSON | Navy | 033 | Escambia | 2490 | Pensacola | 0.9 | 0.87 | 1.286 | 1.131 | 1.131 | 0.639 | 1.333 | 2.154 | 1.131 | 0.101
US | United States | 12 | Florida | N00204-AN | 955 | CORRY STATION | Navy | 033 | Escambia | 2490 | Pensacola | 0.9 | 0.87 | 1.286 | 1.131 | 1.131 | 0.639 | 1.333 | 2.154 | 1.131 | 0.101
US | United States | 12 | Florida | N00204-PC | 1114 | NAS PENSACOLA 3 | Navy | 033 | Escambia | 2490 | Pensacola | 0.9 | 0.87 | 1.286 | 1.131 | 1.131 | 0.639 | 1.333 | 2.154 | 1.131 | 0.101
US | United States | 12 | Florida | 12495 | 5189 | GEORGE P WENTWORTH USARC | Army | 033 | Escambia | 2490 | Pensacola | 0.9 | 0.87 | 1.286 | 1.131 | 1.131 | 0.639 | 1.333 | 2.154 | 1.131 | 0.101
US | United States | 12 | Florida | 12C06 | 6740 | PENSACOLA (ELLYSON FIELD) | Army | 033 | Escambia | 2490 | Pensacola | 0.9 | 0.87 | 1.286 | 1.131 | 1.131 | 0.639 | 1.333 | 2.154 | 1.131 | 0.101
US | United States | 12 | Florida | 01530-10030 | 700031 | NAVAL AIR STATION PENSACOLA | Army | 033 | Escambia | 2490 | Pensacola | 0.9 | 0.87 | 1.286 | 1.131 | 1.131 | 0.639 | 1.333 | 2.154 | 1.131 | 0.101
US | United States | 12 | Florida | 18081-10144 | 700303 | 41 N JEFFERSON ST PENSACOLA | Army | 033 | Escambia | 2490 | Pensacola | 0.9 | 0.87
US | United States | 12 | Florida | 82387-12317 | 704427 | N NAVY BLVD PENSACOLA | Army | 033 | Escambia | 2490 | Pensacola | 0.9 | 0.87
US | United States | 12 | Florida | 82387-12331 | 704441 | N 9TH AVE PENSACOLA | Army | 033 | Escambia | 2490 | Pensacola | 0.9 | 0.87
US | United States | 12 | Florida | 710266 | 710266 | 3082 CREOLE WAY PENSACOLA | Army | 033 | Escambia | 2490 | Pensacola | 0.9 | 0.87
US | United States | 12 | Florida | 710417 | 710417 | 5043 BAYOU PENSACOLA | Army | 033 | Escambia | 2490 | Pensacola | 0.9 | 0.87
US | United States | 12 | Florida | 711215 | 711215 | 6706 NORTH 9TH AVE PENSACOLA | Army | 033 | Escambia | 2490 | Pensacola | 0.9 | 0.87
US | United States | 12 | Florida | 12A05 | 3822 | APALACHICOLA, FT COOMBS | Army | 037 | Franklin | 0060 | Apalachicola | 0.93 | 0.92 | 1.286 | 1.131 | 1.131 | 0.639 | 1.333 | 2.154 | 1.131 | 0.101
US | United States | 12 | Florida | ALYE0001 | 1386 | APALACHICOLA RADIO RELAY ANNEX SITE # 1 | Air Force | 037 | Franklin | 9999 | Unknown | 0.93 | 0.92 | 1.286 | 1.131 | 1.131 | 0.639 | 1.333 | 2.154 | 1.131 | 0.101
US | United States | 12 | Florida | DDKP0001 | 1564 | CARRABELLE MISSILE TRACKING ANNEX SITE # 1 | Air Force | 037 | Franklin | 9999 | Unknown | 0.93 | 0.92 | 1.286 | 1.131 | 1.131 | 0.639 | 1.333 | 2.154 | 1.131 | 0.101
US | United States | 12 | Florida | WBPA0001 | 3310 | ST GEORGE MISSILE TRACKING ANNEX SITE # 1 | Air Force | 037 | Franklin | 9999 | Unknown | 0.93 | 0.92 | 1.286 | 1.131 | 1.131 | 0.639 | 1.333 | 2.154 | 1.131 | 0.101
US | United States | 12 | Florida | 12C15 | 6915 | QUINCY READINESS CENTER | Army | 039 | Gadsden | 2630 | Quincy | 0.93 | 0.92 | 1.286 | 1.131 | 1.131 | 0.639 | 1.333 | 2.154 | 1.131 | 0.101
US | United States | 12 | Florida | DBZT0001 | 1561 | CAPE SAN BLAS MISSILE TRACKING ANNEX D-3 SITE # 1 | Air Force | 045 | Gulf | 2600 | Port St Joe | 0.93 | 0.92 | 1.286 | 1.131 | 1.131 | 0.639 | 1.333 | 2.154 | 1.131 | 0.101
US | United States | 12 | Florida | 12C80 | 7812 | WAUCHULA READINESS CENTER | Army | 049 | Hardee | 3120 | Wauchula | 0.93 | 0.92 | 1.286 | 1.131 | 1.131 | 0.639 | 1.333 | 2.154 | 1.131 | 0.101
US | United States | 12 | Florida | 710282 | 710282 | 505 W HICKPOCHEE AVE UNIT 500 LABELLE | Army | 051 | Hendry | 1600 | La Belle | 0.93 | 0.92
US | United States | 12 | Florida | 82387-11556 | 703667 | CORTEZ BLVD BROOKSVILLE | Army | 053 | Hernando | 0390 | Brooksville | 0.93 | 0.92
US | United States | 12 | Florida | 12A43 | 4158 | BROOKSVILLE RC, AASF#2, C23 | Army | 053 | Hernando | 2882 | Spring Hill | 0.93 | 0.92 | 1.286 | 1.131 | 1.131 | 0.639 | 1.333 | 2.154 | 1.131 | 0.101
US | United States | 12 | Florida | ASPQ0001 | 1411 | ARBUCKLE AIRFIELD SITE # 1 | Air Force | 055 | Highlands | 0130 | Avon Park | 0.93 | 0.92 | 1.286 | 1.131 | 1.131 | 0.639 | 1.333 | 2.154 | 1.131 | 0.101
US | United States | 12 | Florida | ASPR0001 | 1412 | AVONPARKAFRANGE SITE # 1 | Air Force | 055 | Highlands | 0130 | Avon Park | 0.93 | 0.92 | 1.286 | 1.131 | 1.131 | 0.639 | 1.333 | 2.154 | 1.131 | 0.101
US | United States | 12 | Florida | 12A17 | 3901 | AVON PARK (RANGES) | Army | 055 | Highlands | 0130 | Avon Park | 0.93 | 0.92 | 1.286 | 1.131 | 1.131 | 0.639 | 1.333 | 2.154 | 1.131 | 0.101
US | United States | 12 | Florida | 12A16 | 3902 | AVON PARK (UTES) | Army | 055 | Highlands | 0130 | Avon Park | 0.93 | 0.92 | 1.286 | 1.131 | 1.131 | 0.639 | 1.333 | 2.154 | 1.131 | 0.101
US | United States | 12 | Florida | 12A15 | 3903 | AVON PARK READINESS CENTER | Army | 055 | Highlands | 0130 | Avon Park | 0.93 | 0.92 | 1.286 | 1.131 | 1.131 | 0.639 | 1.333 | 2.154 | 1.131 | 0.101
US | United States | 12 | Florida | 82387-13140 | 705249 | US HWY 27 N SEBRING | Army | 055 | Highlands | 2800 | Sebring | 0.93 | 0.92
US | United States | 12 | Florida | 82387-11325 | 703436 | APOLLO BEACH BLVD APOLLO BEACH | Army | 057 | Hillsborough | 0075 | Apollo Beach | 0.98 | 0.99
US | United States | 12 | Florida | 18081-10200 | 700359 | 710 OAKFIELD DR BRANDON | Army | 057 | Hillsborough | 0355 | Brandon | 0.98 | 0.99
US | United States | 12 | Florida | 82387-13202 | 705311 | W BRANDON BLVD BRANDON | Army | 057 | Hillsborough | 0355 | Brandon | 0.98 | 0.99
US | United States | 12 | Florida | N61007-TM | 609 | NAVOPSPTCEN TAMPA-MACDILL | Navy | 057 | Hillsborough | 1865 | Macdill AFB | 0.98 | 0.99 | 1.286 | 1.131 | 1.131 | 0.639 | 1.333 | 2.154 | 1.131 | 0.101
US | United States | 12 | Florida | 12C10 | 6819 | PLANT CITY READINESS CENTER | Army | 057 | Hillsborough | 2540 | Plant City | 0.98 | 0.99 | 1.286 | 1.131 | 1.131 | 0.639 | 1.333 | 2.154 | 1.131 | 0.101
US | United States | 12 | Florida | 82387-13191 | 705300 | W ALEXANDER ST PLANT CITY | Army | 057 | Hillsborough | 2540 | Plant City | 0.98 | 0.99
US | United States | 12 | Florida | M68479-0008 | 110 | TAMPA FL MCRC | Marine Corps | 057 | Hillsborough | 2950 | Tampa | 0.98 | 0.99 | 1.286 | 1.131 | 1.131 | 0.639 | 1.333 | 2.154 | 1.131 | 0.101
US | United States | 12 | Florida | N61007-FL | 506 | TAMPA SP OPS SPAWAR | Navy | 057 | Hillsborough | 2950 | Tampa | 0.98 | 0.99 | 1.286 | 1.131 | 1.131 | 0.639 | 1.333 | 2.154 | 1.131 | 0.101
US | United States | 12 | Florida | N61007-TR | 610 | NAVOPSPTCEN TAMPA-RATTLESNAKE | Navy | 057 | Hillsborough | 2950 | Tampa | 0.98 | 0.99 | 1.286 | 1.131 | 1.131 | 0.639 | 1.333 | 2.154 | 1.131 | 0.101
US | United States | 12 | Florida | N61007-TA | 615 | NAVOPSPTCEN TAMPA | Navy | 057 | Hillsborough | 2950 | Tampa | 0.98 | 0.99 | 1.286 | 1.131 | 1.131 | 0.639 | 1.333 | 2.154 | 1.131 | 0.101
US | United States | 12 | Florida | 12415 | 4198 | C. LOVEJOY USARC/AMSA #53(G) | Army | 057 | Hillsborough | 2950 | Tampa | 0.98 | 0.99 | 1.286 | 1.131 | 1.131 | 0.639 | 1.333 | 2.154 | 1.131 | 0.101
US | United States | 12 | Florida | 12419 | 6939 | RATTLESNAKE PT USARC/AMSA #51 | Army | 057 | Hillsborough | 2950 | Tampa | 0.98 | 0.99 | 1.286 | 1.131 | 1.131 | 0.639 | 1.333 | 2.154 | 1.131 | 0.101
US | United States | 12 | Florida | 12C55 | 7501 | TAMPA READINESS CENTER | Army | 057 | Hillsborough | 2950 | Tampa | 0.98 | 0.99 | 1.286 | 1.131 | 1.131 | 0.639 | 1.333 | 2.154 | 1.131 | 0.101
US | United States | 12 | Florida | N61007-JC | 9542 | JCSE SITE | Navy | 057 | Hillsborough | 2950 | Tampa | 0.98 | 0.99
US | United States | 12 | Florida | 18081-10083 | 700242 | 205 S HOOVER ST #210 TAMPA | Army | 057 | Hillsborough | 2950 | Tampa | 0.98 | 0.99
US | United States | 12 | Florida | 18081-10404 | 700563 | MACDILL FED CU TAMPA | Army | 057 | Hillsborough | 2950 | Tampa | 0.98 | 0.99
US | United States | 12 | Florida | 82387-10745 | 702856 | 3350 BUSCHWOOD PARK TAMPA | Army | 057 | Hillsborough | 2950 | Tampa | 0.98 | 0.99
US | United States | 12 | Florida | 82387-11095 | 703206 | 6800 NORTH DALE MABRY TAMPA | Army | 057 | Hillsborough | 2950 | Tampa | 0.98 | 0.99
US | United States | 12 | Florida | 82387-11684 | 703795 | E FLETCHER AVE TAMPA | Army | 057 | Hillsborough | 2950 | Tampa | 0.98 | 0.99
US | United States | 12 | Florida | 82387-11686 | 703797 | E FOWLER AVE TAMPA | Army | 057 | Hillsborough | 2950 | Tampa | 0.98 | 0.99
US | United States | 12 | Florida | 82387-11960 | 704071 | GUNN HWY TAMPA | Army | 057 | Hillsborough | 2950 | Tampa | 0.98 | 0.99
US | United States | 12 | Florida | 82387-12794 | 704904 | S DALE MABRY HWY TAMPA | Army | 057 | Hillsborough | 2950 | Tampa | 0.98 | 0.99
US | United States | 12 | Florida | 82387-13209 | 705318 | W BUSCH BVD TAMPA | Army | 057 | Hillsborough | 2950 | Tampa | 0.98 | 0.99
US | United States | 12 | Florida | 711259 | 711259 | 3520 WEST WATERS AVE TAMPA | Army | 057 | Hillsborough | 2950 | Tampa | 0.98 | 0.99
US | United States | 12 | Florida | 82387-12527 | 704637 | NORTH 56TH ST TEMPLE TERRACE | Army | 057 | Hillsborough | 2980 | Temple Terrace | 0.98 | 0.99
US | United States | 12 | Florida | NVZR0001 | 2521 | MACDILLAFB SITE # 1 | Air Force | 057 | Hillsborough | 9999 | Unknown | 0.98 | 0.99 | 1.286 | 1.131 | 1.131 | 0.639 | 1.333 | 2.154 | 1.131 | 0.101
US | United States | 12 | Florida | 12A35 | 4090 | BONIFAY READINESS CENTER | Army | 059 | Holmes | 0310 | Bonifay | 0.93 | 0.92 | 1.286 | 1.131 | 1.131 | 0.639 | 1.333 | 2.154 | 1.131 | 0.101
US | United States | 12 | Florida | WABK0001 | 3308 | WABASSO MICROWAVE RELAY ANNEX SITE # 1 | Air Force | 061 | Indian River | 3070 | Vero Beach | 0.93 | 0.92 | 1.286 | 1.131 | 1.131 | 0.639 | 1.333 | 2.154 | 1.131 | 0.101
US | United States | 12 | Florida | 82387-10385 | 702496 | 17TH ST VERO BEACH | Army | 061 | Indian River | 3070 | Vero Beach | 0.93 | 0.92
US | United States | 12 | Florida | 12B60 | 6069 | MARIANNA READINESS CENTER | Army | 063 | Jackson | 1930 | Marianna | 0.93 | 0.92 | 1.286 | 1.131 | 1.131 | 0.639 | 1.333 | 2.154 | 1.131 | 0.101
US | United States | 12 | Florida | 18081-10344 | 700503 | FT RUCKER MARIANNA | Army | 063 | Jackson | 1930 | Marianna | 0.93 | 0.92
US | United States | 12 | Florida | 82387-12005 | 704115 | HIGHWAY 71 E MARIANNA | Army | 063 | Jackson | 1930 | Marianna | 0.93 | 0.92
US | United States | 12 | Florida | N00207-IA | 807 | PINECASTLE E.W. RANGE | Navy | 069 | Lake | 0041 | Altoona | 0.93 | 0.92 | 1.286 | 1.131 | 1.131 | 0.639 | 1.333 | 2.154 | 1.131 | 0.101
US | United States | 12 | Florida | 82387-13238 | 705347 | W HIGHWAY 50 CLERMONT | Army | 069 | Lake | 0580 | Clermont | 0.93 | 0.92
US | United States | 12 | Florida | 12A85 | 4892 | EUSTIS READINESS CENTER | Army | 069 | Lake | 0960 | Eustis | 0.93 | 0.92 | 1.286 | 1.131 | 1.131 | 0.639 | 1.333 | 2.154 | 1.131 | 0.101
US | United States | 12 | Florida | 82387-11268 | 703379 | 928 VANDERBILT DRIVE EUSTIS | Army | 069 | Lake | 0960 | Eustis | 0.93 | 0.92
US | United States | 12 | Florida | 12B50 | 5857 | LEESBURG READINESS CENTER | Army | 069 | Lake | 1820 | Leesburg | 0.93 | 0.92 | 1.286 | 1.131 | 1.131 | 0.639 | 1.333 | 2.154 | 1.131 | 0.101
US | United States | 12 | Florida | 82387-13283 | 705392 | W NORTH BLVD LEESBURG | Army | 069 | Lake | 1820 | Leesburg | 0.93 | 0.92
US | United States | 12 | Florida | N61007-BD | 334 | OKAHUMPKA FL | Navy | 069 | Lake | 2298 | Okahumpka | 0.93 | 0.92 | 1.286 | 1.131 | 1.131 | 0.639 | 1.333 | 2.154 | 1.131 | 0.101
US | United States | 12 | Florida | N61008-BD | 521 | OKAHUMPKA FL | Navy | 069 | Lake | 2298 | Okahumpka | 0.93 | 0.92 | 1.286 | 1.131 | 1.131 | 0.639 | 1.333 | 2.154 | 1.131 | 0.101
US | United States | 12 | Florida | 12C61 | 7511 | TAVARES, FMS #5 | Army | 069 | Lake | 2970 | Tavares | 0.93 | 0.92 | 1.286 | 1.131 | 1.131 | 0.639 | 1.333 | 2.154 | 1.131 | 0.101
US | United States | 12 | Florida | 711090 | 711090 | 1316 LONGVILLE CIRCLE TAVARES | Army | 069 | Lake | 2970 | Tavares | 0.93 | 0.92
US | United States | 12 | Florida | 710903 | 710903 | 26533 LUCKY STONE WA BONITA SPRINGS | Army | 071 | Lee | 0312 | Bonita Springs | 0.93 | 0.92
US | United States | 12 | Florida | 82387-10468 | 702579 | 2042 NE 26TH STREET CAPE CORAL | Army | 071 | Lee | 0457 | Cape Coral | 0.93 | 0.92
US | United States | 12 | Florida | 82387-12795 | 704905 | S DEL PRADO BLVD CAPE CORAL | Army | 071 | Lee | 0457 | Cape Coral | 0.93 | 0.92
US | United States | 12 | Florida | 710411 | 710411 | 2220 NW 9TH TERRACE CAPE CORAL | Army | 071 | Lee | 0457 | Cape Coral | 0.93 | 0.92
US | United States | 12 | Florida | 12A95 | 5037 | FORT MYERS READINESS CENTER | Army | 071 | Lee | 1070 | Ft Myers | 0.93 | 0.92 | 1.286 | 1.131 | 1.131 | 0.639 | 1.333 | 2.154 | 1.131 | 0.101
US | United States | 12 | Florida | 82387-13400 | 705509 | WINKLER AVE FORT MYERS | Army | 071 | Lee | 1070 | Ft Myers | 0.93 | 0.92
US | United States | 12 | Florida | 1282A | 5038 | FORT MYERS USARC | Army | 071 | Lee | 2218 | North Fort Myers | 0.93 | 0.92 | 1.286 | 1.131 | 1.131 | 0.639 | 1.333 | 2.154 | 1.131 | 0.101
US | United States | 12 | Florida | 82387-11227 | 703338 | 8689 SPRING MOUNTAIN FT. MEYERS | Army | 071 | Lee | 2218 | North Fort Myers | 0.93 | 0.92
US | United States | 12 | Florida | N61008-TA | 614 | NOSC-MCRC TALLAHASSEE | Navy | 073 | Leon | 2940 | Tallahassee | 0.93 | 0.92 | 1.286 | 1.131 | 1.131 | 0.639 | 1.333 | 2.154 | 1.131 | 0.101
US | United States | 12 | Florida | 12575 | 7489 | T. WHIDDEN USARC/AMSA #52 (G) | Army | 073 | Leon | 2940 | Tallahassee | 0.93 | 0.92 | 1.286 | 1.131 | 1.131 | 0.639 | 1.333 | 2.154 | 1.131 | 0.101
US | United States | 12 | Florida | 12C50 | 7499 | TALLAHASSEE READINESS CENTER | Army | 073 | Leon | 2940 | Tallahassee | 0.93 | 0.92 | 1.286 | 1.131 | 1.131 | 0.639 | 1.333 | 2.154 | 1.131 | 0.101
US | United States | 12 | Florida | 82387-11393 | 703504 | BLAIRSTONE RD TALLAHASSEE | Army | 073 | Leon | 2940 | Tallahassee | 0.93 | 0.92
US | United States | 12 | Florida | 82387-12440 | 704550 | N MONROE ST TALLAHASSEE | Army | 073 | Leon | 2940 | Tallahassee | 0.93 | 0.92
US | United States | 12 | Florida | 82387-13294 | 705403 | W PENSACOLA ST TALLAHASSEE | Army | 073 | Leon | 2940 | Tallahassee | 0.93 | 0.92
US | United States | 12 | Florida | 82387-13295 | 705404 | W PENSACOLA ST TALLAHASSEE 1 | Army | 073 | Leon | 2940 | Tallahassee | 0.93 | 0.92
US | United States | 12 | Florida | 710578 | 710578 | 2641 FINWOOD COURT TALLAHASSEE | Army | 073 | Leon | 2940 | Tallahassee | 0.93 | 0.92
US | United States | 12 | Florida | 711208 | 711208 | 3258 DARTMOUTH DRIVE TALLAHASSEE | Army | 073 | Leon | 2940 | Tallahassee | 0.93 | 0.92
US | United States | 12 | Florida | 82387-12556 | 704666 | NW 19TH AVE CHIEFLAND | Army | 075 | Levy | 0540 | Chiefland | 0.93 | 0.92
US | United States | 12 | Florida | WLTS0001 | 3323 | SUMATRA MISSILE TRACKING ANNEX SITE # 1 | Air Force | 077 | Liberty | 9999 | Unknown | 0.93 | 0.92 | 1.286 | 1.131 | 1.131 | 0.639 | 1.333 | 2.154 | 1.131 | 0.101
US | United States | 12 | Florida | 12A40 | 4115 | BRADENTON READINESS CENTER | Army | 081 | Manatee | 0340 | Bradenton | 0.93 | 0.92 | 1.286 | 1.131 | 1.131 | 0.639 | 1.333 | 2.154 | 1.131 | 0.101
US | United States | 12 | Florida | 82387-10878 | 702989 | 4403&4533 14TH ST W BRADENTON | Army | 081 | Manatee | 0340 | Bradenton | 0.93 | 0.92
US | United States | 12 | Florida | 70132-10780 | 702051 | TROUT RIVER | Army | 081 | Manatee | 0939 | Ellenton | 0.93 | 0.92
US | United States | 12 | Florida | 12B90 | 6690 | PALMETTO READINESS CENTER | Army | 081 | Manatee | 2440 | Palmetto | 0.93 | 0.92 | 1.286 | 1.131 | 1.131 | 0.639 | 1.333 | 2.154 | 1.131 | 0.101
US | United States | 12 | Florida | 12B75 | 6594 | OCALA READINESS CENTER | Army | 083 | Marion | 2270 | Ocala | 0.93 | 0.92 | 1.286 | 1.131 | 1.131 | 0.639 | 1.333 | 2.154 | 1.131 | 0.101
US | United States | 12 | Florida | 12465 | 6595 | OCALA USARC | Army | 083 | Marion | 2270 | Ocala | 0.93 | 0.92 | 1.286 | 1.131 | 1.131 | 0.639 | 1.333 | 2.154 | 1.131 | 0.101
US | United States | 12 | Florida | 82387-11063 | 703174 | 6338 SE 3RD PLACE OCALA | Army | 083 | Marion | 2270 | Ocala | 0.93 | 0.92
US | United States | 12 | Florida | 82387-11755 | 703866 | E SILVER SPRING OCALA | Army | 083 | Marion | 2270 | Ocala | 0.93 | 0.92
US | United States | 12 | Florida | 82387-11756 | 703867 | E SILVER SPRING OCALA 1 | Army | 083 | Marion | 2270 | Ocala | 0.93 | 0.92
US | United States | 12 | Florida | 710281 | 710281 | 2423 SW 27TH AVENUE OCALA | Army | 083 | Marion | 2270 | Ocala | 0.93 | 0.92
US | United States | 12 | Florida | 710305 | 710305 | 3001 SW 24TH AVENUE, APT. 307 OCALA | Army | 083 | Marion | 2270 | Ocala | 0.93 | 0.92
US | United States | 12 | Florida | 710582 | 710582 | 3240 SW 34TH ST OCALA | Army | 083 | Marion | 2270 | Ocala | 0.93 | 0.92
US | United States | 12 | Florida | JJAE0001 | 2310 | JONATHAN DICKINSON MISSILE TRACKING ANX SITE # 1 | Air Force | 085 | Martin | 1405 | Hobe Sound | 0.93 | 0.92 | 1.286 | 1.131 | 1.131 | 0.639 | 1.333 | 2.154 | 1.131 | 0.101
US | United States | 12 | Florida | STBH0001 | 3133 | STUART MICROWAVE RELAY ANNEX SITE # 1 | Air Force | 085 | Martin | 1552 | Jensen Beach | 0.93 | 0.92 | 1.286 | 1.131 | 1.131 | 0.639 | 1.333 | 2.154 | 1.131 | 0.101
US | United States | 12 | Florida | 82387-12567 | 704677 | NW FEDERAL HWY STUART | Army | 085 | Martin | 2900 | Stuart | 0.93 | 0.92
US | United States | 12 | Florida | 82387-13357 | 705466 | WEDGEWOOD PLZ STUART | Army | 085 | Martin | 2900 | Stuart | 0.93 | 0.92
US | United States | 12 | Florida | 1281A-10001 | 700109 | GRANADA BLVD CORAL GABLES | Army | 086 | Miami-Dade | 0670 | Coral Gables | 0.99 | 0.99
US | United States | 12 | Florida | N00213-MI | 946 | NAVOPSPTCEN MIAMI FL | Navy | 086 | Miami-Dade | 1340 |  | 0.99 | 0.99 | 1.286 | 1.191 | 1.191 | 0.639 | 1.333 | 2.154 | 1.191 | 0.101
US | United States | 12 | Florida | 12150 | 3591 | HMO3 (SNAKE CREEK TS) | Army | 086 | Miami-Dade | 1340 | Hialeah | 0.99 | 0.99 | 1.286 | 1.191 | 1.191 | 0.639 | 1.333 | 2.154 | 1.191 | 0.101
US | United States | 12 | Florida | 82387-13174 | 705283 | W 18TH AVE HIALEAH | Army | 086 | Miami-Dade | 1340 | Hialeah | 0.99 | 0.99
US | United States | 12 | Florida | KYJL0001 | 2354 | HOMESTEAD AIR FORCE BASE SITE # 1 | Air Force | 086 | Miami-Dade | 1440 |  | 0.99 | 0.99 | 1.286 | 1.191 | 1.191 | 0.639 | 1.333 | 2.154 | 1.191 | 0.101
US | United States | 12 | Florida | KYJM0001 | 2355 | HOMESTEAD ARB SITE # 1 | Air Force | 086 | Miami-Dade | 1440 |  | 0.99 | 0.99 | 1.286 | 1.191 | 1.191 | 0.639 | 1.333 | 2.154 | 1.191 | 0.101
US | United States | 12 | Florida | 12155 | 6463 | NG HOMESTEAD ARS | Army | 086 | Miami-Dade | 1440 | Homestead | 0.99 | 0.99 | 1.286 | 1.191 | 1.191 | 0.639 | 1.333 | 2.154 | 1.191 | 0.101
US | United States | 12 | Florida | 18081-10602 | 700761 | SEC 28 HOMESTEAD | Army | 086 | Miami-Dade | 1440 | Homestead | 0.99 | 0.99
US | United States | 12 | Florida | 82387-12920 | 705030 | SE 4TH RD HOMESTEAD | Army | 086 | Miami-Dade | 1440 | Homestead | 0.99 | 0.99
US | United States | 12 | Florida | 12460 | 3569 | COL FM WILLIAMS USARC/AMSA#47G | Army | 086 | Miami-Dade | 2010 | Miami-Dade | 0.99 | 0.99 | 1.286 | 1.191 | 1.191 | 0.639 | 1.333 | 2.154 | 1.191 | 0.101
US | United States | 12 | Florida | 1272B | 3597 | LTC LUIS E. MARTINEZ USARC | Army | 086 | Miami-Dade | 2010 | Miami-Dade | 0.99 | 0.99 | 1.286 | 1.191 | 1.191 | 0.639 | 1.333 | 2.154 | 1.191 | 0.101
US | United States | 12 | Florida | 12B65 | 6179 | MIAMI READINESS CENTER | Army | 086 | Miami-Dade | 2010 | Miami-Dade | 0.99 | 0.99 | 1.286 | 1.191 | 1.191 | 0.639 | 1.333 | 2.154 | 1.191 | 0.101
US | United States | 12 | Florida | 1281A-10002 | 700110 | NE 9TH ST MIAMI | Army | 086 | Miami-Dade | 2010 | Miami-Dade | 0.99 | 0.99 | 1.286 | 1.191 | 1.191 | 0.639 | 1.333 | 2.154 | 1.191 | 0.101
US | United States | 12 | Florida | 1281A-10003 | 700111 | NW 107TH AVE MIAMI | Army | 086 | Miami-Dade | 2010 | Miami-Dade | 0.99 | 0.99
US | United States | 12 | Florida | 1281A-10004 | 700112 | NW 108TH CT MIAMI | Army | 086 | Miami-Dade | 2010 | Miami-Dade | 0.99 | 0.99
US | United States | 12 | Florida | 1281A-10005 | 700113 | NW 116TH PL MIAMI | Army | 086 | Miami-Dade | 2010 | Miami-Dade | 0.99 | 0.99
US | United States | 12 | Florida | 1281A-10008 | 700116 | NW 33RD MIAMI | Army | 086 | Miami-Dade | 2010 | Miami-Dade | 0.99 | 0.99
US | United States | 12 | Florida | 1281A-10009 | 700117 | NW 36TH ST MIAMI | Army | 086 | Miami-Dade | 2010 | Miami-Dade | 0.99 | 0.99 | 1.286 | 1.191 | 1.191 | 0.639 | 1.333 | 2.154 | 1.191 | 0.101
US | United States | 12 | Florida | 1281A-10010 | 700118 | NW 41ST MIAMI | Army | 086 | Miami-Dade | 2010 | Miami-Dade | 0.99 | 0.99 | 1.286 | 1.191 | 1.191 | 0.639 | 1.333 | 2.154 | 1.191 | 0.101
US | United States | 12 | Florida | 1281A-10011 | 700119 | NW 46TH TERR MIAMI | Army | 086 | Miami-Dade | 2010 | Miami-Dade | 0.99 | 0.99
US | United States | 12 | Florida | 1281A-10012 | 700120 | NW 49TH TERR MIAMI | Army | 086 | Miami-Dade | 2010 | Miami-Dade | 0.99 | 0.99
US | United States | 12 | Florida | 1281A-10015 | 700123 | NW 73RD TERR MIAMI | Army | 086 | Miami-Dade | 2010 | Miami-Dade | 0.99 | 0.99
US | United States | 12 | Florida | 1281A-10016 | 700124 | NW 83RD ST MIAMI | Army | 086 | Miami-Dade | 2010 | Miami-Dade | 0.99 | 0.99
US | United States | 12 | Florida | 1281A-10017 | 700125 | NW 91ST AVE MIAMI | Army | 086 | Miami-Dade | 2010 | Miami-Dade | 0.99 | 0.99
US | United States | 12 | Florida | 1281A-10018 | 700126 | NW 93RD MIAMI | Army | 086 | Miami-Dade | 2010 | Miami-Dade | 0.99 | 0.99
US | United States | 12 | Florida | 1281A-10019 | 700127 | NW 97TH PL 42 MIAMI | Army | 086 | Miami-Dade | 2010 | Miami-Dade | 0.99 | 0.99
US | United States | 12 | Florida | 1281A-10020 | 700128 | NW 97TH PL 45 MIAMI | Army | 086 | Miami-Dade | 2010 | Miami-Dade | 0.99 | 0.99
US | United States | 12 | Florida | 1281A-10021 | 700129 | NW 97TH PL 56 MIAMI | Army | 086 | Miami-Dade | 2010 | Miami-Dade | 0.99 | 0.99
US | United States | 12 | Florida | 1281A-10022 | 700130 | NW 97TH PL 60 MIAMI | Army | 086 | Miami-Dade | 2010 | Miami-Dade | 0.99 | 0.99
US | United States | 12 | Florida | 1281A-10023 | 700131 | NW 97TH PL 64 MIAMI | Army | 086 | Miami-Dade | 2010 | Miami-Dade | 0.99 | 0.99
US | United States | 12 | Florida | 1281A-10024 | 700132 | NW 97TH PL 78 MIAMI | Army | 086 | Miami-Dade | 2010 | Miami-Dade | 0.99 | 0.99
US | United States | 12 | Florida | 18081-10215 | 700374 | 8300 NW 33RD ST MIAMI | Army | 086 | Miami-Dade | 2010 | Miami-Dade | 0.99 | 0.99
US | United States | 12 | Florida | 18081-10305 | 700464 | DADE COUNTY MIAMI | Army | 086 | Miami-Dade | 2010 | Miami-Dade | 0.99 | 0.99
US | United States | 12 | Florida | 18081-10415 | 700574 | MIAMI PARK MIAMI | Army | 086 | Miami-Dade | 2010 | Miami-Dade | 0.99 | 0.99
US | United States | 12 | Florida | 70132-10047 | 701318 | 10754 NW 85TH TERRACE MIAMI | Army | 086 | Miami-Dade | 2010 | Miami-Dade | 0.99 | 0.99
US | United States | 12 | Florida | 70132-10048 | 701319 | 10763 NW 83RD TERRACE MIAMI | Army | 086 | Miami-Dade | 2010 | Miami-Dade | 0.99 | 0.99
US | United States | 12 | Florida | 70132-10049 | 701320 | 10777 NW 84TH LANE MIAMI | Army | 086 | Miami-Dade | 2010 | Miami-Dade | 0.99 | 0.99
US | United States | 12 | Florida | 70132-10073 | 701344 | 11361 NW 82 TERRACE MIAMI | Army | 086 | Miami-Dade | 2010 | Miami-Dade | 0.99 | 0.99
US | United States | 12 | Florida | 70132-10362 | 701633 | 3143 SHIPING AVENUE COCONUT GROVE | Army | 086 | Miami-Dade | 2010 | Miami-Dade | 0.99 | 0.99
US | United States | 12 | Florida | 70132-10461 | 701732 | 4320 NW 107TH AVE MIAMI | Army | 086 | Miami-Dade | 2010 | Miami-Dade | 0.99 | 0.99
US | United States | 12 | Florida | 70132-10466 | 701737 | 4360 NW 107TH AVE MIAMI | Army | 086 | Miami-Dade | 2010 | Miami-Dade | 0.99 | 0.99
US | United States | 12 | Florida | 70132-10467 | 701738 | 4360 NW 107TH AVENUE MIAMI | Army | 086 | Miami-Dade | 2010 | Miami-Dade | 0.99 | 0.99
US | United States | 12 | Florida | 70132-10472 | 701743 | 4420 NW 107TH AVE MIAMI | Army | 086 | Miami-Dade | 2010 | Miami-Dade | 0.99 | 0.99
US | United States | 12 | Florida | 70132-10481 | 701752 | 4540 NW 107TH AVE MIAMI | Army | 086 | Miami-Dade | 2010 | Miami-Dade | 0.99 | 0.99
US | United States | 12 | Florida | 70132-10483 | 701754 | 4560 NW 107TH AVE MIAMI | Army | 086 | Miami-Dade | 2010 | Miami-Dade | 0.99 | 0.99
US | United States | 12 | Florida | 70132-10486 | 701757 | 4580 NW 107TH AVE MIAMI | Army | 086 | Miami-Dade | 2010 | Miami-Dade | 0.99 | 0.99
US | United States | 12 | Florida | 70132-10490 | 701761 | 4627 NW 97TH PLACE MIAMI | Army | 086 | Miami-Dade | 2010 | Miami-Dade | 0.99 | 0.99
US | United States | 12 | Florida | 70132-10491 | 701762 | 4656 NW 95TH AVENUE MIAMI | Army | 086 | Miami-Dade | 2010 | Miami-Dade | 0.99 | 0.99
US | United States | 12 | Florida | 70132-10492 | 701763 | 4659 NW 97TH COURT MIAMI | Army | 086 | Miami-Dade | 2010 | Miami-Dade | 0.99 | 0.99
US | United States | 12 | Florida | 70132-10498 | 701769 | 4738 NW 97TH COURT MIAMI | Army | 086 | Miami-Dade | 2010 | Miami-Dade | 0.99 | 0.99
US | United States | 12 | Florida | 70132-10508 | 701779 | 4864 NW 97TH PLACE MIAMI | Army | 086 | Miami-Dade | 2010 | Miami-Dade | 0.99 | 0.99
US | United States | 12 | Florida | 70132-10510 | 701781 | 4878 NW 97TH PLACE MIAMI | Army | 086 | Miami-Dade | 2010 | Miami-Dade | 0.99 | 0.99
US | United States | 12 | Florida | 70132-10516 | 701787 | 4992 NW 97TH PLACE MIAMI | Army | 086 | Miami-Dade | 2010 | Miami-Dade | 0.99 | 0.99
US | United States | 12 | Florida | 70132-10517 | 701788 | 4994 NW 97TH PLACE MIAMI | Army | 086 | Miami-Dade | 2010 | Miami-Dade | 0.99 | 0.99
US | United States | 12 | Florida | 70132-10674 | 701945 | 8463 NW 107TH PATH MIAMI | Army | 086 | Miami-Dade | 2010 | Miami-Dade | 0.99 | 0.99
US | United States | 12 | Florida | 70132-10712 | 701983 | 9737 NW 49TH TERRACE MIAMI | Army | 086 | Miami-Dade | 2010 | Miami-Dade | 0.99 | 0.99
US | United States | 12 | Florida | 70132-10717 | 701988 | 9762 NW 46TH TERRACE MIAMI | Army | 086 | Miami-Dade | 2010 | Miami-Dade | 0.99 | 0.99
US | United States | 12 | Florida | 70132-10718 | 701989 | 9778 46TH TERRACE MIAMI | Army | 086 | Miami-Dade | 2010 | Miami-Dade | 0.99 | 0.99
US | United States | 12 | Florida | 70132-10719 | 701990 | 9780 NW 46TH TERRACE MIAMI | Army | 086 | Miami-Dade | 2010 | Miami-Dade | 0.99 | 0.99
US | United States | 12 | Florida | 70132-10762 | 702033 | NW 97TH PL MIAMI | Army | 086 | Miami-Dade | 2010 | Miami-Dade | 0.99 | 0.99
US | United States | 12 | Florida | 70132-10779 | 702050 | SW 151ST ST MIAMI | Army | 086 | Miami-Dade | 2010 | Miami-Dade | 0.99 | 0.99
US | United States | 12 | Florida | 82387-11277 | 703388 | 9483 NW 12TH ST MIAMI | Army | 086 | Miami-Dade | 2010 | Miami-Dade | 0.99 | 0.99
US | United States | 12 | Florida | 82387-11286 | 703397 | 9780 EAST INDIGO STREET MIAMI | Army | 086 | Miami-Dade | 2010 | Miami-Dade | 0.99 | 0.99
US | United States | 12 | Florida | 82387-11388 | 703499 | BIRD LUDLAM MIAMI | Army | 086 | Miami-Dade | 2010 | Miami-Dade | 0.99 | 0.99
US | United States | 12 | Florida | 82387-11389 | 703500 | BIRD RD MIAMI | Army | 086 | Miami-Dade | 2010 | Miami-Dade | 0.99 | 0.99
US | United States | 12 | Florida | 82387-11390 | 703501 | BIRD RD MIAMI 1 | Army | 086 | Miami-Dade | 2010 | Miami-Dade | 0.99 | 0.99
US | United States | 12 | Florida | 82387-11391 | 703502 | BISCAYNE BLVD MIAMI | Army | 086 | Miami-Dade | 2010 | Miami-Dade | 0.99 | 0.99
US | United States | 12 | Florida | 82387-12284 | 704394 | MILLS DR MIAMI | Army | 086 | Miami-Dade | 2010 | Miami-Dade | 0.99 | 0.99
US | United States | 12 | Florida | 82387-12555 | 704665 | NW 186TH ST MIAMI | Army | 086 | Miami-Dade | 2010 | Miami-Dade | 0.99 | 0.99
US | United States | 12 | Florida | 82387-12557 | 704667 | NW 37TH AVE MIAMI | Army | 086 | Miami-Dade | 2010 | Miami-Dade | 0.99 | 0.99
US | United States | 12 | Florida | 82387-12559 | 704669 | NW 48TH ST MIAMI | Army | 086 | Miami-Dade | 2010 | Miami-Dade | 0.99 | 0.99
US | United States | 12 | Florida | 82387-12561 | 704671 | NW 53RD ST MIAMI | Army | 086 | Miami-Dade | 2010 | Miami-Dade | 0.99 | 0.99
US | United States | 12 | Florida | 82387-12563 | 704673 | NW 77TH AVE MIAMI | Army | 086 | Miami-Dade | 2010 | Miami-Dade | 0.99 | 0.99
US | United States | 12 | Florida | 82387-12796 | 704906 | S DIXIE HWY MIAMI | Army | 086 | Miami-Dade | 2010 | Miami-Dade | 0.99 | 0.99
US | United States | 12 | Florida | 82387-13048 | 705158 | SW 107TH AVE MIAMI | Army | 086 | Miami-Dade | 2010 | Miami-Dade | 0.99 | 0.99
US | United States | 12 | Florida | 711064 | 711064 | 11531 SW 80TH TERRAC MIAMI | Army | 086 | Miami-Dade | 2010 | Miami-Dade | 0.99 | 0.99
US | United States | 12 | Florida | 711210 | 711210 | 4865 NW 97TH COURT MIAMI | Army | 086 | Miami-Dade | 2010 | Miami-Dade | 0.99 | 0.99
US | United States | 12 | Florida | 711260 | 711260 | 7789 NW 48TH STREET MIAMI | Army | 086 | Miami-Dade | 2010 | Miami-Dade | 0.99 | 0.99
US | United States | 12 | Florida | 82387-12512 | 704622 | NEW BARN RD MIAMI LAKES | Army | 086 | Miami-Dade | 2025 | Miami Lakes | 0.99 | 0.99
US | United States | 12 | Florida | 82387-12497 | 704607 | NE 163RD ST NORTH MIAMI BEACH | Army | 086 | Miami-Dade | 2230 | North Miami Beach | 0.99 | 0.99
US | United States | 12 | Florida | 82387-12498 | 704608 | NE 163RD ST NORTH MIAMI BEACH 1 | Army | 086 | Miami-Dade | 2230 | North Miami Beach | 0.99 | 0.99
US | United States | 12 | Florida | N00213-BG | 375 | TRUMAN ANNEX 1 | Navy | 087 | Monroe | 1580 | Key West | 1.19 | 1.18 | 1.286 | 1.131 | 1.131 | 0.639 | 1.333 | 2.154 | 1.131 | 0.101
US | United States | 12 | Florida | N00213-BH | 376 | TRUMAN ANNEX 2 | Navy | 087 | Monroe | 1580 | Key West | 1.19 | 1.18 | 1.286 | 1.131 | 1.131 | 0.639 | 1.333 | 2.154 | 1.131 | 0.101
US | United States | 12 | Florida | N00213-CA | 379 | NAS KEY WEST 1 | Navy | 087 | Monroe | 1580 | Key West | 1.19 | 1.18 | 1.286 | 1.131 | 1.131 | 0.639 | 1.333 | 2.154 | 1.131 | 0.101
US | United States | 12 | Florida | N00213-CD | 380 | NAS KEY WEST 4 | Navy | 087 | Monroe | 1580 | Key West | 1.19 | 1.18 | 1.286 | 1.131 | 1.131 | 0.639 | 1.333 | 2.154 | 1.131 | 0.101
US | United States | 12 | Florida | N00213-CE | 382 | NAS KEY WEST 5 | Navy | 087 | Monroe | 1580 | Key West | 1.19 | 1.18 | 1.286 | 1.131 | 1.131 | 0.639 | 1.333 | 2.154 | 1.131 | 0.101
US | United States | 12 | Florida | N00213-CF | 383 | NAS KEY WEST 6 | Navy | 087 | Monroe | 1580 | Key West | 1.19 | 1.18 | 1.286 | 1.131 | 1.131 | 0.639 | 1.333 | 2.154 | 1.131 | 0.101
US | United States | 12 | Florida | N00213-CG | 384 | NAS KEY WEST 7 | Navy | 087 | Monroe | 1580 | Key West | 1.19 | 1.18 | 1.286 | 1.131 | 1.131 | 0.639 | 1.333 | 2.154 | 1.131 | 0.101
US | United States | 12 | Florida | N00213-BA | 809 | TRUMBO POINT ANNEX | Navy | 087 | Monroe | 1580 | Key West | 1.19 | 1.18 | 1.286 | 1.131 | 1.131 | 0.639 | 1.333 | 2.154 | 1.131 | 0.101
US | United States | 12 | Florida | N00213-EB | 810 | MAINE MEMORIAL PLOT | Navy | 087 | Monroe | 1580 | Key West | 1.19 | 1.18 | 1.286 | 1.131 | 1.131 | 0.639 | 1.333 | 2.154 | 1.131 | 0.101
US | United States | 12 | Florida | N00213-BE | 961 | NAVAL HOSPITAL | Navy | 087 | Monroe | 1580 | Key West | 1.19 | 1.18 | 1.286 | 1.131 | 1.131 | 0.639 | 1.333 | 2.154 | 1.131 | 0.101
US | United States | 12 | Florida | N00213-BF | 962 | TRUMAN ANNEX | Navy | 087 | Monroe | 1580 | Key West | 1.19 | 1.18 | 1.286 | 1.131 | 1.131 | 0.639 | 1.333 | 2.154 | 1.131 | 0.101
US | United States | 12 | Florida | N00213-EA | 963 | OFF SHORE ISLAND | Navy | 087 | Monroe | 1580 | Key West | 1.19 | 1.18 | 1.286 | 1.131 | 1.131 | 0.639 | 1.333 | 2.154 | 1.131 | 0.101
US | United States | 12 | Florida | N00213-GA | 964 | DREDGERS KEY-SIGSBEE | Navy | 087 | Monroe | 1580 | Key West | 1.19 | 1.18 | 1.286 | 1.131 | 1.131 | 0.639 | 1.333 | 2.154 | 1.131 | 0.101
US | United States | 12 | Florida | N00213-LA | 965 | FLEMING KEY MAGAZINE | Navy | 087 | Monroe | 1580 | Key West | 1.19 | 1.18 | 1.286 | 1.131 | 1.131 | 0.639 | 1.333 | 2.154 | 1.131 | 0.101
US | United States | 12 | Florida | N00213-CB | 1115 | NAS KEY WEST 2 | Navy | 087 | Monroe | 1580 | Key West | 1.19 | 1.18 | 1.286 | 1.131 | 1.131 | 0.639 | 1.333 | 2.154 | 1.131 | 0.101
US | United States | 12 | Florida | N00213-CC | 1147 | NAS KEY WEST 3 | Navy | 087 | Monroe | 1580 | Key West | 1.19 | 1.18 | 1.286 | 1.131 | 1.131 | 0.639 | 1.333 | 2.154 | 1.131 | 0.101
US | United States | 12 | Florida | N00213-YA | 1167 | SPLS AREA N OF FLEMING | Navy | 087 | Monroe | 1580 | Key West | 1.19 | 1.18 | 1.286 | 1.131 | 1.131 | 0.639 | 1.333 | 2.154 | 1.131 | 0.101
US | United States | 12 | Florida | N00213-XA | 1171 | PEARY COURT | Navy | 087 | Monroe | 1580 | Key West | 1.19 | 1.18 | 1.286 | 1.131 | 1.131 | 0.639 | 1.333 | 2.154 | 1.131 | 0.101
US | United States | 12 | Florida | 12291 | 7331 | SP FORCES SITE KEY WEST | Army | 087 | Monroe | 1580 | Key West | 1.19 | 1.18 | 1.286 | 1.131 | 1.131 | 0.639 | 1.333 | 2.154 | 1.131 | 0.101
US | United States | 12 | Florida | 82387-12461 | 704571 | N ROOSEVELT KEY WEST | Army | 087 | Monroe | 1580 | Key West | 1.19 | 1.18
US | United States | 12 | Florida | 82387-13013 | 705123 | STAPLES AVE KEY WEST | Army | 087 | Monroe | 1580 | Key West | 1.19 | 1.18
US | United States | 12 | Florida | N00213 | 167 | Naval Air Station, Key West FL | Navy | 087 | Monroe | 2895 | Stock Island | 1.19 | 1.18 | 1.286 | 1.131 | 1.131 | 0.639 | 1.333 | 2.154 | 1.131 | 0.101
US | United States | 12 | Florida | N00213-SB | 510 | TR SI SADDLEBUNCH KEYS | Navy | 087 | Monroe | 2903 | Sugar Loaf Shores | 1.19 | 1.18 | 1.286 | 1.131 | 1.131 | 0.639 | 1.333 | 2.154 | 1.131 | 0.101
US | United States | 12 | Florida | EYDZ0001 | 1640 | CUDJOE KEY AIR FORCE STATION SITE # 1 | Air Force | 087 | Monroe | 9999 | Unknown | 1.19 | 1.18 | 1.286 | 1.131 | 1.131 | 0.639 | 1.333 | 2.154 | 1.131 | 0.101
US | United States | 12 | Florida | N60201-FB | 170090 | FERNANDINA BEACH | Navy | 089 | Nassau | 1010 | Fernandina Beach | 0.93 | 0.92
US | United States | 12 | Florida | FTEP0001 | 1691 | EGLIN AIR FORCE AUXILIARY FIELD #3, SITE # 1 | Air Force | 091 | Okaloosa | 0710 | Crestview | 0.87 | 0.85 | 1.286 | 1.131 | 1.131 | 0.639 | 1.333 | 2.154 | 1.131 | 0.101
US | United States | 12 | Florida | 12A60 | 4589 | CRESTVIEW READINESS CENTER | Army | 091 | Okaloosa | 0710 | Crestview | 0.87 | 0.85 | 1.286 | 1.131 | 1.131 | 0.639 | 1.333 | 2.154 | 1.131 | 0.101
US | United States | 12 | Florida | 82387-12366 | 704476 | N FERDON BLVD CRESTVIEW | Army | 091 | Okaloosa | 0710 | Crestview | 0.87 | 0.85
US | United States | 12 | Florida | 12045 | 4711 | DESTIN MORENO POINT | Army | 091 | Okaloosa | 0835 | Destin | 0.87 | 0.85 | 1.286 | 1.131 | 1.131 | 0.639 | 1.333 | 2.154 | 1.131 | 0.101
US | United States | 12 | Florida | N60508-EG | 880 | EGLIN AFB EOD SCHOOL | Navy | 091 | Okaloosa | 0935 | Eglin AFB | 0.87 | 0.85 | 1.286 | 1.131 | 1.131 | 0.639 | 1.333 | 2.154 | 1.131 | 0.101
US | United States | 12 | Florida | N00204-EG | 1113 | EOD EGLIN AFB | Navy | 091 | Okaloosa | 0935 | Eglin AFB | 0.87 | 0.85 | 1.286 | 1.131 | 1.131 | 0.639 | 1.333 | 2.154 | 1.131 | 0.101
US | United States | 12 | Florida | 01H40 | 4828 | EGLIN AFB FT WALTON BEACH | Army | 091 | Okaloosa | 0935 | Eglin AFB | 0.87 | 0.85 | 1.286 | 1.131 | 1.131 | 0.639 | 1.333 | 2.154 | 1.131 | 0.122
US | United States | 12 | Florida | FTES0001 | 1692 | EGLIN AIR FORCE AUXILIARY FIELD #6 SITE # 1 | Air Force | 091 | Okaloosa | 1091 | Ft Walton Beach | 0.87 | 0.85 | 1.286 | 1.131 | 1.131 | 0.639 | 1.333 | 2.154 | 1.131 | 0.101
US | United States | 12 | Florida | 18081-10397 | 700556 | LEWIS ST FT WALTON BEACH | Army | 091 | Okaloosa | 1091 | Ft Walton Beach | 0.87 | 0.85
US | United States | 12 | Florida | 82387-13065 | 705175 | THE MARKET PL FT WALTON BEACH | Army | 091 | Okaloosa | 1091 | Ft Walton Beach | 0.87 | 0.85
US | United States | 12 | Florida | 18081-10006 | 700165 | 1 ELEVENTH AVENUE SHALIMAR | Army | 091 | Okaloosa | 2820 | Shalimar | 0.87 | 0.85
US | United States | 12 | Florida | FTFA0001 | 1695 | EGLIN AFB SITE # 1 | Air Force | 091 | Okaloosa | 3040 | Valparaiso | 0.87 | 0.85 | 1.286 | 1.131 | 1.131 | 0.639 | 1.333 | 2.154 | 1.131 | 0.101
US | United States | 12 | Florida | FTEV0001 | 1693 | HURLBURT FIELD SITE # 1 | Air Force | 091 | Okaloosa | 9999 | Unknown | 0.87 | 0.85 | 1.286 | 1.131 | 1.131 | 0.639 | 1.333 | 2.154 | 1.131 | 0.101
US | United States | 12 | Florida | 711204 | 711204 | 1127 MAGNOLIA BLOSSO APOPKA | Army | 095 | Orange | 0070 | Apopka | 0.9 | 0.88
US | United States | 12 | Florida | QBKL0001 | 2808 | MESONET #1500 WEATHER ANNEX SITE # 1 | Air Force | 095 | Orange | 0565 | Christmas | 0.9 | 0.88 | 1.286 | 1.131 | 1.131 | 0.639 | 1.333 | 2.154 | 1.131 | 0.101
US | United States | 12 | Florida | QBKQ0001 | 2810 | MESONET #1605 WEATHER ANNEX SITE # 1 | Air Force | 095 | Orange | 0565 | Christmas | 0.9 | 0.88 | 1.286 | 1.131 | 1.131 | 0.639 | 1.333 | 2.154 | 1.131 | 0.101
US | United States | 12 | Florida | QBKV0001 | 2814 | MESONET #2008 WEATHER ANNEX SITE # 1 | Air Force | 095 | Orange | 0565 | Christmas | 0.9 | 0.88 | 1.286 | 1.131 | 1.131 | 0.639 | 1.333 | 2.154 | 1.131 | 0.101
US | United States | 12 | Florida | TSHA0001 | 3188 | TOSOHATCHEE STATE PRESERVE ALDF SITE # 1 | Air Force | 095 | Orange | 0565 | Christmas | 0.9 | 0.88 | 1.286 | 1.131 | 1.131 | 0.639 | 1.333 | 2.154 | 1.131 | 0.101
US | United States | 12 | Florida | N69175 | 220 | Naval Training Center, Orlando FL | Navy | 095 | Orange | 2360 | Orlando | 0.9 | 0.88 | 1.286 | 1.131 | 1.131 | 0.639 | 1.333 | 2.154 | 1.131 | 0.101
US | United States | 12 | Florida | N61007 | 256 | NAVAL SUPPORT ACTIVITY ORLANDO | Navy | 095 | Orange | 2360 | Orlando | 0.9 | 0.88 | 1.286 | 1.131 | 1.131 | 0.639 | 1.333 | 2.154 | 1.131 | 0.101
US | United States | 12 | Florida | N69175-OR | 449 | ORLANDO | Navy | 095 | Orange | 2360 | Orlando | 0.9 | 0.88 | 1.286 | 1.131 | 1.131 | 0.639 | 1.333 | 2.154 | 1.131 | 0.101
US | United States | 12 | Florida | N61007-RC | 611 | NAVOPSPTCEN ORLANDO | Navy | 095 | Orange | 2360 | Orlando | 0.9 | 0.88 | 1.286 | 1.131 | 1.131 | 0.639 | 1.333 | 2.154 | 1.131 | 0.101
US | United States | 12 | Florida | N69175-DA | 651 | NTC ANNEX | Navy | 095 | Orange | 2360 | Orlando | 0.9 | 0.88 | 1.286 | 1.131 | 1.131 | 0.639 | 1.333 | 2.154 | 1.131 | 0.101
US | United States | 12 | Florida | N61007-CS | 1203 | COMMISSARY SITE | Navy | 095 | Orange | 2360 | Orlando | 0.9 | 0.88 | 1.286 | 1.131 | 1.131 | 0.639 | 1.333 | 2.154 | 1.131 | 0.101
US | United States | 12 | Florida | 12220 | 4814 | ECS #50 | Army | 095 | Orange | 2360 | Orlando | 0.9 | 0.88 | 1.286 | 1.131 | 1.131 | 0.639 | 1.333 | 2.154 | 1.131 | 0.101
US | United States | 12 | Florida | 12401 | 6129 | MCCOY USARC | Army | 095 | Orange | 2360 | Orlando | 0.9 | 0.88 | 1.286 | 1.131 | 1.131 | 0.639 | 1.333 | 2.154 | 1.131 | 0.101
US | United States | 12 | Florida | 12475 | 6643 | ORANGE COUNTY USARC | Army | 095 | Orange | 2360 | Orlando | 0.9 | 0.88 | 1.286 | 1.131 | 1.131 | 0.639 | 1.333 | 2.154 | 1.131 | 0.101
US | United States | 12 | Florida | 12212 | 6654 | ORLANDO ASF 49 | Army | 095 | Orange | 2360 | Orlando | 0.9 | 0.88 | 1.286 | 1.131 | 1.131 | 0.639 | 1.333 | 2.154 | 1.131 | 0.101
US | United States | 12 | Florida | 12B80 | 6655 | ORLANDO READINESS CENTER | Army | 095 | Orange | 2360 | Orlando | 0.9 | 0.88 | 1.286 | 1.131 | 1.131 | 0.639 | 1.333 | 2.154 | 1.131 | 0.101
US | United States | 12 | Florida | 1267Q | 6656 | ORLANDO, NAVAL TRAINING CENTER | Army | 095 | Orange | 2360 | Orlando | 0.9 | 0.88 | 1.286 | 1.131 | 1.131 | 0.639 | 1.333 | 2.154 | 1.131 | 0.101
US | United States | 12 | Florida | 12476 | 7495 | TAFT USARC | Army | 095 | Orange | 2360 | Orlando | 0.9 | 0.88 | 1.286 | 1.131 | 1.131 | 0.639 | 1.333 | 2.154 | 1.131 | 0.101
US | United States | 12 | Florida | 01530-10023 | 700024 | DEPT OF NAVY ORLANDO | Army | 095 | Orange | 2360 | Orlando | 0.9 | 0.88
US | United States | 12 | Florida | 01530-10031 | 700032 | NAVAL TRAINING ORLANDO | Army | 095 | Orange | 2360 | Orlando | 0.9 | 0.88 | 1.286 | 1.131 | 1.131 | 0.639 | 1.333 | 2.154 | 1.131 | 0.101
US | United States | 12 | Florida | 18081-10121 | 700280 | 3555 MAGUIRE BLVD ORLANDO | Army | 095 | Orange | 2360 | Orlando | 0.9 | 0.88
US | United States | 12 | Florida | 18081-10212 | 700371 | 80 N HUGHEY AVE ORLANDO | Army | 095 | Orange | 2360 | Orlando | 0.9 | 0.88
US | United States | 12 | Florida | 70132-10334 | 701605 | 300 EAST SOUTH STREET ORLANDO | Army | 095 | Orange | 2360 | Orlando | 0.9 | 0.88
US | United States | 12 | Florida | 70132-10734 | 702005 | CLEMENTINE WAY ORLNDO | Army | 095 | Orange | 2360 | Orlando | 0.9 | 0.88
US | United States | 12 | Florida | 82387-11008 | 703119 | 5886 S SEMORAN BLVD ORLANDO | Army | 095 | Orange | 2360 | Orlando | 0.9 | 0.88
US | United States | 12 | Florida | 82387-11672 | 703783 | E COLONIAL DR ORLANDO | Army | 095 | Orange | 2360 | Orlando | 0.9 | 0.88
US | United States | 12 | Florida | 82387-12075 | 704185 | JOHN YOUNG PKWY ORLANDO | Army | 095 | Orange | 2360 | Orlando | 0.9 | 0.88
US | United States | 12 | Florida | 82387-12170 | 704280 | MAGUIRE BLVD ORLANDO | Army | 095 | Orange | 2360 | Orlando | 0.9 | 0.88
US | United States | 12 | Florida | 82387-12781 | 704891 | S CHICKASAW TR ORLANDO | Army | 095 | Orange | 2360 | Orlando | 0.9 | 0.88
US | United States | 12 | Florida | 82387-12852 | 704962 | S ORANGE BLOSSM ORLANDO | Army | 095 | Orange | 2360 | Orlando | 0.9 | 0.88
US | United States | 12 | Florida | 82387-12906 | 705016 | SANDLAKE RD ORLANDO | Army | 095 | Orange | 2360 | Orlando | 0.9 | 0.88
US | United States | 12 | Florida | 82387-13122 | 705232 | UNIVERSITY BLVD ORLANDO | Army | 095 | Orange | 2360 | Orlando | 0.9 | 0.88
US | United States | 12 | Florida | 82387-13223 | 705332 | W COLONIAL DR ORLANDO | Army | 095 | Orange | 2360 | Orlando | 0.9 | 0.88
US | United States | 12 | Florida | 710410 | 710410 | 3166 BENSON PARK BLV ORLANDO | Army | 095 | Orange | 2360 | Orlando | 0.9 | 0.88
US | United States | 12 | Florida | QBKX0001 | 2816 | MESONET #2202 WEATHER ANNEX SITE # 1 | Air Force | 095 | Orange | 9999 | Unknown | 0.9 | 0.88 | 1.286 | 1.131 | 1.131 | 0.639 | 1.333 | 2.154 | 1.131 | 0.101
US | United States | 12 | Florida | 70132-10262 | 701533 | 2218 GRAND CAYMAN KISSIMMEE | Army | 097 | Osceola | 1590 | Kissimmee | 0.9 | 0.88
US | United States | 12 | Florida | 82387-11776 | 703887 | E VINE ST KISSIMMEE | Army | 097 | Osceola | 1590 | Kissimmee | 0.9 | 0.88
US | United States | 12 | Florida | DSTR0001 | 169887 | DESERET ALDF 1 | Air Force | 097 | Osceola | 2700 | St. Cloud | 0.93 | 0.92 | 1.286 | 1.131 | 1.131 | 0.639 | 1.333 | 2.154 | 1.131 | 0.101
US | United States | 12 | Florida | 82387-12921 | 705031 | SE 6TH AVE DELRAY BEACH | Army | 099 | Palm Beach | 0820 | Delray Beach | 0.99 | 0.99
US | United States | 12 | Florida | JPBT0001 | 169890 | JUPITER BORESITE 1 | Air Force | 099 | Palm Beach | 1560 | Jupiter | 0.99 | 0.99 | 1.286 | 1.131 | 1.131 | 0.639 | 1.333 | 2.154 | 1.131 | 0.101
US | United States | 12 | Florida | 82387-11981 | 704091 | HERITAGE DR JUPITER | Army | 099 | Palm Beach | 1560 | Jupiter | 0.99 | 0.99
US | United States | 12 | Florida | 82387-12544 | 704654 | NORTHLAKE BLVD LAKE PARK | Army | 099 | Palm Beach | 1720 | Lake Park | 0.99 | 0.99
US | United States | 12 | Florida | 82387-12106 | 704216 | LAKE WORTH RD GREENACRES | Army | 099 | Palm Beach | 1750 | Lake Worth | 0.99 | 0.99
US | United States | 12 | Florida | 82387-12983 | 705093 | SOUTHERN BLVD ROYAL PALM BEACH | Army | 099 | Palm Beach | 2674 | Royal Palm Beach | 0.99 | 0.99
US | United States | 12 | Florida | 710782 | 710782 | 1955 LINDSEY COURT WELLINGTON | Army | 099 | Palm Beach | 3147 | Wellington | 0.99 | 0.99
US | United States | 12 | Florida | 711207 | 711207 | 13785-D BOTTLEBRUSH WELLINGTON | Army | 099 | Palm Beach | 3147 | Wellington | 0.99 | 0.99
US | United States | 12 | Florida | N00213-PB | 613 | NAVOPSPTCEN WPALM BEACH | Navy | 099 | Palm Beach | 3190 | West Palm Beach | 0.99 | 0.99 | 1.286 | 1.191 | 1.191 | 0.639 | 1.333 | 2.154 | 1.191 | 0.101
US | United States | 12 | Florida | 12C85 | 7853 | WEST PALM BCH, CALLOWAY, FMS15 | Army | 099 | Palm Beach | 3190 | West Palm Beach | 0.99 | 0.99 | 1.286 | 1.131 | 1.131 | 0.639 | 1.333 | 2.154 | 1.131 | 0.101
US | United States | 12 | Florida | 12605 | 7854 | WEST PALM BEACH, BABCOCK CNTR | Army | 099 | Palm Beach | 3190 | West Palm Beach | 0.99 | 0.99 | 1.286 | 1.131 | 1.131 | 0.639 | 1.333 | 2.154 | 1.131 | 0.101
US | United States | 12 | Florida | 01530-10025 | 700026 | FORSYTHE RD WEST PALM BEACH | Army | 099 | Palm Beach | 3190 | West Palm Beach | 0.99 | 0.99 | 1.286 | 1.131 | 1.131 | 0.639 | 1.333 | 2.154 | 1.131 | 0.101
US | United States | 12 | Florida | 82387-12436 | 704546 | N MILITARY TRL WEST PALM BEACH | Army | 099 | Palm Beach | 3190 | West Palm Beach | 0.99 | 0.99
US | United States | 12 | Florida | 710760 | 710760 | 6510 EMERALD DUNES D WEST PALM BEACH | Army | 099 | Palm Beach | 3190 | West Palm Beach | 0.99 | 0.99
US | United States | 12 | Florida | 711209 | 711209 | 6178 REYNOLDS STREET WEST PALM BEACH | Army | 099 | Palm Beach | 3190 | West Palm Beach | 0.99 | 0.99
US | United States | 12 | Florida | 12A65 | 4629 | DADE CITY READINESS CENTER | Army | 101 | Pasco | 0750 | Dade City | 0.93 | 0.92 | 1.286 | 1.131 | 1.131 | 0.639 | 1.333 | 2.154 | 1.131 | 0.101
US | United States | 12 | Florida | 82387-13142 | 705251 | US HWY 98 BYPASS DADE CITY | Army | 101 | Pasco | 0750 | Dade City | 0.93 | 0.92
US | United States | 12 | Florida | 82387-12145 | 704255 | LITTLE RD NEW PORT RICHEY | Army | 101 | Pasco | 2180 | New Port Richey | 0.93 | 0.92
US | United States | 12 | Florida | 710907 | 710907 | 11513 BELLE HAVEN DR NEW PORT RICHEY | Army | 101 | Pasco | 2180 | New Port Richey | 0.93 | 0.92
US | United States | 12 | Florida | 82387-11336 | 703447 | ASHLEY OAKS CIR WESLEY CHAPEL | Army | 101 | Pasco | 3173 | Wesley Chapel | 0.93 | 0.92
US | United States | 12 | Florida | 710757 | 710757 | 1449 FIREWHEEL DRIVE WESLEY CHAPEL | Army | 101 | Pasco | 3330 | Zephyrhills | 0.93 | 0.92
US | United States | 12 | Florida | N61007-SP | 711 | NAVOPSPTCEN ST PETERSBURG | Navy | 103 | Pinellas | 0570 | Clearwater | 0.98 | 0.99 | 1.286 | 1.131 | 1.131 | 0.639 | 1.333 | 2.154 | 1.131 | 0.101
US | United States | 12 | Florida | 1206A | 7407 | ST. PETE/CLEARWATER ASF | Army | 103 | Pinellas | 0570 | Clearwater | 0.98 | 0.99 | 1.286 | 1.131 | 1.131 | 0.639 | 1.333 | 2.154 | 1.131 | 0.101
US | United States | 12 | Florida | 82387-10600 | 702711 | 25821 US HWY 19 N CLEARWATER | Army | 103 | Pinellas | 0570 | Clearwater | 0.98 | 0.99
US | United States | 12 | Florida | 82387-13131 | 705241 | US 19 N CLEARWATER | Army | 103 | Pinellas | 0570 | Clearwater | 0.98 | 0.99
US | United States | 12 | Florida | 82387-13194 | 705303 | W BAY DR LARGO | Army | 103 | Pinellas | 1770 | Largo | 0.98 | 0.99
US | United States | 12 | Florida | 710416 | 710416 | 3661 KING ROAD PALM HARBOR | Army | 103 | Pinellas | 2445 | Palm Harbor | 0.93 | 0.92
US | United States | 12 | Florida | 12951 | 3613 | PINELLAS PARK AFRC | Army | 103 | Pinellas | 2530 | Pinellas Park | 0.98 | 0.99 | 1.286 | 1.131 | 1.131 | 0.639 | 1.333 | 2.154 | 1.131 | 0.101
US | United States | 12 | Florida | 70132-10564 | 701835 | 5930 102ND AVE PINELLAS PARK | Army | 103 | Pinellas | 2530 | Pinellas Park | 0.98 | 0.99
US | United States | 12 | Florida | 12525 | 3665 | 1LT MAX R. STOVER USARC | Army | 103 | Pinellas | 2730 | St. Petersburg | 0.98 | 0.99 | 1.286 | 1.131 | 1.131 | 0.639 | 1.333 | 2.154 | 1.131 | 0.101
US | United States | 12 | Florida | 12C35 | 7404 | ST PETERSBURG READINESS CTR | Army | 103 | Pinellas | 2730 | St. Petersburg | 0.98 | 0.99 | 1.286 | 1.131 | 1.131 | 0.639 | 1.333 | 2.154 | 1.131 | 0.101
US | United States | 12 | Florida | 82387-11010 | 703121 | 58TH ST N SAINT PETERSBURG | Army | 103 | Pinellas | 2730 | St. Petersburg | 0.98 | 0.99
US | United States | 12 | Florida | 82387-11278 | 703389 | 9500 KOGER BLVD SAINT PETERSBURG | Army | 103 | Pinellas | 2730 | St. Petersburg | 0.98 | 0.99
US | United States | 12 | Florida | 82387-12606 | 704716 | PARK BLVD SEMINOLE | Army | 103 | Pinellas | 2806 | Seminole | 0.98 | 0.99
US | United States | 12 | Florida | 82387-12607 | 704717 | PARK BLVD SEMINOLE 1 | Army | 103 | Pinellas | 2806 | Seminole | 0.98 | 0.99
US | United States | 12 | Florida | 711221 | 711221 | 7985 113TH STREET, S SEMINOLE | Army | 103 | Pinellas | 2806 | Seminole | 0.98 | 0.99
US | United States | 12 | Florida | 12A25 | 3940 | BARTOW READINESS CENTER | Army | 105 | Polk | 0160 | Bartow | 0.93 | 0.92 | 1.286 | 1.131 | 1.131 | 0.639 | 1.333 | 2.154 | 1.131 | 0.101
US | United States | 12 | Florida | 12B05 | 5326 | HAINES CITY READINESS CENTER | Army | 105 | Polk | 1270 | Haines City | 0.93 | 0.92 | 1.286 | 1.131 | 1.131 | 0.639 | 1.333 | 2.154 | 1.131 | 0.101
US | United States | 12 | Florida | 12445 | 5596 | JAMES WEST USARC | Army | 105 | Polk | 1690 | Lakeland | 0.93 | 0.92 | 1.286 | 1.131 | 1.131 | 0.639 | 1.333 | 2.154 | 1.131 | 0.101
US | United States | 12 | Florida | 12B40 | 5790 | LAKELAND READINESS CENTER | Army | 105 | Polk | 1690 | Lakeland | 0.93 | 0.92 | 1.286 | 1.131 | 1.131 | 0.639 | 1.333 | 2.154 | 1.131 | 0.101
US | United States | 12 | Florida | 01530-10034 | 700035 | U.S. ARMY RESERVE LAKELAND | Army | 105 | Polk | 1690 | Lakeland | 0.93 | 0.92 | 1.286 | 1.131 | 1.131 | 0.639 | 1.333 | 2.154 | 1.131 | 0.101
US | United States | 12 | Florida | 82387-12800 | 704910 | S FLORIDA AVE LAKELAND | Army | 105 | Polk | 1690 | Lakeland | 0.93 | 0.92
US | United States | 12 | Florida | 82387-13143 | 705252 | US HWY 98 LAKELAND | Army | 105 | Polk | 1690 | Lakeland | 0.93 | 0.92
US | United States | 12 | Florida | 12B45 | 5788 | LAKE WALES READINESS CENTER | Army | 105 | Polk | 1740 | Lake Wales | 0.93 | 0.92 | 1.286 | 1.131 | 1.131 | 0.639 | 1.333 | 2.154 | 1.131 | 0.101
US | United States | 12 | Florida | 82387-11782 | 703893 | EAGLE RIDGE DR LAKE WALES | Army | 105 | Polk | 1740 | Lake Wales | 0.93 | 0.92
US | United States | 12 | Florida | 12C90 | 7949 | WINTER HAVEN READINESS CENTER | Army | 105 | Polk | 3300 | Winter Haven | 0.93 | 0.92 | 1.286 | 1.131 | 1.131 | 0.639 | 1.333 | 2.154 | 1.131 | 0.101
US | United States | 12 | Florida | 82387-12998 | 705108 | SPRING LAKE WINTER HAVEN | Army | 105 | Polk | 3300 | Winter Haven | 0.93 | 0.92
US | United States | 12 | Florida | 710103 | 710103 | 123 MAJESTIC GARDEN WINTER HAVEN | Army | 105 | Polk | 3300 | Winter Haven | 0.93 | 0.92
US | United States | 12 | Florida | N00207-QA | 958 | RODMAN BOMB TARGET | Navy | 107 | Putnam | 2420 | Palatka | 0.93 | 0.92 | 1.286 | 1.131 | 1.131 | 0.639 | 1.333 | 2.154 | 1.131 | 0.101
US | United States | 12 | Florida | 12485 | 5665 | JOSEPH STILLWELL USARC/AMSA#55 | Army | 107 | Putnam | 2420 | Palatka | 0.93 | 0.92 | 1.286 | 1.131 | 1.131 | 0.639 | 1.333 | 2.154 | 1.131 | 0.101
US | United States | 12 | Florida | 12B85 | 6687 | PALATKA READINESS CENTER | Army | 107 | Putnam | 2420 | Palatka | 0.93 | 0.92 | 1.286 | 1.131 | 1.131 | 0.639 | 1.333 | 2.154 | 1.131 | 0.101
US | United States | 12 | Florida | 12B87 | 9504 | TS EUREKA LOCK (BARGE CANAL) | Army | 107 | Putnam | 2420 | Palatka | 0.93 | 0.92 | 1.286 | 1.131 | 1.131 | 0.639 | 1.333 | 2.154 | 1.131 | 0.101
US | United States | 12 | Florida | 82387-12030 | 704140 | HWY 19 PALATKA | Army | 107 | Putnam | 2420 | Palatka | 0.93 | 0.92
US | United States | 12 | Florida | 12C32 | 7378 | ST AUGUSTINE, C-12 | Army | 109 | St. Johns | 2690 | St. Augustine | 0.93 | 0.92 | 1.286 | 1.131 | 1.131 | 0.639 | 1.333 | 2.154 | 1.131 | 0.101
US | United States | 12 | Florida | 12C31 | 7379 | ST AUGUSTINE, ENSSLIN RC | Army | 109 | St. Johns | 2690 | St. Augustine | 0.93 | 0.92 | 1.286 | 1.131 | 1.131 | 0.639 | 1.333 | 2.154 | 1.131 | 0.101
US | United States | 12 | Florida | 12C30 | 7380 | ST AUGUSTINE, MARK LANCE RC | Army | 109 | St. Johns | 2690 | St. Augustine | 0.93 | 0.92 | 1.286 | 1.131 | 1.131 | 0.639 | 1.333 | 2.154 | 1.131 | 0.101
US | United States | 12 | Florida | 12C34 | 7381 | ST AUGUSTINE, ST FRANCIS BRKS | Army | 109 | St. Johns | 2690 | St. Augustine | 0.93 | 0.92 | 1.286 | 1.131 | 1.131 | 0.639 | 1.333 | 2.154 | 1.131 | 0.101
US | United States | 12 | Florida | 12C33 | 7382 | ST AUGUSTINE, USP&FO | Army | 109 | St. Johns | 2690 | St. Augustine | 0.93 | 0.92 | 1.286 | 1.131 | 1.131 | 0.639 | 1.333 | 2.154 | 1.131 | 0.101
US | United States | 12 | Florida | 82387-13139 | 705248 | US HWY 1 SAINT AUGUSTINE | Army | 109 | St. Johns | 2690 | St. Augustine | 0.93 | 0.92
US | United States | 12 | Florida | FPAQ0001 | 1678 | FORT PIERCE MICROWAVE RELAY ANNEX SITE # 1 | Air Force | 111 | St. Lucie | 1080 | Ft Pierce | 0.93 | 0.92 | 1.286 | 1.131 | 1.131 | 0.639 | 1.333 | 2.154 | 1.131 | 0.101
US | United States | 12 | Florida | 12B00 | 5041 | FORT PIERCE READINESS CENTER | Army | 111 | St. Lucie | 1080 | Ft Pierce | 0.93 | 0.92 | 1.286 | 1.131 | 1.131 | 0.639 | 1.333 | 2.154 | 1.131 | 0.101
US | United States | 12 | Florida | 82387-12752 | 704862 | S 25TH ST FORT PIERCE | Army | 111 | St. Lucie | 1080 | Ft Pierce | 0.93 | 0.92
US | United States | 12 | Florida | N60508 | 155 | Naval Air Station Whiting Field Milton FL | Navy | 113 | Santa Rosa | 2070 | Milton | 0.9 | 0.87 | 1.286 | 1.131 | 1.131 | 0.639 | 1.333 | 2.154 | 1.131 | 0.101
US | United States | 12 | Florida | N60508-AO | 677 | NOLF SANTA ROSA | Navy | 113 | Santa Rosa | 2070 | Milton | 0.9 | 0.87 | 1.286 | 1.131 | 1.131 | 0.639 | 1.333 | 2.154 | 1.131 | 0.101
US | United States | 12 | Florida | N60508-CA | 681 | WHITING PINES | Navy | 113 | Santa Rosa | 2070 | Milton | 0.9 | 0.87 | 1.286 | 1.131 | 1.131 | 0.639 | 1.333 | 2.154 | 1.131 | 0.101
US | United States | 12 | Florida | N60508-FA | 683 | ALLENTOWN NDB | Navy | 113 | Santa Rosa | 2070 | Milton | 0.9 | 0.87 | 1.286 | 1.131 | 1.131 | 0.639 | 1.333 | 2.154 | 1.131 | 0.101
US | United States | 12 | Florida | N60508-JA | 686 | NOLF HAROLD | Navy | 113 | Santa Rosa | 2070 | Milton | 0.9 | 0.87 | 1.286 | 1.131 | 1.131 | 0.639 | 1.333 | 2.154 | 1.131 | 0.101
US | United States | 12 | Florida | N60508-GA | 891 | WHITING PARK BOAT DOCK | Navy | 113 | Santa Rosa | 2070 | Milton | 0.9 | 0.87 | 1.286 | 1.131 | 1.131 | 0.639 | 1.333 | 2.154 | 1.131 | 0.101
US | United States | 12 | Florida | FTEW0001 | 1694 | EGLIN AIR FORCE AUXILIARY FIELD #10 SITE # 1 | Air Force | 113 | Santa Rosa | 2070 | Milton | 0.87 | 0.85 | 1.286 | 1.131 | 1.131 | 0.639 | 1.333 | 2.154 | 1.131 | 0.101
US | United States | 12 | Florida | 12463 | 6212 | MILTON USARC | Army | 113 | Santa Rosa | 2070 | Milton | 0.9 | 0.87 | 1.286 | 1.131 | 1.131 | 0.639 | 1.333 | 2.154 | 1.131 | 0.101
US | United States | 12 | Florida | N60508-AJ | 661 | NOLF CHOCTAW | Navy | 113 | Santa Rosa | 2157 | Navarre | 0.9 | 0.87 | 1.286 | 1.131 | 1.131 | 0.639 | 1.333 | 2.154 | 1.131 | 0.101
US | United States | 12 | Florida | N60508-AL | 676 | NOLF HOLLEY | Navy | 113 | Santa Rosa | 2157 | Navarre | 0.9 | 0.87 | 1.286 | 1.131 | 1.131 | 0.639 | 1.333 | 2.154 | 1.131 | 0.101
US | United States | 12 | Florida | N60508-AQ | 678 | NOLF SPENCER | Navy | 113 | Santa Rosa | 2406 | Pace | 0.9 | 0.87 | 1.286 | 1.131 | 1.131 | 0.639 | 1.333 | 2.154 | 1.131 | 0.101
US | United States | 12 | Florida | N60508-IA | 685 | NOLF PACE | Navy | 113 | Santa Rosa | 2406 | Pace | 0.9 | 0.87 | 1.286 | 1.131 | 1.131 | 0.639 | 1.333 | 2.154 | 1.131 | 0.101
US | United States | 12 | Florida | 82387-12010 | 704120 | HIGHWAY 90 PACE | Army | 113 | Santa Rosa | 2406 | Pace | 0.9 | 0.87
US | United States | 12 | Florida | 12C25 | 7178 | SARASOTA READINESS CENTER | Army | 115 | Sarasota | 2780 | Sarasota | 0.93 | 0.92 | 1.286 | 1.131 | 1.131 | 0.639 | 1.333 | 2.154 | 1.131 | 0.101
US | United States | 12 | Florida | 82387-11376 | 703487 | BEE RIDGE RD SARASOTA | Army | 115 | Sarasota | 2780 | Sarasota | 0.93 | 0.92
US | United States | 12 | Florida | 82387-12342 | 704452 | N BENEVA RD SARASOTA | Army | 115 | Sarasota | 2780 | Sarasota | 0.93 | 0.92
US | United States | 12 | Florida | 82387-12877 | 704987 | S TAMIAMI SARASOTA | Army | 115 | Sarasota | 2780 | Sarasota | 0.93 | 0.92
US | United States | 12 | Florida | 710597 | 710597 | 5581 BROADCAST CT SARASOTA | Army | 115 | Sarasota | 2780 | Sarasota | 0.93 | 0.92
US | United States | 12 | Florida | 710621 | 710621 | 3625 BROWNWOOD TERRACE NORTH PORT | Army | 115 | Sarasota | 3050 | Venice | 0.93 | 0.92
US | United States | 12 | Florida | 82387-13002 | 705112 | SR 434 N ALTAMONTE SPRINGS | Army | 117 | Seminole | 0030 | Altamonte Spgs | 0.9 | 0.88
US | United States | 12 | Florida | 82387-13366 | 705475 | WEST SR 436 ALTAMONTE SPRINGS | Army | 117 | Seminole | 0030 | Altamonte Spgs | 0.9 | 0.88
US | United States | 12 | Florida | QBKP0001 | 2809 | MESONET #2016 WEATHER ANNEX SITE # 1 | Air Force | 117 | Seminole | 1137 | Geneva | 0.9 | 0.88 | 1.286 | 1.168 | 1.168 | 0.639 | 1.333 | 2.154 | 1.168 | 0.101
US | United States | 12 | Florida | 82387-10912 | 703023 | 498 MOFFAT LOOP OVIEDO | Army | 117 | Seminole | 2390 | Oviedo | 0.9 | 0.88
US | United States | 12 | Florida | 12C20 | 7167 | SANFORD READINESS CENTER | Army | 117 | Seminole | 2770 | Sanford | 0.93 | 0.92 | 1.286 | 1.168 | 1.168 | 0.639 | 1.333 | 2.154 | 1.168 | 0.101
US | United States | 12 | Florida | 82387-13083 | 705193 | TOWN CENTER BLVD SANFORD | Army | 117 | Seminole | 2770 | Sanford | 0.93 | 0.92
US | United States | 12 | Florida | 710580 | 710580 | 105 CORAL REEF COURT SANFORD | Army | 117 | Seminole | 2770 | Sanford | 0.93 | 0.92
US | United States | 12 | Florida | 710902 | 710902 | 108 CONCH KEY WAY SANFORD | Army | 117 | Seminole | 2770 | Sanford | 0.93 | 0.92
US | United States | 12 | Florida | 82387-10963 | 703074 | 5275 RED BUG LAKE RD WINTER SPRINGS | Army | 117 | Seminole | 3311 | Winter Springs | 0.9 | 0.88
US | United States | 12 | Florida | 12B55 | 5923 | LIVE OAK READINESS CENTER | Army | 121 | Suwannee | 1830 | Live Oak | 0.93 | 0.92 | 1.286 | 1.168 | 1.168 | 0.639 | 1.333 | 2.154 | 1.168 | 0.101
US | United States | 12 | Florida | 1218R | 4666 | DAYTONA BEACH, AFRC | Army | 127 | Volusia | 0780 | Daytona Beach | 0.93 | 0.92 | 1.286 | 1.168 | 1.168 | 0.639 | 1.333 | 2.154 | 1.168 | 0.101
US | United States | 12 | Florida | 01530-10013 | 700014 | 405 BEACH STREET DAYTONA BEACH | Army | 127 | Volusia | 0780 | Daytona Beach | 0.93 | 0.92 | 1.286 | 1.168 | 1.168 | 0.639 | 1.333 | 2.154 | 1.168 | 0.101
US | United States | 12 | Florida | 82387-12863 | 704973 | S RIDGEWOOD AVE DAYTONA BEACH | Army | 127 | Volusia | 0780 | Daytona Beach | 0.93 | 0.92
US | United States | 12 | Florida | 82387-13243 | 705352 | W INT'L SPEEDWY BLVD DAYTONA BCH | Army | 127 | Volusia | 0780 | Daytona Beach | 0.93 | 0.92
US | United States | 12 | Florida | 12A80 | 4687 | DELAND READINESS CENTER | Army | 127 | Volusia | 0810 | Deland | 0.93 | 0.92 | 1.286 | 1.168 | 1.168 | 0.639 | 1.333 | 2.154 | 1.168 | 0.101
US | United States | 12 | Florida | 82387-12487 | 704597 | N WOODLAND BLVD DELAND | Army | 127 | Volusia | 0810 | Deland | 0.93 | 0.92
US | United States | 12 | Florida | 82387-13408 | 705517 | WOODLAND BLVD DELAND | Army | 127 | Volusia | 0810 | Deland | 0.93 | 0.92
US | United States | 12 | Florida | 710270 | 710270 | 934 SMOKERISE BLVD PORT ORANGE | Army | 127 | Volusia | 2580 | Port Orange | 0.93 | 0.92
US | United States | 12 | Florida | N00207-UA | 959 | LAKE GEORGE BOMB TARGT | Navy | 127 | Volusia | 2810 | Seville | 0.93 | 0.92 | 1.286 | 1.168 | 1.168 | 0.639 | 1.333 | 2.154 | 1.168 | 0.101
US | United States | 12 | Florida | VAMT0001 | 3249 | RED BAY NEXRAD WEATHER SITE SITE # 1 | Air Force | 131 | Walton | 1108 | Freeport | 0.87 | 0.85 | 1.286 | 1.131 | 1.131 | 0.639 | 1.333 | 2.154 | 1.131 | 0.101
US | United States | 12 | Florida | CDDZ0001 | 1512 | BOWMANS BAYOU RADIO RELAY ANNEX D-1(A) SITE # 1 | Air Force | 131 | Walton | 2544 | Point Washington | 0.87 | 0.85 | 1.286 | 1.131 | 1.131 | 0.639 | 1.333 | 2.154 | 1.131 | 0.101
US | United States | 12 | Florida | DWNX0001 | 1595 | CLAUSEN MISSILE TRACKING ANNEX SITE # 1 | Air Force | 131 | Walton | 2777 | Santa Rosa Beach | 0.87 | 0.85 | 1.286 | 1.131 | 1.131 | 0.639 | 1.333 | 2.154 | 1.131 | 0.101
US | United States | 12 | Florida | 12A45 | 4430 | CHIPLEY RC, FMS 6 | Army | 133 | Washington | 0550 | Chipley | 0.93 | 0.92 | 1.286 | 1.131 | 1.131 | 0.639 | 1.333 | 2.154 | 1.131 | 0.101
US | United States | 13 | Georgia | 13C50 | 6204 | MILLEDGEVILLE | Army | 009 | Baldwin | 3620 | Milledgeville | 0.82 | 0.81 | 1.5 | 1.131 | 1.131 | 0.819 | 1 | 3.769 | 1.131 | 0.212
US | United States | 13 | Georgia | 82387-12357 | 704467 | N COLUMBIA ST MILLEDGEVILLE | Army | 009 | Baldwin | 3620 | Milledgeville | 0.82 | 0.81
US | United States | 13 | Georgia | 710763 | 710763 | 2400 N. COLUMBIA MILLEDGEVILLE | Army | 009 | Baldwin | 3620 | Milledgeville | 0.82 | 0.81
US | United States | 13 | Georgia | 13D85 | 7935 | WINDER BRW ARPT | Army | 013 | Barrow | 5980 | Winder | 0.82 | 0.81 | 1.5 | 1.173 | 1.173 | 0.819 | 1 | 3.769 | 1.173 | 0.212
US | United States | 13 | Georgia | 13D80 | 7936 | WINDER-DOWNTOWN | Army | 013 | Barrow | 5980 | Winder | 0.82 | 0.81 | 1.5 | 1.173 | 1.173 | 0.819 | 1 | 3.769 | 1.173 | 0.212
US | United States | 13 | Georgia | N00196-DA | 804 | BARTOW CO (ALLATOONA) | Navy | 015 | Bartow | 0980 | Cartersville | 0.82 | 0.81 | 1.5 | 1.173 | 1.173 | 0.819 | 1 | 3.769 | 1.173 | 0.212
US | United States | 13 | Georgia | 13116 | 3849 | ARMY RECR AREA LAKE ALLATOONA | Army | 015 | Bartow | 0980 | Cartersville | 0.82 | 0.81 | 1.5 | 1.173 | 1.173 | 0.819 | 1 | 3.769 | 1.173 | 0.212
US | United States | 13 | Georgia | 710114 | 710114 | 851 JOE FRANK HARRIS PKWY CARTERSVILLE | Army | 015 | Bartow | 0980 | Cartersville | 0.82 | 0.81
US | United States | 13 | Georgia | 13B30 | 4948 | FITZGERALD | Army | 017 | Ben Hill | 2130 | Fitzgerald | 0.82 | 0.81 | 1.5 | 1.131 | 1.131 | 0.819 | 1 | 3.769 | 1.131 | 0.212
US | United States | 13 | Georgia | EAZP0001 | 1602 | MIDDLE GEORGIA REGIONAL AIRPORT SITE # 1 | Air Force | 021 | Bibb | 3390 | Macon | 0.85 | 0.84 | 1.5 | 1.131 | 1.131 | 0.819 | 1 | 3.769 | 1.131 | 0.212
US | United States | 13 | Georgia | 13C20 | 5425 | HENRY D RUSSELL ARM | Army | 021 | Bibb | 3390 | Macon | 0.85 | 0.84 | 1.5 | 1.131 | 1.131 | 0.819 | 1 | 3.769 | 1.131 | 0.212
US | United States | 13 | Georgia | 13C25 | 6006 | MACON OMS | Army | 021 | Bibb | 3390 | Macon | 0.85 | 0.84
US | United States | 13 | Georgia | 13C32 | 6007 | MACON RTI | Army | 021 | Bibb | 3390 | Macon | 0.85 | 0.84 | 1.5 | 1.131 | 1.131 | 0.819 | 1 | 3.769 | 1.131 | 0.212
US | United States | 13 | Georgia | 13445 | 6009 | MACON USARC/AMSA #46 (G) | Army | 021 | Bibb | 3390 | Macon | 0.85 | 0.84 | 1.5 | 1.131 | 1.131 | 0.819 | 1 | 3.769 | 1.131 | 0.212
US | United States | 13 | Georgia | 18081-10011 | 700170 | 1 HERBERT SMART D T AT MACON | Army | 021 | Bibb | 3390 | Macon | 0.85 | 0.84
US | United States | 13 | Georgia | 18081-10022 | 700181 | 1 WEBSTER COUNTY MACON | Army | 021 | Bibb | 3390 | Macon | 0.85 | 0.84
US | United States | 13 | Georgia | 82387-11802 | 703913 | EISENHOWER PKWY MACON | Army | 021 | Bibb | 3390 | Macon | 0.85 | 0.84
US | United States | 13 | Georgia | 13044 | 4065 | BLITCHTON STAGEFIELD | Army | 029 | Bryan | 2218 | Fort Stewart | 0.92 | 0.9 | 1.5 | 1.131 | 1.131 | 0.819 | 1 | 3.769 | 1.131 | 0.212
US | United States | 13 | Georgia | 13D20 | 7418 | STATESBORO | Army | 031 | Bulloch | 5170 | Statesboro | 0.82 | 0.81 | 1.5 | 1.131 | 1.131 | 0.819 | 1 | 3.769 | 1.131 | 0.212
US | United States | 13 | Georgia | 82387-11410 | 703521 | BRANNEN ST STATESBORO | Army | 031 | Bulloch | 5170 | Statesboro | 0.82 | 0.81
US | United States | 13 | Georgia | WMMR0001 | 3328 | WAYNESBORO MINI MUTE RADAR BOMB SCORING SITE SITE # 1 | Air Force | 033 | Burke | 5860 | Waynesboro | 0.82 | 0.81 | 1.5 | 1.131 | 1.131 | 0.819 | 1 | 3.769 | 1.131 | 0.212
US | United States | 13 | Georgia | 13D75 | 7827 | WAYNESBORO | Army | 033 | Burke | 5860 | Waynesboro | 0.82 | 0.81 | 1.5 | 1.131 | 1.131 | 0.819 | 1 | 3.769 | 1.131 | 0.212
US | United States | 13 | Georgia | 13B80 | 5569 | JACKSON | Army | 035 | Butts | 2890 | Jackson | 0.82 | 0.81 | 1.5 | 1.131 | 1.131 | 0.819 | 1 | 3.769 | 1.131 | 0.212
US | United States | 13 | Georgia | 13B85 | 5582 | JACKSON OMS15 | Army | 035 | Butts | 2890 | Jackson | 0.82 | 0.81 | 1.5 | 1.131 | 1.131 | 0.819 | 1 | 3.769 | 1.131 | 0.212
US | United States | 13 | Georgia | N42237 | 154 | Submarine Base, Kings Bay GA | Navy | 039 | Camden | 3015 | Kings Bay | 0.94 | 0.92 | 1.5 | 1.131 | 1.131 | 0.819 | 1 | 3.769 | 1.131 | 0.212
US | United States | 13 | Georgia | 13C48 | 6163 | METTER | Army | 043 | Candler | 3560 | Metter | 0.82 | 0.81 | 1.5 | 1.131 | 1.131 | 0.819 | 1 | 3.769 | 1.131 | 0.212
US | United States | 13 | Georgia | 82387-12817 | 704927 | S HWY US 27 CARROLLTON | Army | 045 | Carroll | 0970 | Carrollton | 0.82 | 0.81
US | United States | 13 | Georgia | M00263-0002 | 24 | SAVANNAH | Marine Corps | 051 | Chatham | 4910 | Savannah | 0.92 | 0.9 | 1.5 | 1.131 | 1.131 | 0.819 | 1 | 3.769 | 1.131 | 0.212
US | United States | 13 | Georgia | 13497 | 5368 | HARRY MILTON KANDEL USARC | Army | 051 | Chatham | 4910 | Savannah | 0.92 | 0.9 | 1.5 | 1.131 | 1.131 | 0.819 | 1 | 3.769 | 1.131 | 0.212
US | United States | 13 | Georgia | 13070 | 5502 | HUNTER ARMY AIRFIELD | Army | 051 | Chatham | 4910 | Savannah | 0.92 | 0.9 | 1.5 | 1.131 | 1.131 | 0.819 | 1 | 3.769 | 1.131 | 0.212
US | United States | 13 | Georgia | 13D05 | 7184 | SAVANNAH | Army | 051 | Chatham | 4910 | Savannah | 0.92 | 0.9 | 1.5 | 1.131 | 1.131 | 0.819 | 1 | 3.769 | 1.131 | 0.212
US | United States | 13 | Georgia | 18081-10025 | 700184 | 100 WEST OGLETHORPE AVE SAVANNAH | Army | 051 | Chatham | 4910 | Savannah | 0.92 | 0.9
US | United States | 13 | Georgia | 18081-10056 | 700215 | 1311 W 52 STREET SAVANNAH | Army | 051 | Chatham | 4910 | Savannah | 0.92 | 0.9
US | United States | 13 | Georgia | 18081-10188 | 700347 | 6902 SALLIE MOOD DRIVE SAVANNAH | Army | 051 | Chatham | 4910 | Savannah | 0.92 | 0.9
US | United States | 13 | Georgia | 18081-10468 | 700627 | OCEAN TERMINAL SAVANNAH | Army | 051 | Chatham | 4910 | Savannah | 0.92 | 0.9
US | United States | 13 | Georgia | 82387-10709 | 702820 | 315 COMMERCIAL DRIVE SAVANNAH | Army | 051 | Chatham | 4910 | Savannah | 0.92 | 0.9
US | United States | 13 | Georgia | 82387-11966 | 704077 | HADWIN CENTER SAVANNAH | Army | 051 | Chatham | 4910 | Savannah | 0.92 | 0.9
US | United States | 13 | Georgia | 82387-13087 | 705197 | TRAVIS ST SAVANNAH | Army | 051 | Chatham | 4910 | Savannah | 0.92 | 0.9
US | United States | 13 | Georgia | UZXM0001 | 3247 | SAVANNAH ANG COMMUNICATIONS STATION SITE # 1 | Air Force | 051 | Chatham | 9999 | Unknown | 0.92 | 0.9 | 1.5 | 1.131 | 1.131 | 0.819 | 1 | 3.769 | 1.131 | 0.212
US | United States | 13 | Georgia | UZYJ0001 | 3248 | HUNTER ANG STATION NO 2 SITE # 1 | Air Force | 051 | Chatham | 9999 | Unknown | 0.92 | 0.9 | 1.5 | 1.131 | 1.131 | 0.819 | 1 | 3.769 | 1.131 | 0.212
US | United States | 13 | Georgia | XDQU0001 | 3358 | SAVANNAH/HILTON HEAD IAP SITE # 1 | Air Force | 051 | Chatham | 9999 | Unknown | 0.92 | 0.9 | 1.5 | 1.131 | 1.131 | 0.819 | 1 | 3.769 | 1.131 | 0.212
US | United States | 13 | Georgia | 13A60 | 4307 | CANTON | Army | 057 | Cherokee | 0920 | Canton | 0.82 | 0.81 | 1.5 | 1.173 | 1.173 | 0.819 | 1 | 3.769 | 1.173 | 0.212
US | United States | 13 | Georgia | 82387-11402 | 703513 | BLUFFS PKWY CANTON | Army | 057 | Cherokee | 0920 | Canton | 0.82 | 0.81
US | United States | 13 | Georgia | 82387-12044 | 704154 | HWY 92 WOODSTOCK | Army | 057 | Cherokee | 6040 | Woodstock | 0.82 | 0.81
US | United States | 13 | Georgia | N61006 | 259 | NAVAL SUPPORT ACTIVITY ATHENS | Navy | 059 | Clarke | 0270 | Athens | 0.84 | 0.83 | 1.5 | 1.131 | 1.131 | 0.819 | 1 | 3.769 | 1.131 | 0.212
US | United States | 13 | Georgia | 13355 | 3875 | ATHENS USARC | Army | 059 | Clarke | 0270 | Athens | 0.84 | 0.83 | 1.5 | 1.131 | 1.131 | 0.819 | 1 | 3.769 | 1.131 | 0.212
US | United States | 13 | Georgia | 82387-10768 | 702879 | 355 HANCOCK AVENUE ATHENS | Army | 059 | Clarke | 0270 | Athens | 0.84 | 0.83
US | United States | 13 | Georgia | 82387-11340 | 703451 | ATLANTA AVE ATHENS | Army | 059 | Clarke | 0270 | Athens | 0.84 | 0.83
US | United States | 13 | Georgia | N42237-GI | 879 | FORT GILLEM ATLANTA | Navy | 063 | Clayton | 2180 | Forest Park | 0.85 | 0.86 | 1.5 | 1.173 | 1.173 | 0.819 | 1 | 3.769 | 1.173 | 0.212
US | United States | 13 | Georgia | 13015 | 5005 | FORT GILLEM | Army | 063 | Clayton | 2180 | Forest Park | 0.85 | 0.86 | 1.5 | 1.173 | 1.173 | 0.819 | 1 | 3.769 | 1.173 | 0.212
US | United States | 13 | Georgia | 82387-11870 | 703981 | FORT GILLEM | Army | 063 | Clayton | 2180 | Forest Park | 0.85 | 0.86
US | United States | 13 | Georgia | 710803 | 710803 | 1500 HOOD AVENUE FORT GILLEM | Army | 063 | Clayton | 2180 | Forest Park | 0.85 | 0.86
US | United States | 13 | Georgia | 1381A | 6282 | MORROW USARC | Army | 063 | Clayton | 3780 | Morrow | 0.85 | 0.86 | 1.5 | 1.173 | 1.173 | 0.819 | 1 | 3.769 | 1.173 | 0.212
US | United States | 13 | Georgia | 82387-11305 | 703416 | ADAMSON PKWY MORROW | Army | 063 | Clayton | 3780 | Morrow | 0.85 | 0.86
US | United States | 13 | Georgia | 82387-11550 | 703661 | CORPORATE CTR DR MORROW | Army | 063 | Clayton | 3780 | Morrow | 0.85 | 0.86
US | United States | 13 | Georgia | 82387-12988 | 705098 | SOUTHLAKE PKWY MORROW | Army | 063 | Clayton | 3780 | Morrow | 0.85 | 0.86
US | United States | 13 | Georgia | 710118 | 710118 | 2480 ARCADIA DR. ACWORTH | Army | 067 | Cobb | 0020 | Acworth | 0.82 | 0.81
US | United States | 13 | Georgia | N00196-AF | 608 | DOBBINS AIR FORCE BASE | Navy | 067 | Cobb | 1715 | Dobbins AFB | 0.85 | 0.86 | 1.5 | 1.173 | 1.173 | 0.819 | 1 | 3.769 | 1.173 | 0.212
US | United States | 13 | Georgia | 13B92 | 5715 | KENNESAW | Army | 067 | Cobb | 2990 | Kennesaw | 0.82 | 0.81 | 1.5 | 1.173 | 1.173 | 0.819 | 1 | 3.769 | 1.173 | 0.212
US | United States | 13 | Georgia | 710276 | 710276 | 3001 DONAMIRE AVE. KENNESAW | Army | 067 | Cobb | 2990 | Kennesaw | 0.82 | 0.81
US | United States | 13 | Georgia | N00196 | 170 | Naval Air Station, Atlanta GA | Navy | 067 | Cobb | 3440 | Marietta | 0.85 | 0.86 | 1.5 | 1.173 | 1.173 | 0.819 | 1 | 3.769 | 1.173 | 0.212
US | United States | 13 | Georgia | N42237-AT | 1183 | NOSC-MCRC ATLANTA | Navy | 067 | Cobb | 3440 | Marietta | 0.85 | 0.86 | 1.5 | 1.173 | 1.173 | 0.819 | 1 | 3.769 | 1.173 | 0.212
US | United States | 13 | Georgia | ACFL0001 | 1350 | AIR FORCE PLANT 6 SITE # 1 | Air Force | 067 | Cobb | 3440 | Marietta | 0.85 | 0.86 | 1.5 | 1.173 | 1.173 | 0.819 | 1 | 3.769 | 1.173 | 0.212
US | United States | 13 | Georgia | 13C35 | 4732 | DOBBINS ARB | Army | 067 | Cobb | 3440 | Marietta | 0.85 | 0.86 | 1.5 | 1.173 | 1.173 | 0.819 | 1 | 3.769 | 1.173 | 0.212
US | United States | 13 | Georgia | 13382 | 4733 | DOBBINS USARC/ASF | Army | 067 | Cobb | 3440 | Marietta | 0.85 | 0.86 | 1.5 | 1.173 | 1.173 | 0.819 | 1 | 3.769 | 1.173 | 0.212
US | United States | 13 | Georgia | 13C40 | 6070 | MARIETTA | Army | 067 | Cobb | 3440 | Marietta | 0.85 | 0.86 | 1.5 | 1.173 | 1.173 | 0.819 | 1 | 3.769 | 1.173 | 0.212
US | United States | 13 | Georgia | 13C42 | 7324 | SOUTH COBB DRIVE | Army | 067 | Cobb | 3440 | Marietta | 0.85 | 0.86 | 1.5 | 1.173 | 1.173 | 0.819 | 1 | 3.769 | 1.173 | 0.212
US | United States | 13 | Georgia | 82387-11499 | 703610 | CHASTAIN MEADOW MARIETTA | Army | 067 | Cobb | 3440 | Marietta | 0.85 | 0.86
US | United States | 13 | Georgia | N00196-WH | 953 | WINDY HILL | Navy | 067 | Cobb | 5070 | Smyrna | 0.85 | 0.86 | 1.5 | 1.173 | 1.173 | 0.819 | 1 | 3.769 | 1.173 | 0.212
US | United States | 13 | Georgia | 82387-10564 | 702675 | 2400 HERODIAN WAY SMYRNA | Army | 067 | Cobb | 5070 | Smyrna | 0.85 | 0.86
US | United States | 13 | Georgia | 82387-10632 | 702743 | 2770 AND 2782 SMYRNA | Army | 067 | Cobb | 5070 | Smyrna | 0.85 | 0.86
US | United States | 13 | Georgia | 711227 | 711227 | 2400 LAKE PARK DRIVE SMYRNA | Army | 067 | Cobb | 5070 | Smyrna | 0.85 | 0.86
US | United States | 13 | Georgia | FGWB0001 | 1660 | DOBBINS ARB SITE # 1 | Air Force | 067 | Cobb | 9999 | Unknown | 0.85 | 0.86 | 1.5 | 1.173 | 1.173 | 0.819 | 1 | 3.769 | 1.173 | 0.212
US | United States | 13 | Georgia | 13B00 | 4748 | DOUGLAS | Army | 069 | Coffee | 1760 | Douglas | 0.82 | 0.81 | 1.5 | 1.131 | 1.131 | 0.819 | 1 | 3.769 | 1.131 | 0.212
US | United States | 13 | Georgia | 13C65 | 6290 | MOULTRIE | Army | 071 | Colquitt | 3800 | Moultrie | 0.82 | 0.81 | 1.5 | 1.131 | 1.131 | 0.819 | 1 | 3.769 | 1.131 | 0.212
US | United States | 13 | Georgia | 13C70 | 6422 | NEWNAN | Army | 077 | Coweta | 3950 | Newnan | 0.82 | 0.81 | 1.5 | 1.173 | 1.173 | 0.819 | 1 | 3.769 | 1.173 | 0.212
US | United States | 13 | Georgia | 82387-10913 | 703024 | 49A NEWNAN STA. DR. NEWNAN | Army | 077 | Coweta | 3950 | Newnan | 0.82 | 0.81
US | United States | 13 | Georgia | 82387-12518 | 704628 | NEWNAN STATION DR NEWNAN | Army | 077 | Coweta | 3950 | Newnan | 0.82 | 0.81
US | United States | 13 | Georgia | 13A75 | 4548 | CORDELE | Army | 081 | Crisp | 1340 | Cordele | 0.82 | 0.81 | 1.5 | 1.131 | 1.131 | 0.819 | 1 | 3.769 | 1.131 | 0.212
US | United States | 13 | Georgia | 70132-10555 | 701826 | 57 BENT RIDGE DR DAWSONVILLE | Army | 085 | Dawson | 1590 | Dawsonville | 0.82 | 0.81
US | United States | 13 | Georgia | 13A40 | 9418 | BAINBRIDGE | Army | 087 | Decatur | 0370 | Bainbridge | 0.82 | 0.81 | 1.5 | 1.131 | 1.131 | 0.819 | 1 | 3.769 | 1.131 | 0.212
US | United States | 13 | Georgia | 1382A | 3878 | ATLANTA USARC | Army | 089 | DeKalb | 0280 | Atlanta | 0.85 | 0.86 | 1.5 | 1.173 | 1.173 | 0.819 | 1 | 3.769 | 1.173 | 0.212
US | United States | 13 | Georgia | 13A95 | 4669 | DECATUR | Army | 089 | DeKalb | 1610 | Decatur | 0.82 | 0.81 | 1.5 | 1.173 | 1.173 | 0.819 | 1 | 3.769 | 1.173 | 0.212
US | United States | 13 | Georgia | 13308 | 4674 | DECATUR USARC | Army | 089 | DeKalb | 1610 | Decatur | 0.82 | 0.81 | 1.5 | 1.173 | 1.173 | 0.819 | 1 | 3.769 | 1.173 | 0.212
US | United States | 13 | Georgia | 82387-11454 | 703565 | CANDLER RD DECATUR | Army | 089 | DeKalb | 1610 | Decatur | 0.82 | 0.81
US | United States | 13 | Georgia | 82387-11567 | 703678 | COVINGTON HWY LITHONIA | Army | 089 | DeKalb | 3210 | Lithonia | 0.82 | 0.81
US | United States | 13 | Georgia | 82387-12259 | 704369 | MEMORIAL DR STONE MOUNTAIN | Army | 089 | DeKalb | 5220 | Stone Mountain | 0.82 | 0.81
US | United States | 13 | Georgia | 82387-12122 | 704232 | LAVISTA RD TUCKER | Army | 089 | DeKalb | 5580 | Tucker | 0.82 | 0.81
US | United States | 13 | Georgia | 13B15 | 4802 | EASTMAN | Army | 091 | Dodge | 1880 | Eastman | 0.82 | 0.81 | 1.5 | 1.131 | 1.131 | 0.819 | 1 | 3.769 | 1.131 | 0.212
US | United States | 13 | Georgia | M67004-0001 | 68 | Marine Corps Logistics Base, Albany | Marine Corps | 095 | Dougherty | 0090 | Albany | 0.78 | 0.76 | 1.5 | 1.131 | 1.131 | 0.819 | 1 | 3.769 | 1.131 | 0.212
US | United States | 13 | Georgia | M67004-0002 | 134 | HOUSING AREA NO 1 | Marine Corps | 095 | Dougherty | 0090 | Albany | 0.78 | 0.76 | 1.5 | 1.131 | 1.131 | 0.819 | 1 | 3.769 | 1.131 | 0.212
US | United States | 13 | Georgia | 13A05 | 3734 | ALBANY | Army | 095 | Dougherty | 0090 | Albany | 0.78 | 0.76 | 1.5 | 1.131 | 1.131 | 0.819 | 1 | 3.769 | 1.131 | 0.212
US | United States | 13 | Georgia | 82387-12482 | 704592 | N WESTOVER RD ALBANY | Army | 095 | Dougherty | 0090 | Albany | 0.78 | 0.76
US | United States | 13 | Georgia | 13B05 | 4752 | DOUGLASVILLE | Army | 097 | Douglas | 1770 | Douglasville | 0.82 | 0.81 | 1.5 | 1.173 | 1.173 | 0.819 | 1 | 3.769 | 1.173 | 0.212
US | United States | 13 | Georgia | 82387-11615 | 703726 | DOUGLAS BLVD DOUGLASVILLE | Army | 097 | Douglas | 1770 | Douglasville | 0.82 | 0.81
US | United States | 13 | Georgia | 13D15 | 7348 | SPRINGFIELD | Army | 103 | Effingham | 5130 | Springfield | 0.82 | 0.81 | 1.5 | 1.152 | 1.152 | 0.819 | 1 | 3.769 | 1.152 | 0.212
US | United States | 13 | Georgia | 13B25 | 4839 | ELBERTON | Army | 105 | Elbert | 1950 | Elberton | 0.82 | 0.81 | 1.5 | 1.131 | 1.131 | 0.819 | 1 | 3.769 | 1.131 | 0.212
US | United States | 13 | Georgia | 13D25 | 7481 | SWAINSBORO | Army | 107 | Emanuel | 5310 | Swainsboro | 0.82 | 0.81 | 1.5 | 1.131 | 1.131 | 0.819 | 1 | 3.769 | 1.131 | 0.212
US | United States | 13 | Georgia | 82387-12913 | 705023 | SCENIC DR BLUE RIDGE | Army | 111 | Fannin | 0560 | Blue Ridge | 0.82 | 0.81
US | United States | 13 | Georgia | 82387-11529 | 703640 | COMMERCE DR PEACHTREE CITY | Army | 113 | Fayette | 4278 | Peachtree City | 0.82 | 0.81
US | United States | 13 | Georgia | 82387-12008 | 704118 | HIGHWAY 74 N PEACHTREE CITY | Army | 113 | Fayette | 4278 | Peachtree City | 0.82 | 0.81
US | United States | 13 | Georgia | 130NG-10002 | 700135 | CAMP MISTY MOUNTAIN ARMUCHEE | Army | 115 | Floyd | 0242 | Armuchee | 0.82 | 0.81
US | United States | 13 | Georgia | M68479-0007 | 109 | ROME GA MCRC | Marine Corps | 115 | Floyd | 4760 | Rome | 0.82 | 0.81 | 1.5 | 1.131 | 1.131 | 0.819 | 1 | 3.769 | 1.131 | 0.212
US | United States | 13 | Georgia | 13C95 | 7057 | ROME | Army | 115 | Floyd | 4760 | Rome | 0.82 | 0.81 | 1.5 | 1.131 | 1.131 | 0.819 | 1 | 3.769 | 1.131 | 0.212
US | United States | 13 | Georgia | 13485 | 7541 | THOMAS H GLENN USARC | Army | 115 | Floyd | 4760 | Rome | 0.82 | 0.81 | 1.5 | 1.131 | 1.131 | 0.819 | 1 | 3.769 | 1.131 | 0.212
US | United States | 13 | Georgia | 82387-12308 | 704418 | MOUNT BERRY SQ NE ROME | Army | 115 | Floyd | 4760 | Rome | 0.82 | 0.81
US | United States | 13 | Georgia | 82387-12694 | 704804 | REDMOND CIR ROME | Army | 115 | Floyd | 4760 | Rome | 0.82 | 0.81
US | United States | 13 | Georgia | 710583 | 710583 | 103 CHIEF VAN DR ROME | Army | 115 | Floyd | 4760 | Rome | 0.82 | 0.81
US | United States | 13 | Georgia | 710585 | 710585 | 2206 SHORTER AVE, SUITE B ROME | Army | 115 | Floyd | 4760 | Rome | 0.82 | 0.81
US | United States | 13 | Georgia | 13A25 | 3877 | ATLANTA - CONFEDERATE AVE | Army | 121 | Fulton | 0280 | Atlanta | 0.85 | 0.86 | 1.5 | 1.173 | 1.173 | 0.819 | 1 | 3.769 | 1.173 | 0.212
US | United States | 13 | Georgia | 13A30 | 4399 | CHARLIE BROWN ARPRT | Army | 121 | Fulton | 0280 | Atlanta | 0.85 | 0.86 | 1.5 | 1.173 | 1.173 | 0.819 | 1 | 3.769 | 1.173 | 0.212
US | United States | 13 | Georgia | 13395 | 4798 | EAST POINT USARC | Army | 121 | Fulton | 0280 | Atlanta | 0.85 | 0.86 | 1.5 | 1.173 | 1.173 | 0.819 | 1 | 3.769 | 1.173 | 0.212
US | United States | 13 | Georgia | 13115 | 5030 | FORT MCPHERSON | Army | 121 | Fulton | 0280 | Atlanta | 0.85 | 0.86 | 1.5 | 1.173 | 1.173 | 0.819 | 1 | 3.769 | 1.173 | 0.212
US | United States | 13 | Georgia | 13A67 | 5544 | INDUSTRIAL HYGIENIST | Army | 121 | Fulton | 0280 | Atlanta | 0.85 | 0.86 | 1.5 | 1.173 | 1.173 | 0.819 | 1 | 3.769 | 1.173 | 0.212
US | United States | 13 | Georgia | 18081-10026 | 700185 | 101 MARIETTA ST ATLANTA | Army | 121 | Fulton | 0280 | Atlanta | 0.85 | 0.86
US | United States | 13 | Georgia | 18081-10206 | 700365 | 75 SPRING ST ATLANTA | Army | 121 | Fulton | 0280 | Atlanta | 0.85 | 0.86
US | United States | 13 | Georgia | 82387-11950 | 704061 | GREENBRIAR PKWY ATLANTA | Army | 121 | Fulton | 0280 | Atlanta | 0.85 | 0.86
US | United States | 13 | Georgia | 82387-12616 | 704726 | PARKWAY CIR ATLANTA | Army | 121 | Fulton | 0280 | Atlanta | 0.85 | 0.86
US | United States | 13 | Georgia | 82387-12661 | 704771 | PONCE DE LEON ATLANTA | Army | 121 | Fulton | 0280 | Atlanta | 0.85 | 0.86
US | United States | 13 | Georgia | 82387-13293 | 705402 | W PEACHTREE ST ATLANTA | Army | 121 | Fulton | 0280 | Atlanta | 0.85 | 0.86
US | United States | 13 | Georgia | 82387-10998 | 703109 | 5737 OLD NATIONAL HWY COLLEGE PARK | Army | 121 | Fulton | 1250 | College Park | 0.85 | 0.86
US | United States | 13 | Georgia | 82387-11163 | 703274 | 770 OLD ROSWELL PLACE ROSWELL | Army | 121 | Fulton | 4790 | Roswell | 0.85 | 0.86
US | United States | 13 | Georgia | 82387-12228 | 704338 | MANSELL RD ROSWELL | Army | 121 | Fulton | 4790 | Roswell | 0.85 | 0.86
US | United States | 13 | Georgia | 13A50 | 4166 | BRUNSWICK | Army | 127 | Glynn | 0760 | Brunswick | 0.94 | 0.92 | 1.5 | 1.131 | 1.131 | 0.819 | 1 | 3.769 | 1.131 | 0.212
US | United States | 13 | Georgia | 82387-12215 | 704325 | MALL BLVD BRUNSWICK | Army | 127 | Glynn | 0760 | Brunswick | 0.94 | 0.92
US | United States | 13 | Georgia | JASR0001 | 2124 | GLYNCO AIR NATIONAL GUARD STATION SITE # 1 | Air Force | 127 | Glynn | 9999 | Unknown | 0.94 | 0.92 | 1.5 | 1.131 | 1.131 | 0.819 | 1 | 3.769 | 1.131 | 0.212
US | United States | 13 | Georgia | 13A55 | 4211 | CALHOUN | Army | 129 | Gordon | 0860 | Calhoun | 0.82 | 0.81 | 1.5 | 1.131 | 1.131 | 0.819 | 1 | 3.769 | 1.131 | 0.212
US | United States | 13 | Georgia | 82387-11963 | 704074 | GWINETT PL RD DULUTH | Army | 135 | Gwinnett | 1810 | Duluth | 0.82 | 0.81
US | United States | 13 | Georgia | 13B27 | 6607 | OGLETHORPE ARMORY | Army | 135 | Gwinnett | 3100 | Lawrenceville | 0.82 | 0.81 | 1.5 | 1.173 | 1.173 | 0.819 | 1 | 3.769 | 1.173 | 0.212
US | United States | 13 | Georgia | 13C05 | 9425 | LAWRENCEVILLE | Army | 135 | Gwinnett | 3100 | Lawrenceville | 0.82 | 0.81 | 1.5 | 1.173 | 1.173 | 0.819 | 1 | 3.769 | 1.173 | 0.212
US | United States | 13 | Georgia | 82387-10124 | 702235 | 1154 LAWRENCEVILLE H LAWRENCEVILLE | Army | 135 | Gwinnett | 3100 | Lawrenceville | 0.82 | 0.81
US | United States | 13 | Georgia | 82387-12723 | 704833 | RIVERSIDE PKWY LAWRENCEVILLE | Army | 135 | Gwinnett | 3100 | Lawrenceville | 0.82 | 0.81
US | United States | 13 | Georgia | 82387-10909 | 703020 | 4855 PEACHTREE INDUSTRIAL BLVD NORCROSS | Army | 135 | Gwinnett | 3990 | Norcross | 0.82 | 0.81
US | United States | 13 | Georgia | 82387-12715 | 704825 | RIVER EXCH DR NORCROSS | Army | 135 | Gwinnett | 3990 | Norcross | 0.82 | 0.81
US | United States | 13 | Georgia | 13415 | 3586 | GAINSVILLE USARC | Army | 139 | Hall | 2285 | Gainesville | 0.82 | 0.81 | 1.5 | 1.173 | 1.173 | 0.819 | 1 | 3.769 | 1.173 | 0.212
US | United States | 13 | Georgia | 13B40 | 5145 | GAINESVILLE | Army | 139 | Hall | 2285 | Gainesville | 0.82 | 0.81 | 1.5 | 1.173 | 1.173 | 0.819 | 1 | 3.769 | 1.173 | 0.212
US | United States | 13 | Georgia | 18081-10004 | 700163 | 1 BRAWLEY MOUNTAIN GAINESVILLE | Army | 139 | Hall | 2285 | Gainesville | 0.82 | 0.81
US | United States | 13 | Georgia | 18081-10005 | 700164 | 1 CHATTAHOOCHEE NATIONAL GAINESVILLE | Army | 139 | Hall | 2285 | Gainesville | 0.82 | 0.81
US | United States | 13 | Georgia | 18081-10017 | 700176 | 1 OCONEE NATIONAL FORT GAINESVILLE | Army | 139 | Hall | 2285 | Gainesville | 0.82 | 0.81
US | United States | 13 | Georgia | 82387-11587 | 703698 | DAWSONVILLE HWY GAINESVILLE | Army | 139 | Hall | 2285 | Gainesville | 0.82 | 0.81
US | United States | 13 | Georgia | 82387-12250 | 704360 | MCEVER RD GAINESVILLE | Army | 139 | Hall | 2285 | Gainesville | 0.82 | 0.81
US | United States | 13 | Georgia | 18081-10010 | 700169 | 1 HARALSON COUNTY BUCHANAN | Army | 143 | Haralson | 0770 | Buchanan | 0.82 | 0.81
US | United States | 13 | Georgia | 13B55 | 5375 | HARTWELL | Army | 147 | Hart | 2610 | Hartwell | 0.82 | 0.81 | 1.5 | 1.131 | 1.131 | 0.819 | 1 | 3.769 | 1.131 | 0.212
US | United States | 13 | Georgia | 82387-10286 | 702397 | 149 JONESBORO ROAD MCDONOUGH | Army | 151 | Henry | 3360 | McDonough | 0.82 | 0.81
US | United States | 13 | Georgia | 82387-12078 | 704188 | JONESBORO RD MCDONOUGH | Army | 151 | Henry | 3360 | McDonough | 0.82 | 0.81
US | United States | 13 | Georgia | 82387-13353 | 705462 | WATSON BLVD CENTERVILLE | Army | 153 | Houston | 1025 | Centerville | 0.85 | 0.84
US | United States | 13 | Georgia | UHHZ0001 | 3219 | ROBINS AIR FORCE BASE SITE # 1 | Air Force | 153 | Houston | 4715 | Robins AFB | 0.85 | 0.84 | 1.5 | 1.131 | 1.131 | 0.819 | 1 | 3.769 | 1.131 | 0.212
US | United States | 13 | Georgia | 82387-11601 | 703712 | DENTAL DR WARNER ROBINS | Army | 153 | Houston | 5790 | Warner Robins | 0.85 | 0.84
US | United States | 13 | Georgia | 710274 | 710274 | 2620-2624 WATSON BL WARNER ROBINS | Army | 153 | Houston | 5790 | Warner Robins | 0.85 | 0.84
US | United States | 13 | Georgia | JENK0001 | 2135 | JENKINS MINI MUTE RADAR BOMB SCORING SITE SITE # 1 | Air Force | 165 | Jenkins | 3630 | Millen | 0.82 | 0.81 | 1.5 | 1.173 | 1.173 | 0.819 | 1 | 3.769 | 1.173 | 0.212
US | United States | 13 | Georgia | 13A42 | 3931 | BARNESVILLE | Army | 171 | Lamar | 0400 | Barnesville | 0.82 | 0.81 | 1.5 | 1.173 | 1.173 | 0.819 | 1 | 3.769 | 1.173 | 0.212
US | United States | 13 | Georgia | JFHC0001 | 2136 | GRAND BAY WEAPONS RANGE SITE # 1 | Air Force | 173 | Lanier | 3060 | Lakeland | 0.82 | 0.81 | 1.5 | 1.131 | 1.131 | 0.819 | 1 | 3.769 | 1.131 | 0.212
US | United States | 13 | Georgia | VVPN0001 | 3285 | SOUTH STOCKTON NEXRAD WEATHER SITE SITE # 1 | Air Force | 173 | Lanier | 5213 | Stockton | 0.82 | 0.81 | 1.5 | 1.131 | 1.131 | 0.819 | 1 | 3.769 | 1.131 | 0.212
US | United States | 13 | Georgia | 13B10 | 4766 | DUBLIN | Army | 175 | Laurens | 1780 | Dublin | 0.82 | 0.81 | 1.5 | 1.131 | 1.131 | 0.819 | 1 | 3.769 | 1.131 | 0.212
US | United States | 13 | Georgia | 13385 | 4767 | DUBLIN USARC | Army | 175 | Laurens | 1780 | Dublin | 0.82 | 0.81 | 1.5 | 1.131 | 1.131 | 0.819 | 1 | 3.769 | 1.131 | 0.212
US | United States | 13 | Georgia | 01530-10002 | 700003 | 1 USAR CENTER DUBLIN | Army | 175 | Laurens | 1780 | Dublin | 0.82 | 0.81 | 1.5 | 1.131 | 1.131 | 0.819 | 1 | 3.769 | 1.131 | 0.212
US | United States | 13 | Georgia | 82387-13156 | 705265 | VETERANS BLVD DUBLIN | Army | 175 | Laurens | 1780 | Dublin | 0.82 | 0.81
US | United States | 13 | Georgia | 13305 | 5054 | FORT STEWART | Army | 179 | Liberty | 2218 | Fort Stewart | 0.92 | 0.9 | 1.5 | 1.131 | 1.131 | 0.819 | 1 | 3.769 | 1.131 | 0.212
US | United States | 13 | Georgia | 13042 | 6606 | OGEECHEE STAGEFIELD (CU CHI 0) | Army | 179 | Liberty | 2218 | Fort Stewart | 0.92 | 0.9 | 1.5 | 1.131 | 1.131 | 0.819 | 1 | 3.769 | 1.131 | 0.212
US | United States | 13 | Georgia | 13090 | 7159 | SAND HILL STAGEFIELD (LOCNINH) | Army | 179 | Liberty | 2218 | Fort Stewart | 0.92 | 0.9 | 1.5 | 1.131 | 1.131 | 0.819 | 1 | 3.769 | 1.131 | 0.212
US | United States | 13 | Georgia | 18081-10271 | 700430 | BUILDING 2, ARMY AIRFIELD OPERATION FORT STEWART | Army | 179 | Liberty | 2218 | Fort Stewart | 0.92 | 0.9
US | United States | 13 | Georgia | 13B75 | 5450 | HINESVILLE | Army | 179 | Liberty | 2730 | Hinesville | 0.92 | 0.9 | 1.5 | 1.131 | 1.131 | 0.819 | 1 | 3.769 | 1.131 | 0.212
US | United States | 13 | Georgia | 82387-13288 | 705397 | W OGLETHORPE HWY HINESVILLE | Army | 179 | Liberty | 2730 | Hinesville | 0.92 | 0.9
US | United States | 13 | Georgia | QSRG0001 | 3021 | MOODY RECREATION ANNEX SITE # 1 | Air Force | 185 | Lowndes | 3070 | Lake Park | 0.83 | 0.81 | 1.5 | 1.131 | 1.131 | 0.819 | 1 | 3.769 | 1.131 | 0.212
US | United States | 13 | Georgia | QSEU0001 | 3020 | MOODY AIR FORCE BASE SITE # 1 | Air Force | 185 | Lowndes | 3745 | Moody AFB | 0.83 | 0.81 | 1.5 | 1.131 | 1.131 | 0.819 | 1 | 3.769 | 1.131 | 0.212
US | United States | 13 | Georgia | 13D60 | 7689 | VALDOSTA | Army | 185 | Lowndes | 5680 | Valdosta | 0.83 | 0.81 | 1.5 | 1.131 | 1.131 | 0.819 | 1 | 3.769 | 1.131 | 0.212
US | United States | 13 | Georgia | 82387-10816 | 702927 | 401 N PATTERSON VALDOSTA | Army | 185 | Lowndes | 5680 | Valdosta | 0.83 | 0.81
US | United States | 13 | Georgia | 82387-11370 | 703481 | BAYTREE RD VALDOSTA | Army | 185 | Lowndes | 5680 | Valdosta | 0.83 | 0.81
US | United States | 13 | Georgia | 82387-12475 | 704585 | N VALDOSTA RD VALDOSTA | Army | 185 | Lowndes | 5680 | Valdosta | 0.83 | 0.81
US | United States | 13 | Georgia | 82387-13412 | 705521 | WOOSLEY ST VALDOSTA | Army | 185 | Lowndes | 5680 | Valdosta | 0.83 | 0.81
US | United States | 13 | Georgia | 13027 | 4632 | CAMP FRANK D. MERRILL, DAHLONEGA | Army | 187 | Lumpkin | 1480 | Dahlonega | 0.82 | 0.81 | 1.5 | 1.131 | 1.131 | 0.819 | 1 | 3.769 | 1.131 | 0.212
US | United States | 13 | Georgia | 13031 | 6860 | PORTER VILLAGE | Army | 187 | Lumpkin | 1480 | Dahlonega | 0.82 | 0.81 | 1.5 | 1.131 | 1.131 | 0.819 | 1 | 3.769 | 1.131 | 0.212
US | United States | 13 | Georgia | 18081-10003 | 700162 | 1 BLACK MOUNTAIN DAHLONEGA | Army | 187 | Lumpkin | 1480 | Dahlonega | 0.82 | 0.81
US | United States | 13 | Georgia | 18081-10123 | 700282 | 36 ACRES DAHLONEGA | Army | 187 | Lumpkin | 1480 | Dahlonega | 0.82 | 0.81
US | United States | 13 | Georgia | 18081-10280 | 700439 | CHATTAHOOCHEE FOREST DAHLONEGA | Army | 187 | Lumpkin | 1480 | Dahlonega | 0.82 | 0.81
US | United States | 13 | Georgia | 13D45 | 7547 | THOMSON | Army | 189 | McDuffie | 5470 | Thomson | 0.82 | 0.81 | 1.5 | 1.131 | 1.131 | 0.819 | 1 | 3.769 | 1.131 | 0.212
US | United States | 13 | Georgia | M60169-0006 | 45 | TOWNSEND BOMBING RANGE | Marine Corps | 191 | McIntosh | 5555 | Townsend | 0.94 | 0.92 | 1.5 | 1.131 | 1.131 | 0.819 | 1 | 3.769 | 1.131 | 0.212
US | United States | 13 | Georgia | N42237-TR | 279 | SHELLMAN BLUFF TACTS | Navy | 191 | McIntosh | 5555 | Townsend | 0.94 | 0.92 | 1.5 | 1.131 | 1.131 | 0.819 | 1 | 3.769 | 1.131 | 0.212
US | United States | 13 | Georgia | 13C60 | 6253 | MONTEZUMA | Army | 193 | Macon | 3720 | Montezuma | 0.82 | 0.81 | 1.5 | 1.131 | 1.131 | 0.819 | 1 | 3.769 | 1.131 | 0.212
US | United States | 13 | Georgia | 13B35 | 4976 | FORSYTH | Army | 207 | Monroe | 2190 | Forsyth | 0.82 | 0.81 | 1.5 | 1.131 | 1.131 | 0.819 | 1 | 3.769 | 1.131 | 0.212
US | United States | 13 | Georgia | 13B36 | 4977 | FORSYTH-DLOG | Army | 207 | Monroe | 2190 | Forsyth | 0.82 | 0.81 | 1.5 | 1.131 | 1.131 | 0.819 | 1 | 3.769 | 1.131 | 0.212
US | United States | 13 | Georgia | N42237-CO | 1197 | NOSC COLUMBUS GA | Navy | 215 | Muscogee | 1280 | Columbus | 0.98 | 0.97 | 1.5 | 1.131 | 1.131 | 0.819 | 1 | 3.769 | 1.131 | 0.212
US | United States | 13 | Georgia | 13A70 | 4511 | COLUMBUS | Army | 215 | Muscogee | 1280 | Columbus | 0.98 | 0.97 | 1.5 | 1.131 | 1.131 | 0.819 | 1 | 3.769 | 1.131 | 0.212
US | United States | 13 | Georgia | 13800 | 4519 | COLUMBUS USARC #1 | Army | 215 | Muscogee | 1280 | Columbus | 0.98 | 0.97 | 1.5 | 1.131 | 1.131 | 0.819 | 1 | 3.769 | 1.131 | 0.212
US | United States | 13 | Georgia | 18081-10512 | 700671 | PEACHTREE MALL COLUMBUS | Army | 215 | Muscogee | 1280 | Columbus | 0.98 | 0.97
US | United States | 13 | Georgia | 82387-10688 | 702799 | 3031 MANCHESTER EXPRESSWAY COLUMBUS | Army | 215 | Muscogee | 1280 | Columbus | 0.98 | 0.97
US | United States | 13 | Georgia | 82387-10780 | 702891 | 3649 VICTORY DRIVE COLUMBUS | Army | 215 | Muscogee | 1280 | Columbus | 0.98 | 0.97
US | United States | 13 | Georgia | 82387-11432 | 703543 | BUENA VISTA BLVD COLUMBUS | Army | 215 | Muscogee | 1280 | Columbus | 0.98 | 0.97
US | United States | 13 | Georgia | 82387-12953 | 705063 | SIDNEY SIMONS COLUMBUS | Army | 215 | Muscogee | 1280 | Columbus | 0.98 | 0.97
US | United States | 13 | Georgia | 82387-13118 | 705228 | UNIVERSITY AVE COLUMBUS | Army | 215 | Muscogee | 1280 | Columbus | 0.98 | 0.97
US | United States | 13 | Georgia | 710120 | 710120 | 5900 RIVER ROAD COLUMBUS | Army | 215 | Muscogee | 1280 | Columbus | 0.98 | 0.97
US | United States | 13 | Georgia | 710150 | 710150 | 410 TENTH STREET COLUMBUS | Army | 215 | Muscogee | 1280 | Columbus | 0.98 | 0.97
US | United States | 13 | Georgia | 13025 | 4984 | FORT BENNING GA | Army | 215 | Muscogee | 2195 | Fort Benning | 0.98 | 0.97 | 1.5 | 1.131 | 1.131 | 0.819 | 1 | 3.769 | 1.131 | 0.212
US | United States | 13 | Georgia | 13A80 | 9421 | COVINGTON | Army | 217 | Newton | 1380 | Covington | 0.82 | 0.81 | 1.5 | 1.173 | 1.173 | 0.819 | 1 | 3.769 | 1.173 | 0.212
US | United States | 13 | Georgia | 710277 | 710277 | 5575 WENDY BAGWELL ROAD, SUITE 201 HIRAM | Army | 223 | Paulding | 2740 | Hiram | 0.82 | 0.81
US | United States | 13 | Georgia | 18081-10036 | 700195 | 108 PEACHTREE PARKWAY BYRON | Army | 225 | Peach | 0830 | Byron | 0.85 | 0.84
US | United States | 13 | Georgia | 13405 | 3584 | FORT VALLEY USARC | Army | 225 | Peach | 2220 | Fort Valley | 0.85 | 0.84 | 1.5 | 1.131 | 1.131 | 0.819 | 1 | 3.769 | 1.131 | 0.212
US | United States | 13 | Georgia | 13A65 | 4359 | CEDARTOWN | Army | 233 | Polk | 1010 | Cedartown | 0.82 | 0.81 | 1.5 | 1.173 | 1.173 | 0.819 | 1 | 3.769 | 1.173 | 0.212
US | United States | 13 | Georgia | N61006-AU | 616 | AUGUSTA GA NMCRC | Navy | 245 | Richmond | 0310 | Augusta | 0.87 | 0.86 | 1.5 | 1.131 | 1.131 | 0.819 | 1 | 3.769 | 1.131 | 0.212
US | United States | 13 | Georgia | N42237-AU | 1198 | NOSC-MCRC AUGUSTA GA | Navy | 245 | Richmond | 0310 | Augusta | 0.87 | 0.86 | 1.5 | 1.131 | 1.131 | 0.819 | 1 | 3.769 | 1.131 | 0.212
US | United States | 13 | Georgia | 13A35 | 3888 | AUGUSTA | Army | 245 | Richmond | 0310 | Augusta | 0.87 | 0.86 | 1.5 | 1.131 | 1.131 | 0.819 | 1 | 3.769 | 1.131 | 0.212
US | United States | 13 | Georgia | 13366 | 3891 | AUGUSTA USARC/AMSA #54 (G) | Army | 245 | Richmond | 0310 | Augusta | 0.87 | 0.86 | 1.5 | 1.131 | 1.131 | 0.819 | 1 | 3.769 | 1.131 | 0.212
US | United States | 13 | Georgia | 13400 | 4973 | FOREST PARK USARC | Army | 245 | Richmond | 0310 | Augusta | 0.87 | 0.86 | 1.5 | 1.173 | 1.173 | 0.819 | 1 | 3.769 | 1.173 | 0.212
US | United States | 13 | Georgia | 13055 | 5006 | FORT GORDON | Army | 245 | Richmond | 0310 | Augusta | 0.87 | 0.86 | 1.5 | 1.131 | 1.131 | 0.819 | 1 | 3.769 | 1.131 | 0.212
US | United States | 13 | Georgia | 13059 | 5007 | FORT GORDON RECREATION AREA | Army | 245 | Richmond | 0310 | Augusta | 0.87 | 0.86 | 1.5 | 1.131 | 1.131 | 0.819 | 1 | 3.769 | 1.131 | 0.212
US | United States | 13 | Georgia | 82387-10470 | 702581 | 2050 WALTON WAY AUGUSTA | Army | 245 | Richmond | 0310 | Augusta | 0.87 | 0.86
US | United States | 13 | Georgia | 82387-10630 | 702741 | 2743 PERIMETER PKWY AUGUSTA | Army | 245 | Richmond | 0310 | Augusta | 0.87 | 0.86
US | United States | 13 | Georgia | 82387-10756 | 702867 | 3435 WRIGHTSBORO RD AUGUSTA | Army | 245 | Richmond | 0310 | Augusta | 0.87 | 0.86
US | United States | 13 | Georgia | 82387-13414 | 705523 | WRIGHTSBORO RD AUGUSTA | Army | 245 | Richmond | 0310 | Augusta | 0.87 | 0.86
US | United States | 13 | Georgia | 710592 | 710592 | 1408 BON AIR DRIVE AUGUSTA | Army | 245 | Richmond | 0310 | Augusta | 0.87 | 0.86
US | United States | 13 | Georgia | 710783 | 710783 | 804 BON AIR DR. AUGUSTA | Army | 245 | Richmond | 0310 | Augusta | 0.87 | 0.86
US | United States | 13 | Georgia | 711255 | 711255 | 1501 AVIATION WAY AUGUSTA | Army | 245 | Richmond | 0310 | Augusta | 0.87 | 0.86
US | United States | 13 | Georgia | N42237-FG | 337 | FORT GORDON NAVSECGRU | Navy | 245 | Richmond | 2203 | Fort Gordon | 0.87 | 0.86 | 1.5 | 1.131 | 1.131 | 0.819 | 1 | 3.769 | 1.131 | 0.212
US | United States | 13 | Georgia | GMMS0001 | 2068 | FORT GORDON MINI MUTE SITE, DEPT OF ARMY SITE # 1 | Air Force | 245 | Richmond | 2203 | Fort Gordon | 0.87 | 0.86 | 1.5 | 1.131 | 1.131 | 0.819 | 1 | 3.769 | 1.131 | 0.212
US | United States | 13 | Georgia | 82387-11527 | 703638 | COLUMBIA RD MARTINEZ | Army | 245 | Richmond | 3463 | Martinez | 0.87 | 0.86
US | United States | 13 | Georgia | 82387-12031 | 704141 | HWY 20 SE CONYERS | Army | 247 | Rockdale | 1320 | Conyers | 0.82 | 0.81
US | United States | 13 | Georgia | 13B50 | 5298 | GRIFFIN | Army | 255 | Spalding | 2510 | Griffin | 0.82 | 0.81 | 1.5 | 1.131 | 1.131 | 0.819 | 1 | 3.769 | 1.131 | 0.212
US | United States | 13 | Georgia | 82387-12365 | 704475 | N EXPRESSWAY GRIFFIN | Army | 255 | Spalding | 2510 | Griffin | 0.82 | 0.81
US | United States | 13 | Georgia | 82387-10798 | 702909 | 3886 GA HWY 17, SUITE C-1 EASTANOLLEE | Army | 257 | Stephens | 1835 | Eastanollee | 0.82 | 0.81
US | United States | 13 | Georgia | 13D55 | 7561 | TOCCOA | Army | 257 | Stephens | 5530 | Toccoa | 0.82 | 0.81 | 1.5 | 1.131 | 1.131 | 0.819 | 1 | 3.769 | 1.131 | 0.212
US | United States | 13 | Georgia | 13A15 | 3778 | AMERICUS | Army | 261 | Sumter | 0170 | Americus | 0.82 | 0.81 | 1.5 | 1.131 | 1.131 | 0.819 | 1 | 3.769 | 1.131 | 0.212
US | United States | 13 | Georgia | 711067 | 711067 | 105 MANHATTEN ST AMERICUS | Army | 261 | Sumter | 0170 | Americus | 0.82 | 0.81
US | United States | 13 | Georgia | 13B45 | 5220 | GLENNVILLE | Army | 267 | Tattnall | 2370 | Glennville | 0.92 | 0.9 | 1.5 | 1.131 | 1.131 | 0.819 | 1 | 3.769 | 1.131 | 0.212
US | United States | 13 | Georgia | 13D35 | 7546 | THOMASVILLE | Army | 275 | Thomas | 5460 | Thomasville | 0.82 | 0.81 | 1.5 | 1.131 | 1.131 | 0.819 | 1 | 3.769 | 1.131 | 0.212
US | United States | 13 | Georgia | 82387-13134 | 705243 | US HIGHWAY 19 S THOMASVILLE | Army | 275 | Thomas | 5460 | Thomasville | 0.82 | 0.81
US | United States | 13 | Georgia | 13505 | 5357 | HAROLD B DURHAM JR USARC | Army | 277 | Tift | 5490 | Tifton | 0.82 | 0.81 | 1.5 | 1.131 | 1.131 | 0.819 | 1 | 3.769 | 1.131 | 0.212
US | United States | 13 | Georgia | 13D50 | 7553 | TIFTON | Army | 277 | Tift | 5490 | Tifton | 0.82 | 0.81 | 1.5 | 1.131 | 1.131 | 0.819 | 1 | 3.769 | 1.131 | 0.212
US | United States | 13 | Georgia | 82387-13164 | 705273 | VIRGINIA AVE N TIFTON | Army | 277 | Tift | 5490 | Tifton | 0.82 | 0.81
US | United States | 13 | Georgia | 13C15 | 6001 | LYONS | Army | 279 | Toombs | 3340 | Lyons | 0.82 | 0.81 | 1.5 | 1.131 | 1.131 | 0.819 | 1 | 3.769 | 1.131 | 0.212
US | United States | 13 | Georgia | 18081-10107 | 700266 | 2921 AIRPORT ROAD VIDALIA | Army | 279 | Toombs | 5700 | Vidalia | 0.82 | 0.81
US | United States | 13 | Georgia | 82387-12305 | 704415 | MOSE COLEMAN DR VIDALIA | Army | 279 | Toombs | 5700 | Vidalia | 0.82 | 0.81
US | United States | 13 | Georgia | 13B95 | 5779 | LAGRANGE | Army | 285 | Troup | 3050 | La Grange | 0.82 | 0.81 | 1.5 | 1.173 | 1.173 | 0.819 | 1 | 3.769 | 1.173 | 0.212
US | United States | 13 | Georgia | 82387-12101 | 704211 | LAFAYETTE PKWY LA GRANGE | Army | 285 | Troup | 3050 | La Grange | 0.82 | 0.81
US | United States | 13 | Georgia | LUCK0001 | 2396 | JEFFERSONVILLE NEXRAD SITE SITE # 1 | Air Force | 289 | Twiggs | 2930 | Jeffersonville | 0.82 | 0.81 | 1.5 | 1.173 | 1.173 | 0.819 | 1 | 3.769 | 1.173 | 0.212
US | United States | 13 | Georgia | 13D30 | 7544 | THOMASTON | Army | 293 | Upson | 5450 | Thomaston | 0.82 | 0.81 | 1.5 | 1.173 | 1.173 | 0.819 | 1 | 3.769 | 1.173 | 0.212
US | United States | 13 | Georgia | 18081-10281 | 700440 | CHATTAHOOCHEE LAFAYETTE | Army | 295 | Walker | 3040 | La Fayette | 0.82 | 0.81
US | United States | 13 | Georgia | 13C55 | 6240 | MONROE | Army | 297 | Walton | 3710 | Monroe | 0.82 | 0.81 | 1.5 | 1.173 | 1.173 | 0.819 | 1 | 3.769 | 1.173 | 0.212
US | United States | 13 | Georgia | 13D70 | 7822 | WAYCROSS | Army | 299 | Ware | 5850 | Waycross | 0.82 | 0.81 | 1.5 | 1.131 | 1.131 | 0.819 | 1 | 3.769 | 1.131 | 0.212
US | United States | 13 | Georgia | 82387-11923 | 704034 | GEORGIA PKWY W WAYCROSS | Army | 299 | Ware | 5850 | Waycross | 0.82 | 0.81
US | United States | 13 | Georgia | 13D00 | 7161 | SANDERSVILLE | Army | 303 | Washington | 4880 | Sandersville | 0.82 | 0.81 | 1.5 | 1.131 | 1.131 | 0.819 | 1 | 3.769 | 1.131 | 0.212
US | United States | 13 | Georgia | 13A85 | 4640 | DALTON | Army | 313 | Whitfield | 1510 | Dalton | 0.82 | 0.81 | 1.5 | 1.131 | 1.131 | 0.819 | 1 | 3.769 | 1.131 | 0.212
US | United States | 13 | Georgia | 82387-11777 | 703888 | E WALNUT DALTON | Army | 313 | Whitfield | 1510 | Dalton | 0.82 | 0.81
US | United States | 13 | Georgia | 82387-13335 | 705444 | WALNUT SQ MALL DALTON | Army | 313 | Whitfield | 1510 | Dalton | 0.82 | 0.81
US | United States | 13 | Georgia | 711217 | 711217 | 507 WILLIAMSBURG DR DALTON | Army | 313 | Whitfield | 1510 | Dalton | 0.82 | 0.81
US | United States | 13 | Georgia | 13255 | 7735 | VTS CATOOSA | Army | 313 | Whitfield | 5587 | Tunnel Hill | 0.82 | 0.81 | 1.5 | 1.131 | 1.131 | 0.819 | 1 | 3.769 | 1.131 | 0.212
US | United States | 13 | Georgia | 13D65 | 7790 | WASHINGTON | Army | 317 | Wilkes | 5820 | Washington | 0.82 | 0.81 | 1.5 | 1.131 | 1.131 | 0.819 | 1 | 3.769 | 1.131 | 0.212
US | United States | 15 | Hawaii | 15375 | 5724 | KILAUEA MIL RESERVE | Army | 001 | Hawaii | 1700 | Hawaii Natl Park | 2.12 | 2.11 | 1.286 | 1.18 | 1.18 | 1.259 | 1.222 | 1.231 | 1.18 | 0.101
US | United States | 15 | Hawaii | GEAK0001 | 1829 | GENERAL LYMAN FIELD SITE # 1 | Air Force | 001 | Hawaii | 1900 | Hilo | 2.12 | 2.11
US | United States | 15 | Hawaii | MABE0001 | 2420 | KEAUKAHA MILITARY RESERVATION SITE # 1 | Air Force | 001 | Hawaii | 1900 | Hilo | 2.12 | 2.11 | 1.286 | 1.18 | 1.18 | 1.259 | 1.222 | 1.231 | 1.18 | 0.101
US | United States | 15 | Hawaii | 15A12 | 5449 | HILO AASF 2 | Army | 001 | Hawaii | 1900 | Hilo | 2.12 | 2.11 | 1.286 | 1.18 | 1.18 | 1.259 | 1.222 | 1.231 | 1.18 | 0.101
US | United States | 15 | Hawaii | 15705 | 6836 | POHAKULOA TRAINING AREA | Army | 001 | Hawaii | 1900 | Hilo | 2.12 | 2.11 | 1.286 | 1.18 | 1.18 | 1.259 | 1.222 | 1.231 | 1.18 | 0.101
US | United States | 15 | Hawaii | 15900 | 7230 | SFC MINORU KUNIEDA USARC | Army | 001 | Hawaii | 1900 | Hilo | 2.12 | 2.11 | 1.286 | 1.18 | 1.18 | 1.259 | 1.222 | 1.231 | 1.18 | 0.101
US | United States | 15 | Hawaii | 15A10 | 7612 | TS KEAUKAHA MIL RES | Army | 001 | Hawaii | 1900 | Hilo | 2.12 | 2.11 | 1.286 | 1.18 | 1.18 | 1.259 | 1.222 | 1.231 | 1.18 | 0.101
US | United States | 15 | Hawaii | 82387-10552 | 702663 | 234 WAIANUENUE AVE HILO | Army | 001 | Hawaii | 1900 | Hilo | 2.12 | 2.11
US | United States | 15 | Hawaii | 82387-10993 | 703104 | 56 KINOOLE STREET HILO | Army | 001 | Hawaii | 1900 | Hilo | 2.12 | 2.11
US | United States | 15 | Hawaii | 82387-12092 | 704202 | KINOOLE-WAIANUENUE HILO | Army | 001 | Hawaii | 1900 | Hilo | 2.12 | 2.11
US | United States | 15 | Hawaii | BFMV0001 | 1473 | BELLOWS SITE # 1 | Air Force | 001 | Hawaii | 3000 | Kailua | 2.12 | 2.11 | 1.286 | 1.25 | 1.25 | 1.259 | 1.222 | 1.231 | 1.25 | 0.101
US | United States | 15 | Hawaii | 15A55 | 5704 | KEAAU | Army | 001 | Hawaii | 4150 | Keaau | 2.12 | 2.11 | 1.286 | 1.18 | 1.18 | 1.259 | 1.222 | 1.231 | 1.18 | 0.101
US | United States | 15 | Hawaii | 15A60 | 5705 | KEALAKEKUA | Army | 001 | Hawaii | 4300 | Kealakekua | 2.12 | 2.11 | 1.286 | 1.18 | 1.18 | 1.259 | 1.222 | 1.231 | 1.18 | 0.101
US | United States | 15 | Hawaii | M00318-0008 | 34 | MCB CAMP SMITH | Marine Corps | 003 | Honolulu | 0100 | Aiea | 2.12 | 2.11 | 1.286 | 1.25 | 1.25 | 1.259 | 1.222 | 1.231 | 1.25 | 0.101
US | United States | 15 | Hawaii | N62813-AE | 347 | AIEA | Navy | 003 | Honolulu | 0100 | Aiea | 2.12 | 2.11 | 1.286 | 1.25 | 1.25 | 1.259 | 1.222 | 1.231 | 1.25 | 0.101
US | United States | 15 | Hawaii | N62813-PF | 169917 | PARCEL F | Navy | 003 | Honolulu | 0100 | Aiea | 2.12 | 2.11
US | United States | 15 | Hawaii | N62813-PG | 169918 | PARCEL G | Navy | 003 | Honolulu | 0100 | Aiea | 2.12 | 2.11
US | United States | 15 | Hawaii | N62813-KS | 169919 | KAIMAKANI STREET | Navy | 003 | Honolulu | 0100 | Aiea | 2.12 | 2.11
US | United States | 15 | Hawaii | N62813-AL | 169958 | AIEA LAUNDRY | Navy | 003 | Honolulu | 0100 | Aiea | 2.12 | 2.11
US | United States | 15 | Hawaii | N62813-HH | 169959 | HALAWA HOUSING | Navy | 003 | Honolulu | 0100 | Aiea | 2.12 | 2.11
US | United States | 15 | Hawaii | 82387-12080 | 704190 | KAMEHAMEHA HWY AIEA | Army | 003 | Honolulu | 0100 | Aiea | 2.12 | 2.11
US | United States | 15 | Hawaii | 82387-12602 | 704712 | PALI MOMI AIEA | Army | 003 | Honolulu | 0100 | Aiea | 2.12 | 2.11
US | United States | 15 | Hawaii | N69176 | 219 | Barbers Point HI | Navy | 003 | Honolulu | 0250 | Barbers Point | 2.12 | 2.11 | 1.286 | 1.25 | 1.25 | 1.259 | 1.222 | 1.231 | 1.25 | 0.101
US | United States | 15 | Hawaii | N62813-KL | 1148 | KALAELOA | Navy | 003 | Honolulu | 0250 | Barbers Point | 2.12 | 2.11 | 1.286 | 1.25 | 1.25 | 1.259 | 1.222 | 1.231 | 1.25 | 0.101
US | United States | 15 | Hawaii | BAAL0001 | 1458 | KALAELOA ANG SITE # 1 | Air Force | 003 | Honolulu | 0250 | Barbers Point | 2.12 | 2.11 | 1.286 | 1.25 | 1.25 | 1.259 | 1.222 | 1.231 | 1.25 | 0.101
US | United States | 15 | Hawaii | N62813-LA | 169969 | LOT 13056 | Navy | 003 | Honolulu | 0250 | Barbers Point | 2.12 | 2.11
US | United States | 15 | Hawaii | N62813-LC | 169970 | LOT 13058-A | Navy | 003 | Honolulu | 0250 | Barbers Point | 2.12 | 2.11
US | United States | 15 | Hawaii | N62813-LD | 169971 | LOT 13054-D | Navy | 003 | Honolulu | 0250 | Barbers Point | 2.12 | 2.11
US | United States | 15 | Hawaii | N62813-LE | 169972 | LOT 13054-B | Navy | 003 | Honolulu | 0250 | Barbers Point | 2.12 | 2.11
US | United States | 15 | Hawaii | N62813-LF | 169973 | LOT 13053 | Navy | 003 | Honolulu | 0250 | Barbers Point | 2.12 | 2.11
US | United States | 15 | Hawaii | N62813-LG | 169974 | LOT 13052 | Navy | 003 | Honolulu | 0250 | Barbers Point | 2.12 | 2.11
US | United States | 15 | Hawaii | N62813-LH | 169975 | LOT 13061-A | Navy | 003 | Honolulu | 0250 | Barbers Point | 2.12 | 2.11
US | United States | 15 | Hawaii | N62813-LJ | 169976 | LOT 13061-D | Navy | 003 | Honolulu | 0250 | Barbers Point | 2.12 | 2.11
US | United States | 15 | Hawaii | N62813-LK | 169977 | LOT 13062-A | Navy | 003 | Honolulu | 0250 | Barbers Point | 2.12 | 2.11
US | United States | 15 | Hawaii | N62813-LN | 169978 | LOT 13051-C | Navy | 003 | Honolulu | 0250 | Barbers Point | 2.12 | 2.11
US | United States | 15 | Hawaii | N62813-LO | 169979 | LOT 13051-D | Navy | 003 | Honolulu | 0250 | Barbers Point | 2.12 | 2.11
US | United States | 15 | Hawaii | N62813-LP | 169980 | LOT 13051-A | Navy | 003 | Honolulu | 0250 | Barbers Point | 2.12 | 2.11
US | United States | 15 | Hawaii | N62813-LQ | 169981 | LOT 13049 | Navy | 003 | Honolulu | 0250 | Barbers Point | 2.12 | 2.11
US | United States | 15 | Hawaii | N62813-LR | 169982 | LOT 13066-B | Navy | 003 | Honolulu | 0250 | Barbers Point | 2.12 | 2.11
US | United States | 15 | Hawaii | N62813-LS | 169983 | LOT 13064-B | Navy | 003 | Honolulu | 0250 | Barbers Point | 2.12 | 2.11
US | United States | 15 | Hawaii | N62813-LT | 169984 | LOT 13047 | Navy | 003 | Honolulu | 0250 | Barbers Point | 2.12 | 2.11
US | United States | 15 | Hawaii | N62813-LU | 169985 | LOT 13069-B | Navy | 003 | Honolulu | 0250 | Barbers Point | 2.12 | 2.11
US | United States | 15 | Hawaii | N62813-WB | 169986 | WHITE PLAINS BEACH | Navy | 003 | Honolulu | 0250 | Barbers Point | 2.12 | 2.11
US | United States | 15 | Hawaii | N62813-NB | 169987 | NIMITZ BEACH | Navy | 003 | Honolulu | 0250 | Barbers Point | 2.12 | 2.11
US | United States | 15 | Hawaii | N62813-KP | 169988 | BRAC (PEND) KALAELOA | Navy | 003 | Honolulu | 0250 | Barbers Point | 2.12 | 2.11
US | United States | 15 | Hawaii | N62813-LM | 170030 | LOT 13063-A AND 13063-B | Navy | 003 | Honolulu | 0250 | Barbers Point | 2.12 | 2.11
US | United States | 15 | Hawaii | N62813-BL | 170088 | BARBERS PT LIGHTHOUSE | Navy | 003 | Honolulu | 0250 | Barbers Point | 2.12 | 2.11
US | United States | 15 | Hawaii | M00318-0005 | 31 | PUULOA-OAHU | Marine Corps | 003 | Honolulu | 0501 | Ewa Beach | 2.12 | 2.11 | 1.286 | 1.25 | 1.25 | 1.259 | 1.222 | 1.231 | 1.25 | 0.101
US | United States | 15 | Hawaii | N62813-EW | 350 | EWA | Navy | 003 | Honolulu | 0501 | Ewa Beach | 2.12 | 2.11 | 1.286 | 1.25 | 1.25 | 1.259 | 1.222 | 1.231 | 1.25 | 0.101
US | United States | 15 | Hawaii | GGWT0001 | 1831 | EWA DEEP SPACE SURVEILLANCE SITE SITE # 1 | Air Force | 003 | Honolulu | 0501 | Ewa Beach | 2.12 | 2.11 | 1.286 | 1.25 | 1.25 | 1.259 | 1.222 | 1.231 | 1.25 | 0.101
US | United States | 15 | Hawaii | 15585 | 6112 | MAUNA KAPU COMM SITE | Army | 003 | Honolulu | 0501 | Ewa Beach | 2.12 | 2.11 | 1.286 | 1.25 | 1.25 | 1.259 | 1.222 | 1.231 | 1.25 | 0.101
US | United States | 15 | Hawaii | N62813-WL | 169991 | NAVMAG PH WL BR | Navy | 003 | Honolulu | 0501 | Ewa Beach | 2.12 | 2.11
US | United States | 15 | Hawaii | N62813-FI | 169963 | FORD ISLAND | Navy | 003 | Honolulu | 0550 | Ford Island | 2.12 | 2.11
US | United States | 15 | Hawaii | 15325 | 5701 | KAWAILOA TRAINING AREA | Army | 003 | Honolulu | 1000 | Haleiwa | 2.12 | 2.11 | 1.286 | 1.25 | 1.25 | 1.259 | 1.222 | 1.231 | 1.25 | 0.101
US | United States | 15 | Hawaii | 15725 | 6901 | PUPUKEA PAALAA UKA MIL ROAD | Army | 003 | Honolulu | 1000 | Haleiwa | 2.12 | 2.11 | 1.286 | 1.25 | 1.25 | 1.259 | 1.222 | 1.231 | 1.25 | 0.101
US | United States | 15 | Hawaii | KNMD0001 | 2345 | HICKAM AFB SITE # 1 | Air Force | 003 | Honolulu | 1885 | Hickam AFBase | 2.12 | 2.11 | 1.286 | 1.25 | 1.25 | 1.259 | 1.222 | 1.231 | 1.25 | 0.101
US | United States | 15 | Hawaii | 15245 | 5018 | FORT KAMEHAMEHA | Army | 003 | Honolulu | 1885 | Hickam AFBase | 2.12 | 2.11 | 1.286 | 1.25 | 1.25 | 1.259 | 1.222 | 1.231 | 1.25 | 0.101
US | United States | 15 | Hawaii | N62813-ON | 169913 | OHANA NUI | Navy | 003 | Honolulu | 1885 | Hickam AFBase | 2.12 | 2.11
US | United States | 15 | Hawaii | N62813-HA | 169960 | HICKAM | Navy | 003 | Honolulu | 1885 | Hickam AFBase | 2.12 | 2.11
US | United States | 15 | Hawaii | N62813-FK | 169961 | FORT KAM TR PL | Navy | 003 | Honolulu | 1885 | Hickam AFBase | 2.12 | 2.11
US | United States | 15 | Hawaii | N62813-BP | 169962 | BISHOP POINT | Navy | 003 | Honolulu | 1885 | Hickam AFBase | 2.12 | 2.11
US | United States | 15 | Hawaii | 82387-11248 | 703359 | 900 HANGER AVE, BLD7 HICKAM AFB | Army | 003 | Honolulu | 1885 | Hickam AFBase | 2.12 | 2.11
US | United States | 15 | Hawaii | N62813-RH | 348 | RED HILL | Navy | 003 | Honolulu | 2400 | Honolulu | 2.12 | 2.11 | 1.286 | 1.25 | 1.25 | 1.259 | 1.222 | 1.231 | 1.25 | 0.101
US | United States | 15 | Hawaii | N62813-RT | 1281 | RED HILL TANK SITE | Navy | 003 | Honolulu | 2400 | Honolulu | 2.12 | 2.11 | 1.286 | 1.25 | 1.25 | 1.259 | 1.222 | 1.231 | 1.25 | 0.101
US | United States | 15 | Hawaii | 15005 | 3751 | ALIAMANU MILITARY RESERVATION | Army | 003 | Honolulu | 2400 | Honolulu | 2.12 | 2.11 | 1.286 | 1.25 | 1.25 | 1.259 | 1.222 | 1.231 | 1.25 | 0.101
US | United States | 15 | Hawaii | 15035 | 4993 | FORT DE RUSSY | Army | 003 | Honolulu | 2400 | Honolulu | 2.03 | 2.03 | 1.286 | 1.25 | 1.25 | 1.259 | 1.222 | 1.231 | 1.25 | 0.101
US | United States | 15 | Hawaii | 15835 | 5049 | FORT SHAFTER | Army | 003 | Honolulu | 2400 | Honolulu | 2.12 | 2.11 | 1.286 | 1.25 | 1.25 | 1.259 | 1.222 | 1.231 | 1.25 | 0.101
US | United States | 15 | Hawaii | 15A20 | 5131 | FT RUGER | Army | 003 | Honolulu | 2400 | Honolulu | 2.12 | 2.11 | 1.286 | 1.25 | 1.25 | 1.259 | 1.222 | 1.231 | 1.25 | 0.101
US | United States | 15 | Hawaii | 15875 | 7592 | TRIPLER ARMY MEDICAL CENTER | Army | 003 | Honolulu | 2400 | Honolulu | 2.12 | 2.11 | 1.286 | 1.25 | 1.25 | 1.259 | 1.222 | 1.231 | 1.25 | 0.101
US | United States | 15 | Hawaii | N62813-NC | 169965 | NUUANU CEMETARY | Navy | 003 | Honolulu | 2400 | Honolulu | 2.12 | 2.11
US | United States | 15 | Hawaii | 18081-10109 | 700268 | 300 ALA MOANA BLVD HONOLULU | Army | 003 | Honolulu | 2400 | Honolulu | 2.12 | 2.11
US | United States | 15 | Hawaii | 82387-11392 | 703503 | BISHOP ST HONOLULU | Army | 003 | Honolulu | 2400 | Honolulu | 2.12 | 2.11
US | United States | 15 | Hawaii | 82387-12083 | 704193 | KAPIOLANI BLVD HONOLULU | Army | 003 | Honolulu | 2400 | Honolulu | 2.12 | 2.11
US | United States | 15 | Hawaii | 82387-13107 | 705217 | UALENA ST HONOLULU | Army | 003 | Honolulu | 2400 | Honolulu | 2.12 | 2.11
US | United States | 15 | Hawaii | N62813-OP | 352 | OPANA | Navy | 003 | Honolulu | 2800 | Kahuku | 2.12 | 2.11 | 1.286 | 1.25 | 1.25 | 1.259 | 1.222 | 1.231 | 1.25 | 0.101
US | United States | 15 | Hawaii | TUUK0001 | 3197 | PUNAMANO AIR FORCE STATION SITE # 1 | Air Force | 003 | Honolulu | 2800 | Kahuku | 2.12 | 2.11 | 1.286 | 1.25 | 1.25 | 1.259 | 1.222 | 1.231 | 1.25 | 0.101
US | United States | 15 | Hawaii | 15225 | 5677 | KAHUKU TNG AREA | Army | 003 | Honolulu | 2800 | Kahuku | 2.12 | 2.11 | 1.286 | 1.25 | 1.25 | 1.259 | 1.222 | 1.231 | 1.25 | 0.101
US | United States | 15 | Hawaii | 18081-10381 | 700540 | KAHUKU TRNG AREA KAHUKU | Army | 003 | Honolulu | 2800 | Kahuku | 2.12 | 2.11
US | United States | 15 | Hawaii | M00318-0001 | 27 | Marine Corps Base Kaneohe | Marine Corps | 003 | Honolulu | 3500 | Kaneohe | 2.13 | 2.11 | 1.286 | 1.25 | 1.25 | 1.259 | 1.222 | 1.231 | 1.25 | 0.101
US | United States | 15 | Hawaii | M00318-0006 | 32 | WAIKANE VALLEY | Marine Corps | 003 | Honolulu | 3500 | Kaneohe | 2.13 | 2.11 | 1.286 | 1.25 | 1.25 | 1.259 | 1.222 | 1.231 | 1.25 | 0.101
US | United States | 15 | Hawaii | 82387-12082 | 704192 | KANEOHE BAY KANEOHE | Army | 003 | Honolulu | 3500 | Kaneohe | 2.13 | 2.11
US | United States | 15 | Hawaii | 15001 | 5681 | KALAELOA | Army | 003 | Honolulu | 3627 | Kapolei | 2.12 | 2.11 | 1.286 | 1.25 | 1.25 | 1.259 | 1.222 | 1.231 | 1.25 | 0.101
US | United States | 15 | Hawaii | 82387-10025 | 702136 | 1001 KAMOKILA BLVD KAPOLEI | Army | 003 | Honolulu | 3627 | Kapolei | 2.12 | 2.11
US | United States | 15 | Hawaii | N62813-KN | 349 | KUNIA | Navy | 003 | Honolulu | 5400 | Kunia | 2.12 | 2.11 | 1.286 | 1.25 | 1.25 | 1.259 | 1.222 | 1.231 | 1.25 | 0.101
US | United States | 15 | Hawaii | 15880 | 7667 | USA FIELD STATION KUNIA | Army | 003 | Honolulu | 5400 | Kunia | 2.12 | 2.11 | 1.286 | 1.25 | 1.25 | 1.259 | 1.222 | 1.231 | 1.25 | 0.101
US | United States | 15 | Hawaii | N62813-WN | 354 | WAIANAE | Navy | 003 | Honolulu | 6250 | Lualualei | 2.12 | 2.11 | 1.286 | 1.25 | 1.25 | 1.259 | 1.222 | 1.231 | 1.25 | 0.101
US | United States | 15 | Hawaii | N62813-MR | 169989 | LLL - MAGAZINE AND RTF | Navy | 003 | Honolulu | 6250 | Lualualei | 2.12 | 2.11
US | United States | 15 | Hawaii | NYNK0001 | 2524 | MAKUA SUB-CABLE SITE SITE # 1 | Air Force | 003 | Honolulu | 6285 | Makaha | 2.12 | 2.11 | 1.286 | 1.25 | 1.25 | 1.259 | 1.222 | 1.231 | 1.25 | 0.101
US | United States | 15 | Hawaii | N62813-BA | 169967 | BARPT PUMP STA/RES #1 | Navy | 003 | Honolulu | 6286 | Makakilo | 2.12 | 2.11
US | United States | 15 | Hawaii | N62813-BB | 169968 | BARPT RESERVOIR NO. 2 | Navy | 003 | Honolulu | 6286 | Makakilo | 2.12 | 2.11
US | United States | 15 | Hawaii | M00318-0002 | 28 | MANANA CAPEHART | Marine Corps | 003 | Honolulu | 8200 | Pearl City | 2.12 | 2.11 | 1.286 | 1.25 | 1.25 | 1.259 | 1.222 | 1.231 | 1.25 | 0.101
US | United States | 15 | Hawaii | M00318-0004 | 30 | PEARL CITY ANNEX | Marine Corps | 003 | Honolulu | 8200 | Pearl City | 2.12 | 2.11 | 1.286 | 1.25 | 1.25 | 1.259 | 1.222 | 1.231 | 1.25 | 0.101
US | United States | 15 | Hawaii | N62813-PC | 355 | PEARL CITY | Navy | 003 | Honolulu | 8200 | Pearl City | 2.12 | 2.11 | 1.286 | 1.25 | 1.25 | 1.259 | 1.222 | 1.231 | 1.25 | 0.101
US | United States | 15 | Hawaii | 15993 | 7627 | TS WAIAWA GULCH | Army | 003 | Honolulu | 8200 | Pearl City | 2.12 | 2.11 | 1.286 | 1.25 | 1.25 | 1.259 | 1.222 | 1.231 | 1.25 | 0.101
US | United States | 15 | Hawaii | N62813-WS | 8026 | WAIAWA WELL SITE | Navy | 003 | Honolulu | 8200 | Pearl City | 2.12 | 2.11 | 1.286 | 1.25 | 1.25 | 1.259 | 1.222 | 1.231 | 1.25 | 0.101
US | United States | 15 | Hawaii | N62813-MF | 9450 | MANANA FIRE STATION | Navy | 003 | Honolulu | 8200 | Pearl City | 2.12 | 2.11 | 1.286 | 1.25 | 1.25 | 1.259 | 1.222 | 1.231 | 1.25 | 0.101
US | United States | 15 | Hawaii | N62813-MH | 9451 | MANANA HOUSING/PW AREA | Navy | 003 | Honolulu | 8200 | Pearl City | 2.12 | 2.11 | 1.286 | 1.25 | 1.25 | 1.259 | 1.222 | 1.231 | 1.25 | 0.101
US | United States | 15 | Hawaii | N62813-MK | 9452 | WAIAWA CUT-OFF | Navy | 003 | Honolulu | 8200 | Pearl City | 2.12 | 2.11 | 1.286 | 1.25 | 1.25 | 1.259 | 1.222 | 1.231 | 1.25 | 0.101
US | United States | 15 | Hawaii | N62813-MW | 9453 | WAIANAE CUT-OFF | Navy | 003 | Honolulu | 8200 | Pearl City | 2.12 | 2.11 | 1.286 | 1.25 | 1.25 | 1.259 | 1.222 | 1.231 | 1.25 | 0.101
US | United States | 15 | Hawaii | N62813-MT | 9454 | PARCEL T-1 | Navy | 003 | Honolulu | 8200 | Pearl City | 2.12 | 2.11 | 1.286 | 1.25 | 1.25 | 1.259 | 1.222 | 1.231 | 1.25 | 0.101
US | United States | 15 | Hawaii | N62813 | 185 | Naval Station, Pearl Harbor HI | Navy | 003 | Honolulu | 8205 | Pearl Harbor | 2.12 | 2.11 | 1.286 | 1.25 | 1.25 | 1.259 | 1.222 | 1.231 | 1.25 | 0.101
US | United States | 15 | Hawaii | N62813-HN | 351 | HONOLULU | Navy | 003 | Honolulu | 8205 | Pearl Harbor | 2.12 | 2.11 | 1.286 | 1.25 | 1.25 | 1.259 | 1.222 | 1.231 | 1.25 | 0.101
US | United States | 15 | Hawaii | N62813-HS | 169914 | HALAWA WATER STG TANKS | Navy | 003 | Honolulu | 8205 | Pearl Harbor | 2.12 | 2.11
US | United States | 15 | Hawaii | N62813-HK | 169915 | HALE KEIKI | Navy | 003 | Honolulu | 8205 | Pearl Harbor | 2.12 | 2.11
US | United States | 15 | Hawaii | N62813-BR | 169916 | BOUGAINVILLE ROAD | Navy | 003 | Honolulu | 8205 | Pearl Harbor | 2.12 | 2.11
US | United States | 15 | Hawaii | 82387-12628 | 704738 | PEARL HARBOR | Army | 003 | Honolulu | 8205 | Pearl Harbor | 2.12 | 2.11
US | United States | 15 | Hawaii | 711108 | 711108 | 490 CENTRAL AVENUE PEARL HARBOR | Army | 003 | Honolulu | 8205 | Pearl Harbor | 2.12 | 2.11
US | United States | 15 | Hawaii | VCHS0001 | 3254 | SCHOFIELD FIRING RANGE SITE # 1 | Air Force | 003 | Honolulu | 8725 | Schofield Barracks | 2.12 | 2.11 | 1.286 | 1.25 | 1.25 | 1.259 | 1.222 | 1.231 | 1.25 | 0.101
US | United States | 15 | Hawaii | N62813-WW | 1063 | WAHIAWA | Navy | 003 | Honolulu | 8900 | Wahiawa | 2.12 | 2.11 | 1.286 | 1.25 | 1.25 | 1.259 | 1.222 | 1.231 | 1.25 | 0.101
US | United States | 15 | Hawaii | KNMH0001 | 2346 | HICKAM PETROLEUM PRODUCTS STORAGE ANX SITE # 1 | Air Force | 003 | Honolulu | 8900 | Wahiawa | 2.12 | 2.11 | 1.286 | 1.25 | 1.25 | 1.259 | 1.222 | 1.231 | 1.25 | 0.101
US | United States | 15 | Hawaii | QZSX0001 | 3038 | KAALA AIR FORCE STATION SITE # 1 | Air Force | 003 | Honolulu | 8900 | Wahiawa | 2.12 | 2.11 | 1.286 | 1.25 | 1.25 | 1.259 | 1.222 | 1.231 | 1.25 | 0.101
US | United States | 15 | Hawaii | 15115 | 5413 | HELEMANO MILITARY RESERVATION | Army | 003 | Honolulu | 8900 | Wahiawa | 2.12 | 2.11 | 1.286 | 1.25 | 1.25 | 1.259 | 1.222 | 1.231 | 1.25 | 0.101
US | United States | 15 | Hawaii | 15815 | 7191 | SCHOFIELD BKS MILITARY RESERVATION | Army | 003 | Honolulu | 8900 | Wahiawa | 2.12 | 2.11 | 1.286 | 1.25 | 1.25 | 1.259 | 1.222 | 1.231 | 1.25 | 0.101
US | United States | 15 | Hawaii | 15845 | 7278 | SIGNAL CABLE TRUNKING SYSTEM | Army | 003 | Honolulu | 8900 | Wahiawa | 2.12 | 2.11 | 1.286 | 1.25 | 1.25 | 1.259 | 1.222 | 1.231 | 1.25 | 0.101
US | United States | 15 | Hawaii | 15A90 | 7754 | WAHIAWA | Army | 003 | Honolulu | 8900 | Wahiawa | 2.12 | 2.11 | 1.286 | 1.25 | 1.25 | 1.259 | 1.222 | 1.231 | 1.25 | 0.101
US | United States | 15 | Hawaii | 15025 | 7878 | WHEELER ARMY AIRFIELD | Army | 003 | Honolulu | 8900 | Wahiawa | 2.12 | 2.11 | 1.286 | 1.25 | 1.25 | 1.259 | 1.222 | 1.231 | 1.25 | 0.101
US | United States | 15 | Hawaii | N0534A-LA | 1022 | MT KAALA OAHU | Navy | 003 | Honolulu | 9100 | Waialua | 2.12 | 2.11 | 1.286 | 1.25 | 1.25 | 1.259 | 1.222 | 1.231 | 1.25 | 0.101
US | United States | 15 | Hawaii | 15032 | 4726 | DILLINGHAM MIL RES | Army | 003 | Honolulu | 9100 | Waialua | 2.12 | 2.11 | 1.286 | 1.25 | 1.25 | 1.259 | 1.222 | 1.231 | 1.25 | 0.101
US | United States | 15 | Hawaii | 15590 | 6234 | MOKULEIA ARMY BEACH | Army | 003 | Honolulu | 9100 | Waialua | 2.12 | 2.11 | 1.286 | 1.25 | 1.25 | 1.259 | 1.222 | 1.231 | 1.25 | 0.101
US | United States | 15 | Hawaii | LXHY0001 | 2407 | KAENA POINT SATELLITE TRACKING STATION SITE # 1 | Air Force | 003 | Honolulu | 9200 | Waianae | 2.12 | 2.11 | 1.286 | 1.25 | 1.25 | 1.259 | 1.222 | 1.231 | 1.25 | 0.101
US | United States | 15 | Hawaii | 15545 | 6041 | MAKUA MIL RESERVE | Army | 003 | Honolulu | 9200 | Waianae | 2.12 | 2.11 | 1.286 | 1.25 | 1.25 | 1.259 | 1.222 | 1.231 | 1.25 | 0.101
US | United States | 15 | Hawaii | 15985 | 7758 | WAIANAE-KAI MILITARY RESERVATION | Army | 003 | Honolulu | 9200 | Waianae | 2.12 | 2.11 | 1.286 | 1.25 | 1.25 | 1.259 | 1.222 | 1.231 | 1.25 | 0.101
US | United States | 15 | Hawaii | 18081-10407 | 700566 | MAKUA MIL RES WAIANAE | Army | 003 | Honolulu | 9200 | Waianae | 2.12 | 2.11
US | United States | 15 | Hawaii | M00318-0007 | 33 | MC TRNG AREA BELLOWS | Marine Corps | 003 | Honolulu | 9400 | Waimanalo | 2.12 | 2.11 | 1.286 | 1.25 | 1.25 | 1.259 | 1.222 | 1.231 | 1.25 | 0.101
US | United States | 15 | Hawaii | 15B05 | 6972 | REGIONAL TRAINING INSTITUTE | Army | 003 | Honolulu | 9400 | Waimanalo | 2.12 | 2.11 | 1.286 | 1.25 | 1.25 | 1.259 | 1.222 | 1.231 | 1.25 | 0.101
US | United States | 15 | Hawaii | N62813-WP | 353 | WAIPAHU | Navy | 003 | Honolulu | 9600 | Waipahu | 2.12 | 2.11 | 1.286 | 1.25 | 1.25 | 1.259 | 1.222 | 1.231 | 1.25 | 0.101
US | United States | 15 | Hawaii | N0534A-BA | 1019 | MAUNA KAPU OAHU | Navy | 003 | Honolulu | 9600 | Waipahu | 2.12 | 2.11 | 1.286 | 1.25 | 1.25 | 1.259 | 1.222 | 1.231 | 1.25 | 0.101
US | United States | 15 | Hawaii | N62813-WK | 1062 | WAIKELE | Navy | 003 | Honolulu | 9600 | Waipahu | 2.12 | 2.11 | 1.286 | 1.25 | 1.25 | 1.259 | 1.222 | 1.231 | 1.25 | 0.101
US | United States | 15 | Hawaii | N62813-ED | 169964 | EWA DRUM | Navy | 003 | Honolulu | 9600 | Waipahu | 2.12 | 2.11
US | United States | 15 | Hawaii | N62813-LI | 169966 | LAULAUNUI ISLAND | Navy | 003 | Honolulu | 9600 | Waipahu | 2.12 | 2.11
US | United States | 15 | Hawaii | YVEW0001 | 3418 | WHEELER ADMINISTRATION ANNEX SITE # 1 | Air Force | 003 | Honolulu | 9700 | Wheeler Air Force Base | 2.12 | 2.11 | 1.286 | 1.25 | 1.25 | 1.259 | 1.222 | 1.231 | 1.25 | 0.101
US | United States | 15 | Hawaii | N62813-CS | 169990 | CAMP STOVER | Navy | 003 | Honolulu | 9700 | Wheeler Air Force Base | 2.12 | 2.11
US | United States | 15 | Hawaii | STQS0001 | 3135 | PALEHUA AF SOLAR OB RSC SITE SITE # 1 | Air Force | 003 | Honolulu | 9999 | Unknown | 2.12 | 2.11 | 1.286 | 1.25 | 1.25 | 1.259 | 1.222 | 1.231 | 1.25 | 0.101
US | United States | 15 | Hawaii | WFKY0001 | 3315 | WAHIAWA COMMUNICATION STATION SITE # 1 | Air Force | 003 | Honolulu | 9999 | Unknown | 2.12 | 2.11 | 1.286 | 1.25 | 1.25 | 1.259 | 1.222 | 1.231 | 1.25 | 0.101
US | United States | 15 | Hawaii | 15A05 | 5341 | HANAPEPE | Army | 007 | Kauai | 1500 | Hanapepe | 2.12 | 2.11 | 1.286 | 1.25 | 1.25 | 1.259 | 1.222 | 1.231 | 1.25 | 0.101
US | United States | 15 | Hawaii | 15A40 | 5695 | KAPAA | Army | 007 | Kauai | 3600 | Kapaa | 2.12 | 2.11 | 1.286 | 1.25 | 1.25 | 1.259 | 1.222 | 1.231 | 1.25 | 0.101
US | United States | 15 | Hawaii | N0534A | 176 | Pacific Missile Range Facility Hawaiian Area | Navy | 007 | Kauai | 4700 | Kekaha | 2.12 | 2.11 | 1.286 | 1.25 | 1.25 | 1.259 | 1.222 | 1.231 | 1.25 | 0.101
US | United States | 15 | Hawaii | N0534A-JA | 357 | NIU RIDGE | Navy | 007 | Kauai | 4700 | Kekaha | 2.12 | 2.11 | 1.286 | 1.25 | 1.25 | 1.259 | 1.222 | 1.231 | 1.25 | 0.101
US | United States | 15 | Hawaii | N0534A-MA | 827 | MILOLII | Navy | 007 | Kauai | 4700 | Kekaha | 2.12 | 2.11 | 1.286 | 1.25 | 1.25 | 1.259 | 1.222 | 1.231 | 1.25 | 0.101
US | United States | 15 | Hawaii | N0534A-EA | 1020 | KAMOKALA RIDGE | Navy | 007 | Kauai | 4700 | Kekaha | 2.12 | 2.11 | 1.286 | 1.25 | 1.25 | 1.259 | 1.222 | 1.231 | 1.25 | 0.101
US | United States | 15 | Hawaii | N0534A-HA | 1021 | AF FACILITIES HAWAII | Navy | 007 | Kauai | 4700 | Kekaha | 2.12 | 2.11 | 1.286 | 1.25 | 1.25 | 1.259 | 1.222 | 1.231 | 1.25 | 0.101
US | United States | 15 | Hawaii | BAAM0001 | 1459 | BARKING SANDS COMMUNICATION STATION SITE # 1 | Air Force | 007 | Kauai | 4700 | Kekaha | 2.12 | 2.11 | 1.286 | 1.25 | 1.25 | 1.259 | 1.222 | 1.231 | 1.25 | 0.101
US | United States | 15 | Hawaii | 15A65 | 7613 | TS KEKAHA WETS LTA | Army | 007 | Kauai | 4700 | Kekaha | 2.12 | 2.11 | 1.286 | 1.25 | 1.25 | 1.259 | 1.222 | 1.231 | 1.25 | 0.101
US | United States | 15 | Hawaii | N0534A-FA | 825 | MAKAHA RIDGE | Navy | 007 | Kauai | 5050 | Kokee | 2.12 | 2.11 | 1.286 | 1.25 | 1.25 | 1.259 | 1.222 | 1.231 | 1.25 | 0.101
US | United States | 15 | Hawaii | N0534A-IA | 877 | NASA KOKEE | Navy | 007 | Kauai | 5050 | Kokee | 2.12 | 2.11 | 1.286 | 1.25 | 1.25 | 1.259 | 1.222 | 1.231 | 1.25 | 0.101
US | United States | 15 | Hawaii | N0534A-BS | 170086 | MAKAHA RIDGE BORE SITE | Navy | 007 | Kauai | 5050 | Kokee | 2.12 | 2.11
US | United States | 15 | Hawaii | N0534A-OA | 1181 | KAULA ISLAND | Navy | 007 | Kauai | 6200 | Lihue | 2.12 | 2.11 | 1.286 | 1.25 | 1.25 | 1.259 | 1.222 | 1.231 | 1.25 | 0.101
US | United States | 15 | Hawaii | 82387-12097 | 704207 | KUHIO HWY LIHUE | Army | 007 | Kauai | 6200 | Lihue | 2.12 | 2.11
US | United States | 15 | Hawaii | N0534A-CA | 1180 | PORT ALLEN | Navy | 007 | Kauai | 8350 | Port Allen | 2.12 | 2.11 | 1.286 | 1.25 | 1.25 | 1.259 | 1.222 | 1.231 | 1.25 | 0.101
US | United States | 15 | Hawaii | 15295 | 5700 | KAWAIHAE MIL RESERVE | Army | 007 | Kauai | 9500 | Waimea | 2.12 | 2.11 | 1.286 | 1.25 | 1.25 | 1.259 | 1.222 | 1.231 | 1.25 | 0.101
US | United States | 15 | Hawaii | N0534A-GA | 170082 | LAND GRANT 8153 | Navy | 007 | Kauai | 9500 | Waimea | 2.12 | 2.11
US | United States | 15 | Hawaii | N0534A-GB | 170083 | LAND GRANT 8144 | Navy | 007 | Kauai | 9500 | Waimea | 2.12 | 2.11
US | United States | 15 | Hawaii | N0534A-MW | 170084 | MANA WELL SITE | Navy | 007 | Kauai | 9500 | Waimea | 2.12 | 2.11
US | United States | 15 | Hawaii | N0534A-KA | 826 | NIIHAU ISLAND | Navy | 007 | Kauai | 9997 | Niihau Island | 2.12 | 2.11 | 1.286 | 1.25 | 1.25 | 1.259 | 1.222 | 1.231 | 1.25 | 0.101
US | United States | 15 | Hawaii | N0534A-PS | 170085 | NIIHAU PERCH SITE | Navy | 007 | Kauai | 9997 | Niihau Island | 2.12 | 2.11
US | United States | 15 | Hawaii | N0534A-RS | 170087 | NIIHAU RADAR SITE | Navy | 007 | Kauai | 9997 | Niihau Island | 2.12 | 2.11
US | United States | 15 | Hawaii | MKPP0001 | 2447 | KOKEE AIR FORCE STATION SITE # 1 | Air Force | 007 | Kauai | 9999 | Unknown | 2.12 | 2.11 | 1.286 | 1.25 | 1.25 | 1.259 | 1.222 | 1.231 | 1.25 | 0.101
US | United States | 15 | Hawaii | QNKY0001 | 3011 | MOLOKAI STATION, HI SITE # 1 | Air Force | 009 | Maui | 2700 | Hoolehua | 2.12 | 2.11 | 1.286 | 1.25 | 1.25 | 1.259 | 1.222 | 1.231 | 1.25 | 0.101
US | United States | 15 | Hawaii | KABD0001 | 2331 | KAHULUI COMMUNICATION STATION SITE # 1 | Air Force | 009 | Maui | 2900 | Kahului | 2.12 | 2.11 | 1.286 | 1.25 | 1.25 | 1.259 | 1.222 | 1.231 | 1.25 | 0.101
US | United States | 15 | Hawaii | 82387-13245 | 705354 | W KAAHUMANU AVE KAHULUI | Army | 009 | Maui | 2900 | Kahului | 2.12 | 2.11
US | United States | 15 | Hawaii | 15A50 | 5699 | KAUNAKAKAI | Army | 009 | Maui | 3900 | Kaunakakai | 2.12 | 2.11 | 1.286 | 1.25 | 1.25 | 1.259 | 1.222 | 1.231 | 1.25 | 0.101
US | United States | 15 | Hawaii | 15B10 | 6892 | PU'UNENE | Army | 009 | Maui | 4800 | Kihei | 2.12 | 2.11 | 1.286 | 1.25 | 1.25 | 1.259 | 1.222 | 1.231 | 1.25 | 0.101
US | United States | 15 | Hawaii | 15A67 | 7624 | TS UKUMEHAME RANGE | Army | 009 | Maui | 5600 | Lahaina | 2.12 | 2.11 | 1.286 | 1.25 | 1.25 | 1.259 | 1.222 | 1.231 | 1.25 | 0.101
US | United States | 15 | Hawaii | 15395 | 5743 | KIPAPA AMMO STORAGE SITE | Army | 009 | Maui | 8500 | Pukalani | 2.12 | 2.11 | 1.286 | 1.25 | 1.25 | 1.259 | 1.222 | 1.231 | 1.25 | 0.101
US | United States | 15 | Hawaii | 15999 | 7759 | WAIKAKALAUA AMMO STOR TUNNELS | Army | 009 | Maui | 8500 | Pukalani | 2.12 | 2.11 | 1.286 | 1.25 | 1.25 | 1.259 | 1.222 | 1.231 | 1.25 | 0.101
US | United States | 15 | Hawaii | 82387-12256 | 704366 | MEHEULA PKWY MILILANI | Army | 009 | Maui | 8500 | Pukalani | 2.12 | 2.11
US | United States | 15 | Hawaii | 15965 | 7760 | WAILUKU USARC | Army | 009 | Maui | 9300 | Wailuku | 2.12 | 2.11 | 1.286 | 1.25 | 1.25 | 1.259 | 1.222 | 1.231 | 1.25 | 0.101
US | United States | 15 | Hawaii | M00318-0003 | 29 | MOLOKAI TRAINING FACILITY | Marine Corps | 009 | Maui | 9996 | Molokai Island | 2.12 | 2.11 | 1.286 | 1.25 | 1.25 | 1.259 | 1.222 | 1.231 | 1.25 | 0.101
US | United States | 15 | Hawaii | PNEG0001 | 2775 | MAUI SPACE SURVEILLANCE SITE (SUR) SITE # 1 | Air Force | 009 | Maui | 9999 | Unknown | 2.12 | 2.11 | 1.286 | 1.25 | 1.25 | 1.259 | 1.222 | 1.231 | 1.25 | 0.101
US | United States | 15 | Hawaii | PNEK0001 | 2776 | REMOTE MAUI EXPERIMENTAL SITE SITE # 1 | Air Force | 009 | Maui | 9999 | Unknown | 2.12 | 2.11 | 1.286 | 1.25 | 1.25 | 1.259 | 1.222 | 1.231 | 1.25 | 0.101
US | United States | 16 | Idaho | N68967-BI | 454 | NAVOPSPTCEN BOISE | Navy | 001 | Ada | 0160 | Boise | 0.92 | 0.91 | 1.5 | 1.131 | 1.131 | 0.917 | 0.556 | 1.077 | 1.131 | 1.184
US | United States | 16 | Idaho | 16745 | 4486 | COL JOHN C.. RAINEY USARC | Army | 001 | Ada | 0160 | Boise | 0.92 | 0.91 | 1.5 | 1.131 | 1.131 | 0.917 | 0.556 | 1.077 | 1.131 | 1.184
US | United States | 16 | Idaho | 16725 | 4489 | COL PICKNEY LUGENBEEL USARC | Army | 001 | Ada | 0160 | Boise | 0.92 | 0.91 | 1.5 | 1.131 | 1.131 | 0.917 | 0.556 | 1.077 | 1.131 | 1.184
US | United States | 16 | Idaho | 16A18 | 5201 | GF AVIATION ARMORY (500) | Army | 001 | Ada | 0160 | Boise | 0.92 | 0.91 | 1.5 | 1.131 | 1.131 | 0.917 | 0.556 | 1.077 | 1.131 | 1.184
US | United States | 16 | Idaho | 16A19 | 5202 | GF BENNETT BUILDING (600) | Army | 001 | Ada | 0160 | Boise | 0.92 | 0.91 | 1.5 | 1.131 | 1.131 | 0.917 | 0.556 | 1.077 | 1.131 | 1.184
US | United States | 16 | Idaho | 16A20 | 5238 | GOWEN FIELD BOISE | Army | 001 | Ada | 0160 | Boise | 0.92 | 0.91 | 1.5 | 1.131 | 1.131 | 0.917 | 0.556 | 1.077 | 1.131 | 1.184
US | United States | 16 | Idaho | 16A22 | 6649 | ORCHARD MATES BOISE | Army | 001 | Ada | 0160 | Boise | 0.92 | 0.91 | 1.5 | 1.131 | 1.131 | 0.917 | 0.556 | 1.077 | 1.131 | 1.184
US | United States | 16 | Idaho | 16A25 | 6650 | ORCHARD RANGE TS BOISE | Army | 001 | Ada | 0160 | Boise | 0.92 | 0.91 | 1.5 | 1.131 | 1.131 | 0.917 | 0.556 | 1.077 | 1.131 | 1.184
US | United States | 16 | Idaho | 82387-11832 | 703943 | FAIRVIEW AVE BOISE | Army | 001 | Ada | 0160 | Boise | 0.92 | 0.91
US | United States | 16 | Idaho | 82387-13231 | 705340 | W FRANKLIN RD BOISE | Army | 001 | Ada | 0160 | Boise | 0.92 | 0.91
US | United States | 16 | Idaho | 710221 | 710221 | 12252 W MUIR RIDGE D BOISE | Army | 001 | Ada | 0160 | Boise | 0.92 | 0.91
US | United States | 16 | Idaho | 711107 | 711107 | 550 WEST FORT ST BOISE | Army | 001 | Ada | 0160 | Boise | 0.92 | 0.91
US | United States | 16 | Idaho | 710715 | 710715 | 2032 EAST OVERLAND ROAD MERIDIAN | Army | 001 | Ada | 1070 | Meridian | 0.92 | 0.91
US | United States | 16 | Idaho | BXRH0001 | 1497 | BOISE AIR TERML SITE # 1 | Air Force | 001 | Ada | 9999 | Unknown | 0.92 | 0.91 | 1.5 | 1.131 | 1.131 | 0.917 | 0.556 | 1.077 | 1.131 | 1.184
US | United States | 16 | Idaho | 1683A | 6832 | POCATELLO AIRPORT LTA | Army | 005 | Bannock | 1430 | Pocatello | 0.98 | 0.97 | 1.5 | 1.131 | 1.131 | 0.917 | 0.556 | 1.077 | 1.131 | 1.184
US | United States | 16 | Idaho | 16B55 | 6833 | POCATELLO ARMORY FMS5 | Army | 005 | Bannock | 1430 | Pocatello | 0.98 | 0.97 | 1.5 | 1.131 | 1.131 | 0.917 | 0.556 | 1.077 | 1.131 | 1.184
US | United States | 16 | Idaho | 16B60 | 6834 | POCATELLO TS | Army | 005 | Bannock | 1430 | Pocatello | 0.98 | 0.97 | 1.5 | 1.131 | 1.131 | 0.917 | 0.556 | 1.077 | 1.131 | 1.184
US | United States | 16 | Idaho | 16685 | 7243 | SGT JAMES E. JOHNSON AFRC | Army | 005 | Bannock | 1430 | Pocatello | 0.98 | 0.97 | 1.5 | 1.131 | 1.131 | 0.917 | 0.556 | 1.077 | 1.131 | 1.184
US | United States | 16 | Idaho | 82387-10847 | 702958 | 416 YELLOWSTONE AVE POCATELLO | Army | 005 | Bannock | 1430 | Pocatello | 0.98 | 0.97
US | United States | 16 | Idaho | 16A15 | 3830 | ARCO AEC TS BLACKFOOT | Army | 011 | Bingham | 0130 | Blackfoot | 0.98 | 0.97 | 1.5 | 1.131 | 1.131 | 0.917 | 0.556 | 1.077 | 1.131 | 1.184
US | United States | 16 | Idaho | 16A10 | 4058 | BLACKFOOT ARMORY | Army | 011 | Bingham | 0130 | Blackfoot | 0.98 | 0.97 | 1.5 | 1.131 | 1.131 | 0.917 | 0.556 | 1.077 | 1.131 | 1.184
US | United States | 16 | Idaho | 16A95 | 5323 | HAILEY ARMORY | Army | 013 | Blaine | 0650 | Hailey | 0.98 | 0.97 | 1.5 | 1.131 | 1.131 | 0.917 | 0.556 | 1.077 | 1.131 | 1.184
US | United States | 16 | Idaho | 16B00 | 5324 | HAILEY TS | Army | 013 | Blaine | 0650 | Hailey | 0.98 | 0.97 | 1.5 | 1.131 | 1.131 | 0.917 | 0.556 | 1.077 | 1.131 | 1.184
US | United States | 16 | Idaho | N68436-KO | 494 | WIGWAM KOOTENAI ID | Navy | 017 | Bonner | 0226 | Careywood | 0.98 | 0.97 | 1.5 | 1.131 | 1.131 | 0.917 | 0.556 | 1.077 | 1.131 | 1.184
US | United States | 16 | Idaho | N68436-OP | 1153 | OUTPOST KOOTENAI ID | Navy | 017 | Bonner | 0297 | Cocolalla | 0.98 | 0.97 | 1.5 | 1.131 | 1.131 | 0.917 | 0.556 | 1.077 | 1.131 | 1.184
US | United States | 16 | Idaho | 82387-11992 | 704102 | HIGHWAY 2 W SANDPOINT | Army | 017 | Bonner | 1640 | Sandpoint | 0.98 | 0.97
US | United States | 16 | Idaho | 16B10 | 5524 | IDAHO FALLS ARMORY FMS6 | Army | 019 | Bonneville | 0790 | Idaho Falls | 0.98 | 0.97 | 1.5 | 1.131 | 1.131 | 0.917 | 0.556 | 1.077 | 1.131 | 1.184
US | United States | 16 | Idaho | 16912 | 5525 | IDAHO FALLS TS | Army | 019 | Bonneville | 0790 | Idaho Falls | 0.98 | 0.97 | 1.5 | 1.131 | 1.131 | 0.917 | 0.556 | 1.077 | 1.131 | 1.184
US | United States | 16 | Idaho | 82387-11633 | 703744 | E 17TH ST IDAHO FALLS | Army | 019 | Bonneville | 0790 | Idaho Falls | 0.98 | 0.97
US | United States | 16 | Idaho | 16A30 | 4092 | BONNERS FERRY ARMORY | Army | 021 | Boundary | 0170 | Bonners Ferry | 0.98 | 0.97 | 1.5 | 1.131 | 1.131 | 0.917 | 0.556 | 1.077 | 1.131 | 1.184
US | United States | 16 | Idaho | 16A50 | 4208 | CALDWELL ARMORY | Army | 027 | Canyon | 0210 | Caldwell | 0.98 | 0.97 | 1.5 | 1.131 | 1.131 | 0.917 | 0.556 | 1.077 | 1.131 | 1.184
US | United States | 16 | Idaho | 16A55 | 4209 | CALDWELL FMS2 | Army | 027 | Canyon | 0210 | Caldwell | 0.98 | 0.97 | 1.5 | 1.131 | 1.131 | 0.917 | 0.556 | 1.077 | 1.131 | 1.184
US | United States | 16 | Idaho | 16B40 | 6350 | NAMPA ARMORY FMSS2 | Army | 027 | Canyon | 1200 | Nampa | 0.98 | 0.97 | 1.5 | 1.131 | 1.131 | 0.917 | 0.556 | 1.077 | 1.131 | 1.184
US | United States | 16 | Idaho | 82387-11467 | 703578 | CASSIA ST NAMPA | Army | 027 | Canyon | 1200 | Nampa | 0.98 | 0.97
US | United States | 16 | Idaho | 710545 | 710545 | 5161 DOVE RIDGE NAMPA | Army | 027 | Canyon | 1200 | Nampa | 0.98 | 0.97
US | United States | 16 | Idaho | 16913 | 7901 | WILDER | Army | 027 | Canyon | 1920 | Wilder | 0.98 | 0.97 | 1.5 | 1.131 | 1.131 | 0.917 | 0.556 | 1.077 | 1.131 | 1.184
US | United States | 16 | Idaho | 16A45 | 4184 | BURLEY ARMORY | Army | 031 | Cassia | 0200 | Burley | 0.98 | 0.97 | 1.5 | 1.131 | 1.131 | 0.917 | 0.556 | 1.077 | 1.131 | 1.184
US | United States | 16 | Idaho | 16B45 | 6657 | OROFINO ARMORY | Army | 035 | Clearwater | 1300 | Orofino | 0.98 | 0.97 | 1.5 | 1.131 | 1.131 | 0.917 | 0.556 | 1.077 | 1.131 | 1.184
US | United States | 16 | Idaho | 16911 | 4820 | EDGEMEADE TS MTN HOME | Army | 039 | Elmore | 1150 | Mountain Home | 1.05 | 1.04 | 1.5 | 1.131 | 1.131 | 0.917 | 0.556 | 1.077 | 1.131 | 1.184
US | United States | 16 | Idaho | BVHT0001 | 1494 | BLUE BUTTE COMMUNICATION SITE SITE # 1 | Air Force | 039 | Elmore | 9999 | Unknown | 1.05 | 1.04 | 1.5 | 1.131 | 1.131 | 0.917 | 0.556 | 1.077 | 1.131 | 1.184
US | United States | 16 | Idaho | QYZH0001 | 3029 | MT HOME AFB SITE # 1 | Air Force | 039 | Elmore | 9999 | Unknown | 1.05 | 1.04 | 1.5 | 1.131 | 1.131 | 0.917 | 0.556 | 1.077 | 1.131 | 1.184
US | United States | 16 | Idaho | QZBH0001 | 3035 | MOUNTAIN HOME ILS MIDDLE MARKER ANNEX SITE # 1 | Air Force | 039 | Elmore | 9999 | Unknown | 1.05 | 1.04 | 1.5 | 1.131 | 1.131 | 0.917 | 0.556 | 1.077 | 1.131 | 1.184
US | United States | 16 | Idaho | QZNK0001 | 3037 | MOUNTAIN HOME SMALL ARMS RANGE ANNEX SITE # 1 | Air Force | 039 | Elmore | 9999 | Unknown | 1.05 | 1.04 | 1.5 | 1.131 | 1.131 | 0.917 | 0.556 | 1.077 | 1.131 | 1.184
US | United States | 16 | Idaho | RAAT0001 | 3039 | RATTLESNAKE RADAR SITE SITE # 1 | Air Force | 039 | Elmore | 9999 | Unknown | 1.05 | 1.04 | 1.5 | 1.131 | 1.131 | 0.917 | 0.556 | 1.077 | 1.131 | 1.184
US | United States | 16 | Idaho | 16B65 | 6884 | PRESTON ARMORY | Army | 041 | Franklin | 1480 | Preston | 0.98 | 0.97 | 1.5 | 1.131 | 1.131 | 0.917 | 0.556 | 1.077 | 1.131 | 1.184
US | United States | 16 | Idaho | 16C00 | 7376 | ST ANTHONY ARMORY | Army | 043 | Fremont | 1600 | St. Anthony | 0.98 | 0.97 | 1.5 | 1.131 | 1.131 | 0.917 | 0.556 | 1.077 | 1.131 | 1.184
US | United States | 16 | Idaho | 16C01 | 7377 | ST ANTHONY TS | Army | 043 | Fremont | 1600 | St. Anthony | 0.98 | 0.97 | 1.5 | 1.131 | 1.131 | 0.917 | 0.556 | 1.077 | 1.131 | 1.184
US | United States | 16 | Idaho | 16A75 | 4867 | EMMETT ARMORY | Army | 045 | Gem | 0480 | Emmett | 0.98 | 0.97 | 1.5 | 1.131 | 1.131 | 0.917 | 0.556 | 1.077 | 1.131 | 1.184
US | United States | 16 | Idaho | 16A80 | 5230 | GOODING ARMORY | Army | 047 | Gooding | 0610 | Gooding | 0.98 | 0.97 | 1.5 | 1.131 | 1.131 | 0.917 | 0.556 | 1.077 | 1.131 | 1.184
US | United States | 16 | Idaho | 16A85 | 5231 | GOODING TS | Army | 047 | Gooding | 0610 | Gooding | 0.98 | 0.97 | 1.5 | 1.131 | 1.131 | 0.917 | 0.556 | 1.077 | 1.131 | 1.184
US | United States | 16 | Idaho | ATGF0001 | 1417 | BK-EMITTER SITE SITE # 1 | Air Force | 047 | Gooding | 9999 | Unknown | 0.98 | 0.97 | 1.5 | 1.131 | 1.131 | 0.917 | 0.556 | 1.077 | 1.131 | 1.184
US | United States | 16 | Idaho | 16A90 | 5257 | GRANGEVILLE ARMORY | Army | 049 | Idaho | 0630 | Grangeville | 0.98 | 0.97 | 1.5 | 1.131 | 1.131 | 0.917 | 0.556 | 1.077 | 1.131 | 1.184
US | United States | 16 | Idaho | 16B85 | 5712 | KELLY CANYON TS RIGBY | Army | 051 | Jefferson | 1540 | Rigby | 0.98 | 0.97 | 1.5 | 1.131 | 1.131 | 0.917 | 0.556 | 1.077 | 1.131 | 1.184
US | United States | 16 | Idaho | 16B80 | 7008 | RIGBY ARMORY | Army | 051 | Jefferson | 1540 | Rigby | 0.98 | 0.97 | 1.5 | 1.131 | 1.131 | 0.917 | 0.556 | 1.077 | 1.131 | 1.184
US | United States | 16 | Idaho | 16B20 | 5623 | JEROME ARMORY | Army | 053 | Jerome | 0830 | Jerome | 0.98 | 0.97 | 1.5 | 1.131 | 1.131 | 0.917 | 0.556 | 1.077 | 1.131 | 1.184
US | United States | 16 | Idaho | 16B25 | 5624 | JEROME FMS4 | Army | 053 | Jerome | 0830 | Jerome | 0.98 | 0.97 | 1.5 | 1.131 | 1.131 | 0.917 | 0.556 | 1.077 | 1.131 | 1.184
US | United States | 16 | Idaho | N68436-AC | 592 | BAYVIEW IDAHO | Navy | 055 | Kootenai | 0112 | Bayview | 0.98 | 0.97 | 1.5 | 1.131 | 1.131 | 0.917 | 0.556 | 1.077 | 1.131 | 1.184
US | United States | 16 | Idaho | N68436-BV | 1007 | BAYVIEW IDAHO SITE 2 | Navy | 055 | Kootenai | 0112 | Bayview | 0.98 | 0.97 | 1.5 | 1.131 | 1.131 | 0.917 | 0.556 | 1.077 | 1.131 | 1.184
US | United States | 16 | Idaho | 1692A | 4480 | COEUR D' ALENE AIRPORT, ID LTA | Army | 055 | Kootenai | 0688 | Hayden | 0.98 | 0.97 | 1.5 | 1.131 | 1.131 | 0.917 | 0.556 | 1.077 | 1.131 | 1.184
US | United States | 16 | Idaho | 16735 | 6907 | PVT LLOYD G. MCCARTER USARC | Army | 055 | Kootenai | 0688 | Hayden | 0.98 | 0.97 | 1.5 | 1.131 | 1.131 | 0.917 | 0.556 | 1.077 | 1.131 | 1.184
US | United States | 16 | Idaho | 1681A | 7341 | SPIRIT LAKE, LTA | Army | 055 | Kootenai | 0688 | Hayden | 0.98 | 0.97 | 1.5 | 1.131 | 1.131 | 0.917 | 0.556 | 1.077 | 1.131 | 1.184
US | United States | 16 | Idaho | 70132-10720 | 701991 | 9790 N EILEEN CT HAYDEN | Army | 055 | Kootenai | 0688 | Hayden | 0.98 | 0.97
US | United States | 16 | Idaho | 82387-10452 | 702563 | 201 WEST PRAIRIE HAYDEN | Army | 055 | Kootenai | 0688 | Hayden | 0.98 | 0.97
US | United States | 16 | Idaho | 53450-10001 | 701193 | 10375 SENSOR AVE HAYDEN LAKE | Army | 055 | Kootenai | 0690 | Hayden Lake | 0.98 | 0.97 | 1.5 | 1.131 | 1.131 | 0.917 | 0.556 | 1.077 | 1.131 | 1.184
US | United States | 16 | Idaho | 16B62 | 6867 | POST FALLS ARMORY FMSS1 | Army | 055 | Kootenai | 1460 | Post Falls | 0.98 | 0.97 | 1.5 | 1.131 | 1.131 | 0.917 | 0.556 | 1.077 | 1.131 | 1.184
US | United States | 16 | Idaho | 16B35 | 6284 | MOSCOW ARMORY | Army | 057 | Latah | 1140 | Moscow | 0.98 | 0.97 | 1.5 | 1.131 | 1.131 | 0.917 | 0.556 | 1.077 | 1.131 | 1.184
US | United States | 16 | Idaho | 70132-10244 | 701515 | 2082 WILLOW VIEW PLACE MOSCOW | Army | 057 | Latah | 1140 | Moscow | 0.98 | 0.97
US | United States | 16 | Idaho | 16B70 | 6982 | REXBURG ARMORY | Army | 065 | Madison | 1520 | Rexburg | 0.98 | 0.97 | 1.5 | 1.131 | 1.131 | 0.917 | 0.556 | 1.077 | 1.131 | 1.184
US | United States | 16 | Idaho | 16B95 | 5728 | KIMAMA TS RUPERT | Army | 067 | Minidoka | 1590 | Rupert | 0.98 | 0.97 | 1.5 | 1.131 | 1.131 | 0.917 | 0.556 | 1.077 | 1.131 | 1.184
US | United States | 16 | Idaho | 16B30 | 5883 | LEWISTON ARMORY FMS1 | Army | 069 | Nez Perce | 0960 | Lewiston | 0.98 | 0.97 | 1.5 | 1.131 | 1.131 | 0.917 | 0.556 | 1.077 | 1.131 | 1.184
US | United States | 16 | Idaho | 82387-12047 | 704157 | IDAHO ST LEWISTON | Army | 069 | Nez Perce | 0960 | Lewiston | 0.98 | 0.97
US | United States | 16 | Idaho | ATGB0001 | 1413 | BD-EMITTER SITE SITE # 1 | Air Force | 073 | Owyhee | 9999 | Unknown | 1.05 | 1.04 | 1.5 | 1.131 | 1.131 | 0.917 | 0.556 | 1.077 | 1.131 | 1.184
US | United States | 16 | Idaho | ATGD0001 | 1415 | BF-EMITTER SITE SITE # 1 | Air Force | 073 | Owyhee | 9999 | Unknown | 1.05 | 1.04 | 1.5 | 1.131 | 1.131 | 0.917 | 0.556 | 1.077 | 1.131 | 1.184
US | United States | 16 | Idaho | ATGE0001 | 1416 | BG-EMITTER SITE SITE # 1 | Air Force | 073 | Owyhee | 9999 | Unknown | 1.05 | 1.04 | 1.5 | 1.131 | 1.131 | 0.917 | 0.556 | 1.077 | 1.131 | 1.184
US | United States | 16 | Idaho | ATGH0001 | 1419 | BI-EMITTER SITE SITE # 1 | Air Force | 073 | Owyhee | 9999 | Unknown | 1.05 | 1.04 | 1.5 | 1.131 | 1.131 | 0.917 | 0.556 | 1.077 | 1.131 | 1.184
US | United States | 16 | Idaho | AZYB0001 | 1438 | BB-EMITTER SITE SITE # 1 | Air Force | 073 | Owyhee | 9999 | Unknown | 1.05 | 1.04 | 1.5 | 1.131 | 1.131 | 0.917 | 0.556 | 1.077 | 1.131 | 1.184
US | United States | 16 | Idaho | AZYD0001 | 1440 | AB-EMITTER SITE SITE # 1 | Air Force | 073 | Owyhee | 9999 | Unknown | 1.05 | 1.04 | 1.5 | 1.131 | 1.131 | 0.917 | 0.556 | 1.077 | 1.131 | 1.184
US | United States | 16 | Idaho | AZYL0001 | 1447 | AK-EMITTER SITE SITE # 1 | Air Force | 073 | Owyhee | 9999 | Unknown | 1.05 | 1.04 | 1.5 | 1.131 | 1.131 | 0.917 | 0.556 | 1.077 | 1.131 | 1.184
US | United States | 16 | Idaho | AZYN0001 | 1449 | AM-EMITTER SITE SITE # 1 | Air Force | 073 | Owyhee | 9999 | Unknown | 1.05 | 1.04 | 1.5 | 1.131 | 1.131 | 0.917 | 0.556 | 1.077 | 1.131 | 1.184
US | United States | 16 | Idaho | AZYP0001 | 1450 | AN-EMITTER SITE SITE # 1 | Air Force | 073 | Owyhee | 9999 | Unknown | 1.05 | 1.04 | 1.5 | 1.131 | 1.131 | 0.917 | 0.556 | 1.077 | 1.131 | 1.184
US | United States | 16 | Idaho | AZYQ0001 | 1451 | AO-EMITTER SITE SITE # 1 | Air Force | 073 | Owyhee | 9999 | Unknown | 1.05 | 1.04 | 1.5 | 1.131 | 1.131 | 0.917 | 0.556 | 1.077 | 1.131 | 1.184
US | United States | 16 | Idaho | AZYR0001 | 1452 | AP-EMITTER SITE SITE # 1 | Air Force | 073 | Owyhee | 9999 | Unknown | 1.05 | 1.04 | 1.5 | 1.131 | 1.131 | 0.917 | 0.556 | 1.077 | 1.131 | 1.184
US | United States | 16 | Idaho | AZYS0001 | 1453 | AQ-EMITTER SITE SITE # 1 | Air Force | 073 | Owyhee | 9999 | Unknown | 1.05 | 1.04 | 1.5 | 1.131 | 1.131 | 0.917 | 0.556 | 1.077 | 1.131 | 1.184
US | United States | 16 | Idaho | AZYT0001 | 1454 | AT-EMITTER SITE SITE # 1 | Air Force | 073 | Owyhee | 9999 | Unknown | 1.05 | 1.04 | 1.5 | 1.131 | 1.131 | 0.917 | 0.556 | 1.077 | 1.131 | 1.184
US | United States | 16 | Idaho | AZYU0001 | 1455 | AU-EMITTER SITE SITE # 1 | Air Force | 073 | Owyhee | 9999 | Unknown | 1.05 | 1.04 | 1.5 | 1.131 | 1.131 | 0.917 | 0.556 | 1.077 | 1.131 | 1.184
US | United States | 16 | Idaho | AZYV0001 | 1456 | AV-EMITTER SITE SITE # 1 | Air Force | 073 | Owyhee | 9999 | Unknown | 1.05 | 1.04 | 1.5 | 1.131 | 1.131 | 0.917 | 0.556 | 1.077 | 1.131 | 1.184
US | United States | 16 | Idaho | BMTS0001 | 1479 | BALD MOUNTAIN TRAINING SITE SITE # 1 | Air Force | 073 | Owyhee | 9999 | Unknown | 1.05 | 1.04 | 1.5 | 1.131 | 1.131 | 0.917 | 0.556 | 1.077 | 1.131 | 1.184
US | United States | 16 | Idaho | GRBF0001 | 2073 | GRASMERE TRAINING SITE SITE # 1 | Air Force | 073 | Owyhee | 9999 | Unknown | 1.05 | 1.04 | 1.5 | 1.131 | 1.131 | 0.917 | 0.556 | 1.077 | 1.131 | 1.184
US | United States | 16 | Idaho | NDTC0001 | 2491 | NO-DROP 9 TACTICAL TRAINING RANGE SITE # 1 | Air Force | 073 | Owyhee | 9999 | Unknown | 1.05 | 1.04 | 1.5 | 1.131 | 1.131 | 0.917 | 0.556 | 1.077 | 1.131 | 1.184
US | United States | 16 | Idaho | QYZJ0001 | 3030 | NO-DROP 1 TACTICAL TRAINING RANGE SITE # 1 | Air Force | 073 | Owyhee | 9999 | Unknown | 1.05 | 1.04 | 1.5 | 1.131 | 1.131 | 0.917 | 0.556 | 1.077 | 1.131 | 1.184
US | United States | 16 | Idaho | QYZK0001 | 3031 | NO-DROP 4 TACTICAL TRAINING RANGE SITE # 1 | Air Force | 073 | Owyhee | 9999 | Unknown | 1.05 | 1.04 | 1.5 | 1.131 | 1.131 | 0.917 | 0.556 | 1.077 | 1.131 | 1.184
US | United States | 16 | Idaho | QYZL0001 | 3032 | NO-DROP 5 TACTICAL TRAINING RANGE SITE # 1 | Air Force | 073 | Owyhee | 9999 | Unknown | 1.05 | 1.04 | 1.5 | 1.131 | 1.131 | 0.917 | 0.556 | 1.077 | 1.131 | 1.184
US | United States | 16 | Idaho | QYZN0001 | 3034 | NO-DROP 8 TACTICAL TRAINING RANGE SITE # 1 | Air Force | 073 | Owyhee | 9999 | Unknown | 1.05 | 1.04 | 1.5 | 1.131 | 1.131 | 0.917 | 0.556 | 1.077 | 1.131 | 1.184
US | United States | 16 | Idaho | QZND0001 | 3036 | MOUNTAIN HOME RECREATION ANNEX SITE # 1 | Air Force | 073 | Owyhee | 9999 | Unknown | 1.05 | 1.04 | 1.5 | 1.131 | 1.131 | 0.917 | 0.556 | 1.077 | 1.131 | 1.184
US | United States | 16 | Idaho | SXAC0001 | 3141 | BA-EMITTER SITE SITE # 1 | Air Force | 073 | Owyhee | 9999 | Unknown | 1.05 | 1.04 | 1.5 | 1.131 | 1.131 | 0.917 | 0.556 | 1.077 | 1.131 | 1.184
US | United States | 16 | Idaho | VAPM0001 | 3250 | SAYLOR CREEK AIR FORCE RANGE SITE # 1 | Air Force | 073 | Owyhee | 9999 | Unknown | 1.05 | 1.04 | 1.5 | 1.131 | 1.131 | 0.917 | 0.556 | 1.077 | 1.131 | 1.184
US | United States | 16 | Idaho | 16B50 | 6728 | PAYETTE ARMORY | Army | 075 | Payette | 1370 | Payette | 0.98 | 0.97 | 1.5 | 1.131 | 1.131 | 0.917 | 0.556 | 1.077 | 1.131 | 1.184
US | United States | 16 | Idaho | 16A70 | 4764 | DRIGGS ARMORY | Army | 081 | Teton | 0410 | Driggs | 0.98 | 0.97 | 1.5 | 1.131 | 1.131 | 0.917 | 0.556 | 1.077 | 1.131 | 1.184
US | United States | 16 | Idaho | 16A40 | 4180 | BUHL TS | Army | 083 | Twin Falls | 0190 | Buhl | 0.98 | 0.97 | 1.5 | 1.131 | 1.131 | 0.917 | 0.556 | 1.077 | 1.131 | 1.184
US | United States | 16 | Idaho | 16910 | 6040 | MAJOR ALLRED USARC | Army | 083 | Twin Falls | 1830 | Twin Falls | 0.98 | 0.97 | 1.5 | 1.131 | 1.131 | 0.917 | 0.556 | 1.077 | 1.131 | 1.184
US | United States | 16 | Idaho | 16C05 | 7648 | TWIN FALLS ARMORY | Army | 083 | Twin Falls | 1830 | Twin Falls | 0.98 | 0.97 | 1.5 | 1.131 | 1.131 | 0.917 | 0.556 | 1.077 | 1.131 | 1.184
US | United States | 16 | Idaho | 16C10 | 7649 | TWIN FALLS TS | Army | 083 | Twin Falls | 1830 | Twin Falls | 0.98 | 0.97 | 1.5 | 1.131 | 1.131 | 0.917 | 0.556 | 1.077 | 1.131 | 1.184
US | United States | 16 | Idaho | 710546 | 710546 | 1432 ANNY DRIVE E TWIN FALLS | Army | 083 | Twin Falls | 1830 | Twin Falls | 0.98 | 0.97
US | United States | 16 | Idaho | ATGC0001 | 1414 | BE-EMITTER SITE SITE # 1 | Air Force | 083 | Twin Falls | 9999 | Unknown | 0.98 | 0.97 | 1.5 | 1.131 | 1.131 | 0.917 | 0.556 | 1.077 | 1.131 | 1.184
US | United States | 16 | Idaho | ATGG0001 | 1418 | BJ-EMITTER SITE SITE # 1 | Air Force | 083 | Twin Falls | 9999 | Unknown | 0.98 | 0.97 | 1.5 | 1.131 | 1.131 | 0.917 | 0.556 | 1.077 | 1.131 | 1.184
US | United States | 16 | Idaho | ATGI0001 | 1420 | BC-EMITTER SITE SITE # 1 | Air Force | 083 | Twin Falls | 9999 | Unknown | 0.98 | 0.97 | 1.5 | 1.131 | 1.131 | 0.917 | 0.556 | 1.077 | 1.131 | 1.184
US | United States | 16 | Idaho | AZYC0001 | 1439 | AA-EMITTER SITE SITE # 1 | Air Force | 083 | Twin Falls | 9999 | Unknown | 0.98 | 0.97 | 1.5 | 1.131 | 1.131 | 0.917 | 0.556 | 1.077 | 1.131 | 1.184
US | United States | 16 | Idaho | AZYE0001 | 1441 | AC-EMITTER SITE SITE # 1 | Air Force | 083 | Twin Falls | 9999 | Unknown | 0.98 | 0.97 | 1.5 | 1.131 | 1.131 | 0.917 | 0.556 | 1.077 | 1.131 | 1.184
US | United States | 16 | Idaho | AZYF0001 | 1442 | AE-EMITTER SITE SITE # 1 | Air Force | 083 | Twin Falls | 9999 | Unknown | 0.98 | 0.97 | 1.5 | 1.131 | 1.131 | 0.917 | 0.556 | 1.077 | 1.131 | 1.184
US | United States | 16 | Idaho | AZYG0001 | 1443 | AF-EMITTER SITE SITE # 1 | Air Force | 083 | Twin Falls | 9999 | Unknown | 0.98 | 0.97 | 1.5 | 1.131 | 1.131 | 0.917 | 0.556 | 1.077 | 1.131 | 1.184
US | United States | 16 | Idaho | AZYH0001 | 1444 | AG-EMITTER SITE SITE # 1 | Air Force | 083 | Twin Falls | 9999 | Unknown | 0.98 | 0.97 | 1.5 | 1.131 | 1.131 | 0.917 | 0.556 | 1.077 | 1.131 | 1.184
US | United States | 16 | Idaho | AZYJ0001 | 1445 | AH-EMITTER SITE SITE # 1 | Air Force | 083 | Twin Falls | 9999 | Unknown | 0.98 | 0.97 | 1.5 | 1.131 | 1.131 | 0.917 | 0.556 | 1.077 | 1.131 | 1.184
US | United States | 16 | Idaho | AZYK0001 | 1446 | AI-EMITTER SITE SITE # 1 | Air Force | 083 | Twin Falls | 9999 | Unknown | 0.98 | 0.97 | 1.5 | 1.131 | 1.131 | 0.917 | 0.556 | 1.077 | 1.131 | 1.184
US | United States | 16 | Idaho | AZYM0001 | 1448 | AJ-EMITTER SITE SITE # 1 | Air Force | 083 | Twin Falls | 9999 | Unknown | 0.98 | 0.97 | 1.5 | 1.131 | 1.131 | 0.917 | 0.556 | 1.077 | 1.131 | 1.184
US | United States | 16 | Idaho | GGWR0001 | 1830 | JUNIPER BUTTE RANGE SITE # 1 | Air Force | 083 | Twin Falls | 9999 | Unknown | 0.98 | 0.97 | 1.5 | 1.131 | 1.131 | 0.917 | 0.556 | 1.077 | 1.131 | 1.184
US | United States | 16 | Idaho | QYZM0001 | 3033 | NO-DROP 7 TACTICAL TRAINING RANGE SITE # 1 | Air Force | 083 | Twin Falls | 9999 | Unknown | 0.98 | 0.97 | 1.5 | 1.131 | 1.131 | 0.917 | 0.556 | 1.077 | 1.131 | 1.184
US | United States | 17 | Illinois | 70132-10280 | 701551 | 2311 CRYDER LANE PLAINFIELD | Army | 001 | Adams | 7008 | Plainville | 1.19 | 1.24
US | United States | 17 | Illinois | 17935 | 5914 | LINCOLN-DOUGLAS USARC | Army | 001 | Adams | 7180 | Quincy | 1.19 | 1.24 | 0.857 | 1.131 | 1.131 | 1 | 0.778 | 1.615 | 1.131 | 1.41
US | United States | 17 | Illinois | 17C05 | 6914 | QUINCY (GEN GRIMMER) FMS 20 | Army | 001 | Adams | 7180 | Quincy | 1.19 | 1.24 | 0.857 | 1.131 | 1.131 | 1 | 0.778 | 1.615 | 1.131 | 1.41
US | United States | 17 | Illinois | 70132-10234 | 701505 | 2033 SPURCE STREET QUINCY | Army | 001 | Adams | 7180 | Quincy | 1.19 | 1.24
US | United States | 17 | Illinois | 70132-10374 | 701645 | 325 SOUTH 12TH STREE QUINCY | Army | 001 | Adams | 7180 | Quincy | 1.19 | 1.24
US | United States | 17 | Illinois | 82387-12327 | 704437 | N 32ND ST QUINCY | Army | 001 | Adams | 7180 | Quincy | 1.19 | 1.24
US | United States | 17 | Illinois | 710478 | 710478 | 2824 COLLEGE QUINCY | Army | 001 | Adams | 7180 | Quincy | 1.19 | 1.24
US | United States | 17 | Illinois | 710777 | 710777 | 2200 1/2 BROADWAY QUINCY | Army | 001 | Adams | 7180 | Quincy | 1.19 | 1.24
US | United States | 17 | Illinois | 710973 | 710973 | 2107 PRAIRIE AVE QUINCY | Army | 001 | Adams | 7180 | Quincy | 1.19 | 1.24
US | United States | 17 | Illinois | 711081 | 711081 | 1633 STATE STREET QUINCY | Army | 001 | Adams | 7180 | Quincy | 1.19 | 1.24
US | United States | 17 | Illinois | 711120 | 711120 | 1818 JEFFERSON STREE QUINCY | Army | 001 | Adams | 7180 | Quincy | 1.19 | 1.24
US | United States | 17 | Illinois | 17A10 | 4206 | CAIRO ARMORY | Army | 003 | Alexander | 1250 | Cairo | 1.19 | 1.24 | 0.857 | 1.131 | 1.131 | 1 | 0.778 | 1.615 | 1.131 | 1.41
US | United States | 17 | Illinois | 17795 | 7183 | SAVANNA DEPOT ACT | Army | 015 | Carroll | 7780 | Savanna | 1.01 | 1.03 | 0.857 | 1.131 | 1.131 | 1 | 0.778 | 1.615 | 1.131 | 1.41
US | United States | 17 | Illinois | 17A03 | 3961 | BEARDSTOWN ARMORY | Army | 017 | Cass | 0590 | Beardstown | 1.19 | 1.24 | 0.857 | 1.131 | 1.131 | 1 | 0.778 | 1.615 | 1.131 | 1.41
US | United States | 17 | Illinois | 17A20 | 4375 | CHAMPAIGN ARMORY | Army | 019 | Champaign | 1550 | Champaign | 1.19 | 1.24 | 0.857 | 1.131 | 1.131 | 1 | 0.778 | 1.615 | 1.131 | 1.41
US | United States | 17 | Illinois | 82387-11702 | 703813 | E JOHN ST CHAMPAIGN | Army | 019 | Champaign | 1550 | Champaign | 1.19 | 1.24
US | United States | 17 | Illinois | 82387-12999 | 705109 | SPRINGFIELD CHAMPAIGN | Army | 019 | Champaign | 1550 | Champaign | 1.19 | 1.24
US | United States | 17 | Illinois | 710480 | 710480 | 1912 MCDONALD CHAMPAIGN | Army | 019 | Champaign | 1550 | Champaign | 1.19 | 1.24
US | United States | 17 | Illinois | N00128-RO | 333 | NROTC CHAMPAIGN IL | Navy | 019 | Champaign | 7220 | Rantoul | 1.19 | 1.24 | 0.857 | 1.131 | 1.131 | 1 | 0.778 | 1.615 | 1.131 | 1.41
US | United States | 17 | Illinois | 17C07 | 5913 | LINCOLN YOUTH CHALLENGE | Army | 019 | Champaign | 7220 | Rantoul | 1.19 | 1.24 | 0.857 | 1.131 | 1.131 | 1 | 0.778 | 1.615 | 1.131 | 1.41
US | United States | 17 | Illinois | 17840 | 3679 | 2LT R H STEPHENS USARC | Army | 019 | Champaign | 8770 | Urbana | 1.19 | 1.24 | 0.857 | 1.131 | 1.131 | 1 | 0.778 | 1.615 | 1.131 | 1.41
US | United States | 17 | Illinois | 17C60 | 7662 | URBANA ARMORY FMS 17 | Army | 019 | Champaign | 8770 | Urbana | 1.19 | 1.24 | 0.857 | 1.131 | 1.131 | 1 | 0.778 | 1.615 | 1.131 | 1.41
US | United States | 17 | Illinois | 18081-10279 | 700438 | CERL URBANA | Army | 019 | Champaign | 8770 | Urbana | 1.19 | 1.24
US | United States | 17 | Illinois | DJDB0001 | 1578 | CHANUTE AFB SITE # 1 | Air Force | 019 | Champaign | 9999 | Unknown | 1.19 | 1.24 | 0.857 | 1.131 | 1.131 | 1 | 0.778 | 1.615 | 1.131 | 1.41
US | United States | 17 | Illinois | 70132-10257 | 701528 | 220 MONROE CHARLESTON | Army | 029 | Coles | 1590 | Charleston | 1.19 | 1.24
US | United States | 17 | Illinois | 82387-13249 | 705358 | W LINCOLN CHARLESTON | Army | 029 | Coles | 1590 | Charleston | 1.19 | 1.24
US | United States | 17 | Illinois | 711133 | 711133 | 1221 MADISON STREET CHARLESTON | Army | 029 | Coles | 1590 | Charleston | 1.19 | 1.24
US | United States | 17 | Illinois | 17B65 | 6111 | MATTOON ARMORY FMS 5 | Army | 029 | Coles | 5390 | Mattoon | 1.19 | 1.24 | 0.857 | 1.131 | 1.131 | 1 | 0.778 | 1.615 | 1.131 | 1.41
US | United States | 17 | Illinois | 17580 | 4488 | COL P. SCHULSTAD USARC | Army | 031 | Cook | 0280 | Arlington Hts | 1.31 | 1.38 | 0.857 | 1.131 | 1.131 | 1 | 0.778 | 1.615 | 1.131 | 1.41
US | United States | 17 | Illinois | 711128 | 711128 | 11 EAST CANTERBURY ARLINGTON HEIGHTS | Army | 031 | Cook | 0280 | Arlington Hts | 1.31 | 1.38
US | United States | 17 | Illinois | 82387-11262 | 703373 | 9120 W OGDEN BROOKFIELD | Army | 031 | Cook | 1050 | Brookfield | 1.31 | 1.38
US | United States | 17 | Illinois | M68479-0015 | 116 | CHICAGO IL MCRC | Marine Corps | 031 | Cook | 1670 | Chicago | 1.31 | 1.38 | 0.857 | 1.231 | 1.231 | 1 | 0.778 | 1.615 | 1.231 | 1.44
US | United States | 17 | Illinois | 17A35 | 4420 | CHICAGO (CALUMET AVE ARMORY) | Army | 031 | Cook | 1670 | Chicago | 1.31 | 1.38 | 0.857 | 1.231 | 1.231 | 1 | 0.778 | 1.615 | 1.231 | 1.41
US | United States | 17 | Illinois | 17A50 | 4421 | CHICAGO (NORTHWEST ARMORY) | Army | 031 | Cook | 1670 | Chicago | 1.31 | 1.38 | 0.857 | 1.231 | 1.231 | 1 | 0.778 | 1.615 | 1.231 | 1.41
US | United States | 17 | Illinois | 17A25 | 4422 | CHICAGO(MIDWAY ARMORY,AASF#2) | Army | 031 | Cook | 1670 | Chicago | 1.31 | 1.38 | 0.857 | 1.231 | 1.231 | 1 | 0.778 | 1.615 | 1.231 | 1.41
US | United States | 17 | Illinois | 17A45 | 4423 | CHICAGO, JONES ARMORY FMS 14 | Army | 031 | Cook | 1670 | Chicago | 1.31 | 1.38 | 0.857 | 1.231 | 1.231 | 1 | 0.778 | 1.615 | 1.231 | 1.41
US | United States | 17 | Illinois | 17849 | 7244 | SGT JAMES W ROBINSON JR | Army | 031 | Cook | 1670 | Chicago | 1.31 | 1.38 | 0.857 | 1.231 | 1.231 | 1 | 0.778 | 1.615 | 1.231 | 1.41
US | United States | 17 | Illinois | 82387-10004 | 702115 | 10 W. 35TH STREET CHICAGO | Army | 031 | Cook | 1670 | Chicago | 1.31 | 1.38
US | United States | 17 | Illinois | 82387-11645 | 703756 | E 87TH ST CHICAGO | Army | 031 | Cook | 1670 | Chicago | 1.31 | 1.38
US | United States | 17 | Illinois | 82387-12353 | 704463 | N CICERO CHICAGO | Army | 031 | Cook | 1670 | Chicago | 1.31 | 1.38
US | United States | 17 | Illinois | 82387-12437 | 704547 | N MILWAUKEE AVE CHICAGO | Army | 031 | Cook | 1670 | Chicago | 1.31 | 1.38
US | United States | 17 | Illinois | 82387-12859 | 704969 | S PULASKI CHICAGO | Army | 031 | Cook | 1670 | Chicago | 1.31 | 1.38
US | United States | 17 | Illinois | 82387-12871 | 704981 | S STATE ST CHICAGO | Army | 031 | Cook | 1670 | Chicago | 1.31 | 1.38
US | United States | 17 | Illinois | 82387-12879 | 704989 | S TROY ST CHICAGO | Army | 031 | Cook | 1670 | Chicago | 1.31 | 1.38
US | United States | 17 | Illinois | 82387-12886 | 704996 | S WENTWORTH CHICAGO | Army | 031 | Cook | 1670 | Chicago | 1.31 | 1.38
US | United States | 17 | Illinois | 82387-12888 | 704998 | S WESTERN CHICAGO | Army | 031 | Cook | 1670 | Chicago | 1.31 | 1.38
US | United States | 17 | Illinois | 82387-13178 | 705287 | W 35TH ST CHICAGO | Army | 031 | Cook | 1670 | Chicago | 1.31 | 1.38
US | United States | 17 | Illinois | 710169 | 710169 | 201 JOE ORR RD CHICAGO HEIGHTS | Army | 031 | Cook | 1680 | Chicago Hts | 1.31 | 1.38
US | United States | 17 | Illinois | 82387-10368 | 702479 | 1700 SOUTH WOLF ROAD DES PLAINES | Army | 031 | Cook | 2330 | Des Plaines | 1.31 | 1.38
US | United States | 17 | Illinois | 82387-11604 | 703715 | DES PLAINES DES PLAINES | Army | 031 | Cook | 2330 | Des Plaines | 1.31 | 1.38
US | United States | 17 | Illinois | 82387-11611 | 703722 | DODGE AVE EVANSTON | Army | 031 | Cook | 2870 | Evanston | 1.31 | 1.38
US | United States | 17 | Illinois | 17666 | 9415 | Forest Park AFRC | Army | 031 | Cook | 3100 | Forest Park | 1.31 | 1.38 | 0.857 | 1.231 | 1.231 | 1 | 0.778 | 1.615 | 1.231 | 1.41
US | United States | 17 | Illinois | N00128-GV | 578 | GLENVIEW | Navy | 031 | Cook | 3430 | Glenview | 1.31 | 1.38 | 0.857 | 1.231 | 1.231 | 1 | 0.778 | 1.615 | 1.231 | 1.41
US | United States | 17 | Illinois | 17885 | 8011 | ZEGA BROTHERS USARC | Army | 031 | Cook | 3790 | Harvey | 1.31 | 1.38 | 0.857 | 1.231 | 1.231 | 1 | 0.778 | 1.615 | 1.231 | 1.41
US | United States | 17 | Illinois | 17549 | 7722 | VIETNAM VET MEMORIAL USARC | Army | 031 | Cook | 4010 | Homewood | 1.31 | 1.38 | 0.857 | 1.231 | 1.231 | 1 | 0.778 | 1.615 | 1.231 | 1.41
US | United States | 17 | Illinois | 82387-12808 | 704918 | S HALSTED HOMEWOOD | Army | 031 | Cook | 4010 | Homewood | 1.31 | 1.38
US | United States | 17 | Illinois | 82387-12809 | 704919 | S HARLEM AVE LYONS | Army | 031 | Cook | 5040 | Lyons | 1.31 | 1.38
US | United States | 17 | Illinois | 82387-12141 | 704251 | LINCOLN MALL DR MATTESON | Army | 031 | Cook | 5380 | Matteson | 1.31 | 1.38
US | United States | 17 | Illinois | 710342 | 710342 | 4747 AND 4749 LINCOLN MALL DR MATTESON | Army | 031 | Cook | 5380 | Matteson | 1.31 | 1.38
US | United States | 17 | Illinois | 82387-13402 | 705511 | WINSTON MELROSE PARK | Army | 031 | Cook | 5450 | Melrose Park | 1.31 | 1.38
US | United States | 17 | Illinois | 82387-12311 | 704421 | MT PROSPECT RD MOUNT PROSPECT | Army | 031 | Cook | 5870 | Mt Prospect | 1.31 | 1.38
US | United States | 17 | Illinois | 710819 | 710819 | 7501 W CERMAK RD NORTH RIVERSIDE | Army | 031 | Cook | 6360 | North Riverside | 1.31 | 1.38
US | United States | 17 | Illinois | 82387-13190 | 705299 | W 95TH OAK LAWN | Army | 031 | Cook | 6400 | Oak Lawn | 1.31 | 1.38
US | United States | 17 | Illinois | 82387-10036 | 702147 | 101 W. MADISON OAK PARK | Army | 031 | Cook | 6410 | Oak Park | 1.31 | 1.38
US | United States | 17 | Illinois | 82387-12529 | 704639 | NORTH AVE OAK PARK | Army | 031 | Cook | 6410 | Oak Park | 1.31 | 1.38
US | United States | 17 | Illinois | 17505 | 3797 | AMSA, #45 (G) | Army | 031 | Cook | 6610 | Orland Park | 1.31 | 1.38 | 0.857 | 1.231 | 1.231 | 1 | 0.778 | 1.615 | 1.231 | 1.41
US | United States | 17 | Illinois | 82387-13170 | 705279 | W 159TH ST ORLAND PARK | Army | 031 | Cook | 6610 | Orland Park | 1.31 | 1.38
US | United States | 17 | Illinois | 82387-12458 | 704568 | N RAND RD PALATINE | Army | 031 | Cook | 6650 | Palatine | 1.31 | 1.38
US | United States | 17 | Illinois | 710316 | 710316 | 317 E DUNDEE ROAD PALATINE | Army | 031 | Cook | 6650 | Palatine | 1.31 | 1.38
US | United States | 17 | Illinois | 17465 | 6345 | N RIVERSIDE (NG MAINT CENTER) | Army | 031 | Cook | 7350 | Riverside | 1.31 | 1.38 | 0.857 | 1.231 | 1.231 | 1 | 0.778 | 1.615 | 1.231 | 1.41
US | United States | 17 | Illinois | 17B80 | 6568 | NORTH RIVERSIDE ARMORY | Army | 031 | Cook | 7350 | Riverside | 1.31 | 1.38 | 0.857 | 1.231 | 1.231 | 1 | 0.778 | 1.615 | 1.231 | 1.41
US | United States | 17 | Illinois | 17A60 | 4591 | CRESTWOOD ARMORY FMS 02 | Army | 031 | Cook | 7380 | Robbins | 1.31 | 1.38 | 0.857 | 1.131 | 1.131 | 1 | 0.778 | 1.615 | 1.131 | 1.41
US | United States | 17 | Illinois | 82387-12914 | 705024 | SCHAUMBURG SCHAUMBURG | Army | 031 | Cook | 7813 | Schaumburg | 1.31 | 1.38
US | United States | 17 | Illinois | 82387-12873 | 704983 | S STATE ST SOUTH HOLLAND | Army | 031 | Cook | 8120 | South Holland | 1.31 | 1.38
US | United States | 17 | Illinois | 82387-11817 | 703928 | ENTERPRISE DR WESTCHESTER | Army | 031 | Cook | 9170 | Westchester | 1.31 | 1.38
US | United States | 17 | Illinois | 70132-10005 | 701276 | 1 PHEASANT RUN DEKALB | Army | 037 | DeKalb | 2280 | De Kalb | 1.19 | 1.24
US | United States | 17 | Illinois | 82387-12158 | 704268 | LUCINDA AVE DE KALB | Army | 037 | DeKalb | 2280 | De Kalb | 1.19 | 1.24
US | United States | 17 | Illinois | 17C55 | 7485 | SYCAMORE ARMORY | Army | 037 | DeKalb | 8450 | Sycamore | 1.19 | 1.24 | 0.857 | 1.231 | 1.231 | 1 | 0.778 | 1.615 | 1.231 | 1.41
US | United States | 17 | Illinois | 82387-10857 | 702968 | 4255 WESTBROOK DR AURORA | Army | 043 | DuPage | 0460 | Aurora | 1.19 | 1.24
US | United States | 17 | Illinois | 82387-13235 | 705344 | W GRAND AVE BENSENVILLE | Army | 043 | DuPage | 0740 | Bensenville | 1.31 | 1.38
US | United States | 17 | Illinois | 18081-10146 | 700305 | 4100 W 76TH ST CHICAGO | Army | 043 | DuPage | 1670 | Chicago | 1.31 | 1.38
US | United States | 17 | Illinois | 82387-10537 | 702648 | 230 S. DEARBORN ST. CHICAGO | Army | 043 | DuPage | 1670 | Chicago | 1.31 | 1.38
US | United States | 17 | Illinois | 82387-10890 | 703001 | 450 S FEDERAL ST CHICAGO | Army | 043 | DuPage | 1670 | Chicago | 1.31 | 1.38
US | United States | 17 | Illinois | 82387-12354 | 704464 | N CLYBOURN CHICAGO | Army | 043 | DuPage | 1670 | Chicago | 1.31 | 1.38
US | United States | 17 | Illinois | 82387-12884 | 704994 | S WELLS CHICAGO | Army | 043 | DuPage | 1670 | Chicago | 1.31 | 1.38
US | United States | 17 | Illinois | 710667 | 710667 | 2550 W ADDISON CHICAGO | Army | 043 | DuPage | 1670 | Chicago | 1.31 | 1.38
US | United States | 17 | Illinois | 710669 | 710669 | 1400 E 47TH STREET CHICAGO | Army | 043 | DuPage | 1670 | Chicago | 1.31 | 1.38
US | United States | 17 | Illinois | 711028 | 711028 | 352 & 356 E 47TH ST CHICAGO | Army | 043 | DuPage | 1670 | Chicago | 1.31 | 1.38
US | United States | 17 | Illinois | 17812 | 6704 | PARKHURST USARC/OMS/DS | Army | 043 | DuPage | 2225 | Darien | 1.31 | 1.38 | 0.857 | 1.131 | 1.131 | 1 | 0.778 | 1.615 | 1.131 | 1.41
US | United States | 17 | Illinois | 82387-12833 | 704943 | S MAIN ST DOWNERS GROVE | Army | 043 | DuPage | 2440 | Downers Grove | 1.31 | 1.38
US | United States | 17 | Illinois | 82387-10583 | 702694 | 250 E ARMY TRAIL RD GLENDALE HEIGHTS | Army | 043 | DuPage | 3416 | Glendale Heights | 1.31 | 1.38
US | United States | 17 | Illinois | 82387-12583 | 704693 | OGDEN AVE NAPERVILLE | Army | 043 | DuPage | 5980 | Naperville | 1.19 | 1.24
US | United States | 17 | Illinois | 710613 | 710613 | 1346 S. LORRAINE ROAD WHEATON | Army | 043 | DuPage | 9290 | Wheaton | 1.31 | 1.38
US | United States | 17 | Illinois | 17B90 | 6700 | PARIS ARMORY FMS 10 | Army | 045 | Edgar | 6720 | Paris | 1.19 | 1.24 | 0.857 | 1.131 | 1.131 | 1 | 0.778 | 1.615 | 1.131 | 1.41
US | United States | 17 | Illinois | 17B00 | 4826 | EFFINGHAM ARMORY | Army | 049 | Effingham | 2650 | Effingham | 1.19 | 1.24 | 0.857 | 1.131 | 1.131 | 1 | 0.778 | 1.615 | 1.131 | 1.41
US | United States | 17 | Illinois | 82387-11120 | 703231 | 707 W. FAYETTE AVE. EFFINGHAM | Army | 049 | Effingham | 2650 | Effingham | 1.19 | 1.24
US | United States | 17 | Illinois | 17C70 | 9442 | WEST FRANKFORT ARMORY | Army | 055 | Franklin | 9230 | West Frankfort | 1.19 | 1.24 | 0.857 | 1.131 | 1.131 | 1 | 0.778 | 1.615 | 1.131 | 1.41
US | United States | 17 | Illinois | 17827 | 7234 | SGT BRUCE G HOWERTER USARC | Army | 057 | Fulton | 1320 | Canton | 1.19 | 1.24 | 0.857 | 1.131 | 1.131 | 1 | 0.778 | 1.615 | 1.131 | 1.41
US | United States | 17 | Illinois | 82387-12134 | 704244 | LIBERTY ST MORRIS | Army | 063 | Grundy | 5750 | Morris | 1.19 | 1.24
US | United States | 17 | Illinois | 17B20 | 5152 | GALVA ARMORY | Army | 073 | Henry | 3270 | Galva | 1.19 | 1.24 | 0.857 | 1.131 | 1.131 | 1 | 0.778 | 1.615 | 1.131 | 1.41
US | United States | 17 | Illinois | 17B40 | 5722 | KEWANEE ARMORY FMS 07 | Army | 073 | Henry | 4450 | Kewanee | 1.19 | 1.24 | 0.857 | 1.131 | 1.131 | 1 | 0.778 | 1.615 | 1.131 | 1.41
US | United States | 17 | Illinois | 17A15 | 4317 | CARBONDALE ARMORY FMS 08 | Army | 077 | Jackson | 1350 | Carbondale | 1.19 | 1.24 | 0.857 | 1.131 | 1.131 | 1 | 0.778 | 1.615 | 1.131 | 1.41
US | United States | 17 | Illinois | 82387-11778 | 703889 | E WALNUT ST CARBONDALE | Army | 077 | Jackson | 1350 | Carbondale | 1.19 | 1.24
US | United States | 17 | Illinois | 82387-12819 | 704929 | S ILLINOIS ST CARBONDALE | Army | 077 | Jackson | 1350 | Carbondale | 1.19 | 1.24
US | United States | 17 | Illinois | 17835 | 7228 | SFC E L COPPLE USARC | Army | 081 | Jefferson | 0660 | Belle Rive | 1.19 | 1.24 | 0.857 | 1.131 | 1.131 | 1 | 0.778 | 1.615 | 1.131 | 1.41
US | United States | 17 | Illinois | 17B75 | 6308 | MT VERNON ARMORY | Army | 081 | Jefferson | 5900 | Mt Vernon | 1.19 | 1.24 | 0.857 | 1.131 | 1.131 | 1 | 0.778 | 1.615 | 1.131 | 1.41
US | United States | 17 | Illinois | 17B73 | 6309 | MT VERNON CLINIC | Army | 081 | Jefferson | 5900 | Mt Vernon | 1.19 | 1.24 | 0.857 | 1.131 | 1.131 | 1 | 0.778 | 1.615 | 1.131 | 1.41
US | United States | 17 | Illinois | 82387-11424 | 703535 | BROADWAY MOUNT VERNON | Army | 081 | Jefferson | 5900 | Mt Vernon | 1.19 | 1.24
US | United States | 17 | Illinois | 17A01 | 3895 | AURORA ARMORY | Army | 089 | Kane | 0460 | Aurora | 1.19 | 1.24 | 0.857 | 1.231 | 1.231 | 1 | 0.778 | 1.615 | 1.231 | 1.41
US | United States | 17 | Illinois | 17815 | 5066 | FOX VALLEY MEMORIAL USARC | Army | 089 | Kane | 0460 | Aurora | 1.19 | 1.24 | 0.857 | 1.231 | 1.231 | 1 | 0.778 | 1.615 | 1.231 | 2.099
US | United States | 17 | Illinois | 82387-12401 | 704511 | N LAKE ST AURORA | Army | 089 | Kane | 0460 | Aurora | 1.19 | 1.24
US | United States | 17 | Illinois | 82387-12997 | 705107 | SPRING HILL DR CARPENTERSVILLE | Army | 089 | Kane | 1390 | Carpentersville | 1.19 | 1.24
US | United States | 17 | Illinois | 710016 | 710016 | 2148 2152 RANDALL RD CARPENTERSVILLE | Army | 089 | Kane | 1390 | Carpentersville | 1.19 | 1.24
US | United States | 17 | Illinois | 17B05 | 4843 | ELGIN ARMORY | Army | 089 | Kane | 2690 | Elgin | 1.19 | 1.24 | 0.857 | 1.231 | 1.231 | 1 | 0.778 | 1.615 | 1.231 | 2.099
US | United States | 17 | Illinois | 82387-12464 | 704574 | N SECOND ST ST CHARLES | Army | 089 | Kane | 7640 | St. Charles | 1.19 | 1.24
US | United States | 17 | Illinois | 82387-12672 | 704782 | PRAIRIE ST ST CHARLES | Army | 089 | Kane | 7640 | St. Charles | 1.19 | 1.24
US | United States | 17 | Illinois | 710437 | 710437 | 738 DOUBLEJACK STREET BOURBONNAIS | Army | 091 | Kankakee | 0900 | Bourbonnais | 1.19 | 1.24
US | United States | 17 | Illinois | 82387-12399 | 704509 | N KINZIE RD BRADLEY | Army | 091 | Kankakee | 0940 | Bradley | 1.19 | 1.24
US | United States | 17 | Illinois | 17B35 | 5690 | KANKAKEE (CPT STEFANICH JAFRC) | Army | 091 | Kankakee | 4380 | Kankakee | 1.19 | 1.24 | 0.857 | 1.231 | 1.231 | 1 | 0.778 | 1.615 | 1.231 | 1.41
US | United States | 17 | Illinois | 17B15 | 5147 | GALESBURG ARMORY | Army | 095 | Knox | 3260 | Galesburg | 1.19 | 1.24
US | United States | 17 | Illinois | 82387-11783 | 703894 | EAGLE WAY GALESBURG | Army | 095 | Knox | 3260 | Galesburg | 1.19 | 1.24
US | United States | 17 | Illinois | 710665 | 710665 | 503 KNOX SQUARE DR GALESBURG | Army | 095 | Knox | 3260 | Galesburg | 1.19 | 1.24
US | United States | 17 | Illinois | 82387-12736 | 704846 | ROUTE 173 ANTIOCH | Army | 097 | Lake | 0230 | Antioch | 1.31 | 1.37
US | United States | 17 | Illinois | 82387-12286 | 704396 | MILWAUKEE DEERFIELD | Army | 097 | Lake | 2270 | Deerfield | 1.31 | 1.37
US | United States | 17 | Illinois | N00128 | 194 | Naval Station, Great Lakes IL | Navy | 097 | Lake | 3595 | Great Lakes | 1.31 | 1.37 | 0.857 | 1.231 | 1.231 | 1 | 0.778 | 1.615 | 1.231 | 1.41
US | United States | 17 | Illinois | N00128-WG | 9540 | GL WILLOW GLEN | Navy | 097 | Lake | 3595 | Great Lakes | 1.31 | 1.37
US | United States | 17 | Illinois | N00128-NV | 9541 | GL NIMITZ VILLAGE | Navy | 097 | Lake | 3595 | Great Lakes | 1.31 | 1.37
US | United States | 17 | Illinois | N00128-CP | 9543 | GL CAMP PORTER | Navy | 097 | Lake | 3595 | Great Lakes | 1.31 | 1.37 | 0.857 | 1.231 | 1.231 | 1 | 0.778 | 1.615 | 1.231 | 1.41
US | United States | 17 | Illinois | N00128-PJ | 9544 | GL CAMP JPJ | Navy | 097 | Lake | 3595 | Great Lakes | 1.31 | 1.37 | 0.857 | 1.231 | 1.231 | 1 | 0.778 | 1.615 | 1.231 | 1.41
US | United States | 17 | Illinois | N00128-MC | 9545 | GL CAMP MOFFETT | Navy | 097 | Lake | 3595 | Great Lakes | 1.31 | 1.37
US | United States | 17 | Illinois | N00128-FV | 9546 | GL FORRESTAL VILLAGE | Navy | 097 | Lake | 3595 | Great Lakes | 1.31 | 1.37
US | United States | 17 | Illinois | N00128-HV | 9547 | GL HALSEY VILLAGE | Navy | 097 | Lake | 3595 | Great Lakes | 1.31 | 1.37
US | United States | 17 | Illinois | 82387-11947 | 704058 | GREAT LAKES GREAT LAKES | Army | 097 | Lake | 3595 | Great Lakes | 1.31 | 1.37
US | United States | 17 | Illinois | 82387-11948 | 704059 | GREAT LAKES NAVAL BASE | Army | 097 | Lake | 3595 | Great Lakes | 1.31 | 1.37
US | United States | 17 | Illinois | N00128-FS | 577 | FORT SHERIDAN | Navy | 097 | Lake | 3910 | Highland Park | 1.31 | 1.37 | 0.857 | 1.231 | 1.231 | 1 | 0.778 | 1.615 | 1.231 | 2.099
US | United States | 17 | Illinois | 17898 | 6570 | NORTH SHORE MEMORIAL USARC | Army | 097 | Lake | 3910 | Highland Park | 1.31 | 1.37 | 0.857 | 1.231 | 1.231 | 1 | 0.778 | 1.615 | 1.231 | 1.41
US | United States | 17 | Illinois | 17997 | 7265 | SHERIDAN CEMETERY | Army | 097 | Lake | 3910 | Highland Park | 1.31 | 1.37 | 0.857 | 1.231 | 1.231 | 1 | 0.778 | 1.615 | 1.231 | 1.41
US | United States | 17 | Illinois | 17887 | 7267 | SHERIDAN RESERVE COMPLEX | Army | 097 | Lake | 3910 | Highland Park | 1.31 | 1.37 | 0.857 | 1.231 | 1.231 | 1 | 0.778 | 1.615 | 1.231 | 1.41
US | United States | 17 | Illinois | 82387-12438 | 704548 | N MILWAUKEE LIBERTYVILLE | Army | 097 | Lake | 4820 | Libertyville | 1.31 | 1.37
US | United States | 17 | Illinois | 710807 | 710807 | 2834 GREEN BAY RD NORTH CHICAGO | Army | 097 | Lake | 6290 | North Chicago | 1.31 | 1.37
US | United States | 17 | Illinois | 82387-10951 | 703062 | 520 EAST ROLLINS ROAD ROUND LAKE BEACH | Army | 097 | Lake | 7560 | Round Lake Beach | 1.31 | 1.37
US | United States | 17 | Illinois | 82387-12729 | 704839 | ROLLINS RD ROUND LAKE BEACH | Army | 097 | Lake | 7560 | Round Lake Beach | 1.31 | 1.37
US | United States | 17 | Illinois | 17985 | 7813 | WAUKEGAN AFRC | Army | 097 | Lake | 9100 | Waukegan | 1.31 | 1.37 | 0.857 | 1.231 | 1.231 | 1 | 0.778 | 1.615 | 1.231 | 1.41
US | United States | 17 | Illinois | 17C65 | 7814 | WAUKEGAN ARMORY | Army | 097 | Lake | 9100 | Waukegan | 1.31 | 1.37 | 0.857 | 1.231 | 1.231 | 1 | 0.778 | 1.615 | 1.231 | 1.41
US | United States | 17 | Illinois | 82387-12382 | 704492 | N GREEN BAY RD WAUKEGAN | Army | 097 | Lake | 9100 | Waukegan | 1.31 | 1.37
US | United States | 17 | Illinois | 17B60 | 6089 | MARSEILLES (MTA TNG AREA) | Army | 099 | LaSalle | 5300 | Marseilles | 1.19 | 1.24 | 0.857 | 1.131 | 1.131 | 1 | 0.778 | 1.615 | 1.131 | 1.41
US | United States | 17 | Illinois | 17928 | 7711 | VETERANS MEMORIAL USARC | Army | 099 | LaSalle | 6900 | Peru | 1.19 | 1.24 | 0.857 | 1.131 | 1.131 | 1 | 0.778 | 1.615 | 1.131 | 1.41
US | United States | 17 | Illinois | 82387-12948 | 705058 | SHOOTING PRK RD PERU | Army | 099 | LaSalle | 6900 | Peru | 1.19 | 1.24
US | United States | 17 | Illinois | 17C45 | 7452 | STREATOR ARMORY | Army | 099 | LaSalle | 8370 | Streator | 1.19 | 1.24 | 0.857 | 1.131 | 1.131 | 1 | 0.778 | 1.615 | 1.131 | 1.41
US | United States | 17 | Illinois | 17B45 | 5842 | LAWRENCEVILLE ARMORY | Army | 101 | Lawrence | 4710 | Lawrenceville | 1.19 | 1.24 | 0.857 | 1.131 | 1.131 | 1 | 0.778 | 1.615 | 1.131 | 1.41
US | United States | 17 | Illinois | 17A90 | 4730 | DIXON ARMORY | Army | 103 | Lee | 2380 | Dixon | 1.19 | 1.24 | 0.857 | 1.131 | 1.131 | 1 | 0.778 | 1.615 | 1.131 | 1.41
US | United States | 17 | Illinois | 82387-12376 | 704486 | N GALENA DIXON | Army | 103 | Lee | 2380 | Dixon | 1.19 | 1.24
US | United States | 17 | Illinois | 17C00 | 6844 | PONTIAC ARMORY | Army | 105 | Livingston | 7070 | Pontiac | 1.19 | 1.24 | 0.857 | 1.131 | 1.131 | 1 | 0.778 | 1.615 | 1.131 | 1.41
US | United States | 17 | Illinois | 17B55 | 6004 | MACOMB ARMORY FMS 19A | Army | 109 | McDonough | 5100 | Macomb | 1.19 | 1.24 | 0.857 | 1.131 | 1.131 | 1 | 0.778 | 1.615 | 1.131 | 1.41
US | United States | 17 | Illinois | 82387-13244 | 705353 | W JACKSON MACOMB | Army | 109 | McDonough | 5100 | Macomb | 1.19 | 1.24
US | United States | 17 | Illinois | 17255 | 4391 | CHARLES MELVIN PRICE SPT CTR | Army | 111 | McHenry | 0059 | Alden | 1.19 | 1.24 | 0.857 | 1.131 | 1.131 | 1 | 0.778 | 1.615 | 1.131 | 1.41
US | United States | 17 | Illinois | 82387-11205 | 703316 | 829 VIRGINIA STREET CRYSTAL LAKE | Army | 111 | McHenry | 2100 | Crystal Lake | 1.19 | 1.24
US | United States | 17 | Illinois | 82387-12552 | 704662 | NORTHWEST HWY CRYSTAL LAKE | Army | 111 | McHenry | 2100 | Crystal Lake | 1.19 | 1.24
US | United States | 17 | Illinois | 17C75 | 7960 | WOODSTOCK ARMORY | Army | 111 | McHenry | 9560 | Woodstock | 1.19 | 1.24 | 0.857 | 1.231 | 1.231 | 1 | 0.778 | 1.615 | 1.231 | 1.41
US | United States | 17 | Illinois | 17A05 | 4068 | BLOOMINGTON ARMORY FMS 16 | Army | 113 | McLean | 0840 | Bloomington | 1.19 | 1.24 | 0.857 | 1.131 | 1.131 | 1 | 0.778 | 1.615 | 1.131 | 1.41
US | United States | 17 | Illinois | 17830 | 4070 | BLOOMINGTON USARC | Army | 113 | McLean | 0840 | Bloomington | 1.19 | 1.24 | 0.857 | 1.131 | 1.131 | 1 | 0.778 | 1.615 | 1.131 | 1.41
US | United States | 17 | Illinois | 82387-11779 | 703890 | E WASHINGTON BLOOMINGTON | Army | 113 | McLean | 0840 | Bloomington | 1.19 | 1.24
US | United States | 17 | Illinois | 82387-12457 | 704567 | N PROSPECT RD BLOOMINGTON | Army | 113 | McLean | 0840 | Bloomington | 1.19 | 1.24
US | United States | 17 | Illinois | N00128-DC | 833 | NAVOPSPTCEN DECATUR IL | Navy | 115 | Macon | 2250 | Decatur | 1.19 | 1.24 | 0.857 | 1.131 | 1.131 | 1 | 0.778 | 1.615 | 1.131 | 1.41
US | United States | 17 | Illinois | N00128-DD | 1256 | NAVOPSPTCEN DECATUR IL 1 | Navy | 115 | Macon | 2250 | Decatur | 1.19 | 1.24 | 0.857 | 1.131 | 1.131 | 1 | 0.778 | 1.615 | 1.131 | 1.41
US | United States | 17 | Illinois | 17A80 | 4672 | DECATUR AASF#1 | Army | 115 | Macon | 2250 | Decatur | 1.19 | 1.24 | 0.857 | 1.131 | 1.131 | 1 | 0.778 | 1.615 | 1.131 | 1.41
US | United States | 17 | Illinois | 17A75 | 4673 | DECATUR ARMORY FMS 04 | Army | 115 | Macon | 2250 | Decatur | 1.19 | 1.24 | 0.857 | 1.131 | 1.131 | 1 | 0.778 | 1.615 | 1.131 | 1.41
US | United States | 17 | Illinois | 17863 | 6037 | MAJ HERBERT J DEXTER USARC | Army | 115 | Macon | 2250 | Decatur | 1.19 | 1.24 | 0.857 | 1.131 | 1.131 | 1 | 0.778 | 1.615 | 1.131 | 1.41
US | United States | 17 | Illinois | 82387-12480 | 704590 | N WATER ST DECATUR | Army | 115 | Macon | 2250 | Decatur | 1.19 | 1.24
US | United States | 17 | Illinois | 82387-10839 | 702950 | 4115 HUMBERT ROAD ALTON | Army | 119 | Madison | 0160 | Alton | 1.19 | 1.24
US | United States | 17 | Illinois | 82387-12026 | 704136 | HUMBERT RD ALTON | Army | 119 | Madison | 0160 | Alton | 1.19 | 1.24
US | United States | 17 | Illinois | 17884 | 5140 | FUTURE MCAR PROJECT | Army | 119 | Madison | 3550 | Granite City | 1.19 | 1.24 | 0.857 | 1.131 | 1.131 | 1 | 0.778 | 1.615 | 1.131 | 1.41
US | United States | 17 | Illinois | 1700A | 7679 | USARC/BMA/STORAGE | Army | 119 | Madison | 3550 | Granite City | 1.19 | 1.24 | 0.857 | 1.131 | 1.131 | 1 | 0.778 | 1.615 | 1.131 | 1.41
US | United States | 17 | Illinois | 27864-10019 | 700975 | RIVERS EDGE GRANITE CITY | Army | 119 | Madison | 3550 | Granite City | 1.19 | 1.24 | 0.857 | 1.131 | 1.131 | 1 | 0.778 | 1.615 | 1.131 | 1.41
US | United States | 17 | Illinois | 82387-12489 | 704599 | NAMEOKI RD GRANITE CITY | Army | 119 | Madison | 3550 | Granite City | 1.19 | 1.24
US | United States | 17 | Illinois | 17995 | 3659 | 1LT A.J. ELLISON USARC | Army | 119 | Madison | 9550 | Wood River | 1.19 | 1.24 | 0.857 | 1.231 | 1.231 | 1 | 0.778 | 1.615 | 1.231 | 1.41
US | United States | 17 | Illinois | 82387-13206 | 705315 | W BROADWAY CENTRALIA | Army | 121 | Marion | 1510 | Centralia | 1.19 | 1.24
US | United States | 17 | Illinois | 17C25 | 7125 | SALEM (LTC MCMACKIN II) ARMORY | Army | 121 | Marion | 7730 | Salem | 1.19 | 1.24 | 0.857 | 1.131 | 1.131 | 1 | 0.778 | 1.615 | 1.131 | 1.41
US | United States | 17 | Illinois | 82387-11526 | 703637 | COLUMBIA CENTRE COLUMBIA | Army | 133 | Monroe | 1930 | Columbia | 1.19 | 1.24
US | United States | 17 | Illinois | 17B50 | 5919 | LITCHFIELD ARMORY | Army | 135 | Montgomery | 4870 | Litchfield | 1.19 | 1.24 | 0.857 | 1.131 | 1.131 | 1 | 0.778 | 1.615 | 1.131 | 1.41
US | United States | 17 | Illinois | 82387-13318 | 705427 | W UNION LITCHFIELD | Army | 135 | Montgomery | 4870 | Litchfield | 1.19 | 1.24
US | United States | 17 | Illinois | 82387-13281 | 705390 | W MORTON JACKSONVILLE | Army | 137 | Morgan | 4250 | Jacksonville | 1.19 | 1.24
US | United States | 17 | Illinois | 17C50 | 7463 | SULLIVAN ARMORY | Army | 139 | Moultrie | 8390 | Sullivan | 1.19 | 1.24 | 0.857 | 1.131 | 1.131 | 1 | 0.778 | 1.615 | 1.131 | 1.41
US | United States | 17 | Illinois | N00128-AC | 576 | HANNA CITY HOUSING | Navy | 143 | Peoria | 3720 | Hanna City | 1.19 | 1.24 | 0.857 | 1.131 | 1.131 | 1 | 0.778 | 1.615 | 1.131 | 1.41
US | United States | 17 | Illinois | N00128-PE | 851 | NAVOPSPTCEN PEORIA IL | Navy | 143 | Peoria | 6850 | Peoria | 1.19 | 1.24 | 0.857 | 1.131 | 1.131 | 1 | 0.778 | 1.615 | 1.131 | 1.41
US | United States | 17 | Illinois | 17A02 | 3939 | BARTONVILLE (PEORIA JAFRC) | Army | 143 | Peoria | 6850 | Peoria | 1.19 | 1.24 | 0.857 | 1.131 | 1.131 | 1 | 0.778 | 1.615 | 1.131 | 1.41
US | United States | 17 | Illinois | 17996 | 6741 | PEORIA AASF # 3 | Army | 143 | Peoria | 6850 | Peoria | 1.19 | 1.24 | 0.857 | 1.131 | 1.131 | 1 | 0.778 | 1.615 | 1.131 | 1.41
US | United States | 17 | Illinois | 82387-12474 | 704584 | N UNIVERSITY ST PEORIA | Army | 143 | Peoria | 6850 | Peoria | 1.19 | 1.24
US | United States | 17 | Illinois | 82387-13328 | 705437 | W WILLOW KNOLL PEORIA | Army | 143 | Peoria | 6850 | Peoria | 1.19 | 1.24
US | United States | 17 | Illinois | JLQN0001 | 2314 | GREATER PEORIA REGIONAL APRT SITE # 1 | Air Force | 143 | Peoria | 9999 | Unknown | 1.19 | 1.24 | 0.857 | 1.131 | 1.131 | 1 | 0.778 | 1.615 | 1.131 | 1.41
US | United States | 17 | Illinois | 17C27 | 7334 | SPARTA ARMORY | Army | 157 | Randolph | 8210 | Sparta | 1.19 | 1.24 | 0.857 | 1.131 | 1.131 | 1 | 0.778 | 1.615 | 1.131 | 1.41
US | United States | 17 | Illinois | 82387-10078 | 702189 | 108 S BOONE STREET OLNEY | Army | 159 | Richland | 6520 | Olney | 1.19 | 1.24
US | United States | 17 | Illinois | 17C03 | 6912 | QUAD CITIES NG ARMORY FMS 19 | Army | 161 | Rock Island | 5560 | Milan | 1.03 | 1.04 | 0.857 | 1.131 | 1.131 | 1 | 0.778 | 1.615 | 1.131 | 1.41
US | United States | 17 | Illinois | 82387-10964 | 703075 | 52ND AVE MOLINE | Army | 161 | Rock Island | 5670 | Moline | 1.03 | 1.04
US | United States | 17 | Illinois | N00128-RI | 852 | NAVOPSPTCEN ROCK ISLAND | Navy | 161 | Rock Island | 7470 | Rock Island | 1.03 | 1.04 | 0.857 | 1.131 | 1.131 | 1 | 0.778 | 1.615 | 1.131 | 1.41
US | United States | 17 | Illinois | N00128-RF | 1257 | NAVOPSPTCEN ROCK IS 1 | Navy | 161 | Rock Island | 7470 | Rock Island | 1.03 | 1.04 | 0.857 | 1.131 | 1.131 | 1 | 0.778 | 1.615 | 1.131 | 1.41
US | United States | 17 | Illinois | 17775 | 7040 | ROCK ISLAND ARSENAL | Army | 161 | Rock Island | 7470 | Rock Island | 1.03 | 1.04 | 0.857 | 1.131 | 1.131 | 1 | 0.778 | 1.615 | 1.131 | 1.41
US | United States | 17 | Illinois | 710817 | 710817 | 3726 25TH STREET ROCK ISLAND | Army | 161 | Rock Island | 7470 | Rock Island | 1.03 | 1.04
US | United States | 17 | Illinois | VDYD0001 | 3255 | SCOTT AFB SITE # 1 | Air Force | 163 | St. Clair | 0670 | Belleville | 1.07 | 1.11 | 0.857 | 1.131 | 1.131 | 1 | 0.778 | 1.615 | 1.131 | 1.41
US | United States | 17 | Illinois | VEJX0001 | 3257 | SCOTT RADIO RELAY ANNEX SITE # 1 | Air Force | 163 | St. Clair | 0670 | Belleville | 1.07 | 1.11 | 0.857 | 1.131 | 1.131 | 1 | 0.778 | 1.615 | 1.131 | 1.41
US | United States | 17 | Illinois | 17825 | 6767 | PFC R GANTNER USARC | Army | 163 | St. Clair | 0670 | Belleville | 1.06 | 1.1 | 0.857 | 1.131 | 1.131 | 1 | 0.778 | 1.615 | 1.131 | 1.41
US | United States | 17 | Illinois | 17A95 | 4799 | EAST ST LOUIS ARMORY FMS 15 | Army | 163 | St. Clair | 1495 | Centreville | 1.06 | 1.1 | 0.857 | 1.131 | 1.131 | 1 | 0.778 | 1.615 | 1.131 | 1.41
US | United States | 17 | Illinois | 82387-10806 | 702917 | 4 COLIGNY PROF PARK COLLINSVILLE | Army | 163 | St. Clair | 1910 | Collinsville | 1.06 | 1.1
US | United States | 17 | Illinois | 82387-10808 | 702919 | 4 EXECUTIVE DR FAIRVIEW HEIGHTS | Army | 163 | St. Clair | 2962 | Fairview Heights | 1.06 | 1.1
US | United States | 17 | Illinois | 82387-10961 | 703072 | 525 LINCOLN HWY FAIRVIEW HEIGHTS | Army | 163 | St. Clair | 2962 | Fairview Heights | 1.06 | 1.1
US | United States | 17 | Illinois | 82387-12897 | 705007 | SALEM PLACE FAIRVIEW HEIGHTS | Army | 163 | St. Clair | 2962 | Fairview Heights | 1.06 | 1.1
US | United States | 17 | Illinois | 710812 | 710812 | SUITE 20, PLAZA ST. FAIRVIEW HEIGHTS | Army | 163 | St. Clair | 2962 | Fairview Heights | 1.06 | 1.1
US | United States | 17 | Illinois | BETM0001 | 1469 | SCOTT MARS COMMUNICATION ANNEX SITE # 1 | Air Force | 163 | St. Clair | 3200 | Freeburg | 1.07 | 1.11 | 0.857 | 1.131 | 1.131 | 1 | 0.778 | 1.615 | 1.131 | 1.41
US | United States | 17 | Illinois | BETP0001 | 1470 | BELLEVILLE TEST ANNEX SITE # 1 | Air Force | 163 | St. Clair | 3200 | Freeburg | 1.07 | 1.11 | 0.857 | 1.131 | 1.131 | 1 | 0.778 | 1.615 | 1.131 | 1.41
US | United States | 17 | Illinois | VEJR0001 | 3256 | SCOTT ILS OUTER MARKER ANNEX SITE # 1 | Air Force | 163 | St. Clair | 5340 | Mascoutah | 1.07 | 1.11 | 0.857 | 1.131 | 1.131 | 1 | 0.778 | 1.615 | 1.131 | 1.41
US | United States | 17 | Illinois | 82387-11436 | 703547 | BUILDING 700 SCOTT A F B | Army | 163 | St. Clair | 7835 | Scott AFB | 1.07 | 1.11
US | United States | 17 | Illinois | 82387-11959 | 704070 | GUM ST HARRISBURG | Army | 165 | Saline | 3750 | Harrisburg | 1.19 | 1.24
US | United States | 17 | Illinois | 710132 | 710132 | 509 VIOLET RIDGE CHATHAM | Army | 167 | Sangamon | 1600 | Chatham | 1.19 | 1.24
US | United States | 17 | Illinois | 710975 | 710975 | 410 GOLDENROD CHATHAM | Army | 167 | Sangamon | 1600 | Chatham | 1.19 | 1.24
US | United States | 17 | Illinois | 711082 | 711082 | 414 GOLDENROD CHATHAM | Army | 167 | Sangamon | 1600 | Chatham | 1.19 | 1.24
US | United States | 17 | Illinois | DCFT0001 | 1562 | CAPITAL AIRPORT SITE # 1 | Air Force | 167 | Sangamon | 8220 | Springfield | 1.19 | 1.24 | 0.857 | 1.131 | 1.131 | 1 | 0.778 | 1.615 | 1.131 | 1.41
US | United States | 17 | Illinois | 17965 | 6039 | MAJ M D O'DONNELL USARC | Army | 167 | Sangamon | 8220 | Springfield | 1.19 | 1.24 | 0.857 | 1.131 | 1.131 | 1 | 0.778 | 1.615 | 1.131 | 1.41
US | United States | 17 | Illinois | 17C35 | 7352 | SPRINGFIELD (TS CP LINCOLN) | Army | 167 | Sangamon | 8220 | Springfield | 1.19 | 1.24 | 0.857 | 1.131 | 1.131 | 1 | 0.778 | 1.615 | 1.131 | 1.41
US | United States | 17 | Illinois | 82387-11608 | 703719 | DIRKSEN PKWY SPRINGFIELD | Army | 167 | Sangamon | 8220 | Springfield | 1.19 | 1.24
US | United States | 17 | Illinois | 82387-13159 | 705268 | VETERANS PKWY SPRINGFIELD | Army | 167 | Sangamon | 8220 | Springfield | 1.19 | 1.24
US | United States | 17 | Illinois | 82387-13277 | 705386 | W MONROE ST SPRINGFIELD | Army | 167 | Sangamon | 8220 | Springfield | 1.19 | 1.24
US | United States | 17 | Illinois | 710439 | 710439 | 826 FREEMAN FARM ROAD SPRINGFIELD | Army | 167 | Sangamon | 8220 | Springfield | 1.19 | 1.24
US | United States | 17 | Illinois | 710657 | 710657 | 308 CLEVELAND STREET SPRINGFIELD | Army | 167 | Sangamon | 8220 | Springfield | 1.19 | 1.24
US | United States | 17 | Illinois | 17B10 | 5097 | FREEPORT ARMORY | Army | 177 | Stephenson | 3220 | Freeport | 1.19 | 1.24 | 0.857 | 1.131 | 1.131 | 1 | 0.778 | 1.615 | 1.131 | 1.41
US | United States | 17 | Illinois | 82387-12887 | 704997 | S WEST AVE FREEPORT | Army | 177 | Stephenson | 3220 | Freeport | 1.19 | 1.24
US | United States | 17 | Illinois | 17A85 | 4688 | DELAVIN ARMORY | Army | 179 | Tazewell | 2300 | Delavan | 1.19 | 1.24 | 0.857 | 1.131 | 1.131 | 1 | 0.778 | 1.615 | 1.131 | 1.41
US | United States | 17 | Illinois | 82387-12722 | 704832 | RIVERSIDE DR EAST PEORIA | Army | 179 | Tazewell | 2600 | East Peoria | 1.19 | 1.24
US | United States | 17 | Illinois | 82387-11563 | 703674 | COURT ST PEKIN | Army | 179 | Tazewell | 6840 | Pekin | 1.19 | 1.24
US | United States | 17 | Illinois | 17861 | 4583 | CPT ROBERT B CHAMPMAN USARC | Army | 183 | Vermilion | 2220 | Danville | 1.19 | 1.24 | 0.857 | 1.131 | 1.131 | 1 | 0.778 | 1.615 | 1.131 | 1.41
US | United States | 17 | Illinois | 17A65 | 4646 | DANVILLE ARMORY | Army | 183 | Vermilion | 2220 | Danville | 1.19 | 1.24 | 0.857 | 1.131 | 1.131 | 1 | 0.778 | 1.615 | 1.131 | 1.41
US | United States | 17 | Illinois | 82387-12380 | 704490 | N GILBERT ST DANVILLE | Army | 183 | Vermilion | 2220 | Danville | 1.19 | 1.24
US | United States | 17 | Illinois | 710385 | 710385 | 16517 CR-2300 NORTH DANVILLE | Army | 183 | Vermilion | 2220 | Danville | 1.19 | 1.24
US | United States | 17 | Illinois | 17B70 | 6238 | MONMOUTH ARMORY | Army | 187 | Warren | 5700 | Monmouth | 1.19 | 1.24
US | United States | 17 | Illinois | 17870 | 6765 | PFC R E WALTON USARC | Army | 191 | Wayne | 2920 | Fairfield | 1.19 | 1.24 | 0.857 | 1.231 | 1.231 | 1 | 0.778 | 1.615 | 1.231 | 1.41
US | United States | 17 | Illinois | 17C10 | 7037 | ROCK FALLS ARMORY FMS 11 | Army | 195 | Whiteside | 7450 | Rock Falls | 1.19 | 1.24 | 0.857 | 1.131 | 1.131 | 1 | 0.778 | 1.615 | 1.131 | 1.41
US | United States | 17 | Illinois | 82387-12685 | 704795 | QUADRANGLE DR BOLINGBROOK | Army | 197 | Will | 0887 | Bolingbrook | 1.19 | 1.24
US | United States | 17 | Illinois | 82387-12119 | 704229 | LARKIN AVE CREST HILL | Army | 197 | Will | 2035 | Crest Hill | 1.19 | 1.24
US | United States | 17 | Illinois | 17896 | 7669 | USAR JOLIET OUTDR TNG (ELWOOD) | Army | 197 | Will | 2800 | Elwood | 1.19 | 1.24 | 0.857 | 1.231 | 1.231 | 1 | 0.778 | 1.615 | 1.231 | 1.41
US | United States | 17 | Illinois | 17B25 | 5650 | JOLIET ARMORY FMS 12 | Army | 197 | Will | 4300 | Joliet | 1.19 | 1.24 | 0.857 | 1.231 | 1.231 | 1 | 0.778 | 1.615 | 1.231 | 1.41
US | United States | 17 | Illinois | 17940 | 5651 | JOLIET RAILROAD USARC EXCESS | Army | 197 | Will | 4300 | Joliet | 1.19 | 1.24 | 0.857 | 1.231 | 1.231 | 1 | 0.778 | 1.615 | 1.231 | 1.41
US | United States | 17 | Illinois | 17894 | 5957 | LOUIS JOLIET AFRC | Army | 197 | Will | 4300 | Joliet | 1.19 | 1.24 | 0.857 | 1.231 | 1.231 | 1 | 0.778 | 1.615 | 1.231 | 1.41
US | United States | 17 | Illinois | 710612 | 710612 | 8319 PEMBRIDGE CT. JOLIET | Army | 197 | Will | 4300 | Joliet | 1.19 | 1.24
US | United States | 17 | Illinois | 710608 | 710608 | 2534 STONEBROOK PLAINFIELD | Army | 197 | Will | 7000 | Plainfield | 1.19 | 1.24
US | United States | 17 | Illinois | 710925 | 710925 | 14519 PATRIOT SQUARE PLAINFIELD | Army | 197 | Will | 7000 | Plainfield | 1.19 | 1.24
US | United States | 17 | Illinois | 17305 | 5648 | JOLIET AAP ELWOOD | Army | 197 | Will | 9390 | Wilmington | 1.19 | 1.24 | 0.857 | 1.231 | 1.231 | 1 | 0.778 | 1.615 | 1.231 | 1.41
US | United States | 17 | Illinois | 17306 | 5649 | JOLIET AAP KANKAKEE | Army | 197 | Will | 9390 | Wilmington | 1.19 | 1.24 | 0.857 | 1.231 | 1.231 | 1 | 0.778 | 1.615 | 1.231 | 1.41
US | United States | 17 | Illinois | 17B57 | 6080 | MARION ARMORY FMS 18 | Army | 199 | Williamson | 5250 | Marion | 1.19 | 1.24 | 0.857 | 1.131 | 1.131 | 1 | 0.778 | 1.615 | 1.131 | 1.41
US | United States | 17 | Illinois | 17905 | 6766 | PFC R G WILSON USARC | Army | 199 | Williamson | 5250 | Marion | 1.19 | 1.24 | 0.857 | 1.131 | 1.131 | 1 | 0.778 | 1.615 | 1.131 | 1.41
US | United States | 17 | Illinois | 82387-12350 | 704460 | N CARBON ST MARION | Army | 199 | Williamson | 5250 | Marion | 1.19 | 1.24
US | United States | 17 | Illinois | 82387-13399 | 705508 | WINDSOR RD LOVES PARK | Army | 201 | Winnebago | 5000 | Loves Park | 1.19 | 1.24
US | United States | 17 | Illinois | 17B53 | 6003 | MACHESNEY PARK ARMORY FMS 13 | Army | 201 | Winnebago | 5087 | Machesney Park | 1.19 | 1.24 | 0.857 | 1.131 | 1.131 | 1 | 0.778 | 1.615 | 1.131 | 1.41
US | United States | 17 | Illinois | 70132-10477 | 701748 | 447 ALTHEA ST. MACHESNEY PARK | Army | 201 | Winnebago | 5087 | Machesney Park | 1.19 | 1.24
US | United States | 17 | Illinois | 710816 | 710816 | 8368 DELTA DRIVE MACHESNEY PARK | Army | 201 | Winnebago | 5087 | Machesney Park | 1.19 | 1.24
US | United States | 17 | Illinois | 17955 | 7042 | ROCKFORD USARC | Army | 201 | Winnebago | 7460 | Rockford | 1.19 | 1.24 | 0.857 | 1.131 | 1.131 | 1 | 0.778 | 1.615 | 1.131 | 1.41
US | United States | 17 | Illinois | 82387-11051 | 703162 | 6180 E. STATE STREET ROCKFORD | Army | 201 | Winnebago | 7460 | Rockford | 1.19 | 1.24
US | United States | 17 | Illinois | 82387-11764 | 703875 | E STATE ST ROCKFORD | Army | 201 | Winnebago | 7460 | Rockford | 1.19 | 1.24
US | United States | 17 | Illinois | 82387-13311 | 705420 | W STATE ST ROCKFORD | Army | 201 | Winnebago | 7460 | Rockford | 1.19 | 1.24
US | United States | 17 | Illinois | 710009 | 710009 | 924 MCKNIGHT CIRCLE ROCKFORD | Army | 201 | Winnebago | 7460 | Rockford | 1.19 | 1.24
US | United States | 17 | Illinois | 710022 | 710022 | 913 MCKNIGHT CIRCLE ROCKFORD | Army | 201 | Winnebago | 7460 | Rockford | 1.19 | 1.24
US | United States | 17 | Illinois | 710438 | 710438 | 3475 HOLIDAY DRIVE ROCKFORD | Army | 201 | Winnebago | 7460 | Rockford | 1.19 | 1.24
US | United States | 17 | Illinois | 710605 | 710605 | 804 ROBINDALE CIRCLE ROCKFORD | Army | 201 | Winnebago | 7460 | Rockford | 1.19 | 1.24
US | United States | 17 | Illinois | 711127 | 711127 | 2755 LUND AVENUE ROCKFORD | Army | 201 | Winnebago | 7460 | Rockford | 1.19 | 1.24
US | United States | 18 | Indiana | ATQZ0001 | 1423 | FORT WAYNE IAP SITE # 1 | Air Force | 003 | Allen | 1580 | Fort Wayne | 0.97 | 0.97 | 0.857 | 1.131 | 1.131 | 0.63 | 0.667 | 1.923 | 1.131 | 1.357
US | United States | 18 | Indiana | 18B00 | 5058 | FORT WAYNE | Army | 003 | Allen | 1580 | Fort Wayne | 0.97 | 0.97 | 0.857 | 1.131 | 1.131 | 0.63 | 0.667 | 1.923 | 1.131 | 1.357
US | United States | 18 | Indiana | 18675 | 6770 | PFC WM L GILLESPIE USARC | Army | 003 | Allen | 1580 | Fort Wayne | 0.97 | 0.97 | 0.857 | 1.131 | 1.131 | 0.63 | 0.667 | 1.923 | 1.131 | 1.357
US | United States | 18 | Indiana | 18081-10054 | 700213 | 1300 S HARRISON ST FORT WAYNE | Army | 003 | Allen | 1580 | Fort Wayne | 0.97 | 0.97
US | United States | 18 | Indiana | 82387-10378 | 702489 | 1726 APPLE GLEN BLVD FORT WAYNE | Army | 003 | Allen | 1580 | Fort Wayne | 0.97 | 0.97
US | United States | 18 | Indiana | 82387-10898 | 703009 | 4705 ILLINOIS ROAD FORT WAYNE | Army | 003 | Allen | 1580 | Fort Wayne | 0.97 | 0.97
US | United States | 18 | Indiana | 82387-12540 | 704650 | NORTHCREST BUS FORT WAYNE | Army | 003 | Allen | 1580 | Fort Wayne | 0.97 | 0.97
US | United States | 18 | Indiana | 82387-12541 | 704651 | NORTHCREST FORT WAYNE | Army | 003 | Allen | 1580 | Fort Wayne | 0.97 | 0.97
US | United States | 18 | Indiana | 710652 | 710652 | 4311 ENGLE RIDGE RD FORT WAYNE | Army | 003 | Allen | 1580 | Fort Wayne | 0.97 | 0.97 | 0.857 | 1.131 | 1.131 | 0.63 | 0.667 | 1.923 | 1.131 | 1.357
US | United States | 18 | Indiana | 18081-10251 | 700410 | BLDG T 111 NEW HAVEN | Army | 003 | Allen | 3480 | New Haven | 0.97 | 0.97
US | United States | 18 | Indiana | 18081-10252 | 700411 | BLDG T 124 NEW HAVEN | Army | 003 | Allen | 3480 | New Haven | 0.97 | 0.97
US | United States | 18 | Indiana | 18081-10253 | 700412 | BLDG T 127 NEW HAVEN | Army | 003 | Allen | 3480 | New Haven | 0.97 | 0.97
US | United States | 18 | Indiana | 18081-10254 | 700413 | BLDG T 130 NEW HAVEN | Army | 003 | Allen | 3480 | New Haven | 0.97 | 0.97
US | United States | 18 | Indiana | 18081-10255 | 700414 | BLDG T 136 NEW HAVEN | Army | 003 | Allen | 3480 | New Haven | 0.97 | 0.97
US | United States | 18 | Indiana | 18081-10256 | 700415 | BLDG T 211 NEW HAVEN | Army | 003 | Allen | 3480 | New Haven | 0.97 | 0.97
US | United States | 18 | Indiana | 18081-10257 | 700416 | BLDG T 212 NEW HAVEN | Army | 003 | Allen | 3480 | New Haven | 0.97 | 0.97
US | United States | 18 | Indiana | 18081-10258 | 700417 | BLDG T 213 NEW HAVEN | Army | 003 | Allen | 3480 | New Haven | 0.97 | 0.97
US | United States | 18 | Indiana | 18081-10259 | 700418 | BLDG T 214 NEW HAVEN | Army | 003 | Allen | 3480 | New Haven | 0.97 | 0.97
US | United States | 18 | Indiana | 18081-10260 | 700419 | BLDG T 215 NEW HAVEN | Army | 003 | Allen | 3480 | New Haven | 0.97 | 0.97
US | United States | 18 | Indiana | 18081-10261 | 700420 | BLDG T 219A NEW HAVEN | Army | 003 | Allen | 3480 | New Haven | 0.97 | 0.97
US | United States | 18 | Indiana | 18A47 | 4514 | COLUMBUS | Army | 005 | Bartholomew | 0990 | Columbus | 0.97 | 0.97 | 0.857 | 1.131 | 1.131 | 0.63 | 0.667 | 1.923 | 1.131 | 1.357
US | United States | 18 | Indiana | 82387-12442 | 704552 | N NATIONAL RD COLUMBUS | Army | 005 | Bartholomew | 0990 | Columbus | 0.97 | 0.97
US | United States | 18 | Indiana | 710976 | 710976 | 2895 HENRY LAKES BLVD COLUMBUS | Army | 005 | Bartholomew | 0990 | Columbus | 0.97 | 0.97
US | United States | 18 | Indiana | AQXG0001 | 1397 | ATTERBURY RESERVE FORCES TRAINING (ANG) SITE # 1 | Air Force | 005 | Bartholomew | 9999 | Unknown | 0.97 | 0.97 | 0.857 | 1.131 | 1.131 | 0.63 | 0.667 | 1.923 | 1.131 | 1.357
US | United States | 18 | Indiana | 18A40 | 4106 | BOSWELL | Army | 007 | Benton | 0430 | Boswell | 0.97 | 0.97 | 0.857 | 1.131 | 1.131 | 0.63 | 0.667 | 1.923 | 1.131 | 1.357
US | United States | 18 | Indiana | 18B35 | 5372 | HARTFORD CITY | Army | 009 | Blackford | 2040 | Hartford City | 0.97 | 0.97 | 0.857 | 1.131 | 1.131 | 0.63 | 0.667 | 1.923 | 1.131 | 1.357
US | United States | 18 | Indiana | 18B85 | 5850 | LEBANON | Army | 011 | Boone | 2630 | Lebanon | 0.97 | 0.97 | 0.857 | 1.131 | 1.131 | 0.63 | 0.667 | 1.923 | 1.131 | 1.357
US | United States | 18 | Indiana | 711124 | 711124 | 2005 EAST 750 SOUTH LEBANON | Army | 011 | Boone | 2630 | Lebanon | 0.97 | 0.97
US | United States | 18 | Indiana | 18A70 | 4692 | DELPHI | Army | 015 | Carroll | 1200 | Delphi | 0.97 | 0.97 | 0.857 | 1.131 | 1.131 | 0.63 | 0.667 | 1.923 | 1.131 | 1.357
US | United States | 18 | Indiana | 18081-10335 | 700494 | FRANKLIN & MARKET ST DELPHI | Army | 015 | Carroll | 1200 | Delphi | 0.97 | 0.97
US | United States | 18 | Indiana | 18B95 | 5939 | LOGANSPORT | Army | 017 | Cass | 2730 | Logansport | 0.95 | 0.95 | 0.857 | 1.131 | 1.131 | 0.63 | 0.667 | 1.923 | 1.131 | 1.357
US | United States | 18 | Indiana | 82387-11661 | 703772 | E BROADWAY LOGANSPORT | Army | 017 | Cass | 2730 | Logansport | 0.95 | 0.95
US | United States | 18 | Indiana | 18226 | 5535 | INDIANA ARMY AMMUNITION PLANT | Army | 019 | Clark | 0800 | Charlestown | 0.97 | 0.97 | 0.857 | 1.131 | 1.131 | 0.63 | 0.667 | 1.923 | 1.131 | 1.357
US | United States | 18 | Indiana | 18081-10060 | 700219 | 1444 HORN STREET CLARKSVILLE | Army | 019 | Clark | 0870 | Clarksville | 0.97 | 0.97
US | United States | 18 | Indiana | 82387-10049 | 702160 | 1025 VETERANS PARKWAY CLARKSVILLE | Army | 019 | Clark | 0870 | Clarksville | 0.97 | 0.97
US | United States | 18 | Indiana | 18725 | 5593 | JAMES T ST CLAIR USARC | Army | 019 | Clark | 2270 | Jeffersonville | 0.97 | 0.97 | 0.857 | 1.131 | 1.131 | 0.63 | 0.667 | 1.923 | 1.131 | 1.357
US | United States | 18 | Indiana | 710006 | 710006 | 6200 E HWY 62 JEFFERSONVILLE | Army | 019 | Clark | 2270 | Jeffersonville | 0.97 | 0.97
US | United States | 18 | Indiana | 710339 | 710339 | 1008 NETTERIDGE ROAD JEFFERSONVILLE | Army | 019 | Clark | 4953 | Utica | 0.97 | 0.97
US | United States | 18 | Indiana | 18A45 | 4127 | BRAZIL | Army | 021 | Clay | 0460 | Brazil | 0.97 | 0.97 | 0.857 | 1.131 | 1.131 | 0.63 | 0.667 | 1.923 | 1.131 | 1.357
US | United States | 18 | Indiana | 18B05 | 5074 | FRANKFORT | Army | 023 | Clinton | 1640 | Frankfort | 0.97 | 0.97 | 0.857 | 1.131 | 1.131 | 0.63 | 0.667 | 1.923 | 1.131 | 1.357
US | United States | 18 | Indiana | 18B10 | 7620 | TS RANGE FOWLER | Army | 023 | Clinton | 1640 | Frankfort | 0.97 | 0.97 | 0.857 | 1.131 | 1.131 | 0.63 | 0.667 | 1.923 | 1.131 | 1.357
US | United States | 18 | Indiana | 18D40 | 7787 | WASHINGTON | Army | 027 | Daviess | 5120 | Washington | 0.97 | 0.97 | 0.857 | 1.131 | 1.131 | 0.63 | 0.667 | 1.923 | 1.131 | 1.357
US | United States | 18 | Indiana | 82387-11255 | 703366 | 906 GREEN BLVD AURORA | Army | 029 | Dearborn | 0230 | Aurora | 0.97 | 0.97
US | United States | 18 | Indiana | 18C25 | 6331 | MUNCIE | Army | 035 | Delaware | 3360 | Muncie | 0.97 | 0.97 | 0.857 | 1.131 | 1.131 | 0.63 | 0.667 | 1.923 | 1.131 | 1.357
US | United States | 18 | Indiana | 82387-13271 | 705380 | W MCGALLIARD MUNCIE | Army | 035 | Delaware | 3360 | Muncie | 0.97 | 0.97
US | United States | 18 | Indiana | 710822 | 710822 | 815 W. MCGALLIARD MUNCIE | Army | 035 | Delaware | 3360 | Muncie | 0.97 | 0.97
US | United States | 18 | Indiana | 18B60 | 5604 | JASPER | Army | 037 | Dubois | 2260 | Jasper | 0.97 | 0.97 | 0.857 | 1.131 | 1.131 | 0.63 | 0.667 | 1.923 | 1.131 | 1.357
US | United States | 18 | Indiana | 82387-13135 | 705244 | US HIGHWAY 231 JASPER | Army | 037 | Dubois | 2260 | Jasper | 0.97 | 0.97
US | United States | 18 | Indiana | 710795 | 710795 | 502 3RD AVENUE JASPER | Army | 037 | Dubois | 2260 | Jasper | 0.97 | 0.97
US | United States | 18 | Indiana | 18A80 | 4851 | ELKHART | Army | 039 | Elkhart | 1410 | Elkhart | 0.97 | 0.97 | 0.857 | 1.131 | 1.131 | 0.63 | 0.667 | 1.923 | 1.131 | 1.357
US | United States | 18 | Indiana | 82387-12441 | 704551 | N NAPPANEE ELKHART | Army | 039 | Elkhart | 1410 | Elkhart | 0.97 | 0.97
US | United States | 18 | Indiana | 18A50 | 4538 | CONNERSVILLE | Army | 041 | Fayette | 1000 | Connersville | 0.97 | 0.97 | 0.857 | 1.231 | 1.231 | 0.63 | 0.667 | 1.923 | 1.231 | 1.357
US | United States | 18 | Indiana | 18C30 | 6386 | NEW ALBANY | Army | 043 | Floyd | 3400 | New Albany | 0.97 | 0.97 | 0.857 | 1.131 | 1.131 | 0.63 | 0.667 | 1.923 | 1.131 | 1.357
US | United States | 18 | Indiana | 18A20 | 3881 | ATTICA | Army | 045 | Fountain | 0210 | Attica | 0.97 | 0.97 | 0.857 | 1.131 | 1.131 | 0.63 | 0.667 | 1.923 | 1.131 | 1.357
US | United States | 18 | Indiana | 18C08 | 6076 | MARION | Army | 053 | Grant | 2850 | Marion | 0.97 | 0.97 | 0.857 | 1.131 | 1.131 | 0.63 | 0.667 | 1.923 | 1.131 | 1.357
US | United States | 18 | Indiana | 18C05 | 6077 | MARION (1938) | Army | 053 | Grant | 2850 | Marion | 0.97 | 0.97 | 0.857 | 1.131 | 1.131 | 0.63 | 0.667 | 1.923 | 1.131 | 1.357
US | United States | 18 | Indiana | 82387-10627 | 702738 | 2716 S. WESTERN AVE. MARION | Army | 053 | Grant | 2850 | Marion | 0.97 | 0.97
US | United States | 18 | Indiana | 82387-11269 | 703380 | 935 NORTH BALDWIN AVENUE MARION | Army | 053 | Grant | 2850 | Marion | 0.97 | 0.97
US | United States | 18 | Indiana | 18B90 | 5917 | LINTON | Army | 055 | Greene | 2690 | Linton | 0.97 | 0.97 | 0.857 | 1.131 | 1.131 | 0.63 | 0.667 | 1.923 | 1.131 | 1.357
US | United States | 18 | Indiana | 18C40 | 6549 | NOBLESVILLE | Army | 057 | Hamilton | 3590 | Noblesville | 0.99 | 0.99 | 0.857 | 1.135 | 1.135 | 0.63 | 0.667 | 1.923 | 1.135 | 1.357
US | United States | 18 | Indiana | 710824 | 710824 | 225 SHERIDAN ROAD NOBLESVILLE | Army | 057 | Hamilton | 3590 | Noblesville | 0.99 | 0.99
US | United States | 18 | Indiana | 18B25 | 5274 | GREENFIELD | Army | 059 | Hancock | 1890 | Greenfield | 0.99 | 0.99 | 0.857 | 1.131 | 1.131 | 0.63 | 0.667 | 1.923 | 1.131 | 1.357
US | United States | 18 | Indiana | 710485 | 710485 | 3614 PLEASURE RIDGE CORYDON | Army | 061 | Harrison | 1030 | Corydon | 0.97 | 0.97
US | United States | 18 | Indiana | 18055 | 4230 | CAMP ATTERBURY | Army | 063 | Hendricks | 0251 | Avon | 0.97 | 0.97 | 0.857 | 1.21 | 1.21 | 0.63 | 0.667 | 1.923 | 1.21 | 1.357
US | United States | 18 | Indiana | 18607 | 7235 | SGT CHARLES H. SESTON USARC | Army | 063 | Hendricks | 0251 | Avon | 0.97 | 0.97 | 0.857 | 1.21 | 1.21 | 0.63 | 0.667 | 1.923 | 1.21 | 1.357
US | United States | 18 | Indiana | 710473 | 710473 | 6906 PRINCESS LANE AVON | Army | 063 | Hendricks | 0251 | Avon | 0.97 | 0.97
US | United States | 18 | Indiana | 710483 | 710483 | 1471 E. TOWNSHIP LIN PLAINFIELD | Army | 063 | Hendricks | 0251 | Avon | 0.97 | 0.97
US | United States | 18 | Indiana | 70132-10039 | 701310 | 1051 PINE RIDGE WAY BROWNSBURG | Army | 063 | Hendricks | 0560 | Brownsburg | 0.97 | 0.97
US | United States | 18 | Indiana | 18A60 | 4644 | DANVILLE | Army | 063 | Hendricks | 1160 | Danville | 0.97 | 0.97 | 0.857 | 1.135 | 1.135 | 0.63 | 0.667 | 1.923 | 1.135 | 1.357
US | United States | 18 | Indiana | 18C35 | 6394 | NEW CASTLE | Army | 065 | Henry | 3450 | New Castle | 0.97 | 0.97 | 0.857 | 1.135 | 1.135 | 0.63 | 0.667 | 1.923 | 1.135 | 1.357
US | United States | 18 | Indiana | 82387-11415 | 703526 | BROAD ST NEW CASTLE | Army | 065 | Henry | 3450 | New Castle | 0.97 | 0.97
US | United States | 18 | Indiana | 18B70 | 5759 | KOKOMO | Army | 067 | Howard | 2430 | Kokomo | 0.97 | 0.97 | 0.857 | 1.131 | 1.131 | 0.63 | 0.667 | 1.923 | 1.131 | 1.357
US | United States | 18 | Indiana | 82387-11767 | 703878 | E SYCAMORE ST KOKOMO | Army | 067 | Howard | 2430 | Kokomo | 0.97 | 0.97
US | United States | 18 | Indiana | 710335 | 710335 | 1012 US 31 KOKOMO | Army | 067 | Howard | 2430 | Kokomo | 0.97 | 0.97
US | United States | 18 | Indiana | 710974 | 710974 | 2517 LAUREN LANE KOKOMO | Army | 067 | Howard | 2430 | Kokomo | 0.97 | 0.97
US | United States | 18 | Indiana | 18B40 | 5507 | HUNTINGTON | Army | 069 | Huntington | 2190 | Huntington | 0.97 | 0.97 | 0.857 | 1.131 | 1.131 | 0.63 | 0.667 | 1.923 | 1.131 | 1.357
US | United States | 18 | Indiana | 18C95 | 7227 | SEYMOUR | Army | 071 | Jackson | 4440 | Seymour | 0.97 | 0.97 | 0.857 | 1.131 | 1.131 | 0.63 | 0.667 | 1.923 | 1.131 | 1.357
US | United States | 18 | Indiana | 18C65 | 6977 | REMINGTON | Army | 073 | Jasper | 4090 | Remington | 0.97 | 0.97 | 0.857 | 1.131 | 1.131 | 0.63 | 0.667 | 1.923 | 1.131 | 1.357
US | United States | 18 | Indiana | 18C70 | 6978 | RENSSELAER | Army | 073 | Jasper | 4100 | Rensselaer | 0.97 | 0.97 | 0.857 | 1.231 | 1.231 | 0.63 | 0.667 | 1.923 | 1.231 | 1.357
US | United States | 18 | Indiana | 18C60 | 6862 | PORTLAND | Army | 075 | Jay | 4040 | Portland | 0.97 | 0.97 | 0.857 | 1.131 | 1.131 | 0.63 | 0.667 | 1.923 | 1.131 | 1.357
US | United States | 18 | Indiana | 18255 | 5617 | JEFFERSON PROVING GROUND | Army | 077 | Jefferson | 2830 | Madison | 0.97 | 0.97 | 0.857 | 1.131 | 1.131 | 0.63 | 0.667 | 1.923 | 1.131 | 1.357
US | United States | 18 | Indiana | 18C00 | 6012 | MADISON | Army | 077 | Jefferson | 2830 | Madison | 0.97 | 0.97 | 0.857 | 1.131 | 1.131 | 0.63 | 0.667 | 1.923 | 1.131 | 1.357
US | United States | 18 | Indiana | 82387-11117 | 703228 | 703 GREEN ROAD MADISON | Army | 077 | Jefferson | 2830 | Madison | 0.97 | 0.97
US | United States | 18 | Indiana | LTWL0001 | 2394 | JEFFERSON PROVING GROUND SITE # 1 | Air Force | 077 | Jefferson | 9999 | Unknown | 0.97 | 0.97 | 0.857 | 1.131 | 1.131 | 0.63 | 0.667 | 1.923 | 1.131 | 1.357
US | United States | 18 | Indiana | 18C45 | 6571 | NORTH VERNON | Army | 079 | Jennings | 3670 | North Vernon | 0.97 | 0.97 | 0.857 | 1.135 | 1.135 | 0.63 | 0.667 | 1.923 | 1.135 | 1.357
US | United States | 18 | Indiana | 82387-13132 | 705242 | US 31 S GREENWOOD | Army | 081 | Johnson | 1950 | Greenwood | 0.97 | 0.97
US | United States | 18 | Indiana | 710165 | 710165 | 1408 ROUND LAKE ROAD GREENWOOD | Army | 081 | Johnson | 1950 | Greenwood | 0.97 | 0.97
US | United States | 18 | Indiana | 710477 | 710477 | 521 BEECHPARK DRIVE GREENWOOD | Army | 081 | Johnson | 1950 | Greenwood | 0.97 | 0.97
US | United States | 18 | Indiana | 711125 | 711125 | 1772 FEATHER REED LA GREENWOOD | Army | 081 | Johnson | 1950 | Greenwood | 0.97 | 0.97
US | United States | 18 | Indiana | 18D30 | 7725 | VINCENNES | Army | 083 | Knox | 5030 | Vincennes | 0.97 | 0.97 | 0.857 | 1.131 | 1.131 | 0.63 | 0.667 | 1.923 | 1.131 | 1.357
US | United States | 18 | Indiana | 82387-11061 | 703172 | 632 KIMMEL ROAD VINCENNES | Army | 083 | Knox | 5030 | Vincennes | 0.97 | 0.97
US | United States | 18 | Indiana | 18D35 | 7785 | WARSAW | Army | 085 | Kosciusko | 5110 | Warsaw | 0.97 | 0.97 | 0.857 | 1.131 | 1.131 | 0.63 | 0.667 | 1.923 | 1.131 | 1.357
US | United States | 18 | Indiana | 82387-12104 | 704214 | LAKE CITY HWY WARSAW | Army | 085 | Kosciusko | 5110 | Warsaw | 0.97 | 0.97
US | United States | 18 | Indiana | 82387-10668 | 702779 | 3 N COURT ST CROWN POINT | Army | 089 | Lake | 1100 | Crown Point | 0.97 | 0.97
US | United States | 18 | Indiana | 18B15 | 5169 | GARY | Army | 089 | Lake | 1730 | Gary | 0.97 | 0.97 | 0.857 | 1.131 | 1.131 | 0.63 | 0.667 | 1.923 | 1.131 | 1.357
US | United States | 18 | Indiana | 18695 | 5635 | JOHN A. BUSHEMI USARC | Army | 089 | Lake | 1730 | Gary | 0.97 | 0.97 | 0.857 | 1.131 | 1.131 | 0.63 | 0.667 | 1.923 | 1.131 | 1.357
US | United States | 18 | Indiana | 18B30 | 5335 | HAMMOND | Army | 089 | Lake | 2010 | Hammond | 0.97 | 0.97 | 0.857 | 1.131 | 1.131 | 0.63 | 0.667 | 1.923 | 1.131 | 1.357
US | United States | 18 | Indiana | 18081-10117 | 700276 | 3200 SHEFFIELD HAMMOND | Army | 089 | Lake | 2010 | Hammond | 0.97 | 0.97
US | United States | 18 | Indiana | 82387-12053 | 704163 | INDIANAPOLIS BLVD HIGHLAND | Army | 089 | Lake | 2090 | Highland | 0.97 | 0.97
US | United States | 18 | Indiana | 18735 | 7064 | ROPER R. PEDDICORD USARC | Army | 089 | Lake | 2120 | Hobart | 0.97 | 0.97 | 0.857 | 1.131 | 1.131 | 0.63 | 0.667 | 1.923 | 1.131 | 1.357
US | United States | 18 | Indiana | 82387-11189 | 703300 | 8100 BROADWAY MERRILLVILLE | Army | 089 | Lake | 2972 | Merrillville | 0.97 | 0.97
US | United States | 18 | Indiana | 18740 | 5822 | LAPORTE CO VETERANS USARC | Army | 091 | LaPorte | 2370 | Kingsbury | 0.97 | 0.97 | 0.857 | 1.131 | 1.131 | 0.63 | 0.667 | 1.923 | 1.131 | 1.357
US | United States | 18 | Indiana | 18B80 | 5772 | LA PORTE | Army | 091 | LaPorte | 2570 | La Porte | 0.97 | 0.97 | 0.857 | 1.131 | 1.131 | 0.63 | 0.667 | 1.923 | 1.131 | 1.357
US | United States | 18 | Indiana | 82387-11323 | 703434 | ANDREWS LAPORTE | Army | 091 | LaPorte | 2570 | La Porte | 0.97 | 0.97
US | United States | 18 | Indiana | 18C15 | 6181 | MICHIGAN CITY | Army | 091 | LaPorte | 2990 | Michigan City | 0.97 | 0.97 | 0.857 | 1.231 | 1.231 | 0.63 | 0.667 | 1.923 | 1.231 | 1.357
US | United States | 18 | Indiana | 82387-11885 | 703996 | FRANKLIN ST MICHIGAN CITY | Army | 091 | LaPorte | 2990 | Michigan City | 0.97 | 0.97
US | United States | 18 | Indiana | 711083 | 711083 | 207 EUCLID AVE. MICHIGAN CITY | Army | 091 | LaPorte | 2990 | Michigan City | 0.97 | 0.97
US | United States | 18 | Indiana | 18A25 | 3972 | BEDFORD | Army | 093 | Lawrence | 0300 | Bedford | 1.05 | 1.06 | 0.857 | 1.131 | 1.131 | 0.63 | 0.667 | 1.923 | 1.131 | 1.357
US | United States | 18 | Indiana | 82387-10567 | 702678 | 2407 16TH ST BEDFORD | Army | 093 | Lawrence | 0300 | Bedford | 1.05 | 1.06
US | United States | 18 | Indiana | 18605 | 3660 | 1LT CHARLES L. WAPLES USARC | Army | 095 | Madison | 0140 | Anderson | 0.97 | 0.97 | 0.857 | 1.131 | 1.131 | 0.63 | 0.667 | 1.923 | 1.131 | 1.357
US | United States | 18 | Indiana | 18A05 | 3748 | ALEXANDRIA | Army | 095 | Madison | 0140 | Anderson | 0.97 | 0.97 | 0.857 | 1.131 | 1.131 | 0.63 | 0.667 | 1.923 | 1.131 | 1.357
US | United States | 18 | Indiana | 18A10 | 3801 | ANDERSON | Army | 095 | Madison | 0140 | Anderson | 0.97 | 0.97 | 0.857 | 1.131 | 1.131 | 0.63 | 0.667 | 1.923 | 1.131 | 1.357
US | United States | 18 | Indiana | 82387-12867 | 704977 | S SCATTERFIELD ANDERSON | Army | 095 | Madison | 0140 | Anderson | 0.97 | 0.97
US | United States | 18 | Indiana | 18A85 | 4865 | ELWOOD | Army | 095 | Madison | 1440 | Elwood | 0.97 | 0.97 | 0.857 | 1.135 | 1.135 | 0.63 | 0.667 | 1.923 | 1.135 | 1.357
US | United States | 18 | Indiana | N00128-IN | 842 | NAVOPSPTCEN INDIANAPOLIS IN | Navy | 097 | Marion | 2210 | Indianapolis | 0.99 | 0.99 | 0.857 | 1.135 | 1.135 | 0.63 | 0.667 | 1.923 | 1.135 | 1.357
US | United States | 18 | Indiana | 18915 | 3649 | (ROBERT M. MOORE) USARC | Army | 097 | Marion | 2210 | Indianapolis | 0.99 | 0.99 | 0.857 | 1.131 | 1.131 | 0.63 | 0.667 | 1.923 | 1.131 | 1.357
US | United States | 18 | Indiana | 18B58 | 4150 | BRONSON HALL INDIANAPOLIS | Army | 097 | Marion | 2210 | Indianapolis | 0.99 | 0.99 | 0.857 | 1.135 | 1.135 | 0.63 | 0.667 | 1.923 | 1.135 | 1.357
US | United States | 18 | Indiana | 18B59 | 4566 | COUNTER DRUG/ENV/SAFETY | Army | 097 | Marion | 2210 | Indianapolis | 0.99 | 0.99 | 0.857 | 1.135 | 1.135 | 0.63 | 0.667 | 1.923 | 1.135 | 1.357
US | United States | 18 | Indiana | 18B57 | 4684 | DEFENSE FIN ACCT CTR INDPLS | Army | 097 | Marion | 2210 | Indianapolis | 0.99 | 0.99 | 0.857 | 1.131 | 1.131 | 0.63 | 0.667 | 1.923 | 1.131 | 1.357
US | United States | 18 | Indiana | 18778 | 4981 | FORT BEN HARRISON USARC | Army | 097 | Marion | 2210 | Indianapolis | 0.99 | 0.99 | 0.857 | 1.135 | 1.135 | 0.63 | 0.667 | 1.923 | 1.135 | 1.357
US | United States | 18 | Indiana | 18175 | 4982 | FORT BENJAMIN HARRISON | Army | 097 | Marion | 2210 | Indianapolis | 0.99 | 0.99 | 0.857 | 1.135 | 1.135 | 0.63 | 0.667 | 1.923 | 1.135 | 1.357
US | United States | 18 | Indiana | 18B50 | 5538 | INDIANAPOLIS 38 ID | Army | 097 | Marion | 2210 | Indianapolis | 0.99 | 0.99 | 0.857 | 1.131 | 1.131 | 0.63 | 0.667 | 1.923 | 1.131 | 1.357
US | United States | 18 | Indiana | 18B52 | 5539 | INDIANAPOLIS CSMS #1 | Army | 097 | Marion | 2210 | Indianapolis | 0.99 | 0.99 | 0.857 | 1.131 | 1.131 | 0.63 | 0.667 | 1.923 | 1.131 | 1.357
US | United States | 18 | Indiana | 18B56 | 5540 | INDIANAPOLIS PAKWAY | Army | 097 | Marion | 2210 | Indianapolis | 0.99 | 0.99 | 0.857 | 1.131 | 1.131 | 0.63 | 0.667 | 1.923 | 1.131 | 1.357
US | United States | 18 | Indiana | 18B45 | 5541 | INDIANAPOLIS TYNDALL | Army | 097 | Marion | 2210 | Indianapolis | 0.99 | 0.99 | 0.857 | 1.131 | 1.131 | 0.63 | 0.667 | 1.923 | 1.131 | 1.357
US | United States | 18 | Indiana | 18B83 | 5836 | LAWRENCE | Army | 097 | Marion | 2210 | Indianapolis | 0.99 | 0.99 | 0.857 | 1.135 | 1.135 | 0.63 | 0.667 | 1.923 | 1.135 | 1.357
US | United States | 18 | Indiana | 18B54 | 6948 | RAYTHEON INPLS INTL AIRPORT | Army | 097 | Marion | 2210 | Indianapolis | 0.99 | 0.99 | 0.857 | 1.135 | 1.135 | 0.63 | 0.667 | 1.923 | 1.135 | 1.357
US | United States | 18 | Indiana | 18B55 | 7447 | STOUT FIELD INDIANAPOLIS | Army | 097 | Marion | 2210 | Indianapolis | 0.99 | 0.99 | 0.857 | 1.135 | 1.135 | 0.63 | 0.667 | 1.923 | 1.135 | 1.357
US | United States | 18 | Indiana | 18081-10217 | 700376 | 8899 EAST 56TH ST FORT BENJAMIN HARRIS | Army | 097 | Marion | 2210 | Indianapolis | 0.99 | 0.99
US | United States | 18 | Indiana | 27864-10012 | 700968 | 8899 EAST 56TH STREET INDIANAPOLIS | Army | 097 | Marion | 2210 | Indianapolis | 0.99 | 0.99 | 0.857 | 1.135 | 1.135 | 0.63 | 0.667 | 1.923 | 1.135 | 1.357
US | United States | 18 | Indiana | 70132-10067 | 701338 | 1117 BEAL COURT INDIANAPOLIS | Army | 097 | Marion | 2210 | Indianapolis | 0.99 | 0.99
US | United States | 18 | Indiana | 70132-10107 | 701378 | 12326 MCCORD LANE INDIANAPOLIS | Army | 097 | Marion | 2210 | Indianapolis | 0.99 | 0.99
US | United States | 18 | Indiana | 70132-10117 | 701388 | 12624 ROAN LANE INDIANAPOLIS | Army | 097 | Marion | 2210 | Indianapolis | 0.99 | 0.99
US | United States | 18 | Indiana | 70132-10669 | 701940 | 8338 NUCKOLS INDIANAPOLIS | Army | 097 | Marion | 2210 | Indianapolis | 0.99 | 0.99
US | United States | 18 | Indiana | 82387-10096 | 702207 | 1102 EAST STOP #11 INDIANAPOLIS | Army | 097 | Marion | 2210 | Indianapolis | 0.99 | 0.99
US | United States | 18 | Indiana | 82387-10947 | 703058 | 5182 PIKE PLAZA INDIANAPOLIS | Army | 097 | Marion | 2210 | Indianapolis | 0.99 | 0.99
US | United States | 18 | Indiana | 82387-11134 | 703245 | 7255 N KEYSTONE INDIANAPOLIS | Army | 097 | Marion | 2210 | Indianapolis | 0.99 | 0.99
US | United States | 18 | Indiana | 82387-11146 | 703257 | 7400 SHADELAND AVENUE INDIANAPOLIS | Army | 097 | Marion | 2210 | Indianapolis | 0.99 | 0.99
US | United States | 18 | Indiana | 82387-11215 | 703326 | 8395 KEYSTONE CROSSING INDIANAPOLIS | Army | 097 | Marion | 2210 | Indianapolis | 0.99 | 0.99
US | United States | 18 | Indiana | 82387-11265 | 703376 | 9152 KENT AVENUE INDIANAPOLIS | Army | 097 | Marion | 2210 | Indianapolis | 0.99 | 0.99
US | United States | 18 | Indiana | 82387-11296 | 703407 | 9926, 9928, 9930 E. WASHINGTON DR INDIANAPOLIS | Army | 097 | Marion | 2210 | Indianapolis | 0.99 | 0.99
US | United States | 18 | Indiana | 82387-11443 | 703554 | CAITO DR INDIANAPOLIS | Army | 097 | Marion | 2210 | Indianapolis | 0.99 | 0.99
US | United States | 18 | Indiana | 82387-11477 | 703588 | CENTER RUN RD INDIANAPOLIS | Army | 097 | Marion | 2210 | Indianapolis | 0.99 | 0.99
US | United States | 18 | Indiana | 82387-12088 | 704198 | KENT AVE INDIANAPOLIS | Army | 097 | Marion | 2210 | Indianapolis | 0.99 | 0.99
US | United States | 18 | Indiana | 710012 | 710012 | 3766 WEST MORRIS STR INDIANAPOLIS | Army | 097 | Marion | 2210 | Indianapolis | 0.99 | 0.99
US | United States | 18 | Indiana | 710066 | 710066 | 301 N. ILLINOIS ST INDIANAPOLIS | Army | 097 | Marion | 2210 | Indianapolis | 0.99 | 0.99
US | United States | 18 | Indiana | 710336 | 710336 | 3636 W. 46TH STREET INDIANAPOLIS | Army | 097 | Marion | 2210 | Indianapolis | 0.99 | 0.99
US | United States | 18 | Indiana | 710337 | 710337 | 3250 N POST INDIANAPOLIS | Army | 097 | Marion | 2210 | Indianapolis | 0.99 | 0.99
US | United States | 18 | Indiana | 710466 | 710466 | 5541 HERBERT LORD DRIVE INDIANAPOLIS | Army | 097 | Marion | 2210 | Indianapolis | 0.99 | 0.99
US | United States | 18 | Indiana | 710656 | 710656 | 12060 LAUREL OAK DRI INDIANAPOLIS | Army | 097 | Marion | 2210 | Indianapolis | 0.99 | 0.99
US | United States | 18 | Indiana | 710658 | 710658 | 7742 BLACKTHORN DRIV INDIANAPOLIS | Army | 097 | Marion | 2210 | Indianapolis | 0.99 | 0.99
US | United States | 18 | Indiana | 710659 | 710659 | 5241 HICKORY LAKE DR INDIANAPOLIS | Army | 097 | Marion | 2210 | Indianapolis | 0.99 | 0.99
US | United States | 18 | Indiana | 18C55 | 6827 | PLYMOUTH | Army | 099 | Marshall | 4010 | Plymouth | 0.97 | 0.97 | 0.857 | 1.131 | 1.131 | 0.63 | 0.667 | 1.923 | 1.131 | 1.357
US | United States | 18 | Indiana | 82387-10341 | 702452 | 1629 N MICHIGAN PLYMOUTH | Army | 099 | Marshall | 4010 | Plymouth | 0.97 | 0.97
US | United States | 18 | Indiana | N61018 | 246 | NAVAL SUPPORT ACTIVITY CRANE | Navy | 101 | Martin | 1055 | Crane | 1.05 | 1.06 | 0.857 | 1.131 | 1.131 | 0.63 | 0.667 | 1.923 | 1.131 | 1.357
US | United States | 18 | Indiana | 18950 | 4585 | CRANE ARMY AMMUNITION ACTIVITY | Army | 101 | Martin | 1055 | Crane | 1.05 | 1.06 | 0.857 | 1.131 | 1.131 | 0.63 | 0.667 | 1.923 | 1.131 | 1.357
US | United States | 18 | Indiana | 710471 | 710471 | NAVAL WEAPONS SU CRANE | Army | 101 | Martin | 1055 | Crane | 1.05 | 1.06
US | United States | 18 | Indiana | 18699 | 4575 | CPL ROBT SHAFFER USARC PERU | Army | 103 | Miami | 3940 | Peru | 0.97 | 0.97 | 0.857 | 1.131 | 1.131 | 0.63 | 0.667 | 1.923 | 1.131 | 1.357
US | United States | 18 | Indiana | 18C50 | 9434 | PERU | Army | 103 | Miami | 3940 | Peru | 0.97 | 0.97 | 0.857 | 1.131 | 1.131 | 0.63 | 0.667 | 1.923 | 1.131 | 1.357
US | United States | 18 | Indiana | 82387-12094 | 704204 | KITTY HAWK PERU | Army | 103 | Miami | 3940 | Peru | 0.97 | 0.97
US | United States | 18 | Indiana | CTGB0001 | 1531 | GRISSOM ARB SITE # 1 | Air Force | 103 | Miami | 9999 | Unknown | 1.03 | 1.03 | 0.857 | 1.131 | 1.131 | 0.63 | 0.667 | 1.923 | 1.131 | 1.357
US | United States | 18 | Indiana | CTGC0001 | 1532 | GRISSOM AIR FORCE BASE SITE # 1 | Air Force | 103 | Miami | 9999 | Unknown | 0.97 | 0.97 | 0.857 | 1.131 | 1.131 | 0.63 | 0.667 | 1.923 | 1.131 | 1.357
US | United States | 18 | Indiana | 18A30 | 4067 | BLOOMINGTON | Army | 105 | Monroe | 0380 | Bloomington | 0.97 | 0.97 | 0.857 | 1.131 | 1.131 | 0.63 | 0.667 | 1.923 | 1.131 | 1.357
US | United States | 18 | Indiana | 18625 | 4487 | COL KENNETH P. WILLIAMS USARC | Army | 105 | Monroe | 0380 | Bloomington | 0.97 | 0.97 | 0.857 | 1.131 | 1.131 | 0.63 | 0.667 | 1.923 | 1.131 | 1.357
US | United States | 18 | Indiana | 70132-10265 | 701536 | 2220 LAURELWOOD DRIV BLOOMINGTON | Army | 105 | Monroe | 0380 | Bloomington | 0.97 | 0.97
US | United States | 18 | Indiana | 82387-10119 | 702230 | 115 S. STATE HWY 46 BYPASS BLOOMINGTON | Army | 105 | Monroe | 0380 | Bloomington | 0.97 | 0.97
US | United States | 18 | Indiana | 82387-10828 | 702939 | 409 W. PATTERSON BLOOMINGTON | Army | 105 | Monroe | 0380 | Bloomington | 0.97 | 0.97
US | United States | 18 | Indiana | 82387-10967 | 703078 | 530 KIRKWOOD AVENUE BLOOMINGTON | Army | 105 | Monroe | 0380 | Bloomington | 0.97 | 0.97
US | United States | 18 | Indiana | 82387-13172 | 705281 | W 17TH ST BLOOMINGTON | Army | 105 | Monroe | 0380 | Bloomington | 0.97 | 0.97
US | United States | 18 | Indiana | 710607 | 710607 | 5211 WHITE PINE DRIVE BLOOMINGTON | Army | 105 | Monroe | 0380 | Bloomington | 0.97 | 0.97
US | United States | 18 | Indiana | 711084 | 711084 | 5210 WHITE PINE DRIVE BLOOMINGTON | Army | 105 | Monroe | 0380 | Bloomington | 0.97 | 0.97
US | United States | 18 | Indiana | 18A55 | 4587 | CRAWFORDSVILLE | Army | 107 | Montgomery | 1060 | Crawfordsville | 0.97 | 0.97 | 0.857 | 1.135 | 1.135 | 0.63 | 0.667 | 1.923 | 1.135 | 1.357
US | United States | 18 | Indiana | 82387-10401 | 702512 | 1880 SOUTH US 231, SUITE B CRAWFORDSVILLE | Army | 107 | Montgomery | 1060 | Crawfordsville | 0.97 | 0.97
US | United States | 18 | Indiana | 18A65 | 4650 | DARLINGTON | Army | 107 | Montgomery | 1170 | Darlington | 0.97 | 0.97 | 0.857 | 1.135 | 1.135 | 0.63 | 0.667 | 1.923 | 1.135 | 1.357
US | United States | 18 | Indiana | 18C10 | 6102 | MARTINSVILLE | Army | 109 | Morgan | 2890 | Martinsville | 0.97 | 0.97 | 0.857 | 1.131 | 1.131 | 0.63 | 0.667 | 1.923 | 1.131 | 1.357
US | United States | 18 | Indiana | 82387-12403 | 704513 | N LIMA RD KENDALLVILLE | Army | 113 | Noble | 2320 | Kendallville | 0.97 | 0.97
US | United States | 18 | Indiana | 18D10 | 7337 | SPENCER | Army | 119 | Owen | 4630 | Spencer | 0.97 | 0.97 | 0.857 | 1.131 | 1.131 | 0.63 | 0.667 | 1.923 | 1.131 | 1.357
US | United States | 18 | Indiana | 18C80 | 7044 | ROCKVILLE | Army | 121 | Parke | 4210 | Rockville | 0.97 | 0.97 | 0.857 | 1.131 | 1.131 | 0.63 | 0.667 | 1.923 | 1.131 | 1.357
US | United States | 18 | Indiana | 18D15 | 7523 | TELL CITY | Army | 123 | Perry | 4820 | Tell City | 0.97 | 0.97 | 0.857 | 1.131 | 1.131 | 0.63 | 0.667 | 1.923 | 1.131 | 1.357
US | United States | 18 | Indiana | 18D25 | 7695 | VALPARAISO | Army | 127 | Porter | 4960 | Valparaiso | 0.97 | 0.97 | 0.857 | 1.131 | 1.131 | 0.63 | 0.667 | 1.923 | 1.131 | 1.357
US | United States | 18 | Indiana | 82387-12733 | 704843 | ROOSEVELT RD VALPARAISO | Army | 127 | Porter | 4960 | Valparaiso | 0.97 | 0.97
US | United States | 18 | Indiana | 710490 | 710490 | 1361 MORTHLAND DRIVE VALPARAISO | Army | 127 | Porter | 4960 | Valparaiso | 0.97 | 0.97
US | United States | 18 | Indiana | 18B20 | 5269 | GREENCASTLE | Army | 133 | Putnam | 1870 | Greencastle | 0.97 | 0.97 | 0.857 | 1.131 | 1.131 | 0.63 | 0.667 | 1.923 | 1.131 | 1.357
US | United States | 18 | Indiana | 18D45 | 7933 | WINCHESTER | Army | 135 | Randolph | 5350 | Winchester | 0.97 | 0.97 | 0.857 | 1.131 | 1.131 | 0.63 | 0.667 | 1.923 | 1.131 | 1.357
US | United States | 18 | Indiana | 82387-13272 | 705381 | W MCKINLEY MISHAWAKA | Army | 141 | St. Joseph | 3100 | Mishawaka | 0.97 | 0.97
US | United States | 18 | Indiana | 18856 | 3645 | (LYLE J. THOMPSON) USARC | Army | 141 | St. Joseph | 4580 | South Bend | 0.97 | 0.97 | 0.857 | 1.131 | 1.131 | 0.63 | 0.667 | 1.923 | 1.131 | 1.357
US | United States | 18 | Indiana | 18857 | 3646 | (MAPLE LANE) USARC | Army | 141 | St. Joseph | 4580 | South Bend | 0.97 | 0.97 | 0.857 | 1.131 | 1.131 | 0.63 | 0.667 | 1.923 | 1.131 | 1.357
US | United States | 18 | Indiana | 18D05 | 7320 | SOUTH BEND | Army | 141 | St. Joseph | 4580 | South Bend | 0.97 | 0.97 | 0.857 | 1.131 | 1.131 | 0.63 | 0.667 | 1.923 | 1.131 | 1.357
US | United States | 18 | Indiana | 18081-10095 | 700254 | 224 W JEFFERSON SOUTH BEND | Army | 141 | St. Joseph | 4580 | South Bend | 0.97 | 0.97
US | United States | 18 | Indiana | 82387-10459 | 702570 | 202 S MICHIGAN SOUTH BEND | Army | 141 | St. Joseph | 4580 | South Bend | 0.97 | 0.97
US | United States | 18 | Indiana | 710020 | 710020 | 17737 DARDEN SOUTH BEND | Army | 141 | St. Joseph | 4580 | South Bend | 0.97 | 0.97
US | United States | 18 | Indiana | 710479 | 710479 | 52288 TALLYHO DRIVE SOUTH BEND | Army | 141 | St. Joseph | 4580 | South Bend | 0.97 | 0.97
US | United States | 18 | Indiana | 18825 | 3640 | (EVERITT B. HUNLEY) USARC | Army | 143 | Scott | 4400 | Scottsburg | 0.97 | 0.97 | 0.857 | 1.131 | 1.131 | 0.63 | 0.667 | 1.923 | 1.131 | 1.357
US | United States | 18 | Indiana | 18C90 | 7202 | SCOTTSBURG | Army | 143 | Scott | 4400 | Scottsburg | 0.97 | 0.97 | 0.857 | 1.131 | 1.131 | 0.63 | 0.667 | 1.923 | 1.131 | 1.357
US | United States | 18 | Indiana | 82387-12378 | 704488 | N GARDNER SCOTTSBURG | Army | 143 | Scott | 4400 | Scottsburg | 0.97 | 0.97
US | United States | 18 | Indiana | 18D00 | 7254 | SHELBYVILLE | Army | 145 | Shelby | 4470 | Shelbyville | 0.97 | 0.97 | 0.857 | 1.135 | 1.135 | 0.63 | 0.667 | 1.923 | 1.135 | 1.357
US | United States | 18 | Indiana | 18C99 | 7257 | SHELBYVILLE OMS | Army | 145 | Shelby | 4470 | Shelbyville | 0.97 | 0.97 | 0.857 | 1.135 | 1.135 | 0.63 | 0.667 | 1.923 | 1.135 | 1.357
US | United States | 18 | Indiana | 82387-10747 | 702858 | 34 E. WASHINGTON SHELBYVILLE | Army | 145 | Shelby | 4470 | Shelbyville | 0.97 | 0.97
US | United States | 18 | Indiana | 710230 | 710230 | 126 LEE BLVD SHELBYVILLE | Army | 145 | Shelby | 4470 | Shelbyville | 0.97 | 0.97
US | United States | 18 | Indiana | 18A15 | 3812 | ANGOLA | Army | 151 | Steuben | 0160 | Angola | 0.97 | 0.97 | 0.857 | 1.131 | 1.131 | 0.63 | 0.667 | 1.923 | 1.131 | 1.357
US | United States | 18 | Indiana | N61018-GP | 1158 | GLENDORA PIT | Navy | 153 | Sullivan | 4750 | Sullivan | 0.97 | 0.97 | 0.857 | 1.131 | 1.131 | 0.63 | 0.667 | 1.923 | 1.131 | 1.357
US | United States | 18 | Indiana | 18755 | 5187 | GEORGE E. HALLIDAY USARC | Army | 157 | Tippecanoe | 2480 | Lafayette | 0.97 | 0.97 | 0.857 | 1.131 | 1.131 | 0.63 | 0.667 | 1.923 | 1.131 | 1.357
US | United States | 18 | Indiana | 18B75 | 5773 | LAFAYETTE | Army | 157 | Tippecanoe | 2480 | Lafayette | 0.97 | 0.97 | 0.857 | 1.131 | 1.131 | 0.63 | 0.667 | 1.923 | 1.131 | 1.357
US | United States | 18 | Indiana | 70132-10235 | 701506 | 204 CHIPPEWA ST. LAFAYETTE | Army | 157 | Tippecanoe | 2480 | Lafayette | 0.97 | 0.97
US | United States | 18 | Indiana | 82387-12797 | 704907 | S EARL AVE LAFAYETTE | Army | 157 | Tippecanoe | 2480 | Lafayette | 0.97 | 0.97
US | United States | 18 | Indiana | 82387-12798 | 704908 | S EARL AVE LAFAYETTE 1 | Army | 157 | Tippecanoe | 2480 | Lafayette | 0.97 | 0.97
US | United States | 18 | Indiana | 70132-10307 | 701578 | 2622 WILLOW DRIVE WEST LAFAYETTE | Army | 157 | Tippecanoe | 5200 | West Lafayette | 0.97 | 0.97
US | United States | 18 | Indiana | 82387-13312 | 705421 | W STATE ST WEST LAFAYETTE | Army | 157 | Tippecanoe | 5200 | West Lafayette | 0.97 | 0.97
US | United States | 18 | Indiana | 710825 | 710825 | 1007 DEVON STREET W LAFAYETTE | Army | 157 | Tippecanoe | 5200 | West Lafayette | 0.99 | 0.99
US | United States | 18 | Indiana | 18B65 | 5713 | KEMPTON | Army | 159 | Tipton | 2310 | Kempton | 0.97 | 0.97 | 0.857 | 1.131 | 1.131 | 0.63 | 0.667 | 1.923 | 1.131 | 1.357
US | United States | 18 | Indiana | 18A95 | 4894 | EVANSVILLE | Army | 163 | Vanderburgh | 1480 | Evansville | 0.97 | 0.97 | 0.857 | 1.131 | 1.131 | 0.63 | 0.667 | 1.923 | 1.131 | 1.357
US | United States | 18 | Indiana | 18A92 | 4895 | EVANSVILLE (1998) | Army | 163 | Vanderburgh | 1480 | Evansville | 0.97 | 0.97 | 0.857 | 1.131 | 1.131 | 0.63 | 0.667 | 1.923 | 1.131 | 1.357
US | United States | 18 | Indiana | 18655 | 4896 | SGT JAMES W. HARLAN USARC/AMSA #132 | Army | 163 | Vanderburgh | 1480 | Evansville | 0.97 | 0.97 | 0.857 | 1.131 | 1.131 | 0.63 | 0.667 | 1.923 | 1.131 | 1.357
US | United States | 18 | Indiana | 18081-10027 | 700186 | 101 NW 7TH ST EVANSVILLE | Army | 163 | Vanderburgh | 1480 | Evansville | 0.97 | 0.97
US | United States | 18 | Indiana | 82387-10104 | 702215 | 1111 S GREEN RIVER R EVANSVILLE | Army | 163 | Vanderburgh | 1480 | Evansville | 0.97 | 0.97
US | United States | 18 | Indiana | 82387-10281 | 702392 | 1474 N GREEN RIVER EVANSVILLE | Army | 163 | Vanderburgh | 1480 | Evansville | 0.97 | 0.97
US | United States | 18 | Indiana | 18375 | 6428 | NEWPORT CHEM DEPOT | Army | 165 | Vermillion | 3540 | Newport | 0.97 | 0.97 | 0.857 | 1.131 | 1.131 | 0.63 | 0.667 | 1.923 | 1.131 | 1.357
US | United States | 18 | Indiana | M68479-0026 | 127 | TERRE HAUTE IN | Marine Corps | 167 | Vigo | 4840 | Terre Haute | 0.97 | 0.97 | 0.857 | 1.131 | 1.131 | 0.63 | 0.667 | 1.923 | 1.131 | 1.357
US | United States | 18 | Indiana | 18875 | 3650 | (ROBERT R. MOSELE) USARC | Army | 167 | Vigo | 4840 | Terre Haute | 0.97 | 0.97 | 0.857 | 1.131 | 1.131 | 0.63 | 0.667 | 1.923 | 1.131 | 1.357
US | United States | 18 | Indiana | 18D20 | 7528 | TERRE HAUTE | Army | 167 | Vigo | 4840 | Terre Haute | 0.97 | 0.97 | 0.857 | 1.131 | 1.131 | 0.63 | 0.667 | 1.923 | 1.131 | 1.357
US | United States | 18 | Indiana | 18D21 | 7529 | TERRE HAUTE (1934) | Army | 167 | Vigo | 4840 | Terre Haute | 0.97 | 0.97 | 0.857 | 1.131 | 1.131 | 0.63 | 0.667 | 1.923 | 1.131 | 1.357
US | United States | 18 | Indiana | 27864-10018 | 700974 | NW IND PARK TERRE HAUTE | Army | 167 | Vigo | 4840 | Terre Haute | 0.97 | 0.97 | 0.857 | 1.131 | 1.131 | 0.63 | 0.667 | 1.923 | 1.131 | 1.357
US | United States | 18 | Indiana | 82387-10903 | 703014 | 4795 SOUTH 7TH STREET TERRE HAUTE | Army | 167 | Vigo | 4840 | Terre Haute | 0.97 | 0.97
US | United States | 18 | Indiana | 82387-11566 | 703677 | COURTHOUSE SQ TERRE HAUTE | Army | 167 | Vigo | 4840 | Terre Haute | 0.97 | 0.97
US | United States | 18 | Indiana | LDXF0001 | 2365 | HULMAN FLD SITE # 1 | Air Force | 167 | Vigo | 9999 | Unknown | 0.97 | 0.97 | 0.857 | 1.131 | 1.131 | 0.63 | 0.667 | 1.923 | 1.131 | 1.357
US | United States | 18 | Indiana | 70132-10655 | 701926 | 8081 ALEXANDRIA NEWBURGH | Army | 173 | Warrick | 3430 | Newburgh | 0.97 | 0.97
US | United States | 18 | Indiana | 710967 | 710967 | 6797 LEXINGTON NEWBURGH | Army | 173 | Warrick | 3430 | Newburgh | 0.97 | 0.97
US | United States | 18 | Indiana | 710969 | 710969 | 8177 COVINGTON NEWBURGH | Army | 173 | Warrick | 3430 | Newburgh | 0.97 | 0.97
US | United States | 18 | Indiana | 18C85 | 7121 | SALEM | Army | 175 | Washington | 4340 | Salem | 0.97 | 0.97 | 0.857 | 1.131 | 1.131 | 0.63 | 0.667 | 1.923 | 1.131 | 1.357
US | United States | 18 | Indiana | 18C75 | 6993 | RICHMOND | Army | 177 | Wayne | 4120 | Richmond | 0.97 | 0.97 | 0.857 | 1.325 | 1.325 | 0.63 | 0.667 | 1.923 | 1.325 | 1.357
US | United States | 18 | Indiana | 18790 | 7000 | RICHMOND USARC-IN-18790 | Army | 177 | Wayne | 4120 | Richmond | 0.97 | 0.97 | 0.857 | 1.325 | 1.325 | 0.63 | 0.667 | 1.923 | 1.325 | 1.357
US | United States | 18 | Indiana | 82387-10752 | 702863 | 3410 EAST MAIN STREET RICHMOND | Army | 177 | Wayne | 4120 | Richmond | 0.97 | 0.97
US | United States | 18 | Indiana | 18A35 | 4079 | BLUFFTON | Army | 179 | Wells | 0400 | Bluffton | 0.97 | 0.97 | 0.857 | 1.131 | 1.131 | 0.63 | 0.667 | 1.923 | 1.131 | 1.357
US | United States | 18 | Indiana | 18C20 | 6255 | MONTICELLO | Army | 181 | White | 3200 | Monticello | 0.97 | 0.97 | 0.857 | 1.131 | 1.131 | 0.63 | 0.667 | 1.923 | 1.131 | 1.357
US | United States | 19 | Iowa | 19A85 | 4552 | CORNING | Army | 003 | Adams | 1840 | Corning | 0.96 | 0.94 | 1 | 1.131 | 1.131 | 0.778 | 0.444 | 1.538 | 1.131 | 1.852
US | United States | 19 | Iowa | 19A40 | 4364 | CENTERVILLE | Army | 007 | Appanoose | 1370 | Centerville | 0.96 | 0.94 | 1 | 1.131 | 1.131 | 0.778 | 0.444 | 1.538 | 1.131 | 1.852
US | United States | 19 | Iowa | 19060 | 6936 | RATHBUN LAKE | Army | 007 | Appanoose | 1370 | Centerville | 0.96 | 0.94 | 1 | 1.131 | 1.131 | 0.778 | 0.444 | 1.538 | 1.131 | 1.852
US | United States | 19 | Iowa | 19A20 | 3886 | AUDUBON | Army | 009 | Audubon | 0480 | Audubon | 0.96 | 0.94 | 1 | 1.131 | 1.131 | 0.778 | 0.444 | 1.538 | 1.131 | 1.852
US | United States | 19 | Iowa | 1990D | 4355 | CEDAR FALLS AMSA | Army | 013 | Black Hawk | 1330 | Cedar Falls | 0.96 | 0.94 | 1 | 1.131 | 1.131 | 0.778 | 0.444 | 1.538 | 1.131 | 1.852
US | United States | 19 | Iowa | 82387-12182 | 704292 | MAIN ST CEDAR FALLS | Army | 013 | Black Hawk | 1330 | Cedar Falls | 0.96 | 0.94
US | United States | 19 | Iowa | 19685 | 7799 | WATERLOO AFRC | Army | 013 | Black Hawk | 8790 | Waterloo | 0.96 | 0.94 | 1 | 1.131 | 1.131 | 0.778 | 0.444 | 1.538 | 1.131 | 1.852
US | United States | 19 | Iowa | 19D70 | 7800 | WATERLOO AIRPORT | Army | 013 | Black Hawk | 8790 | Waterloo | 0.96 | 0.94 | 1 | 1.131 | 1.131 | 0.778 | 0.444 | 1.538 | 1.131 | 1.852
US | United States | 19 | Iowa | 19D65 | 7801 | WATERLOO BIG ROCK | Army | 013 | Black Hawk | 8790 | Waterloo | 0.96 | 0.94 | 1 | 1.131 | 1.131 | 0.778 | 0.444 | 1.538 | 1.131 | 1.852
US | United States | 19 | Iowa | 82387-10631 | 702742 | 277 E SAN MARNAN DR WATERLOO | Army | 013 | Black Hawk | 8790 | Waterloo | 0.96 | 0.94
US | United States | 19 | Iowa | 82387-11748 | 703859 | E RIDGEWAY AVE WATERLOO | Army | 013 | Black Hawk | 8790 | Waterloo | 0.96 | 0.94
US | United States | 19 | Iowa | 19A25 | 4095 | BOONE | Army | 015 | Boone | 0930 | Boone | 0.96 | 0.94 | 1 | 1.131 | 1.131 | 0.778 | 0.444 | 1.538 | 1.131 | 1.852
US | United States | 19 | Iowa | 19D50 | 7445 | STORM LAKE | Army | 021 | Buena Vista | 8100 | Storm Lake | 0.96 | 0.94 | 1 | 1.131 | 1.131 | 0.778 | 0.444 | 1.538 | 1.131 | 1.852
US | United States | 19 | Iowa | 82387-10728 | 702839 | 325 WEST MILWAUKEE AVENUE STORM LAKE | Army | 021 | Buena Vista | 8100 | Storm Lake | 0.96 | 0.94
US | United States | 19 | Iowa | 19A33 | 4330 | CARROLL | Army | 027 | Carroll | 1250 | Carroll | 0.96 | 0.94 | 1 | 1.131 | 1.131 | 0.778 | 0.444 | 1.538 | 1.131 | 1.852
US | United States | 19 | Iowa | 82387-11501 | 703612 | CHESTNUT ATLANTIC | Army | 029 | Cass | 0460 | Atlantic | 0.96 | 0.94
US | United States | 19 | Iowa | 710229 | 710229 | 317 CHESTNUT STR ATLANTIC | Army | 029 | Cass | 0460 | Atlantic | 0.96 | 0.94
US | United States | 19 | Iowa | 19C55 | 6108 | MASON CITY | Army | 033 | Cerro Gordo | 5370 | Mason City | 0.96 | 0.94 | 1 | 1.131 | 1.131 | 0.778 | 0.444 | 1.538 | 1.131 | 1.852
US | United States | 19 | Iowa | 82387-10918 | 703029 | 4TH ST SW MASON CITY | Army | 033 | Cerro Gordo | 5370 | Mason City | 0.96 | 0.94
US | United States | 19 | Iowa | 19504 | 4413 | CHEROKEE USARC | Army | 035 | Cherokee | 1470 | Cherokee | 0.96 | 0.94 | 1 | 1.131 | 1.131 | 0.778 | 0.444 | 1.538 | 1.131 | 1.852
US | United States | 19 | Iowa | 82387-11736 | 703847 | E MCLANE OSCEOLA | Army | 039 | Clarke | 6430 | Osceola | 0.96 | 0.94
US | United States | 19 | Iowa | 19D45 | 7338 | SPENCER | Army | 041 | Clay | 7940 | Spencer | 0.96 | 0.94 | 1 | 1.131 | 1.131 | 0.778 | 0.444 | 1.538 | 1.131 | 1.852
US | United States | 19 | Iowa | 82387-10141 | 702252 | 11TH ST SW SPENCER | Army | 041 | Clay | 7940 | Spencer | 0.96 | 0.94
US | United States | 19 | Iowa | 19A70 | 4466 | CLINTON | Army | 045 | Clinton | 1630 | Clinton | 0.96 | 0.94 | 1 | 1.131 | 1.131 | 0.778 | 0.444 | 1.538 | 1.131 | 1.852
US | United States | 19 | Iowa | 82387-11447 | 703558 | CAMANCHE AVE CLINTON | Army | 045 | Clinton | 1630 | Clinton | 0.96 | 0.94
US | United States | 19 | Iowa | 19B20 | 4696 | DENISON | Army | 047 | Crawford | 2230 | Denison | 0.96 | 0.94 | 1 | 1.131 | 1.131 | 0.778 | 0.444 | 1.538 | 1.131 | 1.852
US | United States | 19 | Iowa | 19D05 | 6742 | PERRY | Army | 049 | Dallas | 6670 | Perry | 0.96 | 0.94 | 1 | 1.131 | 1.131 | 0.778 | 0.444 | 1.538 | 1.131 | 1.852
US | United States | 19 | Iowa | 82387-12003 | 704113 | HIGHWAY 6 WAUKEE | Army | 049 | Dallas | 8820 | Waukee | 0.9 | 0.89
US | United States | 19 | Iowa | 19A30 | 4185 | BURLINGTON | Army | 057 | Des Moines | 1120 | Burlington | 1.02 | 1 | 1 | 1.131 | 1.131 | 0.778 | 0.444 | 1.538 | 1.131 | 1.852
US | United States | 19 | Iowa | 18081-10312 | 700471 | DP400 & DP401 BURLINGTON | Army | 057 | Des Moines | 1120 | Burlington | 1.02 | 1
US | United States | 19 | Iowa | 18081-10371 | 700530 | IAAP - MW407, MW409, MW510, MW511 BURLINGTON | Army | 057 | Des Moines | 1120 | Burlington | 1.1 | 1.08
US | United States | 19 | Iowa | 18081-10372 | 700531 | IAAP BURLINGTON | Army | 057 | Des Moines | 1120 | Burlington | 1.1 | 1.08
US | United States | 19 | Iowa | 18081-10376 | 700535 | IOWA AAP BURLINGTON | Army | 057 | Des Moines | 1120 | Burlington | 1.1 | 1.08
US | United States | 19 | Iowa | 18081-10422 | 700581 | MW 303 & MW 304 BURLINGTON | Army | 057 | Des Moines | 1120 | Burlington | 1.02 | 1
US | United States | 19 | Iowa | 18081-10612 | 700771 | SEC 34 & 35, T69W BURLINGTON | Army | 057 | Des Moines | 1120 | Burlington | 1.02 | 1
US | United States | 19 | Iowa | 82387-12804 | 704914 | S GEAR AVE BURLINGTON | Army | 057 | Des Moines | 1120 | Burlington | 1.02 | 1
US | United States | 19 | Iowa | 19495 | 4190 | BURLINGTON USARC | Army | 057 | Des Moines | 5550 | Middletown | 1.02 | 1 | 1 | 1.131 | 1.131 | 0.778 | 0.444 | 1.538 | 1.131 | 1.852
US | United States | 19 | Iowa | 19105 | 5553 | IOWA.AAP | Army | 057 | Des Moines | 5550 | Middletown | 1.02 | 1 | 1 | 1.131 | 1.131 | 0.778 | 0.444 | 1.538 | 1.131 | 1.852
US | United States | 19 | Iowa | 18081-10322 | 700481 | EMW-8, EMW-9 AND EMW-10 MIDDLETOWN | Army | 057 | Des Moines | 5550 | Middletown | 1.02 | 1
US | United States | 19 | Iowa | 18081-10309 | 700468 | DES MOINES COUNTY WEST BURLINGTON | Army | 057 | Des Moines | 8960 | West Burlington | 1.02 | 1
US | United States | 19 | Iowa | 18081-10419 | 700578 | MONITORING WELLS WEST BURLINGTON | Army | 057 | Des Moines | 8960 | West Burlington | 1.02 | 1
US | United States | 19 | Iowa | 710860 | 710860 | 5619 IRINA COURT ASBURY | Army | 061 | Dubuque | 0400 | Asbury | 0.96 | 0.94
US | United States | 19 | Iowa | 19B30 | 4768 | DUBUQUE | Army | 061 | Dubuque | 2430 | Dubuque | 0.96 | 0.94 | 1 | 1.131 | 1.131 | 0.778 | 0.444 | 1.538 | 1.131 | 1.852
US | United States | 19 | Iowa | 1923A | 4769 | DUBUQUE NAVAL RESERVE CENTER | Army | 061 | Dubuque | 2430 | Dubuque | 0.96 | 0.94 | 1 | 1.131 | 1.131 | 0.778 | 0.444 | 1.538 | 1.131 | 1.852
US | United States | 19 | Iowa | 82387-10296 | 702407 | 150 JFK ROAD DUBUQUE | Army | 061 | Dubuque | 2430 | Dubuque | 0.96 | 0.94
US | United States | 19 | Iowa | 710303 | 710303 | 1120 SOUTH GRANDVIEW AVENUE DUBUQUE | Army | 061 | Dubuque | 2430 | Dubuque | 0.96 | 0.94
US | United States | 19 | Iowa | 19B40 | 4885 | ESTHERVILLE | Army | 063 | Emmet | 2790 | Estherville | 0.96 | 0.94 | 1 | 1.131 | 1.131 | 0.778 | 0.444 | 1.538 | 1.131 | 1.852
US | United States | 19 | Iowa | 19C90 | 6599 | OELWEIN | Army | 065 | Fayette | 6280 | Oelwein | 0.96 | 0.94 | 1 | 1.131 | 1.131 | 0.778 | 0.444 | 1.538 | 1.131 | 1.852
US | United States | 19 | Iowa | 19A50 | 4384 | CHARLES CITY | Army | 067 | Floyd | 1420 | Charles City | 0.96 | 0.94 | 1 | 1.131 | 1.131 | 0.778 | 0.444 | 1.538 | 1.131 | 1.852
US | United States | 19 | Iowa | 19B35 | 4791 | EAGLE GROVE | Army | 069 | Franklin | 3190 | Geneva | 0.96 | 0.94 | 1 | 1.131 | 1.131 | 0.778 | 0.444 | 1.538 | 1.131 | 1.852
US | United States | 19 | Iowa | 19585 | 5167 | GARNER USARC | Army | 081 | Hancock | 3160 | Garner | 0.96 | 0.94 | 1 | 1.131 | 1.131 | 0.778 | 0.444 | 1.538 | 1.131 | 1.852
US | United States | 19 | Iowa | 19C05 | 5552 | IOWA FALLS | Army | 083 | Hardin | 4060 | Iowa Falls | 0.96 | 0.94 | 1 | 1.131 | 1.131 | 0.778 | 0.444 | 1.538 | 1.131 | 1.852
US | United States | 19 | Iowa | 19C65 | 6295 | MOUNT PLEASANT | Army | 087 | Henry | 5870 | Mt Pleasant | 0.96 | 0.94 | 1 | 1.131 | 1.131 | 0.778 | 0.444 | 1.538 | 1.131 | 1.852
US | United States | 19 | Iowa | 19625 | 6305 | MT PLEASANT USARC | Army | 087 | Henry | 5870 | Mt Pleasant | 0.96 | 0.94 | 1 | 1.131 | 1.131 | 0.778 | 0.444 | 1.538 | 1.131 | 1.852
US | United States | 19 | Iowa | 19C85 | 6429 | NEWTON | Army | 099 | Jasper | 6090 | Newton | 0.96 | 0.94 | 1 | 1.131 | 1.131 | 0.778 | 0.444 | 1.538 | 1.131 | 1.852
US | United States | 19 | Iowa | 19B45 | 4908 | FAIRFIELD ARMORY | Army | 101 | Jefferson | 2860 | Fairfield | 0.96 | 0.94 | 1 | 1.131 | 1.131 | 0.778 | 0.444 | 1.538 | 1.131 | 1.852
US | United States | 19 | Iowa | 19B50 | 4909 | FAIRFIELD OMS | Army | 101 | Jefferson | 2860 | Fairfield | 0.96 | 0.94 | 1 | 1.131 | 1.131 | 0.778 | 0.444 | 1.538 | 1.131 | 1.852
US | United States | 19 | Iowa | 82387-10120 | 702231 | 1150 5TH STREET CORALVILLE | Army | 103 | Johnson | 1830 | Coralville | 0.96 | 0.94
US | United States | 19 | Iowa | 82387-10665 | 702776 | 2ND ST CORALVILLE | Army | 103 | Johnson | 1830 | Coralville | 0.96 | 0.94
US | United States | 19 | Iowa | 710211 | 710211 | 929 25TH AVE CORALVILLE | Army | 103 | Johnson | 1830 | Coralville | 0.96 | 0.94
US | United States | 19 | Iowa | 19B95 | 5549 | IOWA CITY | Army | 103 | Johnson | 4050 | Iowa City | 0.96 | 0.94 | 1 | 1.131 | 1.131 | 0.778 | 0.444 | 1.538 | 1.131 | 1.852
US | United States | 19 | Iowa | 19C00 | 5550 | IOWA CITY MELROSE | Army | 103 | Johnson | 4050 | Iowa City | 0.96 | 0.94 | 1 | 1.131 | 1.131 | 0.778 | 0.444 | 1.538 | 1.131 | 1.852
US | United States | 19 | Iowa | 19605 | 5551 | IOWA CITY USARC | Army | 103 | Johnson | 4050 | Iowa City | 0.96 | 0.94 | 1 | 1.131 | 1.131 | 0.778 | 0.444 | 1.538 | 1.131 | 1.852
US | United States | 19 | Iowa | 82387-10813 | 702924 | 400 S CLINTON ST IOWA CITY | Army | 103 | Johnson | 4050 | Iowa City | 0.96 | 0.94
US | United States | 19 | Iowa | 82387-12362 | 704472 | N DODGE ST IOWA CITY | Army | 103 | Johnson | 4050 | Iowa City | 0.96 | 0.94
US | United States | 19 | Iowa | 710941 | 710941 | SOUTH RIVERSIDE DRIVE IOWA CITY | Army | 103 | Johnson | 4050 | Iowa City | 0.96 | 0.94
US | United States | 19 | Iowa | 711253 | 711253 | 1608 SYCAMORE STREET IOWA CITY | Army | 103 | Johnson | 4050 | Iowa City | 0.96 | 0.94
US | United States | 19 | Iowa | 19A05 | 3750 | ALGONA | Army | 109 | Kossuth | 0150 | Algona | 0.96 | 0.94 | 1 | 1.131 | 1.131 | 0.778 | 0.444 | 1.538 | 1.131 | 1.852
US | United States | 19 | Iowa | 19C25 | 5719 | KEOKUK | Army | 111 | Lee | 4250 | Keokuk | 0.96 | 0.94 | 1 | 1.131 | 1.131 | 0.778 | 0.444 | 1.538 | 1.131 | 1.852
US | United States | 19 | Iowa | 18081-10377 | 700536 | IOWA AAP WEVER | Army | 111 | Lee | 9074 | Wever | 0.96 | 0.94
US | United States | 19 | Iowa | 19A35 | 4356 | CEDAR RAPIDS | Army | 113 | Linn | 1340 | Cedar Rapids | 0.96 | 0.94 | 1 | 1.131 | 1.131 | 0.778 | 0.444 | 1.538 | 1.131 | 1.852
US | United States | 19 | Iowa | 19500 | 4357 | CEDAR RAPIDS USARC | Army | 113 | Linn | 1340 | Cedar Rapids | 0.96 | 0.94 | 1 | 1.131 | 1.131 | 0.778 | 0.444 | 1.538 | 1.131 | 1.852
US | United States | 19 | Iowa | 82387-10428 | 702539 | 1ST AVE NE CEDAR RAPIDS | Army | 113 | Linn | 1340 | Cedar Rapids | 0.96 | 0.94
US | United States | 19 | Iowa | 70132-10301 | 701572 | 2551 PLEASANTVIEW DR MARION | Army | 113 | Linn | 5290 | Marion | 0.96 | 0.94
US | United States | 19 | Iowa | 19C95 | 6664 | OSKALOOSA | Army | 123 | Mahaska | 6440 | Oskaloosa | 0.96 | 0.94 | 1 | 1.131 | 1.131 | 0.778 | 0.444 | 1.538 | 1.131 | 1.852
US | United States | 19 | Iowa | 19C35 | 5755 | KNOXVILLE | Army | 125 | Marion | 4380 | Knoxville | 0.96 | 0.94 | 1 | 1.131 | 1.131 | 0.778 | 0.444 | 1.538 | 1.131 | 1.852
US | United States | 19 | Iowa | 82387-12135 | 704245 | LIBERTY ST PELLA | Army | 125 | Marion | 6650 | Pella | 0.96 | 0.94
US | United States | 19 | Iowa | 19C50 | 6095 | MARSHALLTOWN | Army | 127 | Marshall | 5320 | Marshalltown | 0.96 | 0.94 | 1 | 1.131 | 1.131 | 0.778 | 0.444 | 1.538 | 1.131 | 1.852
US | United States | 19 | Iowa | 82387-12780 | 704890 | S CENTER ST MARSHALLTOWN | Army | 127 | Marshall | 5320 | Marshalltown | 0.96 | 0.94
US | United States | 19 | Iowa | 19D15 | 6954 | RED OAK | Army | 137 | Montgomery | 7100 | Red Oak | 0.96 | 0.94 | 1 | 1.131 | 1.131 | 0.778 | 0.444 | 1.538 | 1.131 | 1.852
US | United States | 19 | Iowa | 19C75 | 6337 | MUSCATINE | Army | 139 | Muscatine | 5930 | Muscatine | 0.96 | 0.94 | 1 | 1.131 | 1.131 | 0.778 | 0.444 | 1.538 | 1.131 | 1.852
US | United States | 19 | Iowa | 1962A | 6338 | MUSCATINE USARC | Army | 139 | Muscatine | 5930 | Muscatine | 0.96 | 0.94 | 1 | 1.131 | 1.131 | 0.778 | 0.444 | 1.538 | 1.131 | 1.852
US | United States | 19 | Iowa | 711174 | 711174 | 2122 STEWART RD MUSCATINE | Army | 139 | Muscatine | 5930 | Muscatine | 0.96 | 0.94 | 1 | 1.131 | 1.131 | 0.778 | 0.444 | 1.538 | 1.131 | 1.852
US | United States | 19 | Iowa | 19D35 | 7258 | SHELDON | Army | 141 | O'Brien | 7750 | Sheldon | 0.96 | 0.94 | 1 | 1.131 | 1.131 | 0.778 | 0.444 | 1.538 | 1.131 | 1.852
US | United States | 19 | Iowa | 19D40 | 7261 | SHENANDOAH | Army | 145 | Page | 7780 | Shenandoah | 0.96 | 0.94 | 1 | 1.131 | 1.131 | 0.778 | 0.444 | 1.538 | 1.131 | 1.852
US | United States | 19 | Iowa | 19C40 | 5844 | LE MARS | Army | 149 | Plymouth | 4660 | Le Mars | 0.96 | 0.94 | 1 | 1.131 | 1.131 | 0.778 | 0.444 | 1.538 | 1.131 | 1.852
US | United States | 19 | Iowa | 19635 | 6831 | POCAHONTAS USARC | Army | 151 | Pocahontas | 6820 | Pocahontas | 0.96 | 0.94 | 1 | 1.131 | 1.131 | 0.778 | 0.444 | 1.538 | 1.131 | 1.852
US | United States | 19 | Iowa | 19A13 | 3813 | ANKENY | Army | 153 | Polk | 0280 | Ankeny | 0.9 | 0.89 | 1 | 1.131 | 1.131 | 0.778 | 0.444 | 1.538 | 1.131 | 1.852
US | United States | 19 | Iowa | 82387-12335 | 704445 | N ANKENY BLVD ANKENY | Army | 153 | Polk | 0280 | Ankeny | 0.9 | 0.89
US | United States | 19 | Iowa | 82387-12765 | 704875 | S ANKENY BLVD ANKENY | Army | 153 | Polk | 0280 | Ankeny | 0.9 | 0.89
US | United States | 19 | Iowa | 710302 | 710302 | 106 NW WESTWOOD STREET ANKENY | Army | 153 | Polk | 0280 | Ankeny | 0.9 | 0.89
US | United States | 19 | Iowa | N00128-DM | 834 | NAVOPSPTCEN DES MOINES | Navy | 153 | Polk | 2260 | Des Moines | 0.9 | 0.89 | 1 | 1.131 | 1.131 | 0.778 | 0.444 | 1.538 | 1.131 | 1.852
US | United States | 19 | Iowa | 19B25 | 4704 | DES MOINES IAP | Army | 153 | Polk | 2260 | Des Moines | 0.9 | 0.89 | 1 | 1.131 | 1.131 | 0.778 | 0.444 | 1.538 | 1.131 | 1.852
US | United States | 19 | Iowa | 19057 | 4705 | DES MOINES RESERVE COMPLEX | Army | 153 | Polk | 2260 | Des Moines | 0.9 | 0.89 | 1 | 1.131 | 1.131 | 0.778 | 0.444 | 1.538 | 1.131 | 1.852
US | United States | 19 | Iowa | 82387-10063 | 702174 | 104TH ST DES MOINES | Army | 153 | Polk | 2260 | Des Moines | 0.9 | 0.89
US | United States | 19 | Iowa | 82387-12262 | 704372 | MERLE HAY RD DES MOINES | Army | 153 | Polk | 2260 | Des Moines | 0.9 | 0.89
US | United States | 19 | Iowa | 82387-12917 | 705027 | SE 14TH ST DES MOINES | Army | 153 | Polk | 2260 | Des Moines | 0.9 | 0.89
US | United States | 19 | Iowa | 19901 | 4246 | CAMP DODGE JOHNSTON TS | Army | 153 | Polk | 4146 | Johnston | 0.9 | 0.89 | 1 | 1.131 | 1.131 | 0.778 | 0.444 | 1.538 | 1.131 | 1.852
US | United States | 19 | Iowa | 82387-11125 | 703236 | 7105 NW 70TH AVE CAMP DODGE | Army | 153 | Polk | 4146 | Johnston | 0.9 | 0.89
US | United States | 19 | Iowa | 710799 | 710799 | 7105 NW 70TH AVE JOHNSTON | Army | 153 | Polk | 4146 | Johnston | 0.9 | 0.89
US | United States | 19 | Iowa | 82387-10032 | 702143 | 100TH ST URBANDALE | Army | 153 | Polk | 8550 | Urbandale | 0.9 | 0.89
US | United States | 19 | Iowa | 710706 | 710706 | 2677 86TH STREET URBANDALE | Army | 153 | Polk | 8550 | Urbandale | 0.9 | 0.89
US | United States | 19 | Iowa | 82387-10028 | 702139 | 1001 OFFICE PARK ROAD WEST DES MOINES | Army | 153 | Polk | 8980 | West Des Moines | 0.9 | 0.89
US | United States | 19 | Iowa | 82387-11263 | 703374 | 913 9TH STREET WEST DES MOINES | Army | 153 | Polk | 8980 | West Des Moines | 0.9 | 0.89
US | United States | 19 | Iowa | 710847 | 710847 | 1327 SOUTH 51ST STRE WEST DES MOINES | Army | 153 | Polk | 8980 | West Des Moines | 0.9 | 0.89
US | United States | 19 | Iowa | 710928 | 710928 | 4009 DAKOTA DRIVE WEST DES MOINES | Army | 153 | Polk | 8980 | West Des Moines | 0.9 | 0.89
US | United States | 19 | Iowa | FFAN0001 | 1658 | DES MOINES INTERNATIONAL AIRPORT SITE # 1 | Air Force | 153 | Polk | 9999 | Unknown | 0.9 | 0.89 | 1 | 1.131 | 1.131 | 0.778 | 0.444 | 1.538 | 1.131 | 1.852
US | United States | 19 | Iowa | 19A95 | 4563 | COUNCIL BLUFFS | Army | 155 | Pottawattamie | 1900 | Council Bluffs | 0.96 | 0.94 | 1 | 1.131 | 1.131 | 0.778 | 0.444 | 1.538 | 1.131 | 1.852
US | United States | 19 | Iowa | 19505 | 4564 | COUNCIL BLUFFS USARC | Army | 155 | Pottawattamie | 1900 | Council Bluffs | 0.96 | 0.94 | 1 | 1.131 | 1.131 | 0.778 | 0.444 | 1.538 | 1.131 | 1.852
US | United States | 19 | Iowa | 82387-12165 | 704275 | MADISON AVE COUNCIL BLUFFS | Army | 155 | Pottawattamie | 1900 | Council Bluffs | 0.96 | 0.94
US | United States | 19 | Iowa | 19640 | 7104 | SAC CITY USARC | Army | 161 | Sac | 7490 | Sac City | 0.96 | 0.94 | 1 | 1.131 | 1.131 | 0.778 | 0.444 | 1.538 | 1.131 | 1.852
US | United States | 19 | Iowa | 19B05 | 4657 | DAVENPORT AASF | Army | 163 | Scott | 2080 | Davenport | 0.96 | 0.94 | 1 | 1.131 | 1.131 | 0.778 | 0.444 | 1.538 | 1.131 | 1.852
US | United States | 19 | Iowa | 19B00 | 4658 | DAVENPORT ARMORY | Army | 163 | Scott | 2080 | Davenport | 0.96 | 0.94 | 1 | 1.131 | 1.131 | 0.778 | 0.444 | 1.538 | 1.131 | 1.852
US | United States | 19 | Iowa | 19B10 | 4659 | DAVENPORT OMS | Army | 163 | Scott | 2080 | Davenport | 0.96 | 0.94 | 1 | 1.131 | 1.131 | 0.778 | 0.444 | 1.538 | 1.131 | 1.852
US | United States | 19 | Iowa | 19545 | 4660 | DAVENPORT USARC | Army | 163 | Scott | 2080 | Davenport | 0.96 | 0.94 | 1 | 1.131 | 1.131 | 0.778 | 0.444 | 1.538 | 1.131 | 1.852
US | United States | 19 | Iowa | 82387-11704 | 703815 | E KIMBERLY RD DAVENPORT | Army | 163 | Scott | 2080 | Davenport | 0.96 | 0.94
US | United States | 19 | Iowa | 82387-11705 | 703816 | E KIMBERLY RD DAVENPORT 1 | Army | 163 | Scott | 2080 | Davenport | 0.96 | 0.94
US | United States | 19 | Iowa | 82387-13247 | 705356 | W KIMBERLY RD DAVENPORT | Army | 163 | Scott | 2080 | Davenport | 0.96 | 0.94
US | United States | 19 | Iowa | 711004 | 711004 | 3309 TREMONT AVENUE DAVENPORT | Army | 163 | Scott | 2080 | Davenport | 0.96 | 0.94
US | United States | 19 | Iowa | 711170 | 711170 | 5248 CANDLELIGHT DAVENPORT | Army | 163 | Scott | 2080 | Davenport | 0.96 | 0.94
US | United States | 19 | Iowa | 710853 | 710853 | 716 CANAL SHORE DRIV LE CLAIRE | Army | 163 | Scott | 4600 | Le Claire | 0.96 | 0.94
US | United States | 19 | Iowa | 19490 | 3779 | AMES USARC | Army | 169 | Story | 0230 | Ames | 0.96 | 0.94 | 1 | 1.131 | 1.131 | 0.778 | 0.444 | 1.538 | 1.131 | 1.852
US | United States | 19 | Iowa | 18081-10678 | 700837 | STORY COUNTY AMES | Army | 169 | Story | 0230 | Ames | 0.96 | 0.94
US | United States | 19 | Iowa | 82387-11494 | 703605 | CHAMBERLAIN ST AMES | Army | 169 | Story | 0230 | Ames | 0.96 | 0.94
US | United States | 19 | Iowa | 82387-11619 | 703730 | DUFF AVE AMES | Army | 169 | Story | 0230 | Ames | 0.96 | 0.94
US | United States | 19 | Iowa | 19525 | 4588 | CRESTON USARC | Army | 175 | Union | 1940 | Creston | 0.96 | 0.94 | 1 | 1.131 | 1.131 | 0.778 | 0.444 | 1.538 | 1.131 | 1.852
US | United States | 19 | Iowa | 19D00 | 6669 | OTTUMWA | Army | 179 | Wapello | 6490 | Ottumwa | 0.96 | 0.94 | 1 | 1.131 | 1.131 | 0.778 | 0.444 | 1.538 | 1.131 | 1.852
US | United States | 19 | Iowa | 82387-13141 | 705250 | US HWY 34 & QUINCY AVE OTTUMWA | Army | 179 | Wapello | 6490 | Ottumwa | 0.96 | 0.94
US | United States | 19 | Iowa | 19D60 | 7788 | WASHINGTON | Army | 183 | Washington | 8770 | Washington | 0.96 | 0.94 | 1 | 1.131 | 1.131 | 0.778 | 0.444 | 1.538 | 1.131 | 1.852
US | United States | 19 | Iowa | 1990B | 7792 | WASHINGTON AMSA | Army | 183 | Washington | 8770 | Washington | 0.96 | 0.94 | 1 | 1.131 | 1.131 | 0.778 | 0.444 | 1.538 | 1.131 | 1.852
US | United States | 19 | Iowa | 19675 | 7794 | WASHINGTON USARC-IA-19675 | Army | 183 | Washington | 8770 | Washington | 0.96 | 0.94 | 1 | 1.131 | 1.131 | 0.778 | 0.444 | 1.538 | 1.131 | 1.852
US | United States | 19 | Iowa | 20820-10003 | 700911 | 1411 N MARION AV WASHINGTON | Army | 183 | Washington | 8770 | Washington | 0.96 | 0.94 | 1 | 1.131 | 1.131 | 0.778 | 0.444 | 1.538 | 1.131 | 1.852
US | United States | 19 | Iowa | 19B55 | 4997 | FORT DODGE | Army | 187 | Webster | 3020 | Fort Dodge | 0.96 | 0.94 | 1 | 1.131 | 1.131 | 0.778 | 0.444 | 1.538 | 1.131 | 1.852
US | United States | 19 | Iowa | 19560 | 4998 | FORT DODGE USARC | Army | 187 | Webster | 3020 | Fort Dodge | 0.96 | 0.94 | 1 | 1.131 | 1.131 | 0.778 | 0.444 | 1.538 | 1.131 | 1.852
US | United States | 19 | Iowa | 82387-11483 | 703594 | CENTRAL AVE FORT DODGE | Army | 187 | Webster | 3020 | Fort Dodge | 0.96 | 0.94
US | United States | 19 | Iowa | 82387-12751 | 704861 | S 25TH ST FORT DODGE | Army | 187 | Webster | 3020 | Fort Dodge | 0.96 | 0.94
US | United States | 19 | Iowa | 710216 | 710216 | 1500 28TH AVENUE NORTH FORT DODGE | Army | 187 | Webster | 3020 | Fort Dodge | 0.96 | 0.94
US | United States | 19 | Iowa | 711088 | 711088 | 1535 11TH AVENUE NORTH FORT DODGE | Army | 187 | Webster | 3020 | Fort Dodge | 0.96 | 0.94
US | United States | 19 | Iowa | HEMT0001 | 2095 | FORT DODGE AIR NATIONAL GUARD SITE # 1 | Air Force | 187 | Webster | 9999 | Unknown | 0.96 | 0.94 | 1 | 1.131 | 1.131 | 0.778 | 0.444 | 1.538 | 1.131 | 1.852
US | United States | 19 | Iowa | 710603 | 710603 | 105 FAIRVIEW DRIVE FOREST CITY | Army | 189 | Winnebago | 3000 | Forest City | 0.96 | 0.94
US | United States | 19 | Iowa | 19547 | 4676 | DECORAH USARC | Army | 191 | Winneshiek | 2130 | Decorah | 0.96 | 0.94 | 1 | 1.131 | 1.131 | 0.778 | 0.444 | 1.538 | 1.131 | 1.852
US | United States | 19 | Iowa | 82387-10819 | 702930 | 401 WEST WATER STREET DECORAH | Army | 191 | Winneshiek | 2130 | Decorah | 0.96 | 0.94
US | United States | 19 | Iowa | 19645 | 7285 | SIOUX CITY USARC | Army | 193 | Woodbury | 7850 | Sioux City | 0.96 | 0.94 | 1 | 1.131 | 1.131 | 0.778 | 0.444 | 1.538 | 1.131 | 1.852
US | United States | 19 | Iowa | 19D30 | 9437 | SIOUX CITY | Army | 193 | Woodbury | 7850 | Sioux City | 0.96 | 0.94 | 1 | 1.131 | 1.131 | 0.778 | 0.444 | 1.538 | 1.131 | 1.852
US | United States | 19 | Iowa | 82387-12934 | 705044 | SERGEANT RD SIOUX CITY | Army | 193 | Woodbury | 7850 | Sioux City | 0.96 | 0.94
US | United States | 19 | Iowa | 710702 | 710702 | 4201 DENNICE COURT SIOUX CITY | Army | 193 | Woodbury | 7850 | Sioux City | 0.96 | 0.94
US | United States | 19 | Iowa | VSSB0001 | 3279 | SIOUX GATEWAY APT / COL BUD DAY FIELD (ANG) SITE # 1 | Air Force | 193 | Woodbury | 9999 | Unknown | 0.96 | 0.94 | 1 | 1.131 | 1.131 | 0.778 | 0.444 | 1.538 | 1.131 | 1.852
US | United States | 20 | Kansas | 20B55 | 5548 | IOLA ARMORY | Army | 001 | Allen | 2700 | Iola | 0.89 | 0.86 | 1 | 1.131 | 1.131 | 0.63 | 0.556 | 1.538 | 1.131 | 0.937
US | United States | 20 | Kansas | 20B15 | 5168 | GARNETT ARMORY | Army | 003 | Anderson | 1990 | Garnett | 0.89 | 0.86 | 1 | 1.131 | 1.131 | 0.63 | 0.556 | 1.538 | 1.131 | 0.937
US | United States | 20 | Kansas | 20A15 | 3871 | ATCHISON ARMORY | Army | 005 | Atchison | 0260 | Atchison | 0.89 | 0.86 | 1 | 1.131 | 1.131 | 0.63 | 0.556 | 1.538 | 1.131 | 0.937
US | United States | 20 | Kansas | 20015 | 3872 | ATCHISON CAVES | Army | 005 | Atchison | 0260 | Atchison | 0.89 | 0.86 | 1 | 1.131 | 1.131 | 0.63 | 0.556 | 1.538 | 1.131 | 0.937
US | United States | 20 | Kansas | 20790 | 7473 | SUNFLOWER WET SITE | Army | 005 | Atchison | 1235 | Cummings | 0.89 | 0.86 | 1 | 1.131 | 1.131 | 0.63 | 0.556 | 1.538 | 1.131 | 0.937
US | United States | 20 | Kansas | 20B22 | 5262 | GREAT BEND ARMORY | Army | 009 | Barton | 2150 | Great Bend | 0.89 | 0.86 | 1 | 1.131 | 1.131 | 0.63 | 0.556 | 1.538 | 1.131 | 0.937
US | United States | 20 | Kansas | 20725 | 5264 | GREAT BEND USARC | Army | 009 | Barton | 2150 | Great Bend | 0.89 | 0.86 | 1 | 1.131 | 1.131 | 0.63 | 0.556 | 1.538 | 1.131 | 0.937
US | United States | 20 | Kansas | 20B00 | 5048 | FORT SCOTT ARMORY | Army | 011 | Bourbon | 1830 | Fort Scott | 0.89 | 0.86 | 1 | 1.131 | 1.131 | 0.63 | 0.556 | 1.538 | 1.131 | 0.937
US | United States | 20 | Kansas | 20B35 | 5436 | HIAWATHA ARMORY | Army | 013 | Brown | 2450 | Hiawatha | 0.89 | 0.86 | 1 | 1.131 | 1.131 | 0.63 | 0.556 | 1.538 | 1.131 | 0.937
US | United States | 20 | Kansas | 20B45 | 5489 | HORTON ARMORY | Army | 013 | Brown | 2560 | Horton | 0.89 | 0.86 | 1 | 1.131 | 1.131 | 0.63 | 0.556 | 1.538 | 1.131 | 0.937
US | United States | 20 | Kansas | 20A20 | 3890 | AUGUSTA ARMORY | Army | 015 | Butler | 0310 | Augusta | 0.89 | 0.86 | 1 | 1.131 | 1.131 | 0.63 | 0.556 | 1.538 | 1.131 | 0.937
US | United States | 20 | Kansas | PRQT0001 | 2787 | MCCONNELL AF MISSILE SITE NO2 SITE # 533-2 | Air Force | 015 | Butler | 1540 | El Dorado | 0.89 | 0.86 | 1 | 1.131 | 1.131 | 0.63 | 0.556 | 1.538 | 1.131 | 0.937
US | United States | 20 | Kansas | 2026A | 4840 | ELDORADO USARC | Army | 015 | Butler | 1540 | El Dorado | 0.89 | 0.86 | 1 | 1.131 | 1.131 | 0.63 | 0.556 | 1.538 | 1.131 | 0.937
US | United States | 20 | Kansas | 20820-10002 | 700910 | 120 S VINE ST EL DORADO | Army | 015 | Butler | 1540 | El Dorado | 0.89 | 0.86 | 1 | 1.131 | 1.131 | 0.63 | 0.556 | 1.538 | 1.131 | 0.937
US | United States | 20 | Kansas | 20A50 | 4449 | CLAY CENTER ARMORY | Army | 027 | Clay | 0980 | Clay Center | 0.89 | 0.86 | 1 | 1.131 | 1.131 | 0.63 | 0.556 | 1.538 | 1.131 | 0.937
US | United States | 20 | Kansas | 20A70 | 4531 | CONCORDIA ARMORY | Army | 029 | Cloud | 1120 | Concordia | 0.89 | 0.86 | 1 | 1.131 | 1.131 | 0.63 | 0.556 | 1.538 | 1.131 | 0.937
US | United States | 20 | Kansas | 20A35 | 4189 | BURLINGTON ARMORY | Army | 031 | Coffey | 0690 | Burlington | 0.89 | 0.86 | 1 | 1.131 | 1.131 | 0.63 | 0.556 | 1.538 | 1.131 | 0.937
US | United States | 20 | Kansas | 82387-11643 | 703754 | E 5TH AVE ARKANSAS CITY | Army | 035 | Cowley | 0210 | Arkansas City | 0.89 | 0.86
US | United States | 20 | Kansas | 82387-12469 | 704579 | N SUMMIT ST ARKANSAS CITY | Army | 035 | Cowley | 0210 | Arkansas City | 0.89 | 0.86
US | United States | 20 | Kansas | PRQZ0001 | 2788 | MCCONNELL AF MISSILE SITE NO8 SITE # 533-8 | Air Force | 035 | Cowley | 5970 | Winfield | 0.89 | 0.86 | 1 | 1.131 | 1.131 | 0.63 | 0.556 | 1.538 | 1.131 | 0.937
US | United States | 20 | Kansas | 20D55 | 7940 | WINFIELD ARMORY | Army | 035 | Cowley | 5970 | Winfield | 0.89 | 0.86 | 1 | 1.131 | 1.131 | 0.63 | 0.556 | 1.538 | 1.131 | 0.937
US | United States | 20 | Kansas | 20C60 | 6811 | PITTSBURG ARMORY | Army | 037 | Crawford | 4460 | Pittsburg | 0.89 | 0.86 | 1 | 1.325 | 1.325 | 0.63 | 0.556 | 1.538 | 1.325 | 0.937
US | United States | 20 | Kansas | 20780 | 6812 | PITTSBURG USARC | Army | 037 | Crawford | 4460 | Pittsburg | 0.89 | 0.86 | 1 | 1.325 | 1.325 | 0.63 | 0.556 | 1.538 | 1.325 | 0.937
US | United States | 20 | Kansas | 82387-13214 | 705323 | W CENTENNIAL DR PITTSBURG | Army | 037 | Crawford | 4460 | Pittsburg | 0.89 | 0.86
US | United States | 20 | Kansas | 20A05 | 3706 | ABILENE ARMORY | Army | 041 | Dickinson | 0020 | Abilene | 0.89 | 0.86 | 1 | 1.135 | 1.135 | 0.63 | 0.556 | 1.538 | 1.135 | 0.937
US | United States | 20 | Kansas | 710039 | 710039 | 210 WALNUT ELWOOD | Army | 043 | Doniphan | 1640 | Elwood | 0.89 | 0.86
US | United States | 20 | Kansas | 20D25 | 7593 | TROY ARMORY | Army | 043 | Doniphan | 5450 | Troy | 0.89 | 0.86 | 1 | 1.135 | 1.135 | 0.63 | 0.556 | 1.538 | 1.135 | 0.937
US | United States | 20 | Kansas | 20B90 | 5837 | LAWRENCE ARMORY | Army | 045 | Douglas | 3010 | Lawrence | 0.89 | 0.86 | 1 | 1.131 | 1.131 | 0.63 | 0.556 | 1.538 | 1.131 | 0.937
US | United States | 20 | Kansas | 20755 | 5839 | LAWRENCE USARC | Army | 045 | Douglas | 3010 | Lawrence | 0.89 | 0.86 | 1 | 1.131 | 1.131 | 0.63 | 0.556 | 1.538 | 1.131 | 0.937
US | United States | 20 | Kansas | 82387-10523 | 702634 | 2233 LOUISIANA ST LAWRENCE | Army | 045 | Douglas | 3010 | Lawrence | 0.89 | 0.86
US | United States | 20 | Kansas | 82387-12155 | 704265 | LOUISIANA ST LAWRENCE | Army | 045 | Douglas | 3010 | Lawrence | 0.89 | 0.86
US | United States | 20 | Kansas | 82387-12293 | 704403 | MISSOURI LAWRENCE | Army | 045 | Douglas | 3010 | Lawrence | 0.89 | 0.86
US | United States | 20 | Kansas | 711235 | 711235 | 413 EISENHOWER LANE LAWRENCE | Army | 045 | Douglas | 3010 | Lawrence | 0.89 | 0.86
US | United States | 20 | Kansas | 20730 | 5391 | HAYS USARC | Army | 051 | Ellis | 2390 | Hays | 0.89 | 0.86 | 1 | 1.131 | 1.131 | 0.63 | 0.556 | 1.538 | 1.131 | 0.937
US | United States | 20 | Kansas | 20B30 | 5392 | HAYS ARMORY | Army | 051 | Ellis | 2390 | Hays | 0.89 | 0.86 | 1 | 1.131 | 1.131 | 0.63 | 0.556 | 1.538 | 1.131 | 0.937
US | United States | 20 | Kansas | 20968 | 5393 | HAYS USARC #2 | Army | 051 | Ellis | 2390 | Hays | 0.89 | 0.86 | 1 | 1.131 | 1.131 | 0.63 | 0.556 | 1.538 | 1.131 | 0.937
US | United States | 20 | Kansas | 20820-10001 | 700909 | 101 MAIN ST. HAYS | Army | 051 | Ellis | 2390 | Hays | 0.89 | 0.86 | 1 | 1.131 | 1.131 | 0.63 | 0.556 | 1.538 | 1.131 | 0.937
US | United States | 20 | Kansas | 82387-10870 | 702981 | 4333 VINE HAYS | Army | 051 | Ellis | 2390 | Hays | 0.89 | 0.86
US | United States | 20 | Kansas | 20B10 | 5155 | GARDEN CITY ARMORY | Army | 055 | Finney | 1950 | Garden City | 0.89 | 0.86 | 1 | 1.131 | 1.131 | 0.63 | 0.556 | 1.538 | 1.131 | 0.937
US | United States | 20 | Kansas | 2032A | 5156 | GARDEN CITY USARC | Army | 055 | Finney | 1950 | Garden City | 0.89 | 0.86 | 1 | 1.131 | 1.131 | 0.63 | 0.556 | 1.538 | 1.131 | 0.937
US | United States | 20 | Kansas | 82387-10391 | 702502 | 1811 E MARY ST GARDEN CITY | Army | 055 | Finney | 1950 | Garden City | 0.89 | 0.86
US | United States | 20 | Kansas | 20A80 | 4734 | DODGE CITY ARMORY | Army | 057 | Ford | 1370 | Dodge City | 0.89 | 0.86 | 1 | 1.131 | 1.131 | 0.63 | 0.556 | 1.538 | 1.131 | 0.937
US | United States | 20 | Kansas | 2023A | 4735 | DODGE CITY USARC | Army | 057 | Ford | 1370 | Dodge City | 0.89 | 0.86 | 1 | 1.131 | 1.131 | 0.63 | 0.556 | 1.538 | 1.131 | 0.937
US | United States | 20 | Kansas | 20820-10014 | 700922 | NORTH FRONTAGE RD. DODGE CITY | Army | 057 | Ford | 1370 | Dodge City | 0.89 | 0.86 | 1 | 1.131 | 1.131 | 0.63 | 0.556 | 1.538 | 1.131 | 0.937
US | United States | 20 | Kansas | 82387-11488 | 703599 | CENTRAL DODGE CITY | Army | 057 | Ford | 1370 | Dodge City | 0.89 | 0.86
US | United States | 20 | Kansas | 20C45 | 6668 | OTTAWA ARMORY | Army | 059 | Franklin | 4270 | Ottawa | 0.89 | 0.86 | 1 | 1.131 | 1.131 | 0.63 | 0.556 | 1.538 | 1.131 | 0.937
US | United States | 20 | Kansas | 82387-10854 | 702965 | 425 S. MAIN OTTAWA | Army | 059 | Franklin | 4270 | Ottawa | 0.89 | 0.86
US | United States | 20 | Kansas | 20605 | 5044 | FORT RILEY | Army | 061 | Geary | 1826 | Fort Riley | 0.99 | 0.97 | 1 | 1.131 | 1.131 | 0.63 | 0.556 | 1.538 | 1.131 | 0.937
US | United States | 20 | Kansas | 20B65 | 5671 | JUNCTION CITY ARMORY | Army | 061 | Geary | 2790 | Junction City | 0.99 | 0.97 | 1 | 1.131 | 1.131 | 0.63 | 0.556 | 1.538 | 1.131 | 0.937
US | United States | 20 | Kansas | 82387-11253 | 703364 | 905 W. 6TH JUNCTION CITY | Army | 061 | Geary | 2790 | Junction City | 0.99 | 0.97
US | United States | 20 | Kansas | 20C35 | 6433 | NEWTON ARMORY | Army | 079 | Harvey | 4000 | Newton | 0.89 | 0.86 | 1 | 1.131 | 1.131 | 0.63 | 0.556 | 1.538 | 1.131 | 0.937
US | United States | 20 | Kansas | 20B40 | 5472 | HOLTON ARMORY | Army | 085 | Jackson | 2520 | Holton | 0.89 | 0.86 | 1 | 1.131 | 1.131 | 0.63 | 0.556 | 1.538 | 1.131 | 0.937
US | United States | 20 | Kansas | 20C10 | 6053 | MANKATO ARMORY | Army | 089 | Jewell | 3500 | Mankato | 0.89 | 0.86 | 1 | 1.131 | 1.131 | 0.63 | 0.556 | 1.538 | 1.131 | 0.937
US | United States | 20 | Kansas | 20655 | 7472 | SUNFLOWER AAP | Army | 091 | Johnson | 1340 | De Soto | 0.89 | 0.86 | 1 | 1.131 | 1.131 | 0.63 | 0.556 | 1.538 | 1.131 | 0.937
US | United States | 20 | Kansas | 20966 | 6396 | NEW CENTURY USARC #2 | Army | 091 | Johnson | 1970 | Gardner | 0.89 | 0.86 | 1 | 1.131 | 1.131 | 0.63 | 0.556 | 1.538 | 1.131 | 0.937
US | United States | 20 | Kansas | 20769 | 6397 | NEW CENTURY USARC/ASF # 37 | Army | 091 | Johnson | 1970 | Gardner | 0.89 | 0.86 | 1 | 1.131 | 1.131 | 0.63 | 0.556 | 1.538 | 1.131 | 0.937
US | United States | 20 | Kansas | 20B97 | 5866 | LENEXA ARMORY | Army | 091 | Johnson | 3080 | Lenexa | 0.89 | 0.86 | 1 | 1.131 | 1.131 | 0.63 | 0.556 | 1.538 | 1.131 | 0.937
US | United States | 20 | Kansas | 82387-11282 | 703393 | 9676 QUIVIRA ROAD LENEXA | Army | 091 | Johnson | 3080 | Lenexa | 0.89 | 0.86
US | United States | 20 | Kansas | 82387-11014 | 703125 | 5930 ROE AVENUE MISSION | Army | 091 | Johnson | 3705 | Mission | 0.89 | 0.86
US | United States | 20 | Kansas | 20C42 | 6617 | OLATHE ARMORY | Army | 091 | Johnson | 4140 | Olathe | 0.89 | 0.86 | 1 | 1.131 | 1.131 | 0.63 | 0.556 | 1.538 | 1.131 | 0.937
US | United States | 20 | Kansas | 82387-12875 | 704985 | S STRANG LINE RD OLATHE | Army | 091 | Johnson | 4140 | Olathe | 0.89 | 0.86
US | United States | 20 | Kansas | 82387-11137 | 703248 | 7300 COLLEGE BLVD OVERLAND PARK | Army | 091 | Johnson | 4285 | Overland Park | 0.89 | 0.86
US | United States | 20 | Kansas | 82387-11524 | 703635 | COLLEGE BLVD OVERLAND PARK | Army | 091 | Johnson | 4285 | Overland Park | 0.89 | 0.86
US | United States | 20 | Kansas | 82387-12908 | 705018 | SANTA FE DR OVERLAND PARK | Army | 091 | Johnson | 4285 | Overland Park | 0.89 | 0.86
US | United States | 20 | Kansas | PRRJ0001 | 2791 | MCCONNELL AF MISSILE SITE NO17 SITE # 532-8 | Air Force | 095 | Kingman | 2850 | Kingman | 0.89 | 0.86 | 1 | 1.131 | 1.131 | 0.63 | 0.556 | 1.538 | 1.131 | 0.937
US | United States | 20 | Kansas | 20B80 | 5731 | KINGMAN ARMORY | Army | 095 | Kingman | 2850 | Kingman | 0.89 | 0.86 | 1 | 1.131 | 1.131 | 0.63 | 0.556 | 1.538 | 1.131 | 0.937
US | United States | 20 | Kansas | PRRG0001 | 2790 | MCCONNELL AF MISSILE SITE NO15 SITE # 532-6 | Air Force | 095 | Kingman | 4635 | Rago | 0.89 | 0.86 | 1 | 1.131 | 1.131 | 0.63 | 0.556 | 1.538 | 1.131 | 0.937
US | United States | 20 | Kansas | 20325 | 5691 | KANSAS AAP | Army | 099 | Labette | 4370 | Parsons | 0.95 | 0.94 | 1 | 1.131 | 1.131 | 0.63 | 0.556 | 1.538 | 1.131 | 0.937
US | United States | 20 | Kansas | 20768 | 6709 | PARSONS USARC | Army | 099 | Labette | 4370 | Parsons | 0.95 | 0.94 | 1 | 1.131 | 1.131 | 0.63 | 0.556 | 1.538 | 1.131 | 0.937
US | United States | 20 | Kansas | 20395 | 5022 | FORT LEAVENWORTH | Army | 103 | Leavenworth | 1823 | Fort Leavenworth | 1.05 | 1.08 | 1 | 1.131 | 1.131 | 0.63 | 0.556 | 1.538 | 1.131 | 0.937
US | United States | 20 | Kansas | 20967 | 5845 | LEAVENWORTH USARC | Army | 103 | Leavenworth | 3020 | Leavenworth | 1.05 | 1.08 | 1 | 1.131 | 1.131 | 0.63 | 0.556 | 1.538 | 1.131 | 0.937
US | United States | 20 | Kansas | 82387-10476 | 702587 | 209 S 5TH STREET LEAVENWORTH | Army | 103 | Leavenworth | 3020 | Leavenworth | 1.05 | 1.08
US | United States | 20 | Kansas | 82387-12266 | 704376 | METROPOLITAN ST LEAVENWORTH | Army | 103 | Leavenworth | 3020 | Leavenworth | 1.05 | 1.08
US | United States | 20 | Kansas | 82387-12758 | 704868 | S 4TH ST LEAVENWORTH | Army | 103 | Leavenworth | 3020 | Leavenworth | 1.05 | 1.08
US | United States | 20 | Kansas | 20A90 | 4869 | EMPORIA ARMORY | Army | 111 | Lyon | 1660 | Emporia | 0.89 | 0.86 | 1 | 1.131 | 1.131 | 0.63 | 0.556 | 1.538 | 1.131 | 0.937
US | United States | 20 | Kansas | 20700 | 4870 | EMPORIA USARC | Army | 111 | Lyon | 1660 | Emporia | 0.89 | 0.86 | 1 | 1.131 | 1.131 | 0.63 | 0.556 | 1.538 | 1.131 | 0.937
US | United States | 20 | Kansas | 82387-12054 | 704164 | INDUSTRIAL DR EMPORIA | Army | 111 | Lyon | 1660 | Emporia | 0.89 | 0.86
US | United States | 20 | Kansas | 20C15 | 6104 | MARYSVILLE ARMORY | Army | 117 | Marshall | 3560 | Marysville | 0.89 | 0.86 | 1 | 1.131 | 1.131 | 0.63 | 0.556 | 1.538 | 1.131 | 0.937
US | United States | 20 | Kansas | 20C50 | 6695 | PAOLA ARMORY | Army | 121 | Miami | 4320 | Paola | 0.89 | 0.86 | 1 | 1.131 | 1.131 | 0.63 | 0.556 | 1.538 | 1.131 | 0.937
US | United States | 20 | Kansas | 20A45 | 4415 | CHERRYVALE ARMORY | Army | 125 | Montgomery | 0930 | Cherryvale | 0.89 | 0.86 | 1 | 1.131 | 1.131 | 0.63 | 0.556 | 1.538 | 1.131 | 0.937
US | United States | 20 | Kansas | 20A60 | 4482 | COFFEYVILLE ARMORY | Army | 125 | Montgomery | 1050 | Coffeyville | 0.89 | 0.86 | 1 | 1.131 | 1.131 | 0.63 | 0.556 | 1.538 | 1.131 | 0.937
US | United States | 20 | Kansas | 20A61 | 4483 | COFFEYVILLE ARMORY (NEW) | Army | 125 | Montgomery | 1050 | Coffeyville | 0.89 | 0.86 | 1 | 1.131 | 1.131 | 0.63 | 0.556 | 1.538 | 1.131 | 0.937
US | United States | 20 | Kansas | 20735 | 5532 | INDEPENDENCE USARC-KS-20735 | Army | 125 | Montgomery | 2670 | Independence | 0.89 | 0.86 | 1 | 1.131 | 1.131 | 0.63 | 0.556 | 1.538 | 1.131 | 0.937
US | United States | 20 | Kansas | 82387-12451 | 704561 | N PENN INDEPENDENCE | Army | 125 | Montgomery | 2670 | Independence | 0.89 | 0.86
US | United States | 20 | Kansas | 20A75 | 4565 | COUNCIL GROVE ARMORY | Army | 127 | Morris | 1180 | Council Grove | 0.89 | 0.86 | 1 | 1.131 | 1.131 | 0.63 | 0.556 | 1.538 | 1.131 | 0.937
US | United States | 20 | Kansas | 20C85 | 7103 | SABETHA ARMORY | Army | 131 | Nemaha | 4840 | Sabetha | 0.89 | 0.86 | 1 | 1.131 | 1.131 | 0.63 | 0.556 | 1.538 | 1.131 | 0.937
US | United States | 20 | Kansas | 20A40 | 4380 | CHANUTE ARMORY | Army | 133 | Neosho | 0870 | Chanute | 0.89 | 0.86 | 1 | 1.131 | 1.131 | 0.63 | 0.556 | 1.538 | 1.131 | 0.937
US | United States | 20 | Kansas | 20C40 | 6574 | NORTON ARMORY | Army | 137 | Norton | 4050 | Norton | 0.89 | 0.86 | 1 | 1.131 | 1.131 | 0.63 | 0.556 | 1.538 | 1.131 | 0.937
US | United States | 20 | Kansas | 20767 | 6660 | OSAGE CITY USARC | Army | 139 | Osage | 4210 | Osage City | 0.89 | 0.86 | 1 | 1.131 | 1.131 | 0.63 | 0.556 | 1.538 | 1.131 | 0.937
US | United States | 20 | Kansas | 20B85 | 5825 | LARNED ARMORY | Army | 145 | Pawnee | 2980 | Larned | 0.89 | 0.86 | 1 | 1.131 | 1.131 | 0.63 | 0.556 | 1.538 | 1.131 | 0.937
US | United States | 20 | Kansas | 20C55 | 6780 | PHILLIPSBURG ARMORY | Army | 147 | Phillips | 4450 | Phillipsburg | 0.89 | 0.86 | 1 | 1.131 | 1.131 | 0.63 | 0.556 | 1.538 | 1.131 | 0.937
US | United States | 20 | Kansas | 20C75 | 6877 | PRATT ARMORY | Army | 151 | Pratt | 4550 | Pratt | 0.89 | 0.86 | 1 | 1.131 | 1.131 | 0.63 | 0.556 | 1.538 | 1.131 | 0.937
US | United States | 20 | Kansas | 2041A | 5518 | HUTCHINSON AFRC | Army | 155 | Reno | 2660 | Hutchinson | 0.89 | 0.86 | 1 | 1.131 | 1.131 | 0.63 | 0.556 | 1.538 | 1.131 | 0.937
US | United States | 20 | Kansas | 20B50 | 5519 | HUTCHINSON ARMORY | Army | 155 | Reno | 2660 | Hutchinson | 0.89 | 0.86 | 1 | 1.131 | 1.131 | 0.63 | 0.556 | 1.538 | 1.131 | 0.937
US | United States | 20 | Kansas | 20820-10005 | 700913 | 2204 E 11TH ST HUTCHINSON | Army | 155 | Reno | 2660 | Hutchinson | 0.89 | 0.86
US | United States | 20 | Kansas | 20820-10016 | 700924 | USN RESERVE CENTER HUTCHINSON | Army | 155 | Reno | 2660 | Hutchinson | 0.89 | 0.86 | 1 | 1.131 | 1.131 | 0.63 | 0.556 | 1.538 | 1.131 | 0.937
US | United States | 20 | Kansas | 82387-10298 | 702409 | 1500 E 11TH AVE STE G14A HUTCHINSON | Army | 155 | Reno | 2660 | Hutchinson | 0.89 | 0.86
US | United States | 20 | Kansas | 711164 | 711164 | 3216 NORTHWESTERN AV HUTCHINSON | Army | 155 | Reno | 2660 | Hutchinson | 0.89 | 0.86
US | United States | 20 | Kansas | 20A25 | 3984 | BELLEVILLE ARMORY | Army | 157 | Republic | 0430 | Belleville | 0.89 | 0.86 | 1 | 1.131 | 1.131 | 0.63 | 0.556 | 1.538 | 1.131 | 0.937
US | United States | 20 | Kansas | 20C06 | 3843 | MANHATTAN READINESS CENTER | Army | 161 | Riley | 3490 | Manhattan | 0.88 | 0.85 | 1 | 1.131 | 1.131 | 0.63 | 0.556 | 1.538 | 1.131 | 0.937
US | United States | 20 | Kansas | 20765 | 6050 | MANHATTEN AFRC | Army | 161 | Riley | 3490 | Manhattan | 0.88 | 0.85 | 1 | 1.131 | 1.131 | 0.63 | 0.556 | 1.538 | 1.131 | 0.937
US | United States | 20 | Kansas | 20073 | 170012 | MANHATTAN AIRPORT | Army | 161 | Riley | 3490 | Manhattan | 0.99 | 0.97 | 1 | 1 | 1 | 0.63 | 0.556 | 1.538 | 1 | 0.937
US | United States | 20 | Kansas | 82387-10013 | 702124 | 100 MANHATTAN TOWN CTR MANHATTAN | Army | 161 | Riley | 3490 | Manhattan | 0.88 | 0.85
US | United States | 20 | Kansas | 82387-11321 | 703432 | ANDERSON AVE MANHATTAN | Army | 161 | Riley | 3490 | Manhattan | 0.88 | 0.85
US | United States | 20 | Kansas | 711162 | 711162 | MANHATTAN REGIONAL AIRPORT MANHATTAN | Army | 161 | Riley | 3490 | Manhattan | 0.88 | 0.85
US | United States | 20 | Kansas | 20C80 | 7094 | RUSSELL ARMORY | Army | 167 | Russell | 4820 | Russell | 0.89 | 0.86 | 1 | 1.131 | 1.131 | 0.63 | 0.556 | 1.538 | 1.131 | 0.937
US | United States | 20 | Kansas | 20D00 | 7130 | SALINA KS TRAINING CENTER | Army | 169 | Saline | 4900 | Salina | 0.89 | 0.86 | 1 | 1.131 | 1.131 | 0.63 | 0.556 | 1.538 | 1.131 | 0.937
US | United States | 20 | Kansas | 20D05 | 7131 | SALINA SMOKY HILL MAJ TNG AREA | Army | 169 | Saline | 4900 | Salina | 0.89 | 0.86 | 1 | 1.131 | 1.131 | 0.63 | 0.556 | 1.538 | 1.131 | 0.937
US | United States | 20 | Kansas | 20785 | 7132 | SALINA USARC | Army | 169 | Saline | 4900 | Salina | 0.89 | 0.86 | 1 | 1.131 | 1.131 | 0.63 | 0.556 | 1.538 | 1.131 | 0.937
US | United States | 20 | Kansas | 82387-12762 | 704872 | S 9TH SALINA | Army | 169 | Saline | 4900 | Salina | 0.89 | 0.86
US | United States | 20 | Kansas | 711086 | 711086 | 105 N. EASTMOORE SALINA | Army | 169 | Saline | 4900 | Salina | 0.89 | 0.86
US | United States | 20 | Kansas | 711236 | 711236 | 755 MEADOWBROOK SALINA | Army | 169 | Saline | 4900 | Salina | 0.89 | 0.86
US | United States | 20 | Kansas | VUBV0001 | 3283 | SMOKY HILL ANG RANGE SITE # 1 | Air Force | 169 | Saline | 9999 | Unknown | 0.89 | 0.86 | 1 | 1.131 | 1.131 | 0.63 | 0.556 | 1.538 | 1.131 | 0.937
US | United States | 20 | Kansas | PRRK0001 | 2792 | MCCONNELL AF MISSILE SITE NO18 SITE # 532-9 | Air Force | 173 | Sedgwick | 0910 | Cheney | 0.93 | 0.91 | 1 | 1.131 | 1.131 | 0.63 | 0.556 | 1.538 | 1.131 | 0.937
US | United States | 20 | Kansas | N00128-WI | 859 | NAVOPSPTCEN WICHITA KS | Navy | 173 | Sedgwick | 5880 | Wichita | 0.9 | 0.87 | 1 | 1.131 | 1.131 | 0.63 | 0.556 | 1.538 | 1.131 | 0.937
US | United States | 20 | Kansas | PRQE0001 | 2786 | MCCONNELL SITE # 1 | Air Force | 173 | Sedgwick | 5880 | Wichita | 0.93 | 0.91 | 1 | 1.131 | 1.131 | 0.63 | 0.556 | 1.538 | 1.131 | 0.937
US | United States | 20 | Kansas | 20D50 | 7890 | WICHITA EAST ARMORY | Army | 173 | Sedgwick | 5880 | Wichita | 0.9 | 0.87 | 1 | 1.131 | 1.131 | 0.63 | 0.556 | 1.538 | 1.131 | 0.937
US | United States | 20 | Kansas | 20D45 | 7893 | WICHITA FMS 3 | Army | 173 | Sedgwick | 5880 | Wichita | 0.9 | 0.87 | 1 | 1.131 | 1.131 | 0.63 | 0.556 | 1.538 | 1.131 | 0.937
US | United States | 20 | Kansas | 20D35 | 7894 | WICHITA SOUTH ARMORY | Army | 173 | Sedgwick | 5880 | Wichita | 0.9 | 0.87 | 1 | 1.131 | 1.131 | 0.63 | 0.556 | 1.538 | 1.131 | 0.937
US | United States | 20 | Kansas | 20825 | 7895 | WICHITA USARC | Army | 173 | Sedgwick | 5880 | Wichita | 0.9 | 0.87 | 1 | 1.131 | 1.131 | 0.63 | 0.556 | 1.538 | 1.131 | 0.937
US | United States | 20 | Kansas | 20D40 | 7896 | WICHITA WEST ARMORY | Army | 173 | Sedgwick | 5880 | Wichita | 0.9 | 0.87 | 1 | 1.131 | 1.131 | 0.63 | 0.556 | 1.538 | 1.131 | 0.937
US | United States | 20 | Kansas | 18081-10140 | 700299 | 401 N MARKET ST WICHITA | Army | 173 | Sedgwick | 5880 | Wichita | 0.9 | 0.87
US | United States | 20 | Kansas | 82387-10609 | 702720 | 2626 S. ROCK ROAD WICHITA | Army | 173 | Sedgwick | 5880 | Wichita | 0.9 | 0.87
US | United States | 20 | Kansas | 82387-11697 | 703808 | E HARRY WICHITA | Army | 173 | Sedgwick | 5880 | Wichita | 0.9 | 0.87
US | United States | 20 | Kansas | 82387-12460 | 704570 | N ROCK RD WICHITA | Army | 173 | Sedgwick | 5880 | Wichita | 0.9 | 0.87
US | United States | 20 | Kansas | 82387-12481 | 704591 | N WEST ST WICHITA | Army | 173 | Sedgwick | 5880 | Wichita | 0.9 | 0.87
US | United States | 20 | Kansas | 82387-12725 | 704835 | RIVERVIEW WICHITA | Army | 173 | Sedgwick | 5880 | Wichita | 0.9 | 0.87
US | United States | 20 | Kansas | 20C00 | 5900 | LIBERAL ARMORY | Army | 175 | Seward | 3160 | Liberal | 0.89 | 0.86 | 1 | 1.131 | 1.131 | 0.63 | 0.556 | 1.538 | 1.131 | 0.937
US | United States | 20 | Kansas | 82387-12397 | 704507 | N KANSAS AVE LIBERAL | Army | 175 | Seward | 3160 | Liberal | 0.89 | 0.86
US | United States | 20 | Kansas | 710361 | 710361 | 3000 WINSTON DRIVE LAWRENCE | Army | 177 | Shawnee | 0502 | Berryton | 0.89 | 0.86
US | United States | 20 | Kansas | GUQE0001 | 2080 | FORBES FIELD ANG SITE # 1 | Air Force | 177 | Shawnee | 5400 | Topeka | 0.89 | 0.86 | 1 | 1.131 | 1.131 | 0.63 | 0.556 | 1.538 | 1.131 | 0.937
US | United States | 20 | Kansas | 20D22 | 6366 | NATIONAL GUARD MUSEUM | Army | 177 | Shawnee | 5400 | Topeka | 0.89 | 0.86 | 1 | 1.131 | 1.131 | 0.63 | 0.556 | 1.538 | 1.131 | 0.937
US | United States | 20 | Kansas | 20D20 | 7575 | TOPEKA FORBES FIELD | Army | 177 | Shawnee | 5400 | Topeka | 0.89 | 0.86 | 1 | 1.131 | 1.131 | 0.63 | 0.556 | 1.538 | 1.131 | 0.937
US | United States | 20 | Kansas | 20799 | 7578 | TOPEKA FUTURE | Army | 177 | Shawnee | 5400 | Topeka | 0.89 | 0.86 | 1 | 1.131 | 1.131 | 0.63 | 0.556 | 1.538 | 1.131 | 0.937
US | United States | 20 | Kansas | 20D16 | 7579 | JFHQ-KANSAS | Army | 177 | Shawnee | 5400 | Topeka | 0.89 | 0.86 | 1 | 1.131 | 1.131 | 0.63 | 0.556 | 1.538 | 1.131 | 0.937
US | United States | 20 | Kansas | 200NG-10001 | 700907 | 2910 S KANSAS AVE. TOPEKA | Army | 177 | Shawnee | 5400 | Topeka | 0.89 | 0.86
US | United States | 20 | Kansas | 20820-10004 | 700912 | 2101 WASHINGTON ST. TOPEKA | Army | 177 | Shawnee | 5400 | Topeka | 0.89 | 0.86 | 1 | 1.131 | 1.131 | 0.63 | 0.556 | 1.538 | 1.131 | 0.937
US | United States | 20 | Kansas | 82387-13364 | 705473 | WEST RIDGE MALL TOPEKA | Army | 177 | Shawnee | 5400 | Topeka | 0.89 | 0.86
US | United States | 20 | Kansas | 20B17 | 5232 | GOODLAND ARMORY | Army | 181 | Sherman | 2110 | Goodland | 0.89 | 0.86 | 1 | 1.131 | 1.131 | 0.63 | 0.556 | 1.538 | 1.131 | 0.937
US | United States | 20 | Kansas | 20D10 | 7297 | SMITH CENTER ARMORY | Army | 183 | Smith | 5120 | Smith Center | 0.89 | 0.86 | 1 | 1.131 | 1.131 | 0.63 | 0.556 | 1.538 | 1.131 | 0.937
US | United States | 20 | Kansas | PRRD0001 | 2789 | MCCONNELL AF MISSILE SITE NO12 SITE # 532-3 | Air Force | 191 | Sumner | 1130 | Conway Spgs | 0.89 | 0.86 | 1 | 1.131 | 1.131 | 0.63 | 0.556 | 1.538 | 1.131 | 0.937
US | United States | 20 | Kansas | 20A65 | 4492 | COLBY ARMORY | Army | 193 | Thomas | 1060 | Colby | 0.89 | 0.86 | 1 | 1.131 | 1.131 | 0.63 | 0.556 | 1.538 | 1.131 | 0.937
US | United States | 20 | Kansas | 82387-12861 | 704971 | S RANGE AVE COLBY | Army | 193 | Thomas | 1060 | Colby | 0.89 | 0.86
US | United States | 20 | Kansas | 20B70 | 5693 | KANSAS CITY ARMORY | Army | 209 | Wyandotte | 2820 | Kansas City | 0.89 | 0.86 | 1 | 1.131 | 1.131 | 0.63 | 0.556 | 1.538 | 1.131 | 0.937
US | United States | 20 | Kansas | 20747 | 5765 | KS CITY KS | Army | 209 | Wyandotte | 2820 | Kansas City | 0.89 | 0.86 | 1 | 1.131 | 1.131 | 0.63 | 0.556 | 1.538 | 1.131 | 0.937
US | United States | 20 | Kansas | 82387-13014 | 705124 | STATE AVE KANSAS CITY | Army | 209 | Wyandotte | 2820 | Kansas City | 0.89 | 0.86
US | United States | 21 | Kentucky | 70132-10242 | 701513 | 208 LYNN DRIVE LAWRENCEBURG | Army | 005 | Anderson | 1900 | Lawrenceburg | 0.89 | 0.9
US | United States | 21 | Kentucky | 710332 | 710332 | 1014 INDIAN TRAIL LAWRENCEBURG | Army | 005 | Anderson | 1900 | Lawrenceburg | 0.89 | 0.9
US | United States | 21 | Kentucky | 21A90 | 5213 | GLASGOW ARMORY | Army | 009 | Barren | 1310 | Glasgow | 0.89 | 0.9 | 1.214 | 1.131 | 1.131 | 0.722 | 1.889 | 2.154 | 1.131 | 0.963
US | United States | 21 | Kentucky | 21A92 | 5214 | GLASGOW FMS #9 | Army | 009 | Barren | 1310 | Glasgow | 0.89 | 0.9 | 1.214 | 1.131 | 1.131 | 0.722 | 1.889 | 2.154 | 1.131 | 0.963
US | United States | 21 | Kentucky | 21B75 | 6185 | MIDDLESBORO ARMORY | Army | 013 | Bell | 2220 | Middlesboro | 0.89 | 0.9 | 1.214 | 1.131 | 1.131 | 0.722 | 1.889 | 2.154 | 1.131 | 0.963
US | United States | 21 | Kentucky | 2158B | 6186 | MIDDLESBORO USARC | Army | 013 | Bell | 2220 | Middlesboro | 0.89 | 0.9 | 1.214 | 1.131 | 1.131 | 0.722 | 1.889 | 2.154 | 1.131 | 0.963
US | United States | 21 | Kentucky | 82387-11252 | 703363 | 905 NORTH 12TH ST MIDDLESBORO | Army | 013 | Bell | 2220 | Middlesboro | 0.89 | 0.9
US | United States | 21 | Kentucky | 82387-11536 | 703647 | CONNECTOR DR FLORENCE | Army | 015 | Boone | 1150 | Florence | 0.89 | 0.9
US | United States | 21 | Kentucky | 82387-13137 | 705246 | US HIGHWAY 42 FLORENCE | Army | 015 | Boone | 1150 | Florence | 0.89 | 0.9
US | United States | 21 | Kentucky | 710815 | 710815 | 1862 PLEASANT HILL D FLORENCE | Army | 015 | Boone | 1150 | Florence | 0.89 | 0.9
US | United States | 21 | Kentucky | 21C48 | 7771 | WALTON ARMORY | Army | 015 | Boone | 3400 | Walton | 0.89 | 0.9 | 1.214 | 1.178 | 1.178 | 0.722 | 1.889 | 2.154 | 1.178 | 0.963
US | United States | 21 | Kentucky | 21A05 | 3863 | ASHLAND ARMORY | Army | 019 | Boyd | 0120 | Ashland | 0.89 | 0.9 | 1.214 | 1.131 | 1.131 | 0.722 | 1.889 | 2.154 | 1.131 | 0.963
US | United States | 21 | Kentucky | 2103A | 3867 | ASHLAND USARC | Army | 019 | Boyd | 0120 | Ashland | 0.89 | 0.9 | 1.214 | 1.131 | 1.131 | 0.722 | 1.889 | 2.154 | 1.131 | 0.963
US | United States | 21 | Kentucky | 21A10 | 6625 | OMS #1, ASHLAND | Army | 019 | Boyd | 0120 | Ashland | 0.89 | 0.9 | 1.214 | 1.131 | 1.131 | 0.722 | 1.889 | 2.154 | 1.131 | 0.963
US | United States | 21 | Kentucky | 18081-10059 | 700218 | 1427 GREENUP AVE ASHLAND | Army | 019 | Boyd | 0120 | Ashland | 0.89 | 0.9
US | United States | 21 | Kentucky | 82387-11954 | 704065 | GREENUP ASHLAND | Army | 019 | Boyd | 0120 | Ashland | 0.89 | 0.9
US | United States | 21 | Kentucky | 21A75 | 4645 | DANVILLE ARMORY | Army | 021 | Boyle | 0860 | Danville | 0.89 | 0.9 | 1.214 | 1.131 | 1.131 | 0.722 | 1.889 | 2.154 | 1.131 | 0.963
US | United States | 21 | Kentucky | 2121A | 4647 | DANVILLE USARC | Army | 021 | Boyle | 0860 | Danville | 0.89 | 0.9 | 1.214 | 1.131 | 1.131 | 0.722 | 1.889 | 2.154 | 1.131 | 0.963
US | United States | 21 | Kentucky | 82387-12961 | 705071 | SKYWATCH DR DANVILLE | Army | 021 | Boyle | 0860 | Danville | 0.89 | 0.9
US | United States | 21 | Kentucky | 21B30 | 5575 | JACKSON ARMORY | Army | 025 | Breathitt | 1720 | Jackson | 0.89 | 0.9 | 1.214 | 1.131 | 1.131 | 0.722 | 1.889 | 2.154 | 1.131 | 0.963
US | United States | 21 | Kentucky | 21B32 | 5581 | JACKSON OMS 6 | Army | 025 | Breathitt | 1720 | Jackson | 0.89 | 0.9 | 1.214 | 1.131 | 1.131 | 0.722 | 1.889 | 2.154 | 1.131 | 0.963
US | United States | 21 | Kentucky | 21B82 | 6335 | MURRAY ARMORY | Army | 035 | Calloway | 2350 | Murray | 0.89 | 0.9 | 1.214 | 1.131 | 1.131 | 0.722 | 1.889 | 2.154 | 1.131 | 0.963
US | United States | 21 | Kentucky | 711224 | 711224 | 1304 CHESTNUT STREET, UNIT M MURRAY | Army | 035 | Calloway | 2350 | Murray | 0.89 | 0.9
US | United States | 21 | Kentucky | 21935 | 4157 | BROOKS-LAWLER USARC/AMSA #71 | Army | 037 | Campbell | 1180 | Fort Thomas | 0.89 | 0.9 | 1.214 | 1.178 | 1.178 | 0.722 | 1.889 | 2.154 | 1.178 | 0.963
US | United States | 21 | Kentucky | 21B85 | 6620 | OLIVE HILL ARMORY | Army | 043 | Carter | 2480 | Olive Hill | 0.89 | 0.9 | 1.214 | 1.131 | 1.131 | 0.722 | 1.889 | 2.154 | 1.131 | 0.963
US | United States | 21 | Kentucky | 21145 | 5113 | FT CAMPBELL KY | Army | 047 | Christian | 1163 | Fort Campbell | 1 | 1 | 1.214 | 1.131 | 1.131 | 0.722 | 1.889 | 2.154 | 1.131 | 0.963
US | United States | 21 | Kentucky | 21B25 | 5482 | HOPKINSVILLE RESERVE CENTER | Army | 047 | Christian | 1620 | Hopkinsville | 1 | 1 | 1.214 | 1.131 | 1.131 | 0.722 | 1.889 | 2.154 | 1.131 | 0.963
US | United States | 21 | Kentucky | 82387-11440 | 703551 | BYPASS RD WINCHESTER | Army | 049 | Clark | 3610 | Winchester | 0.85 | 0.85
US | United States | 21 | Kentucky | 21B70 | 6078 | MARION ARMORY | Army | 055 | Crittenden | 2170 | Marion | 0.89 | 0.9 | 1.214 | 1.131 | 1.131 | 0.722 | 1.889 | 2.154 | 1.131 | 0.963
US | United States | 21 | Kentucky | 21985 | 6033 | MAJ CLIFFORD F. CRILEY USARC | Army | 059 | Daviess | 2490 | Owensboro | 0.89 | 0.9 | 1.214 | 1.131 | 1.131 | 0.722 | 1.889 | 2.154 | 1.131 | 0.963
US | United States | 21 | Kentucky | 21B90 | 6672 | OWENSBORO ARMORY | Army | 059 | Daviess | 2490 | Owensboro | 0.89 | 0.9 | 1.214 | 1.131 | 1.131 | 0.722 | 1.889 | 2.154 | 1.131 | 0.963
US | United States | 21 | Kentucky | 82387-11889 | 704000 | FREDERICA ST OWENSBORO | Army | 059 | Daviess | 2490 | Owensboro | 0.89 | 0.9
US | United States | 21 | Kentucky | 82387-12990 | 705100 | SOUTHTOWN BLVD OWENSBORO | Army | 059 | Daviess | 2490 | Owensboro | 0.89 | 0.9
US | United States | 21 | Kentucky | 21C05 | 6941 | RAVENNA ARMORY | Army | 065 | Estill | 2730 | Ravenna | 0.89 | 0.9 | 1.214 | 1.131 | 1.131 | 0.722 | 1.889 | 2.154 | 1.131 | 0.963
US | United States | 21 | Kentucky | 21955 | 4661 | DAVID BARROW USARC/AMSA #164 | Army | 067 | Fayette | 1980 | Lexington | 0.85 | 0.85 | 1.214 | 1.225 | 1.225 | 0.722 | 1.889 | 2.154 | 1.225 | 0.963
US | United States | 21 | Kentucky | 21960 | 5891 | LEXINGTON AFRC | Army | 067 | Fayette | 1980 | Lexington | 0.85 | 0.85 | 1.214 | 1.131 | 1.131 | 0.722 | 1.889 | 2.154 | 1.131 | 0.963
US | United States | 21 | Kentucky | 21B35 | 5892 | LEXINGTON ARMORY | Army | 067 | Fayette | 1980 | Lexington | 0.85 | 0.85 | 1.214 | 1.131 | 1.131 | 0.722 | 1.889 | 2.154 | 1.131 | 0.963
US | United States | 21 | Kentucky | 2182A | 7315 | SOMERSET USARC | Army | 067 | Fayette | 1980 | Lexington | 0.85 | 0.85 | 1.214 | 1.131 | 1.131 | 0.722 | 1.889 | 2.154 | 1.131 | 0.963
US | United States | 21 | Kentucky | 18081-10273 | 700432 | BUILDING ONE LEXINGTON | Army | 067 | Fayette | 1980 | Lexington | 0.85 | 0.85
US | United States | 21 | Kentucky | 82387-11551 | 703662 | CORPORATE DR LEXINGTON | Army | 067 | Fayette | 1980 | Lexington | 0.85 | 0.85
US | United States | 21 | Kentucky | 82387-11552 | 703663 | CORPORATE DR LEXINGTON 1 | Army | 067 | Fayette | 1980 | Lexington | 0.85 | 0.85
US | United States | 21 | Kentucky | 82387-12825 | 704935 | S LIMESTONE ST LEXINGTON | Army | 067 | Fayette | 1980 | Lexington | 0.85 | 0.85
US | United States | 21 | Kentucky | 82387-12847 | 704957 | S MT TABOR RD LEXINGTON | Army | 067 | Fayette | 1980 | Lexington | 0.85 | 0.85
US | United States | 21 | Kentucky | 710007 | 710007 | 2688 PINK PIGEON PKWY LEXINGTON | Army | 067 | Fayette | 1980 | Lexington | 0.85 | 0.85
US | United States | 21 | Kentucky | 710008 | 710008 | 440 GREENDALE ROAD LEXINGTON | Army | 067 | Fayette | 1980 | Lexington | 0.85 | 0.85
US | United States | 21 | Kentucky | 710163 | 710163 | 5751 BRIAR HILL ROAD LEXINGTON | Army | 067 | Fayette | 1980 | Lexington | 0.85 | 0.85
US | United States | 21 | Kentucky | 710330 | 710330 | 1105 SEVILLE CT. LEXINGTON | Army | 067 | Fayette | 1980 | Lexington | 0.85 | 0.85
US | United States | 21 | Kentucky | 21C00 | 6887 | PRESTONBURG ARMORY | Army | 071 | Floyd | 2670 | Prestonsburg | 0.89 | 0.9 | 1.214 | 1.131 | 1.131 | 0.722 | 1.889 | 2.154 | 1.131 | 0.963
US | United States | 21 | Kentucky | 21A85 | 5075 | FRANKFORT BOONE NG CENTER | Army | 073 | Franklin | 1220 | Frankfort | 0.89 | 0.9 | 1.214 | 1.131 | 1.131 | 0.722 | 1.889 | 2.154 | 1.131 | 0.963
US | United States | 21 | Kentucky | 21A87 | 5076 | FRANKFORT MARYLAND AVE ARMORY | Army | 073 | Franklin | 1220 | Frankfort | 0.89 | 0.9 | 1.214 | 1.131 | 1.131 | 0.722 | 1.889 | 2.154 | 1.131 | 0.963
US | United States | 21 | Kentucky | 21A88 | 7414 | STATE MILITARY MUSEUM | Army | 073 | Franklin | 1220 | Frankfort | 0.89 | 0.9 | 1.214 | 1.131 | 1.131 | 0.722 | 1.889 | 2.154 | 1.131 | 0.963
US | United States | 21 | Kentucky | 82387-13130 | 705240 | US 127 FRANKFORT | Army | 073 | Franklin | 1220 | Frankfort | 0.89 | 0.9
US | United States | 21 | Kentucky | 21B20 | 5438 | HICKMAN ARMORY | Army | 075 | Fulton | 1530 | Hickman | 0.89 | 0.9 | 1.214 | 1.131 | 1.131 | 0.722 | 1.889 | 2.154 | 1.131 | 0.963
US | United States | 21 | Kentucky | 21B40 | 5861 | LEITCHFIELD ARMORY | Army | 085 | Grayson | 1940 | Leitchfield | 0.89 | 0.9 | 1.214 | 1.131 | 1.131 | 0.722 | 1.889 | 2.154 | 1.131 | 0.963
US | United States | 21 | Kentucky | 21A80 | 4848 | ELIZABETHTOWN ARMORY | Army | 093 | Hardin | 1000 | Elizabethtown | 1.01 | 1.01 | 1.214 | 1.131 | 1.131 | 0.722 | 1.889 | 2.154 | 1.131 | 0.963
US | United States | 21 | Kentucky | 82387-13085 | 705195 | TOWNE CENTRE ELIZABETHTOWN | Army | 093 | Hardin | 1000 | Elizabethtown | 1.01 | 1.01
US | United States | 21 | Kentucky | 21405 | 5020 | FORT KNOX | Army | 093 | Hardin | 1167 | Fort Knox | 1.01 | 1.01 | 1.214 | 1.131 | 1.131 | 0.722 | 1.889 | 2.154 | 1.131 | 0.963
US | United States | 21 | Kentucky | 82387-11872 | 703983 | FORT KNOX | Army | 093 | Hardin | 1167 | Fort Knox | 1.01 | 1.01
US | United States | 21 | Kentucky | 82387-12142 | 704252 | LINCOLN TRAIL RADCLIFF | Army | 093 | Hardin | 2724 | Radcliff | 1.01 | 1.01
US | United States | 21 | Kentucky | 710482 | 710482 | 103 JOSEPH CT RADCLIFF | Army | 093 | Hardin | 2724 | Radcliff | 1.01 | 1.01
US | United States | 21 | Kentucky | 21B00 | 5354 | HARLAN ARMORY | Army | 095 | Harlan | 1420 | Harlan | 0.89 | 0.9 | 1.214 | 1.131 | 1.131 | 0.722 | 1.889 | 2.154 | 1.131 | 0.963
US | United States | 21 | Kentucky | 21A70 | 4620 | CYNTHIANA ARMORY | Army | 097 | Harrison | 0850 | Cynthiana | 0.89 | 0.9 | 1.214 | 1.131 | 1.131 | 0.722 | 1.889 | 2.154 | 1.131 | 0.963
US | United States | 21 | Kentucky | 21B15 | 5420 | HENDERSON ARMORY | Army | 101 | Henderson | 1510 | Henderson | 0.89 | 0.9 | 1.214 | 1.131 | 1.131 | 0.722 | 1.889 | 2.154 | 1.131 | 0.963
US | United States | 21 | Kentucky | 82387-13136 | 705245 | US HIGHWAY 41 N HENDERSON | Army | 101 | Henderson | 1510 | Henderson | 0.89 | 0.9
US | United States | 21 | Kentucky | 21A66 | 6023 | MADISONVILLE AIRPORT LAND | Army | 107 | Hopkins | 2150 | Madisonville | 0.89 | 0.9 | 1.214 | 1.131 | 1.131 | 0.722 | 1.889 | 2.154 | 1.131 | 0.963
US | United States | 21 | Kentucky | 21B65 | 6024 | MADISONVILLE ARMORY | Army | 107 | Hopkins | 2150 | Madisonville | 0.89 | 0.9 | 1.214 | 1.131 | 1.131 | 0.722 | 1.889 | 2.154 | 1.131 | 0.963
US | United States | 21 | Kentucky | 21975 | 6025 | MADISONVILLE MEMORIAL USARC | Army | 107 | Hopkins | 2150 | Madisonville | 0.89 | 0.9 | 1.214 | 1.131 | 1.131 | 0.722 | 1.889 | 2.154 | 1.131 | 0.963
US | United States | 21 | Kentucky | N00128-KY | 1206 | NAVOPSPTCEN LOUISVILLE KY | Navy | 111 | Jefferson | 2090 | Louisville | 0.94 | 0.95 | 1.214 | 1.131 | 1.131 | 0.722 | 1.889 | 2.154 | 1.131 | 0.963
US | United States | 21 | Kentucky | 21A40 | 4175 | BUECHEL ARMORY | Army | 111 | Jefferson | 2090 | Louisville | 0.94 | 0.95 | 1.214 | 1.131 | 1.131 | 0.722 | 1.889 | 2.154 | 1.131 | 0.963
US | United States | 21 | Kentucky | 21B56 | 5961 | LOUISVILLE AIR NATIONAL GUARD | Army | 111 | Jefferson | 2090 | Louisville | 0.94 | 0.95 | 1.214 | 1.131 | 1.131 | 0.722 | 1.889 | 2.154 | 1.131 | 0.963
US | United States | 21 | Kentucky | 21B55 | 5962 | LOUISVILLE ARMORY | Army | 111 | Jefferson | 2090 | Louisville | 0.94 | 0.95 | 1.214 | 1.131 | 1.131 | 0.722 | 1.889 | 2.154 | 1.131 | 0.963
US | United States | 21 | Kentucky | 21965 | 5963 | LOUISVILLE KENTUCKY | Army | 111 | Jefferson | 2090 | Louisville | 0.94 | 0.95 | 1.214 | 1.131 | 1.131 | 0.722 | 1.889 | 2.154 | 1.131 | 0.963
US | United States | 21 | Kentucky | 01530-10020 | 700021 | BOWMAN FIELD, #100 LOUISVILLE | Army | 111 | Jefferson | 2090 | Louisville | 0.94 | 0.95 | 1.214 | 1.131 | 1.131 | 0.722 | 1.889 | 2.154 | 1.131 | 0.963
US | United States | 21 | Kentucky | 82387-10024 | 702135 | 10001 LINN STATION LOUISVILLE | Army | 111 | Jefferson | 2090 | Louisville | 0.94 | 0.95
US | United States | 21 | Kentucky | 82387-10740 | 702851 | 332 W BROADWAY LOUISVILLE | Army | 111 | Jefferson | 2090 | Louisville | 0.94 | 0.95
US | United States | 21 | Kentucky | 82387-10904 | 703015 | 4801 OUTER LOOP LOUISVILLE | Army | 111 | Jefferson | 2090 | Louisville | 0.94 | 0.95
US | United States | 21 | Kentucky | 82387-11024 | 703135 | 600 MARTIN LUTHER KING JR PLACE LOUISVILLE | Army | 111 | Jefferson | 2090 | Louisville | 0.94 | 0.95
US | United States | 21 | Kentucky | 82387-11031 | 703142 | 601 W BROADWAY LOUISVILLE | Army | 111 | Jefferson | 2090 | Louisville | 0.94 | 0.95
US | United States | 21 | Kentucky | 82387-11610 | 703721 | DIXIE HWY LOUISVILLE | Army | 111 | Jefferson | 2090 | Louisville | 0.94 | 0.95
US | United States | 21 | Kentucky | 82387-11980 | 704090 | HENDRIK DR LOUISVILLE | Army | 111 | Jefferson | 2090 | Louisville | 0.94 | 0.95
US | United States | 21 | Kentucky | 82387-12239 | 704349 | MARTIN L KING DR LOUISVILLE | Army | 111 | Jefferson | 2090 | Louisville | 0.94 | 0.95
US | United States | 21 | Kentucky | 82387-13392 | 705501 | WILLIAMSBURG PL LOUISVILLE | Army | 111 | Jefferson | 2090 | Louisville | 0.94 | 0.95
US | United States | 21 | Kentucky | 710162 | 710162 | 601 W BROADWAY LOUISVILLE | Army | 111 | Jefferson | 2090 | Louisville | 0.94 | 0.95
US | United States | 21 | Kentucky | 710317 | 710317 | 711 MAGAZINE STREET LOUISVILLE | Army | 111 | Jefferson | 2090 | Louisville | 0.94 | 0.95
US | United States | 21 | Kentucky | 710475 | 710475 | 10901 SOUTHGATE MANO LOUISVILLE | Army | 111 | Jefferson | 2090 | Louisville | 0.94 | 0.95
US | United States | 21 | Kentucky | 710965 | 710965 | W CEDAR ST LOUISVILLE CIV | Army | 111 | Jefferson | 2090 | Louisville | 0.94 | 0.95
US | United States | 21 | Kentucky | 711119 | 711119 | LOUISVILLE AIRPORT LOUISVILLE | Army | 111 | Jefferson | 2090 | Louisville | 0.94 | 0.95
US | United States | 21 | Kentucky | WEAS0001 | 3311 | LOUISVILLE IAP-STANDIFORD FL SITE # 1 | Air Force | 111 | Jefferson | 9999 | Unknown | 0.94 | 0.95 | 1.214 | 1.131 | 1.131 | 0.722 | 1.889 | 2.154 | 1.131 | 0.963
US | United States | 21 | Kentucky | 82387-11016 | 703127 | 5TH ST CENTER COVINGTON | Army | 117 | Kenton | 0800 | Covington | 0.89 | 0.9
US | United States | 21 | Kentucky | 82387-11133 | 703244 | 723 BUTTERMILK PIKE CRESCENT SPRINGS | Army | 117 | Kenton | 0813 | Crescent Springs | 0.89 | 0.9
US | United States | 21 | Kentucky | 2100A | 5969 | LTA ARTEMUS | Army | 121 | Knox | 0113 | Artemus | 0.89 | 0.9 | 1.214 | 1.131 | 1.131 | 0.722 | 1.889 | 2.154 | 1.131 | 0.963
US | United States | 21 | Kentucky | 21A15 | 3926 | BARBOURVILLE ARMORY | Army | 121 | Knox | 0160 | Barbourville | 0.89 | 0.9 | 1.214 | 1.131 | 1.131 | 0.722 | 1.889 | 2.154 | 1.131 | 0.963
US | United States | 21 | Kentucky | 21B51 | 5940 | LONDON ARMORY | Army | 125 | Laurel | 2040 | London | 0.89 | 0.9 | 1.214 | 1.131 | 1.131 | 0.722 | 1.889 | 2.154 | 1.131 | 0.963
US | United States | 21 | Kentucky | 21B50 | 5941 | LONDON FMS#2 | Army | 125 | Laurel | 2040 | London | 0.89 | 0.9 | 1.214 | 1.131 | 1.131 | 0.722 | 1.889 | 2.154 | 1.131 | 0.963
US | United States | 21 | Kentucky | 82387-12149 | 704259 | LONDON SHOP CTR LONDON | Army | 125 | Laurel | 2040 | London | 0.89 | 0.9
US | United States | 21 | Kentucky | 21C20 | 7096 | RUSSELLVILLE ARMORY | Army | 141 | Logan | 2820 | Russellville | 0.89 | 0.9 | 1.214 | 1.131 | 1.131 | 0.722 | 1.889 | 2.154 | 1.131 | 0.963
US | United States | 21 | Kentucky | 21B95 | 6684 | PADUCAH ARMORY | Army | 145 | McCracken | 2520 | Paducah | 0.89 | 0.9 | 1.214 | 1.131 | 1.131 | 0.722 | 1.889 | 2.154 | 1.131 | 0.963
US | United States | 21 | Kentucky | 21995 | 6685 | PADUCAH MEMORIAL USARC | Army | 145 | McCracken | 2520 | Paducah | 0.89 | 0.9 | 1.214 | 1.131 | 1.131 | 0.722 | 1.889 | 2.154 | 1.131 | 0.963
US | United States | 21 | Kentucky | 21996 | 6686 | PADUCAH USARC #2 | Army | 145 | McCracken | 2520 | Paducah | 0.89 | 0.9 | 1.214 | 1.131 | 1.131 | 0.722 | 1.889 | 2.154 | 1.131 | 0.963
US | United States | 21 | Kentucky | 710672 | 710672 | 1500 KENTUCKY AVE. PADUCAH | Army | 145 | McCracken | 2520 | Paducah | 0.89 | 0.9
US | United States | 21 | Kentucky | 21B96 | 6683 | PADUCAH AFRC (NEW) | Army | 145 | McCracken | 3488 | West Paducah | 0.89 | 0.9 | 1.214 | 1.131 | 1.131 | 0.722 | 1.889 | 2.154 | 1.131 | 0.963
US | United States | 21 | Kentucky | 710472 | 710472 | 1102 MAYDE ROAD BEREA | Army | 151 | Madison | 0270 | Berea | 0.91 | 0.91
US | United States | 21 | Kentucky | 21045 | 4074 | BLUE GRASS ARMY DEPOT | Army | 151 | Madison | 2750 | Richmond | 0.91 | 0.91 | 1.214 | 1.131 | 1.131 | 0.722 | 1.889 | 2.154 | 1.131 | 0.963
US | United States | 21 | Kentucky | 21479 | 5894 | LEXINGTON FACILITY | Army | 151 | Madison | 2750 | Richmond | 0.91 | 0.91 | 1.214 | 1.131 | 1.131 | 0.722 | 1.889 | 2.154 | 1.131 | 0.963
US | United States | 21 | Kentucky | 21C15 | 6998 | RICHMOND ARMORY | Army | 151 | Madison | 2750 | Richmond | 0.91 | 0.91 | 1.214 | 1.325 | 1.325 | 0.722 | 1.889 | 2.154 | 1.325 | 0.963
US | United States | 21 | Kentucky | 2172A | 7001 | RICHMOND USARC-KY-2172A | Army | 151 | Madison | 2750 | Richmond | 0.91 | 0.91 | 1.214 | 1.131 | 1.131 | 0.722 | 1.889 | 2.154 | 1.131 | 0.963
US | United States | 21 | Kentucky | 710328 | 710328 | 385 HIGHLAND LAKES DRIVE RICHMOND | Army | 151 | Madison | 2750 | Richmond | 0.91 | 0.91
US | United States | 21 | Kentucky | 21A27 | 4005 | BENTON ARMORY | Army | 157 | Marshall | 0260 | Benton | 0.89 | 0.9 | 1.214 | 1.131 | 1.131 | 0.722 | 1.889 | 2.154 | 1.131 | 0.963
US | United States | 21 | Kentucky | 21B72 | 6117 | MAYSVILLE ARMORY | Army | 161 | Mason | 2210 | Maysville | 0.89 | 0.9 | 1.214 | 1.131 | 1.131 | 0.722 | 1.889 | 2.154 | 1.131 | 0.963
US | United States | 21 | Kentucky | 82387-12986 | 705096 | SOUTHGATE PLZ MAYSVILLE | Army | 161 | Mason | 2210 | Maysville | 0.89 | 0.9
US | United States | 21 | Kentucky | 710334 | 710334 | 2101 BUCKINGHAM SQUA MAYSVILLE | Army | 161 | Mason | 2210 | Maysville | 0.89 | 0.9
US | United States | 21 | Kentucky | 21A38 | 4122 | BRANDENBURG ARMORY | Army | 163 | Meade | 0360 | Brandenburg | 1.01 | 1.01 | 1.214 | 1.131 | 1.131 | 0.722 | 1.889 | 2.154 | 1.131 | 0.963
US | United States | 21 | Kentucky | 21B05 | 5366 | HARRODSBURG ARMORY | Army | 167 | Mercer | 1430 | Harrodsburg | 0.89 | 0.9 | 1.214 | 1.131 | 1.131 | 0.722 | 1.889 | 2.154 | 1.131 | 0.963
US | United States | 21 | Kentucky | 21C40 | 7567 | TOMKINSVILLE ARMORY | Army | 171 | Monroe | 3280 | Tompkinsville | 0.89 | 0.9 | 1.214 | 1.131 | 1.131 | 0.722 | 1.889 | 2.154 | 1.131 | 0.963
US | United States | 21 | Kentucky | 21C45 | 7569 | TOMPKINSVILLE MVSB | Army | 171 | Monroe | 3280 | Tompkinsville | 0.89 | 0.9 | 1.214 | 1.131 | 1.131 | 0.722 | 1.889 | 2.154 | 1.131 | 0.963
US | United States | 21 | Kentucky | 21A65 | 4366 | CENTRAL CITY ARMORY | Army | 177 | Muhlenberg | 0650 | Central City | 0.89 | 0.9 | 1.214 | 1.131 | 1.131 | 0.722 | 1.889 | 2.154 | 1.131 | 0.963
US | United States | 21 | Kentucky | 21A95 | 7746 | W.H. FORD REGIONAL TNG CTR | Army | 177 | Muhlenberg | 1360 | Greenville | 0.89 | 0.9 | 1.214 | 1.131 | 1.131 | 0.722 | 1.889 | 2.154 | 1.131 | 0.963
US | United States | 21 | Kentucky | 21A25 | 3927 | BARDSTOWN ARMORY | Army | 179 | Nelson | 0170 | Bardstown | 1.01 | 1.01 | 1.214 | 1.131 | 1.131 | 0.722 | 1.889 | 2.154 | 1.131 | 0.963
US | United States | 21 | Kentucky | 21915 | 6378 | NELSON COUNTY MEM USARC | Army | 179 | Nelson | 0170 | Bardstown | 1.01 | 1.01 | 1.214 | 1.131 | 1.131 | 0.722 | 1.889 | 2.154 | 1.131 | 0.963
US | United States | 21 | Kentucky | 82387-11066 | 703177 | 640 E JOHN ROWAN BLV BARDSTOWN | Army | 179 | Nelson | 0170 | Bardstown | 1.01 | 1.01
US | United States | 21 | Kentucky | 21A50 | 4325 | CARLISLE ARMORY | Army | 181 | Nicholas | 0560 | Carlisle | 0.89 | 0.9 | 1.214 | 1.131 | 1.131 | 0.722 | 1.889 | 2.154 | 1.131 | 0.963
US | United States | 21 | Kentucky | 82387-12236 | 704346 | MARKETE PL LA GRANGE | Army | 185 | Oldham | 1870 | La Grange | 0.94 | 0.95
US | United States | 21 | Kentucky | 21B07 | 5396 | HAZARD ARMORY | Army | 193 | Perry | 1470 | Hazard | 0.89 | 0.9 | 1.214 | 1.131 | 1.131 | 0.722 | 1.889 | 2.154 | 1.131 | 0.963
US | United States | 21 | Kentucky | 2100B | 5397 | HAZARD USARC | Army | 193 | Perry | 1470 | Hazard | 0.89 | 0.9 | 1.214 | 1.131 | 1.131 | 0.722 | 1.889 | 2.154 | 1.131 | 0.963
US | United States | 21 | Kentucky | 82387-12643 | 704753 | PIKE ST PIKEVILLE | Army | 195 | Pike | 2640 | Pikeville | 0.89 | 0.9
US | United States | 21 | Kentucky | 21A67 | 6319 | MTA EASTERN KY WETS | Army | 197 | Powell | 0700 | Clay City | 0.89 | 0.9 | 1.214 | 1.131 | 1.131 | 0.722 | 1.889 | 2.154 | 1.131 | 0.963
US | United States | 21 | Kentucky | 21C30 | 7314 | SOMERSET ARMORY | Army | 199 | Pulaski | 3070 | Somerset | 0.89 | 0.9 | 1.214 | 1.131 | 1.131 | 0.722 | 1.889 | 2.154 | 1.131 | 0.963
US | United States | 21 | Kentucky | 01530-10008 | 700009 | 206 SALLEE STREET SOMERSET | Army | 199 | Pulaski | 3070 | Somerset | 0.89 | 0.9
US | United States | 21 | Kentucky | 82387-12812 | 704922 | S HIGHWAY SOMERSET | Army | 199 | Pulaski | 3070 | Somerset | 0.89 | 0.9
US | United States | 21 | Kentucky | 21A63 | 4346 | CAVE RUN AVIATION LTA | Army | 205 | Rowan | 2270 | Morehead | 0.89 | 0.9 | 1.214 | 1.131 | 1.131 | 0.722 | 1.889 | 2.154 | 1.131 | 0.963
US | United States | 21 | Kentucky | 21A62 | 4347 | CAVE RUN ENGINEER LTA | Army | 205 | Rowan | 2270 | Morehead | 0.89 | 0.9 | 1.214 | 1.131 | 1.131 | 0.722 | 1.889 | 2.154 | 1.131 | 0.963
US | United States | 21 | Kentucky | 21B81 | 6267 | MOREHEAD LEASED ARMORY | Army | 205 | Rowan | 2270 | Morehead | 0.89 | 0.9 | 1.214 | 1.131 | 1.131 | 0.722 | 1.889 | 2.154 | 1.131 | 0.963
US | United States | 21 | Kentucky | 21B83 | 6268 | MOREHEAD READINESS CENTER | Army | 205 | Rowan | 2270 | Morehead | 0.89 | 0.9 | 1.214 | 1.131 | 1.131 | 0.722 | 1.889 | 2.154 | 1.131 | 0.963
US | United States | 21 | Kentucky | 2159A | 6269 | MOREHEAD USARC | Army | 205 | Rowan | 2270 | Morehead | 0.89 | 0.9 | 1.214 | 1.131 | 1.131 | 0.722 | 1.889 | 2.154 | 1.131 | 0.963
US | United States | 21 | Kentucky | 82387-11854 | 703965 | FLEMINGSBURG RD MOREHEAD | Army | 205 | Rowan | 2270 | Morehead | 0.89 | 0.9
US | United States | 21 | Kentucky | 21C25 | 7256 | SHELBYVILLE ARMORY | Army | 211 | Shelby | 2980 | Shelbyville | 0.94 | 0.95 | 1.214 | 1.131 | 1.131 | 0.722 | 1.889 | 2.154 | 1.131 | 0.963
US | United States | 21 | Kentucky | 21A45 | 4301 | CAMPBELLSVILLE ARMORY | Army | 217 | Taylor | 0520 | Campbellsville | 0.89 | 0.9 | 1.214 | 1.131 | 1.131 | 0.722 | 1.889 | 2.154 | 1.131 | 0.963
US | United States | 21 | Kentucky | 82387-11659 | 703770 | E BROADWAY CAMPBELLSVILLE | Army | 217 | Taylor | 0520 | Campbellsville | 0.89 | 0.9
US | United States | 21 | Kentucky | 21A35 | 4111 | BOWLING GREEN FMS#10 | Army | 227 | Warren | 0350 | Bowling Green | 0.89 | 0.9 | 1.214 | 1.131 | 1.131 | 0.722 | 1.889 | 2.154 | 1.131 | 0.963
US | United States | 21 | Kentucky | 21A30 | 4112 | BOWLING GREEN RESERVE CENTER | Army | 227 | Warren | 0350 | Bowling Green | 0.89 | 0.9 | 1.214 | 1.131 | 1.131 | 0.722 | 1.889 | 2.154 | 1.131 | 0.963
US | United States | 21 | Kentucky | 70132-10568 | 701839 | 6006 CEMETARY RD BOWLING GREEN | Army | 227 | Warren | 0350 | Bowling Green | 0.89 | 0.9
US | United States | 21 | Kentucky | 82387-11451 | 703562 | CAMPBELL LN BOWLING GREEN | Army | 227 | Warren | 0350 | Bowling Green | 0.89 | 0.9
US | United States | 21 | Kentucky | 710968 | 710968 | 2116 CHESAPEAKE DRIV BOWLING GREEN | Army | 227 | Warren | 0350 | Bowling Green | 0.89 | 0.9
US | United States | 21 | Kentucky | 711126 | 711126 | 1009 TRILLIUM LANE BOWLING GREEN | Army | 227 | Warren | 0350 | Bowling Green | 0.89 | 0.9
US | United States | 21 | Kentucky | 21C35 | 7354 | SPRINGFIELD ARMORY | Army | 229 | Washington | 3160 | Springfield | 0.89 | 0.9 | 1.214 | 1.131 | 1.131 | 0.722 | 1.889 | 2.154 | 1.131 | 0.963
US | United States | 21 | Kentucky | 21B80 | 6258 | MONTICELLO ARMORY | Army | 231 | Wayne | 2260 | Monticello | 0.89 | 0.9 | 1.214 | 1.131 | 1.131 | 0.722 | 1.889 | 2.154 | 1.131 | 0.963
US | United States | 21 | Kentucky | 2117A | 4547 | CORBIN USARC | Army | 235 | Whitley | 0770 | Corbin | 0.89 | 0.9 | 1.214 | 1.131 | 1.131 | 0.722 | 1.889 | 2.154 | 1.131 | 0.963
US | United States | 21 | Kentucky | 82387-11675 | 703786 | E CUMBERLAND GAP CORBIN | Army | 235 | Whitley | 0770 | Corbin | 0.89 | 0.9
US | United States | 21 | Kentucky | 710343 | 710343 | US HWY 25W CORBIN | Army | 235 | Whitley | 0770 | Corbin | 0.89 | 0.9 | 1.214 | 1.131 | 1.131 | 0.722 | 1.889 | 2.154 | 1.131 | 0.963
US | United States | 21 | Kentucky | 21C50 | 7916 | WILLIAMSBURG ARMORY | Army | 235 | Whitley | 3580 | Williamsburg | 0.89 | 0.9 | 1.214 | 1.131 | 1.131 | 0.722 | 1.889 | 2.154 | 1.131 | 0.963
US | United States | 22 | Louisiana | 22A70 | 4599 | CROWLEY | Army | 001 | Acadia | 0520 | Crowley | 0.96 | 0.94 | 0.75 | 1.131 | 1.131 | 0.736 | 0.5 | 1.077 | 1.131 | 0.112
US | United States | 22 | Louisiana | 82387-12450 | 704560 | N PARKERSON AVE CROWLEY | Army | 001 | Acadia | 0520 | Crowley | 0.96 | 0.94
US | United States | 22 | Louisiana | 22C35 | 6587 | OAKDALE | Army | 003 | Allen | 1740 | Oakdale | 0.96 | 0.94 | 0.75 | 1.131 | 1.131 | 0.736 | 0.5 | 1.077 | 1.131 | 0.112
US | United States | 22 | Louisiana | 70132-10438 | 701709 | 40367 KIPLING ROAD DARROW | Army | 005 | Ascension | 0528 | Darrow | 0.96 | 0.94
US | United States | 22 | Louisiana | 22B10 | 5228 | GONZALES | Army | 005 | Ascension | 0870 | Gonzales | 0.96 | 0.94 | 0.75 | 1.131 | 1.131 | 0.736 | 0.5 | 1.077 | 1.131 | 0.112
US | United States | 22 | Louisiana | 82387-12334 | 704444 | N AIRLINE HWY GONZALES | Army | 005 | Ascension | 0870 | Gonzales | 0.96 | 0.94
US | United States | 22 | Louisiana | 22B97 | 6354 | NAPOLEONVILLE | Army | 007 | Assumption | 1640 | Napoleonville | 0.96 | 0.94 | 0.75 | 1.131 | 1.131 | 0.736 | 0.5 | 1.077 | 1.131 | 0.112
US | United States | 22 | Louisiana | 22A52 | 4181 | BUNKIE | Army | 009 | Avoyelles | 0310 | Bunkie | 0.96 | 0.94 | 0.75 | 1.131 | 1.131 | 0.736 | 0.5 | 1.077 | 1.131 | 0.112
US | United States | 22 | Louisiana | 22B85 | 6083 | MARKSVILLE | Army | 009 | Avoyelles | 1480 | Marksville | 0.96 | 0.94 | 0.75 | 1.131 | 1.131 | 0.736 | 0.5 | 1.077 | 1.131 | 0.112
US | United States | 22 | Louisiana | 22A80 | 4703 | DERIDDER | Army | 011 | Beauregard | 0590 | De Ridder | 0.96 | 0.94 | 0.75 | 1.131 | 1.131 | 0.736 | 0.5 | 1.077 | 1.131 | 0.112
US | United States | 22 | Louisiana | 82387-12454 | 704564 | N PINE ST DERIDDER | Army | 011 | Beauregard | 0590 | De Ridder | 0.96 | 0.94
US | United States | 22 | Louisiana | N00206-LA | 868 | NMCB28 BARKSDALE AFB | Navy | 015 | Bossier | 0115 | Barksdale AFB | 0.88 | 0.86 | 0.75 | 1.131 | 1.131 | 0.736 | 0.5 | 1.077 | 1.131 | 0.112
US | United States | 22 | Louisiana | AWUB0001 | 1431 | BARKSDALE AIR FORCE BASE SITE # 1 | Air Force | 015 | Bossier | 0115 | Barksdale AFB | 0.88 | 0.86 | 0.75 | 1.131 | 1.131 | 0.736 | 0.5 | 1.077 | 1.131 | 0.112
US | United States | 22 | Louisiana | AWUN0001 | 1432 | BARKSDALE ILS MIDDLE MARKER ANNEX SITE # 1 | Air Force | 015 | Bossier | 0115 | Barksdale AFB | 0.88 | 0.86 | 0.75 | 1.131 | 1.131 | 0.736 | 0.5 | 1.077 | 1.131 | 0.112
US | United States | 22 | Louisiana | N00206-BC | 324 | NOSC-MCRC SHREVEPORT | Navy | 015 | Bossier | 0230 | Bossier City | 0.88 | 0.86 | 0.75 | 1.131 | 1.131 | 0.736 | 0.5 | 1.077 | 1.131 | 0.112
US | United States | 22 | Louisiana | 22A45 | 4103 | BOSSIER CITY | Army | 015 | Bossier | 0230 | Bossier City | 0.88 | 0.86 | 0.75 | 1.131 | 1.131 | 0.736 | 0.5 | 1.077 | 1.131 | 0.112
US | United States | 22 | Louisiana | 22950 | 4104 | BOSSIER CITY USARC | Army | 015 | Bossier | 0230 | Bossier City | 0.88 | 0.86 | 0.75 | 1.131 | 1.131 | 0.736 | 0.5 | 1.077 | 1.131 | 0.112
US | United States | 22 | Louisiana | 82387-11380 | 703491 | BENTON RD BOSSIER CITY | Army | 015 | Bossier | 0230 | Bossier City | 0.88 | 0.86
US | United States | 22 | Louisiana | 82387-12588 | 704698 | OLD MINDEN RD BOSSIER CITY | Army | 015 | Bossier | 0230 | Bossier City | 0.88 | 0.86
US | United States | 22 | Louisiana | 22946 | 7274 | SHREVEPORT USARC | Army | 015 | Bossier | 2130 | Shreveport | 0.88 | 0.86 | 0.75 | 1.131 | 1.131 | 0.736 | 0.5 | 1.077 | 1.131 | 0.112
US | United States | 22 | Louisiana | 18081-10388 | 700547 | LAAP | Army | 015 | Bossier | 2130 | Shreveport | 0.88 | 0.86
US | United States | 22 | Louisiana | 82387-10815 | 702926 | 401 EDWARDS STREET SHREVEPORT | Army | 015 | Bossier | 2130 | Shreveport | 0.88 | 0.86
US | United States | 22 | Louisiana | 82387-12229 | 704339 | MANSFIELD RD SHREVEPORT | Army | 015 | Bossier | 2130 | Shreveport | 0.88 | 0.86
US | United States | 22 | Louisiana | 22C70 | 7273 | SHREVEPORT | Army | 017 | Caddo | 2130 | Shreveport | 0.88 | 0.86 | 0.75 | 1.131 | 1.131 | 0.736 | 0.5 | 1.077 | 1.131 | 0.112
US | United States | 22 | Louisiana | 05250-10007 | 700052 | 5103 HOLLYWOOD AVE SHREVEPORT | Army | 017 | Caddo | 2130 | Shreveport | 0.88 | 0.86 | 0.75 | 1.131 | 1.131 | 0.736 | 0.5 | 1.077 | 1.131 | 0.112
US | United States | 22 | Louisiana | 82387-13007 | 705117 | ST VINCENT AVE SHREVEPORT | Army | 017 | Caddo | 2130 | Shreveport | 0.88 | 0.86
US | United States | 22 | Louisiana | 711265 | 711265 | 2715 ALKAY DRIVE SHREVEPORT | Army | 017 | Caddo | 2130 | Shreveport | 0.88 | 0.86
US | United States | 22 | Louisiana | 22A75 | 4702 | DEQUINCY | Army | 019 | Calcasieu | 0580 | De Quincy | 0.96 | 0.94 | 0.75 | 1.131 | 1.131 | 0.736 | 0.5 | 1.077 | 1.131 | 0.112
US | United States | 22 | Louisiana | 22855 | 4322 | CARL J SHELTER USARC | Army | 019 | Calcasieu | 1250 | Lake Charles | 0.96 | 0.94 | 0.75 | 1.131 | 1.131 | 0.736 | 0.5 | 1.077 | 1.131 | 0.112
US | United States | 22 | Louisiana | 22B60 | 5780 | LAKE CHARLES | Army | 019 | Calcasieu | 1250 | Lake Charles | 0.96 | 0.94 | 0.75 | 1.131 | 1.131 | 0.736 | 0.5 | 1.077 | 1.131 | 0.112
US | United States | 22 | Louisiana | 22603 | 169931 | Lake Charles Country Club Road | Army | 019 | Calcasieu | 1250 | Lake Charles | 0.96 | 0.94 | 0.75 | 1.131 | 1.131 | 0.736 | 0.5 | 1.077 | 1.131 | 0.112
US | United States | 22 | Louisiana | 82387-10842 | 702953 | 413 W PRIEN LAKE RD LAKE CHARLES | Army | 019 | Calcasieu | 1250 | Lake Charles | 0.96 | 0.94
US | United States | 22 | Louisiana | 710894 | 710894 | 2708 RYAN LAKE CHARLES | Army | 019 | Calcasieu | 1250 | Lake Charles | 0.96 | 0.94
US | United States | 22 | Louisiana | 710392 | 710392 | 3763 NEWCASTLE DR SULPHUR | Army | 019 | Calcasieu | 2210 | Sulphur | 0.96 | 0.94
US | United States | 22 | Louisiana | 22A57 | 4440 | CLARKS | Army | 021 | Caldwell | 0400 | Clarks | 0.96 | 0.94 | 0.75 | 1.131 | 1.131 | 0.736 | 0.5 | 1.077 | 1.131 | 0.112
US | United States | 22 | Louisiana | 22B50 | 5657 | JONESVILLE | Army | 025 | Catahoula | 1160 | Jonesville | 0.96 | 0.94 | 0.75 | 1.131 | 1.131 | 0.736 | 0.5 | 1.077 | 1.131 | 0.112
US | United States | 22 | Louisiana | 22C95 | 7721 | VIDALIA | Army | 029 | Concordia | 2310 | Vidalia | 0.96 | 0.94 | 0.75 | 1.131 | 1.131 | 0.736 | 0.5 | 1.077 | 1.131 | 0.112
US | United States | 22 | Louisiana | 22A20 | 3910 | BAKER | Army | 033 | East Baton Rouge | 0100 | Baker | 0.96 | 0.94 | 0.75 | 1.131 | 1.131 | 0.736 | 0.5 | 1.077 | 1.131 | 0.112
US | United States | 22 | Louisiana | N00206-BR | 325 | NOSC-MCRC BATON ROUGE | Navy | 033 | East Baton Rouge | 0150 | Baton Rouge | 0.96 | 0.94 | 0.75 | 1.131 | 1.131 | 0.736 | 0.5 | 1.077 | 1.131 | 0.112
US | United States | 22 | Louisiana | N00206-BS | 374 | NOSCMCRC BATON ROUGE 1 | Navy | 033 | East Baton Rouge | 0150 | Baton Rouge | 0.96 | 0.94 | 0.75 | 1.131 | 1.131 | 0.736 | 0.5 | 1.077 | 1.131 | 0.112
US | United States | 22 | Louisiana | 22A30 | 3948 | BATON ROUGE | Army | 033 | East Baton Rouge | 0150 | Baton Rouge | 0.96 | 0.94 | 0.75 | 1.131 | 1.131 | 0.736 | 0.5 | 1.077 | 1.131 | 0.112
US | United States | 22 | Louisiana | 22815 | 5870 | LEONARD C SAURAGE USARC | Army | 033 | East Baton Rouge | 0150 | Baton Rouge | 0.96 | 0.94 | 0.75 | 1.131 | 1.131 | 0.736 | 0.5 | 1.077 | 1.131 | 0.112
US | United States | 22 | Louisiana | 22816 | 6103 | MARVIN J ROBERTS USARC | Army | 033 | East Baton Rouge | 0150 | Baton Rouge | 0.96 | 0.94 | 0.75 | 1.131 | 1.131 | 0.736 | 0.5 | 1.077 | 1.131 | 0.112
US | United States | 22 | Louisiana | 70132-10404 | 701675 | 3607 PRESIDENT DAVIS BATON ROUGE | Army | 033 | East Baton Rouge | 0150 | Baton Rouge | 0.96 | 0.94
US | United States | 22 | Louisiana | 70132-10706 | 701977 | 9263 OLD HERMITAGE P BATON ROUGE | Army | 033 | East Baton Rouge | 0150 | Baton Rouge | 0.96 | 0.94
US | United States | 22 | Louisiana | 70132-10743 | 702014 | ELDERWOOD AVE BATON ROUGE | Army | 033 | East Baton Rouge | 0150 | Baton Rouge | 0.96 | 0.94
US | United States | 22 | Louisiana | 82387-10038 | 702149 | 10101 PARK ROWE AVENUE BATON ROUGE | Army | 033 | East Baton Rouge | 0150 | Baton Rouge | 0.96 | 0.94
US | United States | 22 | Louisiana | 82387-10989 | 703100 | 5555 HILTON AVENUE BATON ROUGE | Army | 033 | East Baton Rouge | 0150 | Baton Rouge | 0.96 | 0.94
US | United States | 22 | Louisiana | 82387-11555 | 703666 | CORTANA PL BATON ROUGE | Army | 033 | East Baton Rouge | 0150 | Baton Rouge | 0.96 | 0.94
US | United States | 22 | Louisiana | 82387-12068 | 704178 | JEFFERSON HWY BATON ROUGE | Army | 033 | East Baton Rouge | 0150 | Baton Rouge | 0.96 | 0.94
US | United States | 22 | Louisiana | 82387-12954 | 705064 | SIEGEN LN BATON ROUGE | Army | 033 | East Baton Rouge | 0150 | Baton Rouge | 0.96 | 0.94
US | United States | 22 | Louisiana | 710890 | 710890 | 1748 SHERWOOD FOREST BATON ROUGE | Army | 033 | East Baton Rouge | 0150 | Baton Rouge | 0.96 | 0.94
US | United States | 22 | Louisiana | 711245 | 711245 | 809 SUMMERBREEZE #1404 BATON ROUGE | Army | 033 | East Baton Rouge | 0150 | Baton Rouge | 0.96 | 0.94
US | United States | 22 | Louisiana | 70132-10431 | 701702 | 4000 MCHUGH ZACHARY | Army | 033 | East Baton Rouge | 2490 | Zachary | 0.96 | 0.94
US | United States | 22 | Louisiana | 22D00 | 7723 | VILLE PLATTE | Army | 039 | Evangeline | 2320 | Ville Platte | 0.96 | 0.94 | 0.75 | 1.131 | 1.131 | 0.736 | 0.5 | 1.077 | 1.131 | 0.112
US | United States | 22 | Louisiana | 22D20 | 7944 | WINNSBORO | Army | 041 | Franklin | 2450 | Winnsboro | 0.96 | 0.94 | 0.75 | 1.131 | 1.131 | 0.736 | 0.5 | 1.077 | 1.131 | 0.112
US | United States | 22 | Louisiana | 22A55 | 4496 | COLFAX | Army | 043 | Grant | 0430 | Colfax | 0.96 | 0.94 | 0.75 | 1.131 | 1.131 | 0.736 | 0.5 | 1.077 | 1.131 | 0.112
US | United States | 22 | Louisiana | 22B30 | 5606 | JEANERETTE | Army | 045 | Iberia | 1120 | Jeanerette | 0.96 | 0.94 | 0.75 | 1.131 | 1.131 | 0.736 | 0.5 | 1.077 | 1.131 | 0.112
US | United States | 22 | Louisiana | 22C05 | 6399 | NEW IBERIA | Army | 045 | Iberia | 1680 | New Iberia | 0.96 | 0.94 | 0.75 | 1.131 | 1.131 | 0.736 | 0.5 | 1.077 | 1.131 | 0.112
US | United States | 22 | Louisiana | 70132-10578 | 701849 | 612 QUENCE DR NEW IBERIA | Army | 045 | Iberia | 1680 | New Iberia | 0.96 | 0.94
US | United States | 22 | Louisiana | 82387-11306 | 703417 | ADM DOYLE DR NEW IBERIA | Army | 045 | Iberia | 1680 | New Iberia | 0.96 | 0.94
US | United States | 22 | Louisiana | 22A53 | 4340 | CARVILLE GILLIS LONG CENTER | Army | 047 | Iberville | 0335 | Carville | 0.96 | 0.94 | 0.75 | 1.131 | 1.131 | 0.736 | 0.5 | 1.077 | 1.131 | 0.112
US | United States | 22 | Louisiana | 22C60 | 6820 | PLAQUEMINE | Army | 047 | Iberville | 1870 | Plaquemine | 0.96 | 0.94 | 0.75 | 1.131 | 1.131 | 0.736 | 0.5 | 1.077 | 1.131 | 0.112
US | United States | 22 | Louisiana | 22B45 | 5655 | JONESBORO | Army | 049 | Jackson | 1150 | Jonesboro | 0.96 | 0.94 | 0.75 | 1.131 | 1.131 | 0.736 | 0.5 | 1.077 | 1.131 | 0.112
US | United States | 22 | Louisiana | 82387-12118 | 704228 | LAPALCO BLVD GRETNA | Army | 051 | Jefferson | 0950 | Gretna | 1.04 | 1.02
US | United States | 22 | Louisiana | 22B86 | 6088 | MARRERO | Army | 051 | Jefferson | 1488 | Marrero | 1.04 | 1.02 | 0.75 | 1.131 | 1.131 | 0.736 | 0.5 | 1.077 | 1.131 | 0.112
US | United States | 22 | Louisiana | 82387-11365 | 703476 | BARATARIA BLVD MARRERO | Army | 051 | Jefferson | 1488 | Marrero | 1.04 | 1.02
US | United States | 22 | Louisiana | 82387-11911 | 704022 | GALLERIA BLVD METAIRIE | Army | 051 | Jefferson | 1545 | Metairie | 1.04 | 1.02
US | United States | 22 | Louisiana | 82387-13157 | 705266 | VETERANS MEM BLVD METAIRIE | Army | 051 | Jefferson | 1545 | Metairie | 1.04 | 1.02
US | United States | 22 | Louisiana | 82387-13158 | 705267 | VETERANS MEM BLVD METAIRIE 1 | Army | 051 | Jefferson | 1545 | Metairie | 1.04 | 1.02
US | United States | 22 | Louisiana | 22B40 | 5622 | JENNINGS | Army | 053 | Jefferson Davis | 1140 | Jennings | 0.96 | 0.94 | 0.75 | 1.131 | 1.131 | 0.736 | 0.5 | 1.077 | 1.131 | 0.112
US | United States | 22 | Louisiana | 82387-11814 | 703925 | ELTON RD JENNINGS | Army | 053 | Jefferson Davis | 1140 | Jennings | 0.96 | 0.94
US | United States | 22 | Louisiana | M68479-0023 | 124 | LAFAYETTE LA MCRC | Marine Corps | 055 | Lafayette | 1230 | Lafayette | 0.96 | 0.94 | 0.75 | 1.131 | 1.131 | 0.736 | 0.5 | 1.077 | 1.131 | 0.112
US | United States | 22 | Louisiana | 22B55 | 5775 | LAFAYETTE | Army | 055 | Lafayette | 1230 | Lafayette | 0.96 | 0.94 | 0.75 | 1.131 | 1.131 | 0.736 | 0.5 | 1.077 | 1.131 | 0.112
US | United States | 22 | Louisiana | 22850 | 5776 | LAFAYETTE USARC | Army | 055 | Lafayette | 1230 | Lafayette | 0.96 | 0.94 | 0.75 | 1.131 | 1.131 | 0.736 | 0.5 | 1.077 | 1.131 | 0.112
US | United States | 22 | Louisiana | 70132-10051 | 701322 | 108 TECHE DRIVE LAFAYETTE | Army | 055 | Lafayette | 1230 | Lafayette | 0.96 | 0.94
US | United States | 22 | Louisiana | 70132-10347 | 701618 | 305 SUNNY LANE LAFAYETTE | Army | 055 | Lafayette | 1230 | Lafayette | 0.96 | 0.94
US | United States | 22 | Louisiana | 82387-12079 | 704189 | KALISTE SALOOM LAFAYETTE | Army | 055 | Lafayette | 1230 | Lafayette | 0.96 | 0.94
US | United States | 22 | Louisiana | 82387-12124 | 704234 | LEE AVE LAFAYETTE | Army | 055 | Lafayette | 1230 | Lafayette | 0.96 | 0.94
US | United States | 22 | Louisiana | 82387-12507 | 704617 | NE EVANGELINE LAFAYETTE | Army | 055 | Lafayette | 1230 | Lafayette | 0.96 | 0.94
US | United States | 22 | Louisiana | 82387-13224 | 705333 | W CONGRESS LAFAYETTE | Army | 055 | Lafayette | 1230 | Lafayette | 0.96 | 0.94
US | United States | 22 | Louisiana | 710083 | 710083 | 1000 ROBLEY DR LAFAYETTE | Army | 055 | Lafayette | 1230 | Lafayette | 0.96 | 0.94
US | United States | 22 | Louisiana | 710252 | 710252 | 205 HARVEST POINT CI LAFAYETTE | Army | 055 | Lafayette | 1230 | Lafayette | 0.96 | 0.94
US | United States | 22 | Louisiana | 710628 | 710628 | 3600 KALISTE SALOOM RD LAFAYETTE | Army | 055 | Lafayette | 1230 | Lafayette | 0.96 | 0.94
US | United States | 22 | Louisiana | 22C90 | 7536 | THIBODAUX | Army | 057 | Lafourche | 2250 | Thibodaux | 0.96 | 0.94 | 0.75 | 1.131 | 1.131 | 0.736 | 0.5 | 1.077 | 1.131 | 0.112
US | United States | 22 | Louisiana | 22B35 | 5619 | JENA ARMORY | Army | 059 | La Salle | 1130 | Jena | 0.96 | 0.94 | 0.75 | 1.131 | 1.131 | 0.736 | 0.5 | 1.077 | 1.131 | 0.112
US | United States | 22 | Louisiana | 22B37 | 5620 | JENA FMS | Army | 059 | La Salle | 1130 | Jena | 0.96 | 0.94 | 0.75 | 1.131 | 1.131 | 0.736 | 0.5 | 1.077 | 1.131 | 0.112
US | United States | 22 | Louisiana | 22C67 | 7098 | RUSTON | Army | 061 | Lincoln | 2070 | Ruston | 0.96 | 0.94 | 0.75 | 1.131 | 1.131 | 0.736 | 0.5 | 1.077 | 1.131 | 0.112
US | United States | 22 | Louisiana | 82387-11542 | 703653 | COOKTOWN RD RUSTON | Army | 061 | Lincoln | 2070 | Ruston | 0.96 | 0.94
US | United States | 22 | Louisiana | 82387-13211 | 705320 | W CALIFORNIA ST RUSTON | Army | 061 | Lincoln | 2070 | Ruston | 0.96 | 0.94
US | United States | 22 | Louisiana | 710400 | 710400 | 3105 LAFOURCHE RUSTON | Army | 061 | Lincoln | 2070 | Ruston | 0.96 | 0.94
US | United States | 22 | Louisiana | 70132-10074 | 701345 | 11376 WINDSOR DENHAM SPRINGS | Army | 063 | Livingston | 0570 | Denham Springs | 0.96 | 0.94
US | United States | 22 | Louisiana | 70132-10283 | 701554 | 23920 TERRACE DENHAM SPRINGS | Army | 063 | Livingston | 0570 | Denham Springs | 0.96 | 0.94
US | United States | 22 | Louisiana | 710629 | 710629 | 7545 CREPE MYRTLE DENHAM SPRINGS | Army | 063 | Livingston | 0570 | Denham Springs | 0.96 | 0.94
US | United States | 22 | Louisiana | 710747 | 710747 | 26267 HOLLYRIDGE DENHAM SPRINGS | Army | 063 | Livingston | 0570 | Denham Springs | 0.96 | 0.94
US | United States | 22 | Louisiana | 18081-10728 | 700887 | WATERWAYS STA MOUND | Army | 065 | Madison | 1630 | Mound | 0.96 | 0.94
US | United States | 22 | Louisiana | 22A25 | 3941 | BASTROP | Army | 067 | Morehouse | 0140 | Bastrop | 0.96 | 0.94 | 0.75 | 1.131 | 1.131 | 0.736 | 0.5 | 1.077 | 1.131 | 0.112
US | United States | 22 | Louisiana | 22C00 | 6360 | NATCHITOCHES | Army | 069 | Natchitoches | 1650 | Natchitoches | 0.96 | 0.94 | 0.75 | 1.131 | 1.131 | 0.736 | 0.5 | 1.077 | 1.131 | 0.112
US | United States | 22 | Louisiana | 70132-10667 | 701938 | 827 WHITFIELD DR. NATCHITOCHES | Army | 069 | Natchitoches | 1650 | Natchitoches | 0.96 | 0.94
US | United States | 22 | Louisiana | 82387-12070 | 704180 | JEFFERSON ST NATCHITOCHES | Army | 069 | Natchitoches | 1650 | Natchitoches | 0.96 | 0.94
US | United States | 22 | Louisiana | 710251 | 710251 | 1442 WASHINGTON ST NATCHITOCHES | Army | 069 | Natchitoches | 1650 | Natchitoches | 0.96 | 0.94
US | United States | 22 | Louisiana | N00205 | 143 | Naval Support Activity New Orleans LA | Navy | 071 | Orleans | 1690 | New Orleans | 1.04 | 1.02 | 0.75 | 1.131 | 1.131 | 0.736 | 0.5 | 1.077 | 1.131 | 0.112
US | United States | 22 | Louisiana | N00206-NO | 323 | NOSC NEW ORLEANS LA | Navy | 071 | Orleans | 1690 | New Orleans | 1.04 | 1.02 | 0.75 | 1.131 | 1.131 | 0.736 | 0.5 | 1.077 | 1.131 | 0.112
US | United States | 22 | Louisiana | N00205-EB | 956 | EAST BANK | Navy | 071 | Orleans | 1690 | New Orleans | 1.04 | 1.02 | 0.75 | 1.131 | 1.131 | 0.736 | 0.5 | 1.077 | 1.131 | 0.112
US | United States | 22 | Louisiana | 22823 | 3764 | ALMONASTER | Army | 071 | Orleans | 1690 | New Orleans | 1.04 | 1.02 | 0.75 | 1.131 | 1.131 | 0.736 | 0.5 | 1.077 | 1.131 | 0.112
US | United States | 22 | Louisiana | 22835 | 5565 | J DIAMOND USARC | Army | 071 | Orleans | 1690 | New Orleans | 1.04 | 1.02 | 0.75 | 1.131 | 1.131 | 0.736 | 0.5 | 1.077 | 1.131 | 0.112
US | United States | 22 | Louisiana | 22C25 | 5577 | JACKSON BKS | Army | 071 | Orleans | 1690 | New Orleans | 1.04 | 1.02 | 0.75 | 1.131 | 1.131 | 0.736 | 0.5 | 1.077 | 1.131 | 0.112
US | United States | 22 | Louisiana | 2264B | 6368 | NAVAL SUPPORT ACTIVITY | Army | 071 | Orleans | 1690 | New Orleans | 1.04 | 1.02 | 0.75 | 1.131 | 1.131 | 0.736 | 0.5 | 1.077 | 1.131 | 0.112
US | United States | 22 | Louisiana | M68479-0001 | 9511 | NEW ORLEANS | Marine Corps | 071 | Orleans | 1690 | New Orleans | 1.04 | 1.02 | 0.75 | 1.131 | 1.131 | 0.736 | 0.5 | 1.077 | 1.131 | 0.112
US | United States | 22 | Louisiana | 18081-10179 | 700338 | 600 SOUTH STREET NEW ORLEANS | Army | 071 | Orleans | 1690 | New Orleans | 1.04 | 1.02
US | United States | 22 | Louisiana | 82387-11510 | 703621 | CITY PARK AVE NEW ORLEANS | Army | 071 | Orleans | 1690 | New Orleans | 1.04 | 1.02
US | United States | 22 | Louisiana | 82387-12060 | 704170 | JACKSON BARRACKS NEW ORLEANS | Army | 071 | Orleans | 1690 | New Orleans | 1.04 | 1.02
US | United States | 22 | Louisiana | 710752 | 710752 | NAV SUPT ACT NEW ORLEANS | Army | 071 | Orleans | 1690 | New Orleans | 1.04 | 1.02
US | United States | 22 | Louisiana | 711264 | 711264 | 440 DAUPHINE STREET NEW ORLEANS | Army | 071 | Orleans | 1690 | New Orleans | 1.04 | 1.02
US | United States | 22 | Louisiana | LSBC0001 | 2389 | JACKSON BARRACKS ANG STATION SITE # 1 | Air Force | 071 | Orleans | 9999 | Unknown | 1.04 | 1.02 | 0.75 | 1.131 | 1.131 | 0.736 | 0.5 | 1.077 | 1.131 | 0.112
US | United States | 22 | Louisiana | 710391 | 710391 | 237 PINEHILLS DR CALHOUN | Army | 073 | Ouachita | 0316 | Calhoun | 0.96 | 0.94
US | United States | 22 | Louisiana | 22B95 | 6239 | MONROE | Army | 073 | Ouachita | 1560 | Monroe | 0.96 | 0.94 | 0.75 | 1.131 | 1.131 | 0.736 | 0.5 | 1.077 | 1.131 | 0.112
US | United States | 22 | Louisiana | 22885 | 6244 | MONROE USARC | Army | 073 | Ouachita | 1560 | Monroe | 0.96 | 0.94 | 0.75 | 1.131 | 1.131 | 0.736 | 0.5 | 1.077 | 1.131 | 0.112
US | United States | 22 | Louisiana | 70132-10213 | 701484 | 1916 SPENCER AVE MONROE | Army | 073 | Ouachita | 1560 | Monroe | 0.96 | 0.94
US | United States | 22 | Louisiana | 82387-12023 | 704133 | HUDSON LN MONROE | Army | 073 | Ouachita | 1560 | Monroe | 0.96 | 0.94
US | United States | 22 | Louisiana | 82387-12156 | 704266 | LOUISVILLE AVE MONROE | Army | 073 | Ouachita | 1560 | Monroe | 0.96 | 0.94
US | United States | 22 | Louisiana | 82387-12323 | 704433 | N 18TH MONROE | Army | 073 | Ouachita | 1560 | Monroe | 0.96 | 0.94
US | United States | 22 | Louisiana | 710569 | 710569 | 2560 STUBBS RITCHIE MONROE | Army | 073 | Ouachita | 1560 | Monroe | 0.96 | 0.94
US | United States | 22 | Louisiana | 22D10 | 7852 | WEST MONROE | Army | 073 | Ouachita | 2410 | West Monroe | 0.96 | 0.94 | 0.75 | 1.131 | 1.131 | 0.736 | 0.5 | 1.077 | 1.131 | 0.112
US | United States | 22 | Louisiana | N00206 | 141 | Naval Air Station Joint Reserve Base New Orleans LA | Navy | 075 | Plaquemines | 0163 | Belle Chasse | 1.04 | 1.02 | 0.75 | 1.131 | 1.131 | 0.736 | 0.5 | 1.077 | 1.131 | 0.112
US | United States | 22 | Louisiana | RQLB0001 | 3063 | NEW ORLEANS ARS SITE # 1 | Air Force | 075 | Plaquemines | 9999 | Unknown | 1.04 | 1.02 | 0.75 | 1.131 | 1.131 | 0.736 | 0.5 | 1.077 | 1.131 | 0.112
US | United States | 22 | Louisiana | RQLH0001 | 3064 | NAS JOINT RESERVE BASE, NOLA SITE # 1 | Air Force | 075 | Plaquemines | 9999 | Unknown | 1.04 | 1.02 | 0.75 | 1.131 | 1.131 | 0.736 | 0.5 | 1.077 | 1.131 | 0.112
US | United States | 22 | Louisiana | 22C30 | 6407 | NEW ROADS | Army | 077 | Pointe Coupee | 1700 | New Roads | 0.96 | 0.94 | 0.75 | 1.131 | 1.131 | 0.736 | 0.5 | 1.077 | 1.131 | 0.112
US | United States | 22 | Louisiana | 22A10 | 3746 | ALEXANDRIA | Army | 079 | Rapides | 0040 | Alexandria | 0.96 | 0.94 | 0.75 | 1.131 | 1.131 | 0.736 | 0.5 | 1.077 | 1.131 | 0.112
US | United States | 22 | Louisiana | 22712 | 4872 | ENGLAND AUTHORITY | Army | 079 | Rapides | 0040 | Alexandria | 0.96 | 0.94 | 0.75 | 1.131 | 1.131 | 0.736 | 0.5 | 1.077 | 1.131 | 0.112
US | United States | 22 | Louisiana | 18081-10069 | 700228 | 1611 ARNOLD DR ALEXANDRIA | Army | 079 | Rapides | 0040 | Alexandria | 0.96 | 0.94
US | United States | 22 | Louisiana | 18081-10245 | 700404 | ARNOLD DR ALEXANDRIA | Army | 079 | Rapides | 0040 | Alexandria | 0.96 | 0.94
US | United States | 22 | Louisiana | 70132-10441 | 701712 | 404 RIDGEWOOD BOULEV ALEXANDRIA | Army | 079 | Rapides | 0040 | Alexandria | 0.96 | 0.94
US | United States | 22 | Louisiana | 82387-12062 | 704172 | JACKSON ST ALEXANDRIA | Army | 079 | Rapides | 0040 | Alexandria | 0.96 | 0.94
US | United States | 22 | Louisiana | 82387-12530 | 704640 | NORTH BLVD ALEXANDRIA | Army | 079 | Rapides | 0040 | Alexandria | 0.96 | 0.94
US | United States | 22 | Louisiana | 710088 | 710088 | 808 WARREN AVE. ALEXANDRIA | Army | 079 | Rapides | 0040 | Alexandria | 0.96 | 0.94
US | United States | 22 | Louisiana | 710089 | 710089 | 4040 PARLIAMENT DR. ALEXANDRIA | Army | 079 | Rapides | 0040 | Alexandria | 0.96 | 0.94
US | United States | 22 | Louisiana | 710237 | 710237 | 1400 KING ARTHUR BLV ALEXANDRIA | Army | 079 | Rapides | 0040 | Alexandria | 0.96 | 0.94
US | United States | 22 | Louisiana | 710739 | 710739 | 1104 CANTERBURY ALEXANDRIA | Army | 079 | Rapides | 0040 | Alexandria | 0.96 | 0.94
US | United States | 22 | Louisiana | 711048 | 711048 | 1020 MACARTHUR ALEXANDRIA | Army | 079 | Rapides | 0040 | Alexandria | 0.96 | 0.94
US | United States | 22 | Louisiana | 22A23 | 4242 | CAMP COOK | Army | 079 | Rapides | 0112 | Ball | 0.96 | 0.94 | 0.75 | 1.131 | 1.131 | 0.736 | 0.5 | 1.077 | 1.131 | 0.112
US | United States | 22 | Louisiana | 70132-10728 | 701999 | BIRCH TR BALL | Army | 079 | Rapides | 0112 | Ball | 0.96 | 0.94
US | United States | 22 | Louisiana | CYQY0001 | 1546 | CAMP BEAUREGARD TRAINING SITE SITE # 1 | Air Force | 079 | Rapides | 0315 | Camp Beauregard | 0.96 | 0.94 | 0.75 | 1.131 | 1.131 | 0.736 | 0.5 | 1.077 | 1.131 | 0.112
US | United States | 22 | Louisiana | GAMH0001 | 1824 | ENGLAND AIR FORCE BASE SITE # 1 | Air Force | 079 | Rapides | 0675 | England AFB | 0.96 | 0.94 | 0.75 | 1.131 | 1.131 | 0.736 | 0.5 | 1.077 | 1.131 | 0.112
US | United States | 22 | Louisiana | ERNM0001 | 1621 | CLAIBORNE AIR FORCE RANGE SITE # 1 | Air Force | 079 | Rapides | 0770 | Forest Hill | 0.96 | 0.94 | 0.75 | 1.131 | 1.131 | 0.736 | 0.5 | 1.077 | 1.131 | 0.112
US | United States | 22 | Louisiana | 22C55 | 3965 | BEAUREGARD TRAINING RANGE | Army | 079 | Rapides | 1850 | Pineville | 0.96 | 0.94 | 0.75 | 1.131 | 1.131 | 0.736 | 0.5 | 1.077 | 1.131 | 0.112
US | United States | 22 | Louisiana | 22C53 | 4350 | CB BILL BOARD SIGN PINEVILLE | Army | 079 | Rapides | 1850 | Pineville | 0.96 | 0.94 | 0.75 | 1.131 | 1.131 | 0.736 | 0.5 | 1.077 | 1.131 | 0.112
US | United States | 22 | Louisiana | 22A87 | 4883 | ESLER FIELD | Army | 079 | Rapides | 1850 | Pineville | 0.96 | 0.94 | 0.75 | 1.131 | 1.131 | 0.736 | 0.5 | 1.077 | 1.131 | 0.112
US | United States | 22 | Louisiana | 22C50 | 7302 | SMR CAMP BEAUREGARD | Army | 079 | Rapides | 1850 | Pineville | 0.96 | 0.94 | 0.75 | 1.131 | 1.131 | 0.736 | 0.5 | 1.077 | 1.131 | 0.112
US | United States | 22 | Louisiana | GAMN0001 | 1825 | ENGLAND INDUSTRIAL AIRPARK SITE # 1 | Air Force | 079 | Rapides | 9999 | Unknown | 0.96 | 0.94 | 0.75 | 1.131 | 1.131 | 0.736 | 0.5 | 1.077 | 1.131 | 0.112
US | United States | 22 | Louisiana | 22A60 | 4569 | COUSHATTA | Army | 081 | Red River | 0500 | Coushatta | 0.96 | 0.94 | 0.75 | 1.131 | 1.131 | 0.736 | 0.5 | 1.077 | 1.131 | 0.112
US | United States | 22 | Louisiana | 22A72 | 4691 | DELHI | Army | 083 | Richland | 0550 | Delhi | 0.96 | 0.94 | 0.75 | 1.131 | 1.131 | 0.736 | 0.5 | 1.077 | 1.131 | 0.112
US | United States | 22 | Louisiana | 70132-10196 | 701467 | 174 RUE DUBOURG LAPLACE | Army | 095 | St. John the Baptist | 1270 | Laplace | 0.96 | 0.94
US | United States | 22 | Louisiana | 82387-11379 | 703490 | BELLE TERRE BL LAPLACE | Army | 095 | St. John the Baptist | 1270 | Laplace | 0.96 | 0.94
US | United States | 22 | Louisiana | 22C65 | 6980 | RESERVE | Army | 095 | St. John the Baptist | 2020 | Reserve | 0.96 | 0.94 | 0.75 | 1.131 | 1.131 | 0.736 | 0.5 | 1.077 | 1.131 | 0.112
US | United States | 22 | Louisiana | 22C45 | 6640 | OPELOUSAS | Army | 097 | St. Landry | 1800 | Opelousas | 0.96 | 0.94 | 0.75 | 1.131 | 1.131 | 0.736 | 0.5 | 1.077 | 1.131 | 0.112
US | United States | 22 | Louisiana | 82387-12045 | 704155 | I-49 N SVC RD OPELOUSAS | Army | 097 | St. Landry | 1800 | Opelousas | 0.96 | 0.94
US | United States | 22 | Louisiana | 22A50 | 4128 | BREAUX BRIDGE | Army | 099 | St. Martin | 0250 | Breaux Bridge | 0.96 | 0.94 | 0.75 | 1.131 | 1.131 | 0.736 | 0.5 | 1.077 | 1.131 | 0.112
US | United States | 22 | Louisiana | 22C80 | 7396 | ST MARTINVILLE | Army | 099 | St. Martin | 2100 | St. Martinville | 0.96 | 0.94 | 0.75 | 1.131 | 1.131 | 0.736 | 0.5 | 1.077 | 1.131 | 0.112
US | United States | 22 | Louisiana | 22A95 | 5079 | FRANKLIN | Army | 101 | St. Mary | 0780 | Franklin | 0.96 | 0.94 | 0.75 | 1.131 | 1.131 | 0.736 | 0.5 | 1.077 | 1.131 | 0.112
US | United States | 22 | Louisiana | QAAQ0001 | 2804 | MORGAN CITY RADAR SITE (TARS #8) SITE # 1 | Air Force | 101 | St. Mary | 9999 | Unknown | 0.96 | 0.94 | 0.75 | 1.131 | 1.131 | 0.736 | 0.5 | 1.077 | 1.131 | 0.112
US | United States | 22 | Louisiana | 22A65 | 4571 | COVINGTON | Army | 103 | St. Tammany | 0510 | Covington | 0.96 | 0.94 | 0.75 | 1.131 | 1.131 | 0.736 | 0.5 | 1.077 | 1.131 | 0.112
US | United States | 22 | Louisiana | 22B27 | 5531 | INDEPENDENCE | Army | 103 | St. Tammany | 0510 | Covington | 0.96 | 0.94 | 0.75 | 1.131 | 1.131 | 0.736 | 0.5 | 1.077 | 1.131 | 0.112
US | United States | 22 | Louisiana | 82387-10677 | 702788 | 301 N HWY 190 COVINGTON | Army | 103 | St. Tammany | 0510 | Covington | 0.96 | 0.94
US | United States | 22 | Louisiana | 82387-12392 | 704502 | N HWY 190 COVINGTON | Army | 103 | St. Tammany | 0510 | Covington | 0.96 | 0.94
US | United States | 22 | Louisiana | 710568 | 710568 | 266 CINDY LOU PLACE MANDEVILLE | Army | 103 | St. Tammany | 1400 | Mandeville | 0.96 | 0.94
US | United States | 22 | Louisiana | 710786 | 710786 | 244 TRACE LOOP MANDEVILLE | Army | 103 | St. Tammany | 1400 | Mandeville | 0.96 | 0.94
US | United States | 22 | Louisiana | 22C75 | 4292 | CAMP VILLERE | Army | 103 | St. Tammany | 2180 | Slidell | 0.96 | 0.94 | 0.75 | 1.131 | 1.131 | 0.736 | 0.5 | 1.077 | 1.131 | 0.112
US | United States | 22 | Louisiana | 82387-11917 | 704028 | GAUSE RD SLIDELL | Army | 103 | St. Tammany | 2180 | Slidell | 0.96 | 0.94
US | United States | 22 | Louisiana | 710139 | 710139 | 706 S. BLACK LAKE SLIDELL | Army | 103 | St. Tammany | 2180 | Slidell | 0.96 | 0.94
US | United States | 22 | Louisiana | 710247 | 710247 | 2052 DYLAN DRIVE SLIDELL | Army | 103 | St. Tammany | 2180 | Slidell | 0.96 | 0.94
US | United States | 22 | Louisiana | 22845 | 4750 | DOUGLAS L WILCOMBE USARC | Army | 105 | Tangipahoa | 0980 | Hammond | 0.96 | 0.94 | 0.75 | 1.131 | 1.131 | 0.736 | 0.5 | 1.077 | 1.131 | 0.112
US | United States | 22 | Louisiana | 22B15 | 5334 | HAMMOND | Army | 105 | Tangipahoa | 0980 | Hammond | 0.96 | 0.94 | 0.75 | 1.131 | 1.131 | 0.736 | 0.5 | 1.077 | 1.131 | 0.112
US | United States | 22 | Louisiana | 22B17 | 5336 | HAMMOND AIRPORT | Army | 105 | Tangipahoa | 0980 | Hammond | 0.96 | 0.94 | 0.75 | 1.131 | 1.131 | 0.736 | 0.5 | 1.077 | 1.131 | 0.112
US | United States | 22 | Louisiana | 82387-12744 | 704854 | RUE SIMONE HAMMOND | Army | 105 | Tangipahoa | 0980 | Hammond | 0.96 | 0.94
US | United States | 22 | Louisiana | 82387-13280 | 705389 | W MORRIS AVE HAMMOND | Army | 105 | Tangipahoa | 0980 | Hammond | 0.96 | 0.94
US | United States | 22 | Louisiana | 710884 | 710884 | 44 LAURA DRIVE HAMMOND | Army | 105 | Tangipahoa | 0980 | Hammond | 0.96 | 0.94
US | United States | 22 | Louisiana | KAFF0001 | 2333 | HAMMOND COMMUNICATIONS STATION SITE # 1 | Air Force | 105 | Tangipahoa | 9999 | Unknown | 0.96 | 0.94 | 0.75 | 1.131 | 1.131 | 0.736 | 0.5 | 1.077 | 1.131 | 0.112
US | United States | 22 | Louisiana | 22848 | 4386 | CHARLES E BOSTON USARC | Army | 109 | Terrebonne | 1070 | Houma | 0.96 | 0.94 | 0.75 | 1.131 | 1.131 | 0.736 | 0.5 | 1.077 | 1.131 | 0.112
US | United States | 22 | Louisiana | 22B25 | 5493 | HOUMA | Army | 109 | Terrebonne | 1070 | Houma | 0.96 | 0.94 | 0.75 | 1.131 | 1.131 | 0.736 | 0.5 | 1.077 | 1.131 | 0.112
US | United States | 22 | Louisiana | 710740 | 710740 | 1803 MARTIN LUTHER K HOUMA | Army | 109 | Terrebonne | 1070 | Houma | 0.96 | 0.94
US | United States | 22 | Louisiana | 711039 | 711039 | 2103 HOUMA HIGHLAND HOUMA | Army | 109 | Terrebonne | 1070 | Houma | 0.96 | 0.94
US | United States | 22 | Louisiana | 22A92 | 4921 | FARMERVILLE | Army | 111 | Union | 0740 | Farmerville | 0.96 | 0.94 | 0.75 | 1.131 | 1.131 | 0.736 | 0.5 | 1.077 | 1.131 | 0.112
US | United States | 22 | Louisiana | 22A05 | 3696 | ABBEVILLE | Army | 113 | Vermilion | 0010 | Abbeville | 0.96 | 0.94 | 0.75 | 1.131 | 1.131 | 0.736 | 0.5 | 1.077 | 1.131 | 0.112
US | United States | 22 | Louisiana | 45A05 | 3697 | ABBEVILLE ARMORY | Army | 113 | Vermilion | 0010 | Abbeville | 0.96 | 0.94 | 0.75 | 1.131 | 1.131 | 0.736 | 0.5 | 1.077 | 1.131 | 0.201
US | United States | 22 | Louisiana | 22725 | 5042 | FORT POLK | Army | 115 | Vernon | 0772 | Fort Polk | 0.9 | 0.86 | 0.75 | 1.131 | 1.131 | 0.736 | 0.5 | 1.077 | 1.131 | 0.112
US | United States | 22 | Louisiana | 70132-10652 | 701923 | 801 HOUSING FORT POLK | Army | 115 | Vernon | 0772 | Fort Polk | 0.9 | 0.86
US | United States | 22 | Louisiana | 22A40 | 4087 | BOGALUSA ARMORY | Army | 117 | Washington | 0210 | Bogalusa | 0.96 | 0.94 | 0.75 | 1.131 | 1.131 | 0.736 | 0.5 | 1.077 | 1.131 | 0.112
US | United States | 22 | Louisiana | 22A42 | 4088 | BOGALUSA FMS | Army | 117 | Washington | 0210 | Bogalusa | 0.96 | 0.94 | 0.75 | 1.131 | 1.131 | 0.736 | 0.5 | 1.077 | 1.131 | 0.112
US | United States | 22 | Louisiana | 22820 | 5627 | JESSIE E STEWART USARC | Army | 117 | Washington | 0210 | Bogalusa | 0.96 | 0.94 | 0.75 | 1.131 | 1.131 | 0.736 | 0.5 | 1.077 | 1.131 | 0.112
US | United States | 22 | Louisiana | 22B00 | 5086 | FRANKLINTON | Army | 117 | Washington | 0790 | Franklinton | 0.96 | 0.94 | 0.75 | 1.131 | 1.131 | 0.736 | 0.5 | 1.077 | 1.131 | 0.112
US | United States | 22 | Louisiana | 22B91 | 4271 | CAMP MINDEN TRAINING SITE | Army | 119 | Webster | 1550 | Minden | 0.96 | 0.94 | 0.75 | 1.131 | 1.131 | 0.736 | 0.5 | 1.077 | 1.131 | 0.112
US | United States | 22 | Louisiana | 22C40 | 6590 | OAKGROVE | Army | 123 | West Carroll | 1750 | Oak Grove | 0.96 | 0.94 | 0.75 | 1.131 | 1.131 | 0.736 | 0.5 | 1.077 | 1.131 | 0.112
US | United States | 22 | Louisiana | 22D15 | 7943 | WINNFIELD | Army | 127 | Winn | 2440 | Winnfield | 0.96 | 0.94 | 0.75 | 1.131 | 1.131 | 0.736 | 0.5 | 1.077 | 1.131 | 0.112
US | United States | 23 | Maine | 23505 | 3885 | AUBURN TRAINING SITE | Army | 001 | Androscoggin | 0080 | Auburn | 1.02 | 1.01 | 0.929 | 1.131 | 1.131 | 0.759 | 2.444 | 3.538 | 1.131 | 3.802
US | United States | 23 | Maine | 23815 | 6175 | MG OLIVER OTIS HOWARD USARC | Army | 001 | Androscoggin | 0080 | Auburn | 1.02 | 1.01 | 0.929 | 1.131 | 1.131 | 0.759 | 2.444 | 3.538 | 1.131 | 3.802
US | United States | 23 | Maine | 710297 | 710297 | 21 HAZEL STREET AUBURN | Army | 001 | Androscoggin | 0080 | Auburn | 1.02 | 1.01
US | United States | 23 | Maine | 710507 | 710507 | AUBURN PLAZA,UNIT900 AUBURN | Army | 001 | Androscoggin | 0080 | Auburn | 1.02 | 1.01
US | United States | 23 | Maine | 710843 | 710843 | MAINE NG AUBURN | Army | 001 | Androscoggin | 0080 | Auburn | 1.02 | 1.01
US | United States | 23 | Maine | 710995 | 710995 | GARFIELD RD AUBURN | Army | 001 | Androscoggin | 0080 | Auburn | 1.02 | 1.01
US | United States | 23 | Maine | 23B10 | 5882 | LEWISTON AFRC | Army | 001 | Androscoggin | 4350 | Lewiston | 1.02 | 1.01 | 0.929 | 1.131 | 1.131 | 0.759 | 2.444 | 3.538 | 1.131 | 3.802
US | United States | 23 | Maine | 23A75 | 4321 | CARIBOU ARMORY | Army | 003 | Aroostook | 1500 | Caribou | 1.02 | 1.01 | 0.929 | 1.131 | 1.131 | 0.759 | 2.444 | 3.538 | 1.131 | 3.802
US | United States | 23 | Maine | 23A77 | 7311 | SOLMAN STATE ARMORY | Army | 003 | Aroostook | 1500 | Caribou | 1.02 | 1.01 | 0.929 | 1.131 | 1.131 | 0.759 | 2.444 | 3.538 | 1.131 | 3.802
US | United States | 23 | Maine | 23A90 | 5019 | FORT KENT ARMORY | Army | 003 | Aroostook | 2900 | Fort Kent | 1.02 | 1.01 | 0.929 | 1.131 | 1.131 | 0.759 | 2.444 | 3.538 | 1.131 | 3.802
US | United States | 23 | Maine | 23B05 | 5492 | HOULTON ARMORY | Army | 003 | Aroostook | 3750 | Houlton | 1.02 | 1.01 | 0.929 | 1.131 | 1.131 | 0.759 | 2.444 | 3.538 | 1.131 | 3.802
US | United States | 23 | Maine | 82387-12915 | 705025 | SCHOOL ST HOULTON | Army | 003 | Aroostook | 3750 | Houlton | 1.02 | 1.01
US | United States | 23 | Maine | LDSA0001 | 170016 | DFAS ANNEX | Air Force | 003 | Aroostook | 4400 | Limestone | 1.02 | 1.01
US | United States | 23 | Maine | 82387-10820 | 702931 | 402 MAIN STREET MADAWASKA | Army | 003 | Aroostook | 4900 | Madawaska | 1.02 | 1.01
US | United States | 23 | Maine | 23B45 | 6883 | PRESQUE ISLE ARMORY | Army | 003 | Aroostook | 6450 | Presque Isle | 1.02 | 1.01
US | United States | 23 | Maine | 82387-12199 | 704309 | MAIN ST PRESQUE ISLE | Army | 003 | Aroostook | 6450 | Presque Isle | 1.02 | 1.01
US | United States | 23 | Maine | N60087 | 139 | Naval Air Station Brunswick ME | Navy | 005 | Cumberland | 1150 | Brunswick | 1.05 | 1.02 | 0.929 | 1.131 | 1.131 | 0.759 | 2.444 | 3.538 | 1.131 | 3.802
US | United States | 23 | Maine | N60087-FA | 815 | MCKEEN STREET | Navy | 005 | Cumberland | 1150 | Brunswick | 1.05 | 1.02 | 0.929 | 1.131 | 1.131 | 0.759 | 2.444 | 3.538 | 1.131 | 3.802
US | United States | 23 | Maine | N60087-UA | 817 | E BRUNSWICK | Navy | 005 | Cumberland | 1150 | Brunswick | 1.05 | 1.02 | 0.929 | 1.131 | 1.131 | 0.759 | 2.444 | 3.538 | 1.131 | 3.802
US | United States | 23 | Maine | N60087-NA | 1294 | NAS BRUNSWICK ME 1 | Navy | 005 | Cumberland | 1150 | Brunswick | 1.05 | 1.02 | 0.929 | 1.131 | 1.131 | 0.759 | 2.444 | 3.538 | 1.131 | 3.802
US | United States | 23 | Maine | N60087-NB | 1295 | NAS BRUNSWICK ME 2 | Navy | 005 | Cumberland | 1150 | Brunswick | 1.05 | 1.02 | 0.929 | 1.131 | 1.131 | 0.759 | 2.444 | 3.538 | 1.131 | 3.802
US | United States | 23 | Maine | N60087-NC | 1296 | NAS BRUNSWICK ME 3 | Navy | 005 | Cumberland | 1150 | Brunswick | 1.05 | 1.02 | 0.929 | 1.131 | 1.131 | 0.759 | 2.444 | 3.538 | 1.131 | 3.802
US | United States | 23 | Maine | N60087-ND | 1297 | NAS BRUNSWICK ME 4 | Navy | 005 | Cumberland | 1150 | Brunswick | 1.05 | 1.02 | 0.929 | 1.131 | 1.131 | 0.759 | 2.444 | 3.538 | 1.131 | 3.802
US | United States | 23 | Maine | 23A60 | 4167 | BRUNSWICK NAS TS | Army | 005 | Cumberland | 1150 | Brunswick | 1.05 | 1.02 | 0.929 | 1.131 | 1.131 | 0.759 | 2.444 | 3.538 | 1.131 | 3.802
US | United States | 23 | Maine | 82387-10568 | 702679 | 242 BATH ROAD BRUNSWICK | Army | 005 | Cumberland | 1150 | Brunswick | 1.05 | 1.02
US | United States | 23 | Maine | 82387-12490 | 704600 | NAS BRUNSWICK | Army | 005 | Cumberland | 1150 | Brunswick | 1.05 | 1.02
US | United States | 23 | Maine | 710689 | 710689 | 12 TARRATINE DRIVE BRUNSWICK | Army | 005 | Cumberland | 1150 | Brunswick | 1.05 | 1.02
US | United States | 23 | Maine | 70132-10006 | 701277 | 1 POND VIEW ROAD CAPE ELIZABETH | Army | 005 | Cumberland | 1400 | Cape Elizabeth | 1.03 | 1.01
US | United States | 23 | Maine | 23B40 | 6863 | PORTLAND ARMORY FMS | Army | 005 | Cumberland | 6400 | Portland | 1.03 | 1.01 | 0.929 | 1.131 | 1.131 | 0.759 | 2.444 | 3.538 | 1.131 | 3.802
US | United States | 23 | Maine | 82387-11065 | 703176 | 640 BRIGHTON AVE PORTLAND | Army | 005 | Cumberland | 6400 | Portland | 1.03 | 1.01
US | United States | 23 | Maine | 711106 | 711106 | 510 CONGRESS STREET PORTLAND | Army | 005 | Cumberland | 6400 | Portland | 1.03 | 1.01
US | United States | 23 | Maine | N60087-HA | 1038 | CASCO BAY FUEL FARM | Navy | 005 | Cumberland | 7463 | South Harpswell | 1.05 | 1.02 | 0.929 | 1.131 | 1.131 | 0.759 | 2.444 | 3.538 | 1.131 | 3.802
US | United States | 23 | Maine | 82387-12280 | 704390 | MILL CREEK CTR SOUTH PORTLAND | Army | 005 | Cumberland | 7600 | South Portland | 1.03 | 1.01
US | United States | 23 | Maine | 82387-12578 | 704688 | OCEAN ST SOUTH PORTLAND | Army | 005 | Cumberland | 7600 | South Portland | 1.03 | 1.01
US | United States | 23 | Maine | 23B80 | 7862 | WESTBROOK ARMORY | Army | 005 | Cumberland | 9000 | Westbrook | 1.03 | 1.01 | 0.929 | 1.239 | 1.239 | 0.759 | 2.444 | 3.538 | 1.239 | 3.802
US | United States | 23 | Maine | 82387-11298 | 703409 | 99A LARRABEE ROAD WESTBROOK | Army | 005 | Cumberland | 9000 | Westbrook | 1.03 | 1.01
US | United States | 23 | Maine | VVRK0001 | 3286 | SOUTH PORTLAND ANG STATION SITE # 1 | Air Force | 005 | Cumberland | 9999 | Unknown | 1.03 | 1.01 | 0.929 | 1.131 | 1.131 | 0.759 | 2.444 | 3.538 | 1.131 | 3.802
US | United States | 23 | Maine | 82387-11413 | 703524 | BRIDGE ST FARMINGTON | Army | 007 | Franklin | 2750 | Farmington | 1.02 | 1.01
US | United States | 23 | Maine | N60087-MA | 816 | REDINGTON TOWNSHIP | Navy | 007 | Franklin | 6605 | Rangeley | 1.02 | 1.01 | 0.929 | 1.131 | 1.131 | 0.759 | 2.444 | 3.538 | 1.131 | 3.802
US | United States | 23 | Maine | N60087-DP | 296 | DOW PINES | Navy | 009 | Hancock | 0165 | Aurora | 1.02 | 1.01 | 0.929 | 1.131 | 1.131 | 0.759 | 2.444 | 3.538 | 1.131 | 3.802
US | United States | 23 | Maine | N60087-SG | 996 | COREA MAINE | Navy | 009 | Hancock | 1800 | Corea | 1.02 | 1.01 | 0.929 | 1.131 | 1.131 | 0.759 | 2.444 | 3.538 | 1.131 | 3.802
US | United States | 23 | Maine | N60087-SC | 995 | NAVSATOPCENDET ME | Navy | 009 | Hancock | 6530 | Prospect Harbor | 1.01 | 0.98 | 0.929 | 1.131 | 1.131 | 0.759 | 2.444 | 3.538 | 1.131 | 3.802
US | United States | 23 | Maine | 23A15 | 3889 | AUGUSTA ARMORY | Army | 011 | Kennebec | 0160 | Augusta | 1.02 | 1.01 | 0.929 | 1.131 | 1.131 | 0.759 | 2.444 | 3.538 | 1.131 | 3.802
US | United States | 23 | Maine | 23A20 | 4264 | CAMP KEYES TS | Army | 011 | Kennebec | 0160 | Augusta | 1.02 | 1.01 | 0.929 | 1.131 | 1.131 | 0.759 | 2.444 | 3.538 | 1.131 | 3.802
US | United States | 23 | Maine | 18081-10385 | 700544 | KENNEBEC MARKET PLAC AUGUSTA | Army | 011 | Kennebec | 0160 | Augusta | 1.02 | 1.01
US | United States | 23 | Maine | 82387-10528 | 702639 | 225 WESTERN AVE AUGUSTA | Army | 011 | Kennebec | 0160 | Augusta | 1.02 | 1.01
US | United States | 23 | Maine | 82387-13372 | 705481 | WESTERN AVE AUGUSTA | Army | 011 | Kennebec | 0160 | Augusta | 1.02 | 1.01
US | United States | 23 | Maine | 23A95 | 5160 | GARDINER ARMORY | Army | 011 | Kennebec | 3150 | Gardiner | 1.02 | 1.01 | 0.929 | 1.131 | 1.131 | 0.759 | 2.444 | 3.538 | 1.131 | 3.802
US | United States | 23 | Maine | 23B00 | 5161 | GARDINER TS | Army | 011 | Kennebec | 3150 | Gardiner | 1.02 | 1.01 | 0.929 | 1.131 | 1.131 | 0.759 | 2.444 | 3.538 | 1.131 | 3.802
US | United States | 23 | Maine | 23B75 | 7805 | WATERVILLE ARMORY | Army | 011 | Kennebec | 8900 | Waterville | 1.02 | 1.01 | 0.929 | 1.131 | 1.131 | 0.759 | 2.444 | 3.538 | 1.131 | 3.802
US | United States | 23 | Maine | 23B81 | 7951 | WMD READINESS CENTER | Army | 011 | Kennebec | 8900 | Waterville | 1.02 | 1.01 | 0.929 | 1.131 | 1.131 | 0.759 | 2.444 | 3.538 | 1.131 | 3.802
US | United States | 23 | Maine | 82387-12087 | 704197 | KENNEDY MEM WATERVILLE | Army | 011 | Kennebec | 8900 | Waterville | 1.02 | 1.01
US | United States | 23 | Maine | 710994 | 710994 | 270 KENNEDY MEMORIAL DRIVE WATERVILLE | Army | 011 | Kennebec | 8900 | Waterville | 1.02 | 1.01
US | United States | 23 | Maine | 82387-10477 | 702588 | 21 LIMEROCK ST ROCKLAND | Army | 013 | Knox | 7000 | Rockland | 1.02 | 1.01
US | United States | 23 | Maine | 710688 | 710688 | 145 GARDINER ROAD WISCASSET | Army | 015 | Lincoln | 9400 | Wiscasset | 1.02 | 1.01
US | United States | 23 | Maine | 23A47 | 4086 | BOG BROOK RILEY TS | Army | 017 | Oxford | 0500 | Bethel | 1.02 | 1.01 | 0.929 | 1.131 | 1.131 | 0.759 | 2.444 | 3.538 | 1.131 | 3.802
US | United States | 23 | Maine | 23B30 | 6577 | NORWAY ARMORY | Army | 017 | Oxford | 5650 | Norway | 1.02 | 1.01 | 0.929 | 1.131 | 1.131 | 0.759 | 2.444 | 3.538 | 1.131 | 3.802
US | United States | 23 | Maine | 23A27 | 3921 | BANGOR AFRC | Army | 019 | Penobscot | 0250 | Bangor | 1.02 | 1.01 | 0.929 | 1.131 | 1.131 | 0.759 | 2.444 | 3.538 | 1.131 | 3.802
US | United States | 23 | Maine | 23A30 | 3922 | BANGOR TS | Army | 019 | Penobscot | 0250 | Bangor | 1.02 | 1.01 | 0.929 | 1.131 | 1.131 | 0.759 | 2.444 | 3.538 | 1.131 | 3.802
US | United States | 23 | Maine | 82387-10457 | 702568 | 202 HARLOW ST BANGOR | Army | 019 | Penobscot | 0250 | Bangor | 1.02 | 1.01
US | United States | 23 | Maine | 82387-11087 | 703198 | 667 HOGAN ROAD BANGOR | Army | 019 | Penobscot | 0250 | Bangor | 1.02 | 1.01
US | United States | 23 | Maine | 82387-12014 | 704124 | HILLSIDE AVE BANGOR | Army | 019 | Penobscot | 0250 | Bangor | 1.02 | 1.01
US | United States | 23 | Maine | 23A50 | 4135 | BREWER ARMORY | Army | 019 | Penobscot | 0850 | Brewer | 1.02 | 1.01 | 0.929 | 1.131 | 1.131 | 0.759 | 2.444 | 3.538 | 1.131 | 3.802
US | United States | 23 | Maine | 711150 | 711150 | 92 UNION STREET BREWER | Army | 019 | Penobscot | 0850 | Brewer | 1.02 | 1.01
US | United States | 23 | Maine | 23845 | 5668 | JULIAN P. CLUKEY USARC | Army | 019 | Penobscot | 2050 | Dexter | 1.02 | 1.01 | 0.929 | 1.131 | 1.131 | 0.759 | 2.444 | 3.538 | 1.131 | 3.802
US | United States | 23 | Maine | 23B25 | 6830 | PLYMOUTH TS | Army | 019 | Penobscot | 5450 | Newport | 1.02 | 1.01 | 0.929 | 1.131 | 1.131 | 0.759 | 2.444 | 3.538 | 1.131 | 3.802
US | United States | 23 | Maine | 23B35 | 4677 | DEEPWOODS TS | Army | 019 | Penobscot | 5800 | Old Town | 1.02 | 1.01 | 0.929 | 1.131 | 1.131 | 0.759 | 2.444 | 3.538 | 1.131 | 3.802
US | United States | 23 | Maine | FKNN0001 | 1662 | BANGOR IAP SITE # 1 | Air Force | 019 | Penobscot | 9999 | Unknown | 1.02 | 1.01 | 0.929 | 1.131 | 1.131 | 0.759 | 2.444 | 3.538 | 1.131 | 3.802
US | United States | 23 | Maine | FKPR0001 | 1663 | BANGOR MIDDLE MARKER ANNEX SITE # 1 | Air Force | 019 | Penobscot | 9999 | Unknown | 1.02 | 1.01
US | United States | 23 | Maine | 82387-13110 | 705220 | UNION SQ MALL DOVER FOXCROFT | Army | 021 | Piscataquis | 2150 | Dover Foxcroft | 1.02 | 1.01
US | United States | 23 | Maine | 23A35 | 3947 | BATH ARMORY | Army | 023 | Sagadahoc | 0350 | Bath | 1.02 | 1.01 | 0.929 | 1.131 | 1.131 | 0.759 | 2.444 | 3.538 | 1.131 | 3.802
US | United States | 23 | Maine | N60087-SA | 882 | SMALL POINT | Navy | 023 | Sagadahoc | 6150 | Phippsburg | 1.02 | 1.01 | 0.929 | 1.131 | 1.131 | 0.759 | 2.444 | 3.538 | 1.131 | 3.802
US | United States | 23 | Maine | N60087-TA | 1039 | SABINO HILL | Navy | 023 | Sagadahoc | 6150 | Phippsburg | 1.02 | 1.01 | 0.929 | 1.131 | 1.131 | 0.759 | 2.444 | 3.538 | 1.131 | 3.802
US | United States | 23 | Maine | N60087-DA | 1173 | TOPSHAM | Navy | 023 | Sagadahoc | 8350 | Topsham | 1.02 | 1.01 | 0.929 | 1.131 | 1.131 | 0.759 | 2.444 | 3.538 | 1.131 | 3.802
US | United States | 23 | Maine | 70132-10009 | 701280 | 10 FOURTH STREET PITTSFIELD | Army | 025 | Somerset | 6200 | Pittsfield | 1.02 | 1.01
US | United States | 23 | Maine | 23B65 | 7293 | SKOWHEGAN ARMORY | Army | 025 | Somerset | 7350 | Skowhegan | 1.02 | 1.01 | 0.929 | 1.131 | 1.131 | 0.759 | 2.444 | 3.538 | 1.131 | 3.802
US | United States | 23 | Maine | QVXP0001 | 3026 | MOSCOW RADAR SITE SITE # 1 | Air Force | 025 | Somerset | 9999 | Unknown | 1.02 | 1.01 | 0.929 | 1.131 | 1.131 | 0.759 | 2.444 | 3.538 | 1.131 | 3.802
US | United States | 23 | Maine | 23A40 | 3978 | BELFAST ARMORY | Army | 027 | Waldo | 0400 | Belfast | 1.02 | 1.01 | 0.929 | 1.131 | 1.131 | 0.759 | 2.444 | 3.538 | 1.131 | 3.802
US | United States | 23 | Maine | VFQD0001 | 3258 | SEARSPORT DEFENSE FUEL SUPPORT POINT SITE # 1 | Air Force | 027 | Waldo | 7300 | Searsport | 1.02 | 1.01
US | United States | 23 | Maine | 23A70 | 4207 | CALAIS ARMORY | Army | 029 | Washington | 1250 | Calais | 1.02 | 1.01 | 0.929 | 1.131 | 1.131 | 0.759 | 2.444 | 3.538 | 1.131 | 3.802
US | United States | 23 | Maine | N60087-LF | 989 | NCTS CUTLER VLF AREA | Navy | 029 | Washington | 1950 | Cutler | 1.01 | 0.98 | 0.929 | 1.131 | 1.131 | 0.759 | 2.444 | 3.538 | 1.131 | 3.802
US | United States | 23 | Maine | N60087-HF | 990 | NCTS CUTLER VHF AREA | Navy | 029 | Washington | 1950 | Cutler | 1.01 | 0.98 | 0.929 | 1.131 | 1.131 | 0.759 | 2.444 | 3.538 | 1.131 | 3.802
US | United States | 23 | Maine | N60087-CF | 991 | NCTS CUTLER FIRE STA | Navy | 029 | Washington | 1950 | Cutler | 1.01 | 0.98 | 0.929 | 1.131 | 1.131 | 0.759 | 2.444 | 3.538 | 1.131 | 3.802
US | United States | 23 | Maine | 82387-12193 | 704303 | MAIN ST MACHIAS | Army | 029 | Washington | 4800 | Machias | 1.01 | 0.98
US | United States | 23 | Maine | EEFK0001 | 1607 | COLUMBIA FALLS RADAR SITE SITE # 1 | Air Force | 029 | Washington | 9999 | Unknown | 1.01 | 0.98 | 0.929 | 1.131 | 1.131 | 0.759 | 2.444 | 3.538 | 1.131 | 3.802
US | United States | 23 | Maine | 23A65 | 5466 | HOLLIS PLAINS TS | Army | 031 | York | 3710 | Hollis Center | 1.02 | 1.01 | 0.929 | 1.131 | 1.131 | 0.759 | 2.444 | 3.538 | 1.131 | 3.802
US | United States | 23 | Maine | N32446 | 202 | Naval Ship Yard, Portsmouth ME | Navy | 031 | York | 4250 | Kittery | 1.1 | 1.1 | 0.929 | 1.131 | 1.131 | 0.759 | 2.444 | 3.538 | 1.131 | 3.802
US | United States | 23 | Maine | N32446-MB | 366 | NSY PORTSMOUTH 2 | Navy | 031 | York | 4250 | Kittery | 1.1 | 1.1 | 0.929 | 1.131 | 1.131 | 0.759 | 2.444 | 3.538 | 1.131 | 3.802
US | United States | 23 | Maine | N32446-MA | 367 | NSY PORTSMOUTH 1 | Navy | 031 | York | 4250 | Kittery | 1.1 | 1.1 | 0.929 | 1.131 | 1.131 | 0.759 | 2.444 | 3.538 | 1.131 | 3.802
US | United States | 23 | Maine | N32446-MC | 368 | NSY PORTSMOUTH 3 | Navy | 031 | York | 4250 | Kittery | 1.1 | 1.1 | 0.929 | 1.131 | 1.131 | 0.759 | 2.444 | 3.538 | 1.131 | 3.802
US | United States | 23 | Maine | N32446-MD | 369 | NSY PORTSMOUTH 4 | Navy | 031 | York | 4250 | Kittery | 1.1 | 1.1 | 0.929 | 1.131 | 1.131 | 0.759 | 2.444 | 3.538 | 1.131 | 3.802
US | United States | 23 | Maine | 23875 | 5974 | LTC CHARLES L. BUTLER USARC | Army | 031 | York | 7200 | Saco | 1.02 | 1.01 | 0.929 | 1.131 | 1.131 | 0.759 | 2.444 | 3.538 | 1.131 | 3.802
US | United States | 23 | Maine | 82387-12201 | 704311 | MAIN ST SACO | Army | 031 | York | 7200 | Saco | 1.02 | 1.01
US | United States | 23 | Maine | 23B60 | 7166 | SANFORD ARMORY | Army | 031 | York | 7250 | Sanford | 1.02 | 1.01 | 0.929 | 1.225 | 1.225 | 0.759 | 2.444 | 3.538 | 1.225 | 3.802
US | United States | 23 | Maine | 82387-11239 | 703350 | 890 MAIN ST SANFORD | Army | 031 | York | 7250 | Sanford | 1.02 | 1.01
US | United States | 23 | Maine | 82387-11240 | 703351 | 890 MAIN STREET SANFORD | Army | 031 | York | 7250 | Sanford | 1.02 | 1.01
US | United States | 24 | Maryland | 24715 | 3755 | ALLEG CO SOLDIERS MEM USARC | Army | 001 | Allegany | 0410 | Cumberland | 0.99 | 0.99 | 0.643 | 1.131 | 1.131 | 0.852 | 0.889 | 1.615 | 1.131 | 1.231
US | United States | 24 | Maryland | 24A60 | 4584 | CPT THOMAS PRICE | Army | 001 | Allegany | 0410 | Cumberland | 0.99 | 0.99 | 0.643 | 1.131 | 1.131 | 0.852 | 0.889 | 1.615 | 1.131 | 1.231
US | United States | 24 | Maryland | 82387-10174 | 702285 | 1236 NATIONAL HWY LAVALE | Army | 001 | Allegany | 0905 | La Vale | 0.99 | 0.99
US | United States | 24 | Maryland | N61152 | 260 | NAVSUPPACT ANNAPOLIS | Navy | 003 | Anne Arundel | 0030 | Annapolis | 1.02 | 1.03 | 0.643 | 1.209 | 1.209 | 0.852 | 0.889 | 1.615 | 1.209 | 1.231
US | United States | 24 | Maryland | N61152-NS | 1176 | NAVAL STATION | Navy | 003 | Anne Arundel | 0030 | Annapolis | 1.02 | 1.03 | 0.643 | 1.209 | 1.209 | 0.852 | 0.889 | 1.615 | 1.209 | 1.231
US | United States | 24 | Maryland | N61152-SV | 1195 | NAVACAD NORTH SEVERN | Navy | 003 | Anne Arundel | 0030 | Annapolis | 1.02 | 1.03 | 0.643 | 1.209 | 1.209 | 0.852 | 0.889 | 1.615 | 1.209 | 1.231
US | United States | 24 | Maryland | N61152-BA | 1213 | GAMBRILLS MD | Navy | 003 | Anne Arundel | 0030 | Annapolis | 1.02 | 1.03 | 0.643 | 1.209 | 1.209 | 0.852 | 0.889 | 1.615 | 1.209 | 1.231
US | United States | 24 | Maryland | 24426 | 3814 | ANNAPOLIS USARC | Army | 003 | Anne Arundel | 0030 | Annapolis | 1.02 | 1.03 | 0.643 | 1.209 | 1.209 | 0.852 | 0.889 | 1.615 | 1.209 | 1.231
US | United States | 24 | Maryland | 24A10 | 5973 | LTC (MD) E. LESLIE MEDFORD | Army | 003 | Anne Arundel | 0030 | Annapolis | 1.02 | 1.03 | 0.643 | 1.209 | 1.209 | 0.852 | 0.889 | 1.615 | 1.209 | 1.231
US | United States | 24 | Maryland | 82387-12019 | 704129 | HOUSLEY RD ANNAPOLIS | Army | 003 | Anne Arundel | 0030 | Annapolis | 1.02 | 1.03
US | United States | 24 | Maryland | FBJS0001 | 1648 | DAVIDSONVILLE FAMILY HOUSING ANX SITE # 1 | Air Force | 003 | Anne Arundel | 0419 | Davidsonville | 1.02 | 1.03 | 0.643 | 1.209 | 1.209 | 0.852 | 0.889 | 1.615 | 1.209 | 1.231
US | United States | 24 | Maryland | JEBX0001 | 2134 | GOVERNORS BRIDGE GLOBECOM ANNEX SITE # 1 | Air Force | 003 | Anne Arundel | 0419 | Davidsonville | 1.02 | 1.03 | 0.643 | 1.209 | 1.209 | 0.852 | 0.889 | 1.615 | 1.209 | 1.231
US | United States | 24 | Maryland | 24B65 | 5003 | FORT GEO G MEADE | Army | 003 | Anne Arundel | 0575 | Fort Meade | 1.02 | 1.03 | 0.643 | 1.209 | 1.209 | 0.852 | 0.889 | 1.615 | 1.209 | 1.231
US | United States | 24 | Maryland | 24355 | 5004 | FORT GEORGE G MEADE | Army | 003 | Anne Arundel | 0575 | Fort Meade | 1.02 | 1.03 | 0.643 | 1.209 | 1.209 | 0.852 | 0.889 | 1.615 | 1.209 | 1.231
US | United States | 24 | Maryland | 18081-10518 | 700677 | PINEY ORCHARD BUS PK FT GEORGE G MEADE | Army | 003 | Anne Arundel | 0575 | Fort Meade | 1.02 | 1.03
US | United States | 24 | Maryland | 82387-11869 | 703980 | FORT GEORGE G MEADE | Army | 003 | Anne Arundel | 0575 | Fort Meade | 1.02 | 1.03
US | United States | 24 | Maryland | 710773 | 710773 | 850 CHISHOLM AVENUE FORT MEADE | Army | 003 | Anne Arundel | 0575 | Fort Meade | 1.02 | 1.03
US | United States | 24 | Maryland | 24B20 | 4947 | FIRST REGIMENT | Army | 003 | Anne Arundel | 0673 | Glen Burnie | 0.96 | 0.97 | 0.643 | 1.209 | 1.209 | 0.852 | 0.889 | 1.615 | 1.209 | 1.231
US | United States | 24 | Maryland | 82387-12713 | 704823 | RITCHIE HWY GLEN BURNIE | Army | 003 | Anne Arundel | 0673 | Glen Burnie | 0.96 | 0.97
US | United States | 24 | Maryland | 82387-12981 | 705091 | SOUTHDALE CTR GLEN BURNIE | Army | 003 | Anne Arundel | 0673 | Glen Burnie | 0.96 | 0.97
US | United States | 24 | Maryland | 82387-11537 | 703648 | CONNELLEY DR HANOVER | Army | 003 | Anne Arundel | 0765 | Hanover | 0.96 | 0.97
US | United States | 24 | Maryland | 82387-12714 | 704824 | RITCHIE HWY SEVERNA PARK | Army | 003 | Anne Arundel | 1420 | Severna Park | 1.02 | 1.03
US | United States | 24 | Maryland | 24A40 | 6176 | MG WILLIAM J. WITTE ARMORY | Army | 005 | Baltimore | 0255 | Catonsville | 0.96 | 0.97 | 0.643 | 1.209 | 1.209 | 0.852 | 0.889 | 1.615 | 1.209 | 1.231
US | United States | 24 | Maryland | 82387-11470 | 703581 | CATONSVILLE PLAZA CATONSVILLE | Army | 005 | Baltimore | 0255 | Catonsville | 0.96 | 0.97
US | United States | 24 | Maryland | 24725 | 3672 | 1SG ADAM S BRANDT USARC | Army | 005 | Baltimore | 0412 | Curtis Bay | 0.96 | 0.97 | 0.643 | 1.209 | 1.209 | 0.852 | 0.889 | 1.615 | 1.209 | 1.231
US | United States | 24 | Maryland | 2420B | 4615 | CURTIS BAY - BALTIMORE | Army | 005 | Baltimore | 0412 | Curtis Bay | 0.96 | 0.97 | 0.643 | 1.209 | 1.209 | 0.852 | 0.889 | 1.615 | 1.209 | 1.231
US | United States | 24 | Maryland | 24A70 | 4603 | CSM JEROME M. GROLLMAN | Army | 005 | Baltimore | 0455 | Dundalk | 0.96 | 0.97 | 0.643 | 1.209 | 1.209 | 0.852 | 0.889 | 1.615 | 1.209 | 1.231
US | United States | 24 | Maryland | 24B15 | 6322 | MTA GUNPOWDER MILITARY RESERVA | Army | 005 | Baltimore | 0671 | Glen Arm | 0.96 | 0.97 | 0.643 | 1.209 | 1.209 | 0.852 | 0.889 | 1.615 | 1.209 | 1.231
US | United States | 24 | Maryland | MDLS1 | 9403 | MD LEASES NCR | WHS | 005 | Baltimore | 1005 | Middle River | 0.96 | 0.97 | 0.643 | 1.209 | 1.209 | 0.852 | 0.889 | 1.615 | 1.209 | 1.231
US | United States | 24 | Maryland | 24491 | 5567 | JACHMAN USARC | Army | 005 | Baltimore | 1174 | Owings Mills | 0.96 | 0.97 | 0.643 | 1.209 | 1.209 | 0.852 | 0.889 | 1.615 | 1.209 | 1.231
US | United States | 24 | Maryland | 24B90 | 6795 | PIKESVILLE MIL RES | Army | 005 | Baltimore | 1203 | Pikesville | 0.96 | 0.97 | 0.643 | 1.209 | 1.209 | 0.852 | 0.889 | 1.615 | 1.209 | 1.231
US | United States | 24 | Maryland | 24C03 | 6314 | MTA CAMP FRETTERD | Army | 005 | Baltimore | 1300 | Reisterstown | 0.96 | 0.97 | 0.643 | 1.209 | 1.209 | 0.852 | 0.889 | 1.615 | 1.209 | 1.231
US | United States | 24 | Maryland | 82387-11883 | 703994 | FRANKLIN BLVD REISTERSTOWN | Army | 005 | Baltimore | 1300 | Reisterstown | 0.96 | 0.97
US | United States | 24 | Maryland | 24C20 | 6173 | MG HARRY C. RUHL | Army | 005 | Baltimore | 1585 | Towson | 0.96 | 0.97 | 0.643 | 1.209 | 1.209 | 0.852 | 0.889 | 1.615 | 1.209 | 1.231
US | United States | 24 | Maryland | 24C21 | 7585 | TOWSON | Army | 005 | Baltimore | 1585 | Towson | 0.96 | 0.97 | 0.643 | 1.209 | 1.209 | 0.852 | 0.889 | 1.615 | 1.209 | 1.231
US | United States | 24 | Maryland | 82387-11703 | 703814 | E JOPPA RD TOWSON | Army | 005 | Baltimore | 1585 | Towson | 0.96 | 0.97
US | United States | 24 | Maryland | 82387-13424 | 705533 | YORK RD TOWSON | Army | 005 | Baltimore | 1585 | Towson | 0.96 | 0.97
US | United States | 24 | Maryland | 24707 | 7268 | SHERIDAN USARC | Army | 005 | Baltimore | 1698 | Woodlawn | 0.96 | 0.97 | 0.643 | 1.209 | 1.209 | 0.852 | 0.889 | 1.615 | 1.209 | 1.231
US | United States | 24 | Maryland | PJMS0001 | 2769 | MARTIN STATE APT SITE # 1 | Air Force | 005 | Baltimore | 9999 | Unknown | 0.96 | 0.97 | 0.643 | 1.209 | 1.209 | 0.852 | 0.889 | 1.615 | 1.209 | 1.231
US | United States | 24 | Maryland | N68469-UD | 600 | FISHING CR CHES BEACH | Navy | 009 | Calvert | 0290 | Chesapeake Beach | 0.91 | 0.92 | 0.643 | 1.209 | 1.209 | 0.852 | 0.889 | 1.615 | 1.209 | 1.231
US | United States | 24 | Maryland | 24C00 | 4523 | COMPTROLLER LOUIS L. GOLDSTEIN | Army | 009 | Calvert | 1285 | Prince Frederick | 0.99 | 0.99 | 0.643 | 1.209 | 1.209 | 0.852 | 0.889 | 1.615 | 1.209 | 1.231
US | United States | 24 | Maryland | 82387-11446 | 703557 | CALVERT VIL CTR PRINCE FREDERICK | Army | 009 | Calvert | 1285 | Prince Frederick | 0.99 | 0.99
US | United States | 24 | Maryland | N0428A-SI | 907 | SOLOMONS ISLAND, MD | Navy | 009 | Calvert | 1480 | Solomons | 0.91 | 0.92 | 0.643 | 1.209 | 1.209 | 0.852 | 0.889 | 1.615 | 1.209 | 1.231
US | United States | 24 | Maryland | N61152-CB | 1196 | CHESAPEAKE BAY DETACH | Navy | 009 | Calvert | 1480 | Solomons | 0.91 | 0.92 | 0.643 | 1.209 | 1.209 | 0.852 | 0.889 | 1.615 | 1.209 | 1.231
US | United States | 24 | Maryland | N61152-CC | 1252 | CHESAPEAKE BAY DET 1 | Navy | 009 | Calvert | 1480 | Solomons | 0.91 | 0.92 | 0.643 | 1.209 | 1.209 | 0.852 | 0.889 | 1.615 | 1.209 | 1.231
US | United States | 24 | Maryland | 24875 | 4331 | CARROLL COUNTY MEM USARC | Army | 013 | Carroll | 1670 | Westminster | 0.99 | 0.99 | 0.643 | 1.209 | 1.209 | 0.852 | 0.889 | 1.615 | 1.209 | 1.231
US | United States | 24 | Maryland | 24C31 | 6174 | MG HENRY C. EVANS | Army | 013 | Carroll | 1670 | Westminster | 0.99 | 0.99 | 0.643 | 1.209 | 1.209 | 0.852 | 0.889 | 1.615 | 1.209 | 1.231
US | United States | 24 | Maryland | 710993 | 710993 | 412 MALCOLM DRIVE WESTMINSTER | Army | 013 | Carroll | 1670 | Westminster | 0.99 | 0.99
US | United States | 24 | Maryland | 24A90 | 5976 | LTC JAMES VICTOR MCCOOL | Army | 015 | Cecil | 0520 | Elkton | 0.99 | 0.99 | 0.643 | 1.201 | 1.201 | 0.852 | 0.889 | 1.615 | 1.201 | 1.231
US | United States | 24 | Maryland | 82387-12769 | 704879 | S BRIDGE ST ELKTON | Army | 015 | Cecil | 0520 | Elkton | 0.99 | 0.99
US | United States | 24 | Maryland | 24050 | 6670 | OUTER MARKER | Army | 017 | Charles | 0212 | Bryans Road | 0.94 | 0.96 | 0.786 | 1.131 | 1.131 | 0.759 | 0.778 | 1.269 | 1.131 | 1.231
US | United States | 24 | Maryland | N61151-BN | 1225 | BULLETS NECK | Navy | 017 | Charles | 0840 | Indian Head | 0.94 | 0.96 | 0.643 | 1.209 | 1.209 | 0.852 | 0.889 | 1.615 | 1.209 | 1.231
US | United States | 24 | Maryland | N61151-FA | 1228 | THOROUGHFARE ISLAND | Navy | 017 | Charles | 0840 | Indian Head | 0.94 | 0.96 | 0.643 | 1.209 | 1.209 | 0.852 | 0.889 | 1.615 | 1.209 | 1.231
US | United States | 24 | Maryland | N61151-GA | 1230 | MARSH ISLAND | Navy | 017 | Charles | 0840 | Indian Head | 0.94 | 0.96 | 0.643 | 1.209 | 1.209 | 0.852 | 0.889 | 1.615 | 1.209 | 1.231
US | United States | 24 | Maryland | N61151-HI | 1232 | HOG ISLAND | Navy | 017 | Charles | 0840 | Indian Head | 0.94 | 0.96 | 0.643 | 1.209 | 1.209 | 0.852 | 0.889 | 1.615 | 1.209 | 1.231
US | United States | 24 | Maryland | N61151-IA | 1233 | RUM POINT | Navy | 017 | Charles | 0840 | Indian Head | 0.94 | 0.96 | 0.643 | 1.209 | 1.209 | 0.852 | 0.889 | 1.615 | 1.209 | 1.231
US | United States | 24 | Maryland | N61151-IH | 1234 | NSF INDIAN HEAD | Navy | 017 | Charles | 0840 | Indian Head | 0.94 | 0.96 | 0.643 | 1.209 | 1.209 | 0.852 | 0.889 | 1.615 | 1.209 | 1.231
US | United States | 24 | Maryland | N61151-SN | 1238 | STUMP NECK AREA | Navy | 017 | Charles | 0840 | Indian Head | 0.94 | 0.96 | 0.643 | 1.209 | 1.209 | 0.852 | 0.889 | 1.615 | 1.209 | 1.231
US | United States | 24 | Maryland | N68469-PM | 597 | POMONKEY MD | Navy | 017 | Charles | 0890 | La Plata | 0.94 | 0.96 | 0.643 | 1.209 | 1.209 | 0.852 | 0.889 | 1.615 | 1.209 | 1.231
US | United States | 24 | Maryland | N68469-AM | 1089 | BLOSSOM POINT MD | Navy | 017 | Charles | 0890 | La Plata | 0.94 | 0.96 | 0.643 | 1.209 | 1.209 | 0.852 | 0.889 | 1.615 | 1.209 | 1.231
US | United States | 24 | Maryland | N61151-BB | 1224 | LA PLATA | Navy | 017 | Charles | 0890 | La Plata | 0.94 | 0.96 | 0.643 | 1.209 | 1.209 | 0.852 | 0.889 | 1.615 | 1.209 | 1.231
US | United States | 24 | Maryland | 24B55 | 4034 | BG WILLIAM SMALLWOOD | Army | 017 | Charles | 0890 | La Plata | 0.94 | 0.96 | 0.643 | 1.209 | 1.209 | 0.852 | 0.889 | 1.615 | 1.209 | 1.231
US | United States | 24 | Maryland | N61151-LD | 1235 | CHARLES COUNTY | Navy | 017 | Charles | 1367 | St. Charles | 0.94 | 0.96 | 0.643 | 1.209 | 1.209 | 0.852 | 0.889 | 1.615 | 1.209 | 1.231
US | United States | 24 | Maryland | 82387-12089 | 704199 | KENWOOD BLDG WALDORF | Army | 017 | Charles | 1639 | Waldorf | 0.94 | 0.96
US | United States | 24 | Maryland | N61151-WP | 1240 | WHITE PLAINS RR | Navy | 017 | Charles | 1678 | White Plains | 0.94 | 0.96 | 0.643 | 1.209 | 1.209 | 0.852 | 0.889 | 1.615 | 1.209 | 1.231
US | United States | 24 | Maryland | N0428A-BI | 912 | BLOODSWORTH IS MD | Navy | 019 | Dorchester | 0141 | Bishop Head | 0.99 | 0.99 | 0.643 | 1.131 | 1.131 | 0.852 | 0.889 | 1.615 | 1.131 | 1.231
US | United States | 24 | Maryland | N0428A-MA | 920 | BISHOPS HD DORCHESTER | Navy | 019 | Dorchester | 0141 | Bishop Head | 0.99 | 0.99 | 0.643 | 1.209 | 1.209 | 0.852 | 0.889 | 1.615 | 1.209 | 1.231
US | United States | 24 | Maryland | N0428A-JA | 917 | CHESAPEAKE BAY | Navy | 019 | Dorchester | 0814 | Hoopersville | 0.99 | 0.99 | 0.643 | 1.131 | 1.131 | 0.852 | 0.889 | 1.615 | 1.131 | 1.231
US | United States | 24 | Maryland | 24A99 | 4581 | CPT MICHAEL CRESAP | Army | 021 | Frederick | 0580 | Frederick | 1.02 | 1.03 | 0.643 | 1.209 | 1.209 | 0.852 | 0.889 | 1.615 | 1.209 | 1.231
US | United States | 24 | Maryland | 24225 | 4995 | FORT DETRICK | Army | 021 | Frederick | 0580 | Frederick | 1.02 | 1.03 | 0.643 | 1.209 | 1.209 | 0.852 | 0.889 | 1.615 | 1.209 | 1.231
US | United States | 24 | Maryland | 82387-12631 | 704741 | PEGASUS CT FREDERICK | Army | 021 | Frederick | 0580 | Frederick | 1.02 | 1.03
US | United States | 24 | Maryland | 82387-13355 | 705464 | WAVERLY DR FREDERICK | Army | 021 | Frederick | 0580 | Frederick | 1.02 | 1.03
US | United States | 24 | Maryland | 82387-13394 | 705503 | WILLOWTREE PLZ FREDERICK | Army | 021 | Frederick | 0580 | Frederick | 1.02 | 1.03
US | United States | 24 | Maryland | 18081-10184 | 700343 | 651 CARBAUGH BAY C MIDDLETOWN | Army | 021 | Frederick | 1000 | Middletown | 1.02 | 1.03
US | United States | 24 | Maryland | 24015 | 3702 | ABERDEEN PROVING GROUND | Army | 025 | Harford | 0015 | Aberdeen Prov Grnd | 0.96 | 0.97 | 0.643 | 1.209 | 1.209 | 0.852 | 0.889 | 1.615 | 1.209 | 1.231
US | United States | 24 | Maryland | 2490A | 3709 | ABINGDON USARC | Army | 025 | Harford | 0017 | Abingdon | 0.96 | 0.97 | 0.643 | 1.131 | 1.131 | 0.852 | 0.889 | 1.615 | 1.131 | 1.231
US | United States | 24 | Maryland | 710499 | 710499 | 1309 CONTINENTAL DRI ABINGDON | Army | 025 | Harford | 0017 | Abingdon | 0.96 | 0.97 | 0.643 | 1.209 | 1.209 | 0.852 | 0.889 | 1.615 | 1.209 | 1.231
US | United States | 24 | Maryland | 24A30 | 5979 | LTG (MD) MILTON A. RECKORD | Army | 025 | Harford | 0090 | Bel Air | 0.96 | 0.97 | 0.643 | 1.209 | 1.209 | 0.852 | 0.889 | 1.615 | 1.209 | 1.231
US | United States | 24 | Maryland | 82387-11377 | 703488 | BELAIR S PKWY BEL AIR | Army | 025 | Harford | 0090 | Bel Air | 0.96 | 0.97
US | United States | 24 | Maryland | 24B35 | 5385 | HAVRE DE GRACE MILITARY RES | Army | 025 | Harford | 0770 | Havre De Grace | 0.96 | 0.97 | 0.643 | 1.209 | 1.209 | 0.852 | 0.889 | 1.615 | 1.209 | 1.231
US | United States | 24 | Maryland | 82387-10990 | 703101 | 5570 STERRETT PLACE COLUMBIA | Army | 027 | Howard | 0381 | Columbia | 0.99 | 0.99
US | United States | 24 | Maryland | 82387-13028 | 705138 | STERRETT PLACE COLUMBIA | Army | 027 | Howard | 0381 | Columbia | 0.99 | 0.99
US | United States | 24 | Maryland | 82387-13029 | 705139 | STERRETT PLACE COLUMBIA 1 | Army | 027 | Howard | 0381 | Columbia | 0.99 | 0.99
US | United States | 24 | Maryland | 82387-11593 | 703704 | DEERPATH ROAD ELKRIDGE | Army | 027 | Howard | 0515 | Elkridge | 0.99 | 0.99
US | United States | 24 | Maryland | 82387-11594 | 703705 | DEERPATH ROAD ELKRIDGE 1 | Army | 027 | Howard | 0515 | Elkridge | 0.99 | 0.99
US | United States | 24 | Maryland | 24A95 | 4031 | BG THOMAS B. BAKER | Army | 027 | Howard | 0530 | Ellicott City | 0.99 | 0.99 | 0.643 | 1.209 | 1.209 | 0.852 | 0.889 | 1.615 | 1.209 | 1.231
US | United States | 24 | Maryland | N61150-AF | 1215 | HOWARD CO MD | Navy | 027 | Howard | 0900 | Laurel | 0.99 | 0.99 | 0.643 | 1.209 | 1.209 | 0.852 | 0.889 | 1.615 | 1.209 | 1.231
US | United States | 24 | Maryland | 2491A | 6673 | OWINGS MILLS USARC | Army | 027 | Howard | 1452 | Simpsonville | 0.99 | 0.99 | 0.643 | 1.209 | 1.209 | 0.852 | 0.889 | 1.615 | 1.209 | 1.231
US | United States | 24 | Maryland | 24356 | 3628 | WOODSTOCK MILITARY RESERVATION | Army | 027 | Howard | 1702 | Woodstock | 0.99 | 0.99 | 0.643 | 1.131 | 1.131 | 0.852 | 0.889 | 1.615 | 1.131 | 1.231
US | United States | 24 | Maryland | 24A50 | 7229 | SFC JOHN H. NEWMAN | Army | 029 | Kent | 0310 | Chestertown | 0.99 | 0.99 | 0.643 | 1.131 | 1.131 | 0.852 | 0.889 | 1.615 | 1.131 | 1.231
US | United States | 24 | Maryland | N00168 | 147 | National Naval Medical Center, Bethesda MD | Navy | 031 | Montgomery | 0130 | Bethesda | 1.02 | 1.03 | 0.643 | 1.209 | 1.209 | 0.852 | 0.889 | 1.615 | 1.209 | 1.231
US | United States | 24 | Maryland | N61150-CR | 1216 | NSWC CARDEROCK | Navy | 031 | Montgomery | 0130 | Bethesda | 1.02 | 1.03 | 0.643 | 1.209 | 1.209 | 0.852 | 0.889 | 1.615 | 1.209 | 1.231
US | United States | 24 | Maryland | 24075 | 6365 | NATIONAL GEOSPATIAL-ITELLIGENC | Army | 031 | Montgomery | 0130 | Bethesda | 1.02 | 1.03 | 0.643 | 1.209 | 1.209 | 0.852 | 0.889 | 1.615 | 1.209 | 1.231
US | United States | 24 | Maryland | 24401 | 6137 | MDARNG NG OLNEY | Army | 031 | Montgomery | 0630 | Gaithersburg | 0.99 | 0.99 | 0.643 | 1.209 | 1.209 | 0.852 | 0.889 | 1.615 | 1.209 | 1.231
US | United States | 24 | Maryland | 24494 | 6169 | MG B L HUNTON MEM USARC | Army | 031 | Montgomery | 0630 | Gaithersburg | 0.99 | 0.99 | 0.643 | 1.209 | 1.209 | 0.852 | 0.889 | 1.615 | 1.209 | 1.231
US | United States | 24 | Maryland | 82387-11676 | 703787 | E DIAMOND GAITHERSBURG | Army | 031 | Montgomery | 0630 | Gaithersburg | 0.99 | 0.99
US | United States | 24 | Maryland | 24825 | 6114 | MAUS-WARFIELD USARC | Army | 031 | Montgomery | 1360 | Rockville | 1.02 | 1.03 | 0.643 | 1.209 | 1.209 | 0.852 | 0.889 | 1.615 | 1.209 | 1.231
US | United States | 24 | Maryland | 82387-11042 | 703153 | 611 ROCKVILLE PIKE ROCKVILLE | Army | 031 | Montgomery | 1360 | Rockville | 1.02 | 1.03
US | United States | 24 | Maryland | 82387-12727 | 704837 | ROCKVILLE PIKE ROCKVILLE | Army | 031 | Montgomery | 1360 | Rockville | 1.02 | 1.03
US | United States | 24 | Maryland | 24C35 | 6170 | MG GEORGE M. GELSTON | Army | 031 | Montgomery | 1450 | Silver Spring | 1.02 | 1.03 | 0.643 | 1.209 | 1.209 | 0.852 | 0.889 | 1.615 | 1.209 | 1.231
US | United States | 24 | Maryland | 24605 | 6967 | REED WALTER AMC FOREST GLEN | Army | 031 | Montgomery | 1450 | Silver Spring | 1.02 | 1.03 | 0.643 | 1.209 | 1.209 | 0.852 | 0.889 | 1.615 | 1.209 | 1.231
US | United States | 24 | Maryland | 24606 | 6968 | REED WALTER AMC GLEN HAVEN | Army | 031 | Montgomery | 1450 | Silver Spring | 1.02 | 1.03 | 0.643 | 1.209 | 1.209 | 0.852 | 0.889 | 1.615 | 1.209 | 1.231
US | United States | 24 | Maryland | 18081-10395 | 700554 | LEE PLAZA SILVER SPRING | Army | 031 | Montgomery | 1450 | Silver Spring | 1.02 | 1.03
US | United States | 24 | Maryland | 82387-11199 | 703310 | 8202 GEORGIA AVE SILVER SPRING | Army | 031 | Montgomery | 1450 | Silver Spring | 1.02 | 1.03
US | United States | 24 | Maryland | 82387-11449 | 703560 | CAMERON ST SILVER SPRING | Army | 031 | Montgomery | 1450 | Silver Spring | 1.02 | 1.03
US | United States | 24 | Maryland | 710180 | 710180 | 2401-2465 LINDEN LN SILVER SPRING | Army | 031 | Montgomery | 1450 | Silver Spring | 1.02 | 1.03 | 0.643 | 1.209 | 1.209 | 0.852 | 0.889 | 1.615 | 1.209 | 1.231
US | United States | 24 | Maryland | 710350 | 710350 | OAKLEAF DRIVE COMPLEX SILVER SPRING | Army | 031 | Montgomery | 1450 | Silver Spring | 1.02 | 1.03
US | United States | 24 | Maryland | 710502 | 710502 | LOCKWOOD DRIVE COMPLEX SILVER SPRING | Army | 031 | Montgomery | 1450 | Silver Spring | 1.02 | 1.03
US | United States | 24 | Maryland | 710836 | 710836 | 16TH STREET COMPLEX SILVER SPRING | Army | 031 | Montgomery | 1450 | Silver Spring | 1.02 | 1.03
US | United States | 24 | Maryland | 710992 | 710992 | MT PISGAH ROAD COMPLEX SILVER SPRING | Army | 031 | Montgomery | 1450 | Silver Spring | 1.02 | 1.03
US | United States | 24 | Maryland | 711147 | 711147 | 1705 EAST WEST HWY COMPLEX SILVER SPRING | Army | 031 | Montgomery | 1450 | Silver Spring | 1.02 | 1.03
US | United States | 24 | Maryland | AEDC0001 | 1359 | AEDC, WHITE OAK SITE # 1 | Air Force | 031 | Montgomery | 9999 | Unknown | 1.02 | 1.03 | 0.643 | 1.209 | 1.209 | 0.852 | 0.889 | 1.615 | 1.209 | 1.231
US | United States | 24 | Maryland | N32414-AE | 618 | NAVOPSPTCEN ADELPHI MD | Navy | 033 | Prince George's | 0022 | Adelphi | 1.02 | 1.03 | 0.643 | 1.209 | 1.209 | 0.852 | 0.889 | 1.615 | 1.209 | 1.231
US | United States | 24 | Maryland | N61151-NF | 1221 | NSF ANDREWS | Navy | 033 | Prince George's | 0025 | Andrews AFB | 1.02 | 1.03 | 0.643 | 1.209 | 1.209 | 0.852 | 0.889 | 1.615 | 1.209 | 1.231
US | United States | 24 | Maryland | AJXF0001 | 1377 | ANDREWS SITE # 1 | Air Force | 033 | Prince George's | 0025 | Andrews AFB | 1.02 | 1.03 | 0.643 | 1.209 | 1.209 | 0.852 | 0.889 | 1.615 | 1.209 | 1.231
US | United States | 24 | Maryland | N68469-AJ | 596 | N/A | Navy | 033 | Prince George's | 0175 | Brandywine | 1.02 | 1.03 | 0.643 | 1.209 | 1.209 | 0.852 | 0.889 | 1.615 | 1.209 | 1.231
US | United States | 24 | Maryland | CFJG0001 | 1517 | BRANDYWINE GLOBECOM ANNEX SITE # 1 | Air Force | 033 | Prince George's | 0175 | Brandywine | 1.02 | 1.03 | 0.643 | 1.209 | 1.209 | 0.852 | 0.889 | 1.615 | 1.209 | 1.231
US | United States | 24 | Maryland | CFJN0001 | 1518 | BRANDYWINE FAMILY HOUSING ANNEX SITE # 1 | Air Force | 033 | Prince George's | 0175 | Brandywine | 1.02 | 1.03 | 0.643 | 1.209 | 1.209 | 0.852 | 0.889 | 1.615 | 1.209 | 1.231
US | United States | 24 | Maryland | CFJQ0001 | 1519 | BRANDYWINE STORAGE ANNEX SITE # 1 | Air Force | 033 | Prince George's | 0175 | Brandywine | 1.02 | 1.03 | 0.643 | 1.209 | 1.209 | 0.852 | 0.889 | 1.615 | 1.209 | 1.231
US | United States | 24 | Maryland | GTCC0001 | 170035 | GOTT COMPANY PROPERTY | Air Force | 033 | Prince George's | 0175 | Brandywine | 1.02 | 1.03
US | United States | 24 | Maryland | 24A45 | 4532 | CONG STENY HOYER ARMORY | Army | 033 | Prince George's | 0285 | Cheltenham | 1.02 | 1.03 | 0.643 | 1.209 | 1.209 | 0.852 | 0.889 | 1.615 | 1.209 | 1.231
US | United States | 24 | Maryland | 82387-11138 | 703249 | 7305 BALTIMORE AVENUE COLLEGE PARK | Army | 033 | Prince George's | 0370 | College Park | 1.02 | 1.03
US | United States | 24 | Maryland | 24B25 | 6166 | MG (BREVET) JOHN R. KENLY | Army | 033 | Prince George's | 0710 | Greenbelt | 1.02 | 1.03 | 0.643 | 1.209 | 1.209 | 0.852 | 0.889 | 1.615 | 1.209 | 1.231
US | United States | 24 | Maryland | 24235 | 4072 | BLOSSOM POINT RESEARCH FACILI | Army | 033 | Prince George's | 0830 | Hyattsville | 1.02 | 1.03 | 0.643 | 1.209 | 1.209 | 0.852 | 0.889 | 1.615 | 1.209 | 1.231
US | United States | 24 | Maryland | 24234 | 7666 | USA ADELPHI LABORATORY CTR | Army | 033 | Prince George's | 0830 | Hyattsville | 1.02 | 1.03 | 0.643 | 1.209 | 1.209 | 0.852 | 0.889 | 1.615 | 1.209 | 1.231
US | United States | 24 | Maryland | 82387-11079 | 703190 | 6525 BELCREST ROAD HYATTSVILLE | Army | 033 | Prince George's | 0830 | Hyattsville | 1.02 | 1.03
US | United States | 24 | Maryland | 82387-11378 | 703489 | BELCREST RD HYATTSVILLE | Army | 033 | Prince George's | 0830 | Hyattsville | 1.02 | 1.03
US | United States | 24 | Maryland | WLVU0001 | 3325 | SUMMERFIELD FAMILY HOUSING SITE # 1 | Air Force | 033 | Prince George's | 0879 | Landover | 1.02 | 1.03 | 0.643 | 1.209 | 1.209 | 0.852 | 0.889 | 1.615 | 1.209 | 1.231
US | United States | 24 | Maryland | 82387-11182 | 703293 | 800A SHOPPERS WAY LARGO | Army | 033 | Prince George's | 0896 | Largo | 1.02 | 1.03
US | United States | 24 | Maryland | 24891 | 6906 | PVT HENRY COSTIN | Army | 033 | Prince George's | 0900 | Laurel | 1.02 | 1.03 | 0.643 | 1.209 | 1.209 | 0.852 | 0.889 | 1.615 | 1.209 | 1.231
US | United States | 24 | Maryland | 82387-11876 | 703987 | FOURTH ST LAUREL | Army | 033 | Prince George's | 0900 | Laurel | 1.02 | 1.03
US | United States | 24 | Maryland | 82387-11025 | 703136 | 6009 OXON HILL ROAD OXON HILL | Army | 033 | Prince George's | 1175 | Oxon Hill | 1.02 | 1.03
US | United States | 24 | Maryland | 82387-13041 | 705151 | SUNRISE SHOPPING CENTER OXON HILL | Army | 033 | Prince George's | 1175 | Oxon Hill | 1.02 | 1.03
US | United States | 24 | Maryland | 24805 | 6889 | PRINCE GEORGE CTY MEM USARC | Army | 033 | Prince George's | 1330 | Riverdale | 0.99 | 0.99 | 0.643 | 1.209 | 1.209 | 0.852 | 0.889 | 1.615 | 1.209 | 1.231
US | United States | 24 | Maryland | N68469-MI | 594 | NMIC SUITLAND | Navy | 033 | Prince George's | 1520 | Suitland | 1.02 | 1.03 | 0.643 | 1.209 | 1.209 | 0.852 | 0.889 | 1.615 | 1.209 | 1.231
US | United States | 24 | Maryland | 24635 | 7462 | SUITLAND MICROWAVE TOWER | Army | 033 | Prince George's | 1520 | Suitland | 1.02 | 1.03 | 0.643 | 1.209 | 1.209 | 0.852 | 0.889 | 1.615 | 1.209 | 1.231
US | United States | 24 | Maryland | 82387-11346 | 703457 | AUTH RD SUITLAND | Army | 033 | Prince George's | 1520 | Suitland | 1.02 | 1.03
US | United States | 24 | Maryland | 24702 | 7327 | SOUTHERN MARYLAND USARC | Army | 033 | Prince George's | 1620 | Upper Marlboro | 1.02 | 1.03 | 0.643 | 1.209 | 1.209 | 0.852 | 0.889 | 1.615 | 1.209 | 1.231
US | United States | 24 | Maryland | 24C05 | 4490 | COL VICTOR P. GILLESPE | Army | 035 | Queen Anne's | 1288 | Queen Anne | 0.99 | 0.99 | 0.643 | 1.209 | 1.209 | 0.852 | 0.889 | 1.615 | 1.209 | 1.231
US | United States | 24 | Maryland | N0428A-GM | 915 | GREAT MILLS | Navy | 037 | St. Mary's | 0702 | Great Mills | 1.04 | 1.03 | 0.643 | 1.209 | 1.209 | 0.852 | 0.889 | 1.615 | 1.209 | 1.231
US | United States | 24 | Maryland | N0428A-WR | 924 | WILLOWS ROAD | Navy | 037 | St. Mary's | 0702 | Great Mills | 1.04 | 1.03 | 0.643 | 1.209 | 1.209 | 0.852 | 0.889 | 1.615 | 1.209 | 1.231
US | United States | 24 | Maryland | N0428A-HA | 916 | GLENN FOREST | Navy | 037 | St. Mary's | 0935 | Lexington Park | 1.02 | 1.01 | 0.643 | 1.209 | 1.209 | 0.852 | 0.889 | 1.615 | 1.209 | 1.231
US | United States | 24 | Maryland | 24B85 | 6720 | PATUXENT RIVER NAS ARMORY | Army | 037 | St. Mary's | 0935 | Lexington Park | 1.02 | 1.01 | 0.643 | 1.209 | 1.209 | 0.852 | 0.889 | 1.615 | 1.209 | 1.231
US | United States | 24 | Maryland | 82387-13076 | 705186 | THREE NOTCH RD LEXINGTON PARK | Army | 037 | St. Mary's | 0935 | Lexington Park | 1.02 | 1.01
US | United States | 24 | Maryland | N0428A | 150 | Naval Air Station, Patuxent River MD | Navy | 037 | St. Mary's | 1193 | Patuxent River | 1.04 | 1.03 | 0.643 | 1.209 | 1.209 | 0.852 | 0.889 | 1.615 | 1.209 | 1.231
US | United States | 24 | Maryland | N0428A-BA | 911 | POINT NO POINT | Navy | 037 | St. Mary's | 1193 | Patuxent River | 1.04 | 1.03 | 0.643 | 1.209 | 1.209 | 0.852 | 0.889 | 1.615 | 1.209 | 1.231
US | United States | 24 | Maryland | N0428A-CA | 913 | ST JAMES | Navy | 037 | St. Mary's | 1193 | Patuxent River | 1.04 | 1.03 | 0.643 | 1.209 | 1.209 | 0.852 | 0.889 | 1.615 | 1.209 | 1.231
US | United States | 24 | Maryland | N0428A-DA | 914 | CEDAR POINT ISLAND | Navy | 037 | St. Mary's | 1193 | Patuxent River | 1.04 | 1.03 | 0.643 | 1.209 | 1.209 | 0.852 | 0.889 | 1.615 | 1.209 | 1.231
US | United States | 24 | Maryland | N0428A-KA | 918 | BAY FORREST | Navy | 037 | St. Mary's | 1193 | Patuxent River | 1.04 | 1.03 | 0.643 | 1.209 | 1.209 | 0.852 | 0.889 | 1.615 | 1.209 | 1.231
US | United States | 24 | Maryland | N0428A-SP | 1192 | SOUTHAMPTON | Navy | 037 | St. Mary's | 1193 | Patuxent River | 1.04 | 1.03 | 0.643 | 1.209 | 1.209 | 0.852 | 0.889 | 1.615 | 1.209 | 1.231
US | United States | 24 | Maryland | N0428A-SG | 1193 | SOUTHGATE | Navy | 037 | St. Mary's | 1193 | Patuxent River | 1.04 | 1.03 | 0.643 | 1.209 | 1.209 | 0.852 | 0.889 | 1.615 | 1.209 | 1.231
US | United States | 24 | Maryland | N0428A-EA | 1321 | HERMANVILLE | Navy | 037 | St. Mary's | 1193 | Patuxent River | 1.04 | 1.03 | 0.643 | 1.209 | 1.209 | 0.852 | 0.889 | 1.615 | 1.209 | 1.231
US | United States | 24 | Maryland | N0428A-TR | 1340 | TIPPET'S ROAD | Navy | 037 | St. Mary's | 1193 | Patuxent River | 1.04 | 1.03 | 0.643 | 1.209 | 1.209 | 0.852 | 0.889 | 1.615 | 1.209 | 1.231
US | United States | 24 | Maryland | N0428A-LA | 919 | POINT LOOKOUT | Navy | 037 | St. Mary's | 1235 | Point Lookout | 1.04 | 1.03 | 0.643 | 1.209 | 1.209 | 0.852 | 0.889 | 1.615 | 1.209 | 1.231
US | United States | 24 | Maryland | N0428A-TM | 921 | TULIP MEM ST INIGOES | Navy | 037 | St. Mary's | 1364 | Saint Inigoes | 1.04 | 1.03 | 0.643 | 1.209 | 1.209 | 0.852 | 0.889 | 1.615 | 1.209 | 1.231
US | United States | 24 | Maryland | N0428A-WF | 922 | WEBSTER FIELD | Navy | 037 | St. Mary's | 1364 | Saint Inigoes | 1.04 | 1.03 | 0.643 | 1.209 | 1.209 | 0.852 | 0.889 | 1.615 | 1.209 | 1.231
US | United States | 24 | Maryland | N61151-SM | 1282 | ST MARYS MD STA 46 | Navy | 037 | St. Mary's | 1368 | St. Marys City | 1.04 | 1.03 | 0.643 | 1.209 | 1.209 | 0.852 | 0.889 | 1.615 | 1.209 | 1.231
US | United States | 24 | Maryland | 24A55 | 6167 | MG (MD) MAURICE D. TAWES | Army | 039 | Somerset | 0400 | Crisfield | 0.99 | 0.99 | 0.643 | 1.131 | 1.131 | 0.852 | 0.889 | 1.615 | 1.131 | 1.231
US | United States | 24 | Maryland | N0428A-WO | 923 | WESTOVER MD | Navy | 039 | Somerset | 0974 | Manokin | 0.99 | 0.99 | 0.643 | 1.131 | 1.131 | 0.852 | 0.889 | 1.615 | 1.131 | 1.231
US | United States | 24 | Maryland | 24A75 | 4022 | BG (MD) LOUIS G. SMITH | Army | 041 | Talbot | 0480 | Easton | 0.99 | 0.99 | 0.643 | 1.131 | 1.131 | 0.852 | 0.889 | 1.615 | 1.131 | 1.231
US | United States | 24 | Maryland | 82387-12237 | 704347 | MARLBORO AVE EASTON | Army | 041 | Talbot | 0480 | Easton | 0.99 | 0.99
US | United States | 24 | Maryland | N68469-AH | 595 | TILGHMAN ISLAND | Navy | 041 | Talbot | 1581 | Tilghman | 0.99 | 0.99 | 0.643 | 1.131 | 1.131 | 0.852 | 0.889 | 1.615 | 1.131 | 1.231
US | United States | 24 | Maryland | N0428A-SH | 910 | SHARPS ISLAND | Navy | 041 | Talbot | 1581 | Tilghman | 0.99 | 0.99 | 0.643 | 1.131 | 1.131 | 0.852 | 0.889 | 1.615 | 1.131 | 1.231
US | United States | 24 | Maryland | 24890 | 4113 | BOYD M. COOK ARMORY | Army | 043 | Washington | 0252 | Cascade | 0.99 | 0.99 | 0.643 | 1.209 | 1.209 | 0.852 | 0.889 | 1.615 | 1.209 | 1.231
US | United States | 24 | Maryland | 24626 | 9410 | RRMC QUIRAUK SITE C | WHS | 043 | Washington | 0252 | Cascade | 0.99 | 0.99 | 0.643 | 1.209 | 1.209 | 0.852 | 0.889 | 1.615 | 1.209 | 1.231
US | United States | 24 | Maryland | 24B31 | 4023 | BG (MD) RANDOLPH MILLHOLLAND | Army | 043 | Washington | 0730 | Hagerstown | 0.99 | 0.99 | 0.643 | 1.209 | 1.209 | 0.852 | 0.889 | 1.615 | 1.209 | 1.231
US | United States | 24 | Maryland | 24755 | 7496 | TAGG-ZIRKLE USARC | Army | 043 | Washington | 0730 | Hagerstown | 0.99 | 0.99 | 0.643 | 1.209 | 1.209 | 0.852 | 0.889 | 1.615 | 1.209 | 1.231
US | United States | 24 | Maryland | 82387-11617 | 703728 | DUAL HWY HAGERSTOWN | Army | 043 | Washington | 0730 | Hagerstown | 0.99 | 0.99
US | United States | 24 | Maryland | 24B33 | 4030 | BG THOMAS B BAKER TRAING SITE | Army | 043 | Washington | 0760 | Hancock | 0.99 | 0.99 | 0.643 | 1.209 | 1.209 | 0.852 | 0.889 | 1.615 | 1.209 | 1.231
US | United States | 24 | Maryland | 24C10 | 4602 | CSM BLAIR LEE CROCKETT | Army | 045 | Wicomico | 1380 | Salisbury | 0.99 | 0.99 | 0.643 | 1.131 | 1.131 | 0.852 | 0.889 | 1.615 | 1.131 | 1.231
US | United States | 24 | Maryland | 82387-11202 | 703313 | 8245 B DICKERSON LANE SALISBURY | Army | 045 | Wicomico | 1380 | Salisbury | 0.99 | 0.99
US | United States | 24 | Maryland | M68479-0004 | 107 | BALTIMORE MD MCRC | Marine Corps | 510 | Baltimore | 0050 | Baltimore | 0.96 | 0.97 | 0.643 | 1.209 | 1.209 | 0.852 | 0.889 | 1.615 | 1.209 | 1.231
US | United States | 24 | Maryland | N32414-BA | 617 | NAVOPSPTCEN BALTIMORE MD | Navy | 510 | Baltimore | 0050 | Baltimore | 0.96 | 0.97 | 0.643 | 1.209 | 1.209 | 0.852 | 0.889 | 1.615 | 1.209 | 1.231
US | United States | 24 | Maryland | 24B80 | 4619 | CW4 MELVIN SHERR | Army | 510 | Baltimore | 0050 | Baltimore | 0.96 | 0.97 | 0.643 | 1.209 | 1.209 | 0.852 | 0.889 | 1.615 | 1.209 | 1.231
US | United States | 24 | Maryland | 24A15 | 4939 | FIFTH REGIMENT | Army | 510 | Baltimore | 0050 | Baltimore | 0.96 | 0.97 | 0.643 | 1.209 | 1.209 | 0.852 | 0.889 | 1.615 | 1.209 | 1.231
US | United States | 24 | Maryland | 24703 | 5607 | JECELIN USARC | Army | 510 | Baltimore | 0050 | Baltimore | 0.96 | 0.97 | 0.643 | 1.209 | 1.209 | 0.852 | 0.889 | 1.615 | 1.209 | 1.231
US | United States | 24 | Maryland | 24A20 | 5977 | LTC MILTON H. CADE | Army | 510 | Baltimore | 0050 | Baltimore | 0.96 | 0.97 | 0.643 | 1.209 | 1.209 | 0.852 | 0.889 | 1.615 | 1.209 | 1.231
US | United States | 24 | Maryland | 82387-12297 | 704407 | MONDAWMIN MALL BALTIMORE | Army | 510 | Baltimore | 0050 | Baltimore | 0.96 | 0.97
US | United States | 24 | Maryland | 82387-12545 | 704655 | NORTHPOINT BLVD BALTIMORE | Army | 510 | Baltimore | 0050 | Baltimore | 0.96 | 0.97
US | United States | 24 | Maryland | 82387-12789 | 704899 | S CONKLING BALTIMORE | Army | 510 | Baltimore | 0050 | Baltimore | 0.96 | 0.97
US | United States | 24 | Maryland | 82387-13300 | 705409 | W PRATT ST BALTIMORE | Army | 510 | Baltimore | 0050 | Baltimore | 0.96 | 0.97
US | United States | 24 | Maryland | 82387-13422 | 705531 | YORK RD BALTIMORE | Army | 510 | Baltimore | 0050 | Baltimore | 0.96 | 0.97
US | United States | 25 | Massachusetts | DBHQ0001 | 1557 | CAPE COD AIR STATION SITE # 1 | Air Force | 001 | Barnstable | 0121 | Bourne | 1.15 | 1.2 | 0.964 | 1.225 | 1.225 | 0.759 | 1 | 2.077 | 1.225 | 2.351
US | United States | 25 | Massachusetts | 250NG-10001 | 700938 | CAMP EDWARDS BOURNE | Army | 001 | Barnstable | 0121 | Bourne | 1.15 | 1.2 | 0.964 | 1.225 | 1.225 | 0.759 | 1 | 2.077 | 1.225 | 2.351
US | United States | 25 | Massachusetts | 25A30 | 4197 | BUZZARDS BAY | Army | 001 | Barnstable | 0160 | Buzzards Bay | 1.15 | 1.2 | 0.964 | 1.225 | 1.225 | 0.759 | 1 | 2.077 | 1.225 | 2.351
US | United States | 25 | Massachusetts | 25175 | 6313 | MTA CAMP EDWARDS | Army | 001 | Barnstable | 0160 | Buzzards Bay | 1.15 | 1.2 | 0.964 | 1.225 | 1.225 | 0.759 | 1 | 2.077 | 1.225 | 2.351
US | United States | 25 | Massachusetts | 25A40 | 6666 | OTIS AFB | Army | 001 | Barnstable | 0160 | Buzzards Bay | 1.15 | 1.2 | 0.964 | 1.225 | 1.225 | 0.759 | 1 | 2.077 | 1.225 | 2.351
US | United States | 25 | Massachusetts | 25B00 | 4916 | FALMOUTH | Army | 001 | Barnstable | 0330 | Falmouth | 1.15 | 1.2 | 0.964 | 1.225 | 1.225 | 0.759 | 1 | 2.077 | 1.225 | 2.351
US | United States | 25 | Massachusetts | 18081-10299 | 700458 | CRANE WILDLIFE MGMTA FALMOUTH | Army | 001 | Barnstable | 0330 | Falmouth | 1.15 | 1.2
US | United States | 25 | Massachusetts | 25B40 | 3932 | BARNSTABLE | Army | 001 | Barnstable | 0540 | Hyannis | 1.15 | 1.2 | 0.964 | 1.225 | 1.225 | 0.759 | 1 | 2.077 | 1.225 | 2.351
US | United States | 25 | Massachusetts | 82387-12593 | 704703 | ONE FINANCIAL PLACE HYANNIS | Army | 001 | Barnstable | 0540 | Hyannis | 1.15 | 1.2
US | United States | 25 | Massachusetts | SPBN0001 | 3128 | OTIS ANG BASE SITE # 1 | Air Force | 001 | Barnstable | 0977 | Otis ANGB, Mashpee | 1.15 | 1.2 | 0.964 | 1.225 | 1.225 | 0.759 | 1 | 2.077 | 1.225 | 2.351
US | United States | 25 | Massachusetts | SPMP0001 | 3129 | OTIS ILS OUTER MARKER ANNEX SITE # 1 | Air Force | 001 | Barnstable | 9999 | Unknown | 1.15 | 1.2 | 0.964 | 1.225 | 1.225 | 0.759 | 1 | 2.077 | 1.225 | 2.351
US | United States | 25 | Massachusetts | 710188 | 710188 | 350 WASHINGTON MOUNT DALTON | Army | 003 | Berkshire | 0250 | Dalton | 1.15 | 1.2
US | United States | 25 | Massachusetts | N69139 | 244 | PITTSFIELD MA NRC CS | Navy | 003 | Berkshire | 1030 | Pittsfield | 1.15 | 1.2 | 0.964 | 1.131 | 1.131 | 0.759 | 1 | 2.077 | 1.131 | 2.351
US | United States | 25 | Massachusetts | N00129-SA | 992 | NAVPRO PITTSFIELD MA | Navy | 003 | Berkshire | 1030 | Pittsfield | 1.15 | 1.2 | 0.964 | 1.131 | 1.131 | 0.759 | 1 | 2.077 | 1.131 | 2.351
US | United States | 25 | Massachusetts | 25855 | 4393 | CHARLES W. WHITTLESEY USARC | Army | 003 | Berkshire | 1030 | Pittsfield | 1.15 | 1.2 | 0.964 | 1.131 | 1.131 | 0.759 | 1 | 2.077 | 1.131 | 2.351
US | United States | 25 | Massachusetts | 25C35 | 6815 | PITTSFIELD | Army | 003 | Berkshire | 1030 | Pittsfield | 1.15 | 1.2 | 0.964 | 1.131 | 1.131 | 0.759 | 1 | 2.077 | 1.131 | 2.351
US | United States | 25 | Massachusetts | 82387-12538 | 704648 | NORTH ST PITTSFIELD | Army | 003 | Berkshire | 1030 | Pittsfield | 1.15 | 1.2
US | United States | 25 | Massachusetts | 25775 | 7673 | USARC ATTLEBORO | Army | 005 | Bristol | 0050 | Attleboro | 1.15 | 1.2 | 0.964 | 1.225 | 1.225 | 0.759 | 1 | 2.077 | 1.225 | 2.351
US | United States | 25 | Massachusetts | 25A95 | 4913 | FALL RIVER | Army | 005 | Bristol | 0320 | Fall River | 1.15 | 1.2 | 0.964 | 1.225 | 1.225 | 0.759 | 1 | 2.077 | 1.225 | 2.351
US | United States | 25 | Massachusetts | 82387-12673 | 704783 | PRESIDENT AVE FALL RIVER | Army | 005 | Bristol | 0320 | Fall River | 1.15 | 1.2
US | United States | 25 | Massachusetts | 82387-11836 | 703947 | FAUNCE CORNER NORTH DARTMOUTH | Army | 005 | Bristol | 0911 | North Dartmouth | 1.15 | 1.2
US | United States | 25 | Massachusetts | 25178 | 6974 | REHOBOTH-TS NIKE 19 COE #25326 | Army | 005 | Bristol | 1067 | Rehoboth | 1.15 | 1.2 | 0.964 | 1.225 | 1.225 | 0.759 | 1 | 2.077 | 1.225 | 2.351
US | United States | 25 | Massachusetts | 82387-10886 | 702997 | 448 TURNPIKE, SUITE 2A/2C SOUTH EASTON | Army | 005 | Bristol | 1225 | South Easton | 1.15 | 1.2
US | United States | 25 | Massachusetts | 25905 | 5188 | GEORGE HAMPDEN CROSSMAN USARC | Army | 005 | Bristol | 1280 | Taunton | 1.15 | 1.2 | 0.964 | 1.225 | 1.225 | 0.759 | 1 | 2.077 | 1.225 | 2.351
US | United States | 25 | Massachusetts | 25C87 | 7510 | TAUNTON | Army | 005 | Bristol | 1280 | Taunton | 1.15 | 1.2 | 0.964 | 1.225 | 1.225 | 0.759 | 1 | 2.077 | 1.225 | 2.351
US | United States | 25 | Massachusetts | 82387-12281 | 704391 | MILL RIVER PL TAUNTON | Army | 005 | Bristol | 1280 | Taunton | 1.15 | 1.2
US | United States | 25 | Massachusetts | 82387-10009 | 702120 | 100 CUMMINGS CENTER BEVERLY | Army | 009 | Essex | 0100 | Beverly | 1.15 | 1.2
US | United States | 25 | Massachusetts | 25405 | 3664 | 1LT JOHN A. FERA USARC | Army | 009 | Essex | 0255 | Danvers | 1.15 | 1.2 | 0.964 | 1.225 | 1.225 | 0.759 | 1 | 2.077 | 1.225 | 2.351
US | United States | 25 | Massachusetts | 25A90 | 4642 | DANVERS | Army | 009 | Essex | 0255 | Danvers | 1.15 | 1.2 | 0.964 | 1.225 | 1.225 | 0.759 | 1 | 2.077 | 1.225 | 2.351
US | United States | 25 | Massachusetts | 82387-12051 | 704161 | INDEPENDENCE WAY DANVERS | Army | 009 | Essex | 0255 | Danvers | 1.15 | 1.2
US | United States | 25 | Massachusetts | UQHH0001 | 3232 | SAGAMORE HILL ELECTRONICS RESEARCH ANNEX SITE # 1 | Air Force | 009 | Essex | 0463 | Hamilton | 1.15 | 1.2 | 0.964 | 1.225 | 1.225 | 0.759 | 1 | 2.077 | 1.225 | 2.351
US | United States | 25 | Massachusetts | 82387-10921 | 703032 | 5 WASHINGTON SQ, UNIT 1L HAVERHILL | Army | 009 | Essex | 0470 | Haverhill | 1.15 | 1.2
US | United States | 25 | Massachusetts | 82387-13403 | 705512 | WINTHROP AVE LAWRENCE | Army | 009 | Essex | 0570 | Lawrence | 1.15 | 1.2
US | United States | 25 | Massachusetts | 25B55 | 5999 | LYNN | Army | 009 | Essex | 0650 | Lynn | 1.15 | 1.2 | 0.964 | 1.225 | 1.225 | 0.759 | 1 | 2.077 | 1.225 | 2.351
US | United States | 25 | Massachusetts | 82387-10249 | 702360 | 140 UNION STREET, SUITE 103 LYNN | Army | 009 | Essex | 0650 | Lynn | 1.15 | 1.2
US | United States | 25 | Massachusetts | 25B75 | 6162 | METHUEN | Army | 009 | Essex | 0765 | Methuen | 1.15 | 1.2 | 0.964 | 1.225 | 1.225 | 0.759 | 1 | 2.077 | 1.225 | 2.351
US | United States | 25 | Massachusetts | 25C05 | 6419 | NEWBURYPORT | Army | 009 | Essex | 0860 | Newburyport | 1.15 | 1.2 | 0.964 | 1.225 | 1.225 | 0.759 | 1 | 2.077 | 1.225 | 2.351
US | United States | 25 | Massachusetts | 82387-11322 | 703433 | ANDOVER ST PEABODY | Army | 009 | Essex | 1000 | Peabody | 1.15 | 1.2
US | United States | 25 | Massachusetts | 82387-12898 | 705008 | SALLY PLZ SAUGUS | Army | 009 | Essex | 1125 | Saugus | 1.15 | 1.2
US | United States | 25 | Massachusetts | LNPR0001 | 2375 | IPSWICH ANTENNA FARM ANNEX SITE # 1 | Air Force | 009 | Essex | 9999 | Unknown | 1.15 | 1.2 | 0.964 | 1.225 | 1.225 | 0.759 | 1 | 2.077 | 1.225 | 2.351
US | United States | 25 | Massachusetts | 25B20 | 5273 | GREENFIELD | Army | 011 | Franklin | 0450 | Greenfield | 1.15 | 1.2 | 0.964 | 1.135 | 1.135 | 0.759 | 1 | 2.077 | 1.135 | 2.351
US | United States | 25 | Massachusetts | 82387-11844 | 703955 | FEDERAL ST GREENFIELD | Army | 011 | Franklin | 0450 | Greenfield | 1.15 | 1.2
US | United States | 25 | Massachusetts | 82387-12172 | 704282 | MAIN ST GREENFIELD | Army | 011 | Franklin | 0450 | Greenfield | 1.15 | 1.2
US | United States | 25 | Massachusetts | 18081-10450 | 700609 | NEW SALEM LAND NEW SALEM | Army | 011 | Franklin | 0864 | New Salem | 1.15 | 1.2
US | United States | 25 | Massachusetts | M67021-0004 | 72 | CHICOPEE HOUSING | Marine Corps | 013 | Hampden | 0210 | Chicopee | 1.15 | 1.2 | 0.964 | 1.239 | 1.239 | 0.759 | 1 | 2.077 | 1.239 | 2.351
US | United States | 25 | Massachusetts | M67021-0006 | 133 | WESTOVER MCRC | Marine Corps | 013 | Hampden | 0210 | Chicopee | 1.15 | 1.2 | 0.964 | 1.239 | 1.239 | 0.759 | 1 | 2.077 | 1.239 | 2.351
US | United States | 25 | Massachusetts | 25A70 | 4425 | CHICOPEE | Army | 013 | Hampden | 0210 | Chicopee | 1.15 | 1.2 | 0.964 | 1.239 | 1.239 | 0.759 | 1 | 2.077 | 1.239 | 2.351
US | United States | 25 | Massachusetts | 25A75 | 7869 | WESTOVER AFB | Army | 013 | Hampden | 0210 | Chicopee | 1.15 | 1.2 | 0.964 | 1.239 | 1.239 | 0.759 | 1 | 2.077 | 1.239 | 2.351
US | United States | 25 | Massachusetts | 25910 | 7870 | WESTOVER AFRC | Army | 013 | Hampden | 0210 | Chicopee | 1.15 | 1.2 | 0.964 | 1.239 | 1.239 | 0.759 | 1 | 2.077 | 1.239 | 2.351
US | United States | 25 | Massachusetts | 82387-12930 | 705040 | SEAWOLF AVE CHICOPEE | Army | 013 | Hampden | 0210 | Chicopee | 1.15 | 1.2
US | United States | 25 | Massachusetts | 710946 | 710946 | 551 AIRLIFT DRIVE CHICOPEE | Army | 013 | Hampden | 0210 | Chicopee | 1.15 | 1.2
US | United States | 25 | Massachusetts | 25A10 | 4933 | FEEDING HILLS / AGAWAM | Army | 013 | Hampden | 0335 | Feeding Hills | 1.15 | 1.2 | 0.964 | 1.239 | 1.239 | 0.759 | 1 | 2.077 | 1.239 | 2.351
US | United States | 25 | Massachusetts | 82387-10173 | 702284 | 1236 MAIN STREET HOLYOKE | Army | 013 | Hampden | 0500 | Holyoke | 1.15 | 1.2
US | United States | 25 | Massachusetts | 710615 | 710615 | 375 RONDEAU ROAD PALMER | Army | 013 | Hampden | 0990 | Palmer | 1.15 | 1.2
US | United States | 25 | Massachusetts | 711154 | 711154 | 1430 MAIN STREET PALMER | Army | 013 | Hampden | 0990 | Palmer | 1.15 | 1.2
US | United States | 25 | Massachusetts | 25885 | 3855 | ARTHUR MACARTHUR USARC | Army | 013 | Hampden | 1270 | Springfield | 1.15 | 1.2 | 0.964 | 1.239 | 1.239 | 0.759 | 1 | 2.077 | 1.239 | 2.351
US | United States | 25 | Massachusetts | 25C75 | 7351 | SPRINGFIELD | Army | 013 | Hampden | 1270 | Springfield | 1.15 | 1.2 | 0.964 | 1.152 | 1.152 | 0.759 | 1 | 2.077 | 1.152 | 2.351
US | United States | 25 | Massachusetts | 82387-11841 | 703952 | FEDERAL BLDG SPRINGFIELD | Army | 013 | Hampden | 1270 | Springfield | 1.15 | 1.2
US | United States | 25 | Massachusetts | 710683 | 710683 | 544 NASSAU DRIVE SPRINGFIELD | Army | 013 | Hampden | 1270 | Springfield | 1.15 | 1.2
US | United States | 25 | Massachusetts | 25D10 | 7864 | WESTFIELD | Army | 013 | Hampden | 1430 | Westfield | 1.15 | 1.2 | 0.964 | 1.239 | 1.239 | 0.759 | 1 | 2.077 | 1.239 | 2.351
US | United States | 25 | Massachusetts | 2597A | 7866 | WESTFIELD/BARNES | Army | 013 | Hampden | 1430 | Westfield | 1.15 | 1.2 | 0.964 | 1.239 | 1.239 | 0.759 | 1 | 2.077 | 1.239 | 2.351
US | United States | 25 | Massachusetts | 82387-10364 | 702475 | 170 LOCKHOUSE ROAD WESTFIELD | Army | 013 | Hampden | 1430 | Westfield | 1.15 | 1.2
US | United States | 25 | Massachusetts | 82387-10634 | 702745 | 279B STARLIFTER AVE WESTOVER AFB | Army | 013 | Hampden | 1445 | Westover AFB | 1.15 | 1.2
US | United States | 25 | Massachusetts | AXQD0001 | 1434 | BARNES MAP (ANG) SITE # 1 | Air Force | 013 | Hampden | 9999 | Unknown | 1.15 | 1.2 | 0.964 | 1.239 | 1.239 | 0.759 | 1 | 2.077 | 1.239 | 2.351
US | United States | 25 | Massachusetts | YTPM0001 | 3413 | WESTOVER ARB SITE # 1 | Air Force | 013 | Hampden | 9999 | Unknown | 1.15 | 1.2 | 0.964 | 1.239 | 1.239 | 0.759 | 1 | 2.077 | 1.239 | 2.351
US | United States | 25 | Massachusetts | 82387-11020 | 703131 | 6 UNIVERSITY DR SUITE 205 AMHERST | Army | 015 | Hampshire | 0030 | Amherst | 1.15 | 1.2
US | United States | 25 | Massachusetts | 70132-10288 | 701559 | 243 GREEN AVENUE BELCHERTOWN | Army | 015 | Hampshire | 0093 | Belchertown | 1.15 | 1.2
US | United States | 25 | Massachusetts | 710684 | 710684 | 194 GREEN AVENUE BELCHERTOWN | Army | 015 | Hampshire | 0093 | Belchertown | 1.15 | 1.2
US | United States | 25 | Massachusetts | 710840 | 710840 | 221 GREEN AVENUE BELCHERTOWN | Army | 015 | Hampshire | 0093 | Belchertown | 1.15 | 1.2
US | United States | 25 | Massachusetts | 710922 | 710922 | 194 GREEN STREET BELCHERTOWN | Army | 015 | Hampshire | 0093 | Belchertown | 1.15 | 1.2
US | United States | 25 | Massachusetts | 25801 | 7671 | USAR TRAINING AREA GRANBY MASS | Army | 015 | Hampshire | 0437 | Granby | 1.15 | 1.2 | 0.964 | 1.239 | 1.239 | 0.759 | 1 | 2.077 | 1.239 | 2.351
US | United States | 25 | Massachusetts | 25C20 | 4958 | FLORENCE | Army | 015 | Hampshire | 0890 | Northampton | 1.15 | 1.2 | 0.964 | 1.239 | 1.239 | 0.759 | 1 | 2.077 | 1.239 | 2.351
US | United States | 25 | Massachusetts | 82387-12519 | 704629 | NEWTON ST SOUTH HADLEY | Army | 015 | Hampshire | 1230 | South Hadley | 1.15 | 1.2
US | United States | 25 | Massachusetts | 25D00 | 7774 | WARE | Army | 015 | Hampshire | 1350 | Ware | 1.15 | 1.2 | 0.964 | 1.239 | 1.239 | 0.759 | 1 | 2.077 | 1.239 | 2.351
US | United States | 25 | Massachusetts | 25152 | 3573 | DEVENS RESERVE FORCES TNG AREA | Army | 017 | Middlesex | 0060 | Ayer | 1.15 | 1.19 | 0.964 | 1.225 | 1.225 | 0.759 | 1 | 2.077 | 1.225 | 2.351
US | United States | 25 | Massachusetts | 25141 | 3688 | 94TH RRC HQ USARC | Army | 017 | Middlesex | 0060 | Ayer | 1.15 | 1.19 | 0.964 | 1.225 | 1.225 | 0.759 | 1 | 2.077 | 1.225 | 2.351
US | United States | 25 | Massachusetts | 25A15 | 9422 | AYER/DEVENS | Army | 017 | Middlesex | 0060 | Ayer | 1.15 | 1.19 | 0.964 | 1.225 | 1.225 | 0.759 | 1 | 2.077 | 1.225 | 2.351
US | United States | 25 | Massachusetts | 34245-10001 | 700989 | B.& M. RR FITCH DIV. AYER | Army | 017 | Middlesex | 0060 | Ayer | 1.15 | 1.19 | 0.964 | 1.225 | 1.225 | 0.759 | 1 | 2.077 | 1.225 | 2.351
US | United States | 25 | Massachusetts | 34245-10002 | 700990 | BOSTON & ME RR AYER | Army | 017 | Middlesex | 0060 | Ayer | 1.15 | 1.19 | 0.964 | 1.225 | 1.225 | 0.759 | 1 | 2.077 | 1.225 | 2.351
US | United States | 25 | Massachusetts | N93880 | 208 | Naval Weapons Industrial Reserve Plant, Bedford MA | Navy | 017 | Middlesex | 0090 | Bedford | 1.2 | 1.26 | 0.964 | 1.225 | 1.225 | 0.759 | 1 | 2.077 | 1.225 | 2.351
US | United States | 25 | Massachusetts | N93880-NW | 1001 | NWIRP BEDFORD 1 | Navy | 017 | Middlesex | 0090 | Bedford | 1.2 | 1.26 | 0.964 | 1.225 | 1.225 | 0.759 | 1 | 2.077 | 1.225 | 2.351
US | United States | 25 | Massachusetts | MXRD0001 | 2487 | HANSCOM AFB SITE # 1 | Air Force | 017 | Middlesex | 0090 | Bedford | 1.2 | 1.26 | 0.964 | 1.225 | 1.225 | 0.759 | 1 | 2.077 | 1.225 | 2.351
US | United States | 25 | Massachusetts | RLGC0001 | 169897 | PATRIOT GOLF COURSE | Air Force | 017 | Middlesex | 0090 | Bedford | 1.2 | 1.26 | 0.964 | 1.225 | 1.225 | 0.759 | 1 | 2.077 | 1.225 | 2.351
US | United States | 25 | Massachusetts | 18081-10517 | 700676 | PINE HILL RD & BOSTO | Army | 017 | Middlesex | 0090 | Bedford | 1.2 | 1.26
US | United States | 25 | Massachusetts | 82387-10238 | 702349 | 138 CAMBRIDGE STREET BURLINGTON | Army | 017 | Middlesex | 0157 | Burlington | 1.2 | 1.26
US | United States | 25 | Massachusetts | 82387-10922 | 703033 | 50 BURLINGTON MALL BURLINGTON | Army | 017 | Middlesex | 0157 | Burlington | 1.2 | 1.26
US | United States | 25 | Massachusetts | 25A60 | 4218 | CAMBRIDGE | Army | 017 | Middlesex | 0170 | Cambridge | 1.2 | 1.26 | 0.964 | 1.225 | 1.225 | 0.759 | 1 | 2.077 | 1.225 | 2.351
US | United States | 25 | Massachusetts | 25A85 | 4524 | CONCORD | Army | 017 | Middlesex | 0240 | Concord | 1.2 | 1.26 | 0.964 | 1.325 | 1.325 | 0.759 | 1 | 2.077 | 1.325 | 2.351
US | United States | 25 | Massachusetts | 18081-10189 | 700348 | 696 VIRGINIA ROAD CONCORD | Army | 017 | Middlesex | 0240 | Concord | 1.2 | 1.26
US | United States | 25 | Massachusetts | 25B10 | 5067 | FRAMINGHAM | Army | 017 | Middlesex | 0375 | Framingham | 1.08 | 1.13 | 0.964 | 1.225 | 1.225 | 0.759 | 1 | 2.077 | 1.225 | 2.351
US | United States | 25 | Massachusetts | 82387-10730 | 702841 | 328 WORCESTER RD FRAMINGHAM | Army | 017 | Middlesex | 0375 | Framingham | 1.08 | 1.13
US | United States | 25 | Massachusetts | 82387-11172 | 703283 | 79 MAIN STREETRD #4 FRAMINGHAM | Army | 017 | Middlesex | 0375 | Framingham | 1.08 | 1.13
US | United States | 25 | Massachusetts | 25A20 | 5351 | HANSCOM | Army | 017 | Middlesex | 0478 | Hanscom AFB | 1.2 | 1.26 | 0.964 | 1.225 | 1.225 | 0.759 | 1 | 2.077 | 1.225 | 2.351
US | United States | 25 | Massachusetts | 2581A | 5352 | HANSCOM USARC | Army | 017 | Middlesex | 0478 | Hanscom AFB | 1.2 | 1.26 | 0.964 | 1.225 | 1.225 | 0.759 | 1 | 2.077 | 1.225 | 2.351
US | United States | 25 | Massachusetts | 25B35 | 5498 | HUDSON | Army | 017 | Middlesex | 0535 | Hudson | 1.15 | 1.19 | 0.964 | 1.225 | 1.225 | 0.759 | 1 | 2.077 | 1.225 | 2.351
US | United States | 25 | Massachusetts | 25B50 | 9427 | LEXINGTON | Army | 017 | Middlesex | 0615 | Lexington | 1.2 | 1.26 | 0.964 | 1.225 | 1.225 | 0.759 | 1 | 2.077 | 1.225 | 2.351
US | United States | 25 | Massachusetts | 82387-12273 | 704383 | MIDDLE ST LOWELL | Army | 017 | Middlesex | 0630 | Lowell | 1.2 | 1.26
US | United States | 25 | Massachusetts | 82387-10346 | 702457 | 165 CENTRE STREET MALDEN | Army | 017 | Middlesex | 0660 | Malden | 1.2 | 1.26
US | United States | 25 | Massachusetts | 82387-10809 | 702920 | 4 PLEASANT STREET MALDEN | Army | 017 | Middlesex | 0660 | Malden | 1.2 | 1.26
US | United States | 25 | Massachusetts | 82387-11019 | 703130 | 6 PLEASANT STREET MALDEN | Army | 017 | Middlesex | 0660 | Malden | 1.2 | 1.26
US | United States | 25 | Massachusetts | 82387-12194 | 704304 | MAIN ST MALDEN | Army | 017 | Middlesex | 0660 | Malden | 1.2 | 1.26
US | United States | 25 | Massachusetts | 82387-12173 | 704283 | MAIN ST MARLBOROUGH | Army | 017 | Middlesex | 0680 | Marlborough | 1.15 | 1.19
US | United States | 25 | Massachusetts | 18081-10470 | 700629 | OLD MARLBOROUGH RD MAYNARD | Army | 017 | Middlesex | 0700 | Maynard | 1.2 | 1.26
US | United States | 25 | Massachusetts | 25B70 | 6146 | MELROSE | Army | 017 | Middlesex | 0740 | Melrose | 1.2 | 1.26 | 0.964 | 1.225 | 1.225 | 0.759 | 1 | 2.077 | 1.225 | 2.351
US | United States | 25 | Massachusetts | N32411-CT | 1341 | CLOTHING TEXTILE R AND D F | Navy | 017 | Middlesex | 0845 | Natick | 1.08 | 1.13 | 0.964 | 1.225 | 1.225 | 0.759 | 1 | 2.077 | 1.225 | 2.351
US | United States | 25 | Massachusetts | 25B95 | 6363 | NATICK, SPEEN ST | Army | 017 | Middlesex | 0845 | Natick | 1.08 | 1.13 | 0.964 | 1.225 | 1.225 | 0.759 | 1 | 2.077 | 1.225 | 2.351
US | United States | 25 | Massachusetts | 25690 | 7309 | SOLDIER SYSTEMS CENTER | Army | 017 | Middlesex | 0845 | Natick | 1.08 | 1.13 | 0.964 | 1.225 | 1.225 | 0.759 | 1 | 2.077 | 1.225 | 2.351
US | United States | 25 | Massachusetts | 25345 | 7360 | SSC HUDSON HOUSING | Army | 017 | Middlesex | 0845 | Natick | 1.08 | 1.13 | 0.964 | 1.225 | 1.225 | 0.759 | 1 | 2.077 | 1.225 | 2.351
US | United States | 25 | Massachusetts | 25464 | 7361 | SSC NEEDHAM HOUSING | Army | 017 | Middlesex | 0845 | Natick | 1.08 | 1.13 | 0.964 | 1.225 | 1.225 | 0.759 | 1 | 2.077 | 1.225 | 2.351
US | United States | 25 | Massachusetts | 25694 | 7362 | SSC WAYLAND HOUSING | Army | 017 | Middlesex | 0845 | Natick | 1.08 | 1.13 | 0.964 | 1.225 | 1.225 | 0.759 | 1 | 2.077 | 1.225 | 2.351
US | United States | 25 | Massachusetts | 710842 | 710842 | SPEEN STREET NATICK | Army | 017 | Middlesex | 0845 | Natick | 1.08 | 1.13
US | United States | 25 | Massachusetts | 25C10 | 9432 | NEWTON | Army | 017 | Middlesex | 0870 | Newton | 1.2 | 1.26 | 0.964 | 1.131 | 1.131 | 0.759 | 1 | 2.077 | 1.131 | 2.351
US | United States | 25 | Massachusetts | 18081-10267 | 700426 | BOSTON & MAINE CORP N BILLERICA | Army | 017 | Middlesex | 0897 | North Billerica | 1.2 | 1.26
US | United States | 25 | Massachusetts | 25C50 | 6312 | MTA CAMP CURTIS GUIL | Army | 017 | Middlesex | 1065 | Reading | 1.2 | 1.26 | 0.964 | 1.225 | 1.225 | 0.759 | 1 | 2.077 | 1.225 | 2.351
US | United States | 25 | Massachusetts | WKQG0001 | 3320 | SUDBURY ELECTRONIC RESEARCH ANNEX SITE # 1 | Air Force | 017 | Middlesex | 1279 | Sudbury | 1.2 | 1.26 | 0.964 | 1.225 | 1.225 | 0.759 | 1 | 2.077 | 1.225 | 2.351
US | United States | 25 | Massachusetts | 82387-12210 | 704320 | MAIN ST WALTHAM | Army | 017 | Middlesex | 1340 | Waltham | 1.2 | 1.26
US | United States | 25 | Massachusetts | 25A45 | 4121 | BRAINTREE | Army | 021 | Norfolk | 0125 | Braintree | 1.15 | 1.2 | 0.964 | 1.225 | 1.225 | 0.759 | 1 | 2.077 | 1.225 | 2.351
US | United States | 25 | Massachusetts | 82387-12976 | 705086 | SOUTH SHORE PLZ BRAINTREE | Army | 021 | Norfolk | 0125 | Braintree | 1.15 | 1.2
US | United States | 25 | Massachusetts | 18081-10313 | 700472 | DWIGHT RD NEEDHAM | Army | 021 | Norfolk | 0847 | Needham | 1.15 | 1.2
US | United States | 25 | Massachusetts | 18081-10448 | 700607 | NEEDHAM 2.2 LAND NEEDHAM | Army | 021 | Norfolk | 0847 | Needham | 1.15 | 1.2
US | United States | 25 | Massachusetts | 18081-10455 | 700614 | NORWOOD AIRPORT NORWOOD | Army | 021 | Norfolk | 0925 | Norwood | 1.15 | 1.2
US | United States | 25 | Massachusetts | N32446-NQ | 1306 | NAVOPSPTCEN QUINCY MA | Navy | 021 | Norfolk | 1060 | Quincy | 1.15 | 1.2 | 0.964 | 1.225 | 1.225 | 0.759 | 1 | 2.077 | 1.225 | 2.351
US | United States | 25 | Massachusetts | 25C45 | 6913 | QUINCY | Army | 021 | Norfolk | 1060 | Quincy | 1.15 | 1.2 | 0.964 | 1.225 | 1.225 | 0.759 | 1 | 2.077 | 1.225 | 2.351
US | United States | 25 | Massachusetts | 82387-10697 | 702808 | 31 HANCOCK COURT QUINCY | Army | 021 | Norfolk | 1060 | Quincy | 1.15 | 1.2
US | United States | 25 | Massachusetts | 18081-10726 | 700885 | WASHINGTON ST WESTWOOD | Army | 021 | Norfolk | 1451 | Westwood | 1.15 | 1.2
US | United States | 25 | Massachusetts | N69170 | 224 | Naval Air Station, South Weymouth MA | Navy | 021 | Norfolk | 1465 | Weymouth | 1.15 | 1.2 | 0.964 | 1.225 | 1.225 | 0.759 | 1 | 2.077 | 1.225 | 2.351
US | United States | 25 | Massachusetts | N69170-FA | 788 | FORT DAWES | Navy | 021 | Norfolk | 1465 | Weymouth | 1.15 | 1.2 | 0.964 | 1.225 | 1.225 | 0.759 | 1 | 2.077 | 1.225 | 2.351
US | United States | 25 | Massachusetts | N69170-GA | 789 | SQUANTUM HOUSING | Navy | 021 | Norfolk | 1465 | Weymouth | 1.15 | 1.2 | 0.964 | 1.225 | 1.225 | 0.759 | 1 | 2.077 | 1.225 | 2.351
US | United States | 25 | Massachusetts | N69170-GB | 999 | SQUANTUM HOUSING 2 | Navy | 021 | Norfolk | 1465 | Weymouth | 1.15 | 1.2 | 0.964 | 1.225 | 1.225 | 0.759 | 1 | 2.077 | 1.225 | 2.351
US | United States | 25 | Massachusetts | N69170-SW | 1000 | NAS SO WEYMOUTH 1 | Navy | 021 | Norfolk | 1465 | Weymouth | 1.15 | 1.2 | 0.964 | 1.225 | 1.225 | 0.759 | 1 | 2.077 | 1.225 | 2.351
US | United States | 25 | Massachusetts | N69170-CA | 1163 | HANSON MASS | Navy | 021 | Norfolk | 1465 | Weymouth | 1.15 | 1.2 | 0.964 | 1.225 | 1.225 | 0.759 | 1 | 2.077 | 1.225 | 2.351
US | United States | 25 | Massachusetts | 18081-10360 | 700519 | HELICOPTER LANDING N WEYMOUTH | Army | 021 | Norfolk | 1465 | Weymouth | 1.15 | 1.2
US | United States | 25 | Massachusetts | 25A50 | 4138 | BRIDGEWATER | Army | 023 | Plymouth | 0130 | Bridgewater | 1.15 | 1.2 | 0.964 | 1.225 | 1.225 | 0.759 | 1 | 2.077 | 1.225 | 2.351
US | United States | 25 | Massachusetts | 82387-10897 | 703008 | 47 BROAD STREET BRIDGEWATER | Army | 023 | Plymouth | 0130 | Bridgewater | 1.15 | 1.2
US | United States | 25 | Massachusetts | 25800 | 3558 | BROCKTON USARC | Army | 023 | Plymouth | 0140 | Brockton | 1.15 | 1.2 | 0.964 | 1.225 | 1.225 | 0.759 | 1 | 2.077 | 1.225 | 2.351
US | United States | 25 | Massachusetts | 25802 | 3570 | CPL G M CRAIG USARC/AMSA 163 | Army | 023 | Plymouth | 0140 | Brockton | 1.15 | 1.2 | 0.964 | 1.225 | 1.225 | 0.759 | 1 | 2.077 | 1.225 | 2.351
US | United States | 25 | Massachusetts | 25A55 | 9419 | BROCKTON | Army | 023 | Plymouth | 0140 | Brockton | 1.15 | 1.2 | 0.964 | 1.225 | 1.225 | 0.759 | 1 | 2.077 | 1.225 | 2.351
US | United States | 25 | Massachusetts | 82387-10988 | 703099 | 555 PLEASANT ST BROCKTON | Army | 023 | Plymouth | 0140 | Brockton | 1.15 | 1.2
US | United States | 25 | Massachusetts | 82387-13374 | 705483 | WESTGATE DR BROCKTON | Army | 023 | Plymouth | 0140 | Brockton | 1.15 | 1.2
US | United States | 25 | Massachusetts | 25B25 | 5451 | HINGHAM | Army | 023 | Plymouth | 0475 | Hingham | 1.15 | 1.2 | 0.964 | 1.225 | 1.225 | 0.759 | 1 | 2.077 | 1.225 | 2.351
US | United States | 25 | Massachusetts | 25140-10008 | 700947 | USAR CENTER, COHASST HINGHAM | Army | 023 | Plymouth | 0475 | Hingham | 1.15 | 1.2 | 0.964 | 1.225 | 1.225 | 0.759 | 1 | 2.077 | 1.225 | 2.351
US | United States | 25 | Massachusetts | 710191 | 710191 | 5 EDGEWATER MARION | Army | 023 | Plymouth | 0677 | Marion | 1.15 | 1.2
US | United States | 25 | Massachusetts | 25B80 | 6184 | MIDDLEBORO | Army | 023 | Plymouth | 0770 | Middleboro | 1.15 | 1.2 | 0.964 | 1.225 | 1.225 | 0.759 | 1 | 2.077 | 1.225 | 2.351
US | United States | 25 | Massachusetts | 25C40 | 6825 | PLYMOUTH | Army | 023 | Plymouth | 1040 | Plymouth | 1.15 | 1.2 | 0.964 | 1.131 | 1.131 | 0.759 | 1 | 2.077 | 1.131 | 2.351
US | United States | 25 | Massachusetts | 82387-12150 | 704260 | LONG POND RD PLYMOUTH | Army | 023 | Plymouth | 1040 | Plymouth | 1.15 | 1.2
US | United States | 25 | Massachusetts | 82387-12211 | 704321 | MAIN ST WAREHAM | Army | 023 | Plymouth | 1360 | Wareham | 1.15 | 1.2
US | United States | 25 | Massachusetts | GXVN0001 | 2084 | FOURTH CLIFF RECREATION ANNEX SITE # 1 | Air Force | 023 | Plymouth | 9999 | Unknown | 1.15 | 1.2 | 0.964 | 1.225 | 1.225 | 0.759 | 1 | 2.077 | 1.225 | 2.351
US | United States | 25 | Massachusetts | N32411-BL | 743 | BLOOD LAB, BOSTON MA | Navy | 025 | Suffolk | 0120 | Boston | 1.2 | 1.26 | 0.964 | 1.225 | 1.225 | 0.759 | 1 | 2.077 | 1.225 | 2.351
US | United States | 25 | Massachusetts | N32446-CN | 1273 | USS CONSTITUTION | Navy | 025 | Suffolk | 0120 | Boston | 1.2 | 1.26 | 0.964 | 1.225 | 1.225 | 0.759 | 1 | 2.077 | 1.225 | 2.351
US | United States | 25 | Massachusetts | 25075 | 3619 | SOUTH BOSTON SUPPORT ACTIVITY | Army | 025 | Suffolk | 0120 | Boston | 1.2 | 1.26 | 0.964 | 1.225 | 1.225 | 0.759 | 1 | 2.077 | 1.225 | 2.351
US | United States | 25 | Massachusetts | 25085 | 4105 | BOSTON OMS | Army | 025 | Suffolk | 0120 | Boston | 1.2 | 1.26 | 0.964 | 1.225 | 1.225 | 0.759 | 1 | 2.077 | 1.225 | 2.351
US | United States | 25 | Massachusetts | 25A25 | 4745 | DORCHESTER | Army | 025 | Suffolk | 0120 | Boston | 1.2 | 1.26 | 0.964 | 1.225 | 1.225 | 0.759 | 1 | 2.077 | 1.225 | 2.351
US | United States | 25 | Massachusetts | 25875 | 5318 | GUY CARDILLO USARC | Army | 025 | Suffolk | 0120 | Boston | 1.2 | 1.26 | 0.964 | 1.225 | 1.225 | 0.759 | 1 | 2.077 | 1.225 | 2.351
US | United States | 25 | Massachusetts | 82387-10257 | 702368 | 1408 CENTRE STREET ROSLINDALE | Army | 025 | Suffolk | 0120 | Boston | 1.2 | 1.26
US | United States | 25 | Massachusetts | 82387-10400 | 702511 | 1864 CENTRE STREET W ROXBURY | Army | 025 | Suffolk | 0120 | Boston | 1.2 | 1.26
US | United States | 25 | Massachusetts | 82387-10403 | 702514 | 1895 CENTRE STREET WEST ROXBURY | Army | 025 | Suffolk | 0120 | Boston | 1.2 | 1.26
US | United States | 25 | Massachusetts | 82387-10817 | 702928 | 401 PARK DR BOSTON | Army | 025 | Suffolk | 0120 | Boston | 1.2 | 1.26
US | United States | 25 | Massachusetts | 82387-11407 | 703518 | BOSTON COMMON GARAGE BOSTON | Army | 025 | Suffolk | 0120 | Boston | 1.2 | 1.26
US | United States | 25 | Massachusetts | 82387-12972 | 705082 | SOUTH BOSTON SUPPORT ACTIVITY | Army | 025 | Suffolk | 0120 | Boston | 1.2 | 1.26
US | United States | 25 | Massachusetts | 82387-13089 | 705199 | TREMONT ST BOSTON | Army | 025 | Suffolk | 0120 | Boston | 1.2 | 1.26
US | United States | 25 | Massachusetts | 710509 | 710509 | ZERO CHARLES STREET BOSTON | Army | 025 | Suffolk | 0120 | Boston | 1.2 | 1.26
US | United States | 25 | Massachusetts | 710841 | 710841 | 25 BUSWELL STREET BOSTON | Army | 025 | Suffolk | 0120 | Boston | 1.2 | 1.26
US | United States | 25 | Massachusetts | 25A80 | 4465 | CLINTON | Army | 027 | Worcester | 0220 | Clinton | 1.15 | 1.19 | 0.964 | 1.131 | 1.131 | 0.759 | 1 | 2.077 | 1.131 | 2.351
US | United States | 25 | Massachusetts | 25B15 | 5162 | GARDNER | Army | 027 | Worcester | 0390 | Gardner | 1.15 | 1.2 | 0.964 | 1.225 | 1.225 | 0.759 | 1 | 2.077 | 1.225 | 2.351
US | United States | 25 | Massachusetts | 18081-10696 | 700855 | TOWN OF HARVARD | Army | 027 | Worcester | 0467 | Harvard | 1.15 | 1.19
US | United States | 25 | Massachusetts | 710871 | 710871 | 156 HOPEDALE AVENUE HOPEDALE | Army | 027 | Worcester | 0510 | Hopedale | 1.08 | 1.13
US | United States | 25 | Massachusetts | 25B45 | 5869 | LEOMINSTER | Army | 027 | Worcester | 0610 | Leominster | 1.15 | 1.19 | 0.964 | 1.225 | 1.225 | 0.759 | 1 | 2.077 | 1.225 | 2.351
US | United States | 25 | Massachusetts | 82387-10086 | 702197 | 110 ERDMAN WAY SUITE E200 LEOMINSTER | Army | 027 | Worcester | 0610 | Leominster | 1.15 | 1.19
US | United States | 25 | Massachusetts | 25B87 | 6201 | MILFORD, JFHQ AFRC, USPFO WHSE | Army | 027 | Worcester | 0780 | Milford | 1.08 | 1.13 | 0.964 | 1.201 | 1.201 | 0.759 | 1 | 2.077 | 1.201 | 2.351
US | United States | 25 | Massachusetts | 82387-12741 | 704851 | RTE 140 & FREEDOM ST MILFORD | Army | 027 | Worcester | 0780 | Milford | 1.08 | 1.13
US | United States | 25 | Massachusetts | 710508 | 710508 | 3132 ARBOR DRIVE SHREWSBURY | Army | 027 | Worcester | 1172 | Shrewsbury | 1.15 | 1.2
US | United States | 25 | Massachusetts | 710685 | 710685 | 22 YORKSHIRE TERRACE SHREWSBURY | Army | 027 | Worcester | 1172 | Shrewsbury | 1.15 | 1.2
US | United States | 25 | Massachusetts | 82387-12207 | 704317 | MAIN ST STURBRIDGE | Army | 027 | Worcester | 1278 | Sturbridge | 1.15 | 1.2
US | United States | 25 | Massachusetts | 710686 | 710686 | 61 WESTWOOD DRIVE STURBRIDGE | Army | 027 | Worcester | 1278 | Sturbridge | 1.15 | 1.2
US | United States | 25 | Massachusetts | 25C25 | 7887 | WHITINSVILLE | Army | 027 | Worcester | 1470 | Whitinsville | 1.15 | 1.2 | 1.029 | 1.131 | 1.131 | 0.919 | 1.089 | 1.708 | 1.131 | 2.351
US | United States | 25 | Massachusetts | N32446-WO | 1305 | NAVOPSPTCEN WORCESTER | Navy | 027 | Worcester | 1520 | Worcester | 1.15 | 1.19 | 0.964 | 1.225 | 1.225 | 0.759 | 1 | 2.077 | 1.225 | 2.351
US | United States | 25 | Massachusetts | 25955 | 5912 | LINCOLN W. STODDARD USARC | Army | 027 | Worcester | 1520 | Worcester | 1.15 | 1.19 | 0.964 | 1.225 | 1.225 | 0.759 | 1 | 2.077 | 1.225 | 2.351
US | United States | 25 | Massachusetts | 25D35 | 7967 | WORCESTER, LINCOLN ST | Army | 027 | Worcester | 1520 | Worcester | 1.15 | 1.19 | 0.964 | 1.225 | 1.225 | 0.759 | 1 | 2.077 | 1.225 | 2.351
US | United States | 25 | Massachusetts | 25D30 | 7968 | WORCESTER, SALISBURY ST | Army | 027 | Worcester | 1520 | Worcester | 1.15 | 1.19 | 0.964 | 1.225 | 1.225 | 0.759 | 1 | 2.077 | 1.225 | 2.351
US | United States | 25 | Massachusetts | 25966 | 7969 | WORCESTER, SKLYINE DRIVE | Army | 027 | Worcester | 1520 | Worcester | 1.15 | 1.19 | 0.964 | 1.225 | 1.225 | 0.759 | 1 | 2.077 | 1.225 | 2.351
US | United States | 25 | Massachusetts | 250NG-10002 | 700939 | GREEN HILL PARK WORCESTER | Army | 027 | Worcester | 1520 | Worcester | 1.15 | 1.19 | 0.964 | 1.225 | 1.225 | 0.759 | 1 | 2.077 | 1.225 | 2.351
US | United States | 25 | Massachusetts | 82387-12614 | 704724 | PARKVIEW OFC BLDG WORCESTER | Army | 027 | Worcester | 1520 | Worcester | 1.15 | 1.19
US | United States | 25 | Massachusetts | QFZS0001 | 2833 | MILFORD ANGS, MA SITE # 1 | Air Force | 027 | Worcester | 9999 | Unknown | 1.15 | 1.2 | 0.964 | 1.201 | 1.201 | 0.759 | 1 | 2.077 | 1.201 | 2.351
US | United States | 26 | Michigan | 82387-10156 | 702267 | 1211 WEST M-89 PLAINWELL | Army | 005 | Allegan | 3990 | Plainwell | 1.13 | 1.16
US | United States | 26 | Michigan | 26A20 | 3765 | ALPENA | Army | 007 | Alpena | 0120 | Alpena | 1.13 | 1.16 | 1.029 | 1.131 | 1.131 | 0.919 | 1.089 | 1.708 | 1.131 | 6.272
US | United States | 26 | Michigan | 26A21 | 3766 | ALPENA AIR NG BASE | Army | 007 | Alpena | 0120 | Alpena | 1.13 | 1.16 | 1.029 | 1.131 | 1.131 | 0.919 | 1.089 | 1.708 | 1.131 | 6.272
US | United States | 26 | Michigan | 18081-10175 | 700334 | 5884 A ST ALPENA | Army | 007 | Alpena | 0120 | Alpena | 1.13 | 1.16
US | United States | 26 | Michigan | 82387-10048 | 702159 | 1025 N. BAGLEY ALPENA | Army | 007 | Alpena | 0120 | Alpena | 1.13 | 1.16
US | United States | 26 | Michigan | TDVG0001 | 3149 | ALPENA CO REG APT SITE # 1 | Air Force | 007 | Alpena | 9999 | Unknown | 1.13 | 1.16 | 1.029 | 1.131 | 1.131 | 0.919 | 1.089 | 1.708 | 1.131 | 6.272
US | United States | 26 | Michigan | 26A30 | 3925 | BARAGA | Army | 013 | Baraga | 0280 | Baraga | 1.13 | 1.16 | 1.029 | 1.131 | 1.131 | 0.919 | 1.089 | 1.708 | 1.131 | 6.272
US | United States | 26 | Michigan | 26775 | 3643 | (JAMES J. O'ROURKE) USARC | Army | 017 | Bay | 0320 | Bay City | 1.13 | 1.16 | 1.029 | 1.131 | 1.131 | 0.919 | 1.089 | 1.708 | 1.131 | 6.272
US | United States | 26 | Michigan | 26A40 | 3954 | BAY CITY | Army | 017 | Bay | 0320 | Bay City | 1.13 | 1.16 | 1.029 | 1.131 | 1.131 | 0.919 | 1.089 | 1.708 | 1.131 | 6.272
US | United States | 26 | Michigan | 70132-10380 | 701651 | 3311 CATALIN DRIVE BAY CITY | Army | 017 | Bay | 0320 | Bay City | 1.13 | 1.16
US | United States | 26 | Michigan | 82387-11825 | 703936 | EUCLID RD BAY CITY | Army | 017 | Bay | 0320 | Bay City | 1.13 | 1.16
US | United States | 26 | Michigan | 82387-13341 | 705450 | WASHINGTON AVE BAY CITY | Army | 017 | Bay | 0320 | Bay City | 1.13 | 1.16
US | United States | 26 | Michigan | 710924 | 710924 | 3311 CATALINA DRIVE BAY CITY | Army | 017 | Bay | 0320 | Bay City | 1.13 | 1.16
US | United States | 26 | Michigan | 82387-11140 | 703251 | 732 S. 11TH STREET NILES | Army | 021 | Berrien | 3560 | Niles | 1.13 | 1.16
US | United States | 26 | Michigan | 82387-12206 | 704316 | MAIN ST ST JOSEPH | Army | 021 | Berrien | 4410 | St. Joseph | 1.13 | 1.16
US | United States | 26 | Michigan | 82387-10769 | 702880 | 355 S WILLOWBROOK RD COLDWATER | Army | 023 | Branch | 1020 | Coldwater | 1.13 | 1.16
US | United States | 26 | Michigan | 26A10 | 3742 | ALBION | Army | 025 | Calhoun | 0060 | Albion | 1.13 | 1.16 | 1.029 | 1.131 | 1.131 | 0.919 | 1.089 | 1.708 | 1.131 | 6.272
US | United States | 26 | Michigan | N00128-BC | 829 | NAVOPSPTCEN BATL CREEK MI | Navy | 025 | Calhoun | 0310 | Battle Creek | 1.13 | 1.16 | 1.029 | 1.131 | 1.131 | 0.919 | 1.089 | 1.708 | 1.131 | 6.272
US | United States | 26 | Michigan | N00128-BD | 1255 | NAVOPSPTCEN BATL CREEK 1 | Navy | 025 | Calhoun | 0310 | Battle Creek | 1.13 | 1.16 | 1.029 | 1.131 | 1.131 | 0.919 | 1.089 | 1.708 | 1.131 | 6.272
US | United States | 26 | Michigan | 26765 | 3642 | GEORGE B. DOLLIVER USARC/AMSA | Army | 025 | Calhoun | 0310 | Battle Creek | 1.13 | 1.16 | 1.029 | 1.131 | 1.131 | 0.919 | 1.089 | 1.708 | 1.131 | 6.272
US | United States | 26 | Michigan | 18081-10122 | 700281 | 3585 MUSTANG AVE BATTLE CREEK | Army | 025 | Calhoun | 0310 | Battle Creek | 1.13 | 1.16
US | United States | 26 | Michigan | 18081-10159 | 700318 | 50 N WASHINGTON BATTLE CREEK | Army | 025 | Calhoun | 0310 | Battle Creek | 1.13 | 1.16
US | United States | 26 | Michigan | 18081-10205 | 700364 | 74 N WASHINGTON BATTLE CREEK | Army | 025 | Calhoun | 0310 | Battle Creek | 1.13 | 1.16
US | United States | 26 | Michigan | 18081-10250 | 700409 | BLDG 8 FED CTR BATTLE CREEK | Army | 025 | Calhoun | 0310 | Battle Creek | 1.13 | 1.16
US | United States | 26 | Michigan | 70132-10291 | 701562 | 246 W. VIEW COURT BATTLE CREEK | Army | 025 | Calhoun | 0310 | Battle Creek | 1.13 | 1.16
US | United States | 26 | Michigan | 82387-11015 | 703126 | 596 WEST COLUMBIA BATTLE CREEK | Army | 025 | Calhoun | 0310 | Battle Creek | 1.13 | 1.16
US | United States | 26 | Michigan | 82387-11145 | 703256 | 74 N WASHINGTON BATTLE CREEK | Army | 025 | Calhoun | 0310 | Battle Creek | 1.13 | 1.16
US | United States | 26 | Michigan | 710814 | 710814 | 495 MORNINGSIDE DRIV BATTLE CREEK | Army | 025 | Calhoun | 0310 | Battle Creek | 1.13 | 1.16
US | United States | 26 | Michigan | MBMV0001 | 2429 | W K KELLOGG SITE # 1 | Air Force | 025 | Calhoun | 9999 | Unknown | 1.13 | 1.16 | 1.029 | 1.131 | 1.131 | 0.919 | 1.089 | 1.708 | 1.131 | 6.272
US | United States | 26 | Michigan | 26A85 | 4757 | DOWAGIAC | Army | 027 | Cass | 1320 | Dowagiac | 1.13 | 1.16 | 1.029 | 1.131 | 1.131 | 0.919 | 1.089 | 1.708 | 1.131 | 6.272
US | United States | 26 | Michigan | 26A65 | 4409 | CHEBOYGAN | Army | 031 | Cheboygan | 0900 | Cheboygan | 1.13 | 1.16 | 1.029 | 1.131 | 1.131 | 0.919 | 1.089 | 1.708 | 1.131 | 6.272
US | United States | 26 | Michigan | 26C51 | 7182 | SAULT STE MARIE | Army | 033 | Chippewa | 4480 | Sault Ste Marie | 1.13 | 1.16 | 1.029 | 1.131 | 1.131 | 0.919 | 1.089 | 1.708 | 1.131 | 6.272
US | United States | 26 | Michigan | 82387-12046 | 704156 | I-75 BUS SPUR SAULT SAINTE MARIE | Army | 033 | Chippewa | 4480 | Sault Ste Marie | 1.13 | 1.16
US | United States | 26 | Michigan | 70132-10120 | 701391 | 12701 OSPREYS WAY DEWITT | Army | 037 | Clinton | 1280 | De Witt | 1.13 | 1.16
US | United States | 26 | Michigan | 26B77 | 5812 | LANSING AIRPORT HANGAR | Army | 037 | Clinton | 2700 | Lansing | 1.13 | 1.16 | 1.029 | 1.131 | 1.131 | 0.919 | 1.089 | 1.708 | 1.131 | 6.272
US | United States | 26 | Michigan | 26515 | 5261 | GRAYLING AIRFIELD | Army | 039 | Crawford | 2050 | Grayling | 1.13 | 1.16 | 1.029 | 1.131 | 1.131 | 0.919 | 1.089 | 1.708 | 1.131 | 6.272
US | United States | 26 | Michigan | 26B15 | 6327 | MTC-H CAMP GRAYLING | Army | 039 | Crawford | 2050 | Grayling | 1.13 | 1.16 | 1.029 | 1.131 | 1.131 | 0.919 | 1.089 | 1.708 | 1.131 | 6.272
US | United States | 26 | Michigan | 18081-10523 | 700682 | RANGE 40 GRAYLING | Army | 039 | Crawford | 2050 | Grayling | 1.13 | 1.16
US | United States | 26 | Michigan | GDTA0001 | 1828 | ESCN DF FL SPT PT SITE # 1 | Air Force | 041 | Delta | 1590 | Escanaba | 1.13 | 1.16 | 1.029 | 1.131 | 1.131 | 0.919 | 1.089 | 1.708 | 1.131 | 6.272
US | United States | 26 | Michigan | 82387-12405 | 704515 | N LINCOLN RD ESCANABA | Army | 041 | Delta | 1590 | Escanaba | 1.13 | 1.16
US | United States | 26 | Michigan | 26A95 | 5212 | GLADSTONE | Army | 041 | Delta | 1940 | Gladstone | 1.13 | 1.16 | 1.029 | 1.131 | 1.131 | 0.919 | 1.089 | 1.708 | 1.131 | 6.272
US | United States | 26 | Michigan | 26B70 | 5734 | KINGSFORD | Army | 043 | Dickinson | 2450 | Iron Mountain | 1.13 | 1.16 | 1.029 | 1.131 | 1.131 | 0.919 | 1.089 | 1.708 | 1.131 | 6.272
US | United States | 26 | Michigan | 82387-12874 | 704984 | S STEPHENSON IRON MOUNTAIN | Army | 043 | Dickinson | 2450 | Iron Mountain | 1.13 | 1.16
US | United States | 26 | Michigan | 82387-13329 | 705438 | W. 8126 US HIGHWAY 2 IRON MOUNTAIN | Army | 043 | Dickinson | 2450 | Iron Mountain | 1.13 | 1.16
US | United States | 26 | Michigan | 26A60 | 4400 | CHARLOTTE | Army | 045 | Eaton | 0890 | Charlotte | 1.13 | 1.16 | 1.029 | 1.131 | 1.131 | 0.919 | 1.089 | 1.708 | 1.131 | 6.272
US | United States | 26 | Michigan | 26B10 | 5250 | GRAND LEDGE AASF | Army | 045 | Eaton | 2000 | Grand Ledge | 1.13 | 1.16 | 1.029 | 1.131 | 1.131 | 0.919 | 1.089 | 1.708 | 1.131 | 6.272
US | United States | 26 | Michigan | 26B05 | 5251 | GRAND LEDGE CMF | Army | 045 | Eaton | 2000 | Grand Ledge | 1.13 | 1.16 | 1.029 | 1.131 | 1.131 | 0.919 | 1.089 | 1.708 | 1.131 | 6.272
US | United States | 26 | Michigan | 26B11 | 5252 | GRAND LEDGE HANGAR | Army | 045 | Eaton | 2000 | Grand Ledge | 1.13 | 1.16 | 1.029 | 1.131 | 1.131 | 0.919 | 1.089 | 1.708 | 1.131 | 6.272
US | United States | 26 | Michigan | 70132-10635 | 701906 | 7439 HARTEL ROAD POTTERVILLE | Army | 045 | Eaton | 4100 | Potterville | 1.13 | 1.16
US | United States | 26 | Michigan | 82387-12641 | 704751 | PETOSKEY PETOSKEY | Army | 047 | Emmet | 3930 | Petoskey | 1.13 | 1.16
US | United States | 26 | Michigan | 711230 | 711230 | 1200 CREEK VIEW COURT BURTON | Army | 049 | Genesee | 0686 | Burton | 1.13 | 1.16
US | United States | 26 | Michigan | 26A90 | 4955 | FLINT | Army | 049 | Genesee | 1730 | Flint | 1.13 | 1.16 | 1.029 | 1.225 | 1.225 | 0.919 | 1.089 | 1.708 | 1.225 | 6.272
US | United States | 26 | Michigan | 26815 | 6172 | MG GUY M. WILSON USARC | Army | 049 | Genesee | 1730 | Flint | 1.13 | 1.16 | 1.029 | 1.225 | 1.225 | 0.919 | 1.089 | 1.708 | 1.225 | 6.272
US | United States | 26 | Michigan | 18081-10180 | 700339 | 605 N SAGINAW FLINT | Army | 049 | Genesee | 1730 | Flint | 1.13 | 1.16
US | United States | 26 | Michigan | 82387-10737 | 702848 | 3308 MILLER ROAD FLINT | Army | 049 | Genesee | 1730 | Flint | 1.13 | 1.16
US | United States | 26 | Michigan | 82387-12143 | 704253 | LINDEN FLINT | Army | 049 | Genesee | 1730 | Flint | 1.13 | 1.16
US | United States | 26 | Michigan | 82387-12282 | 704392 | MILLER RD FLINT | Army | 049 | Genesee | 1730 | Flint | 1.13 | 1.16
US | United States | 26 | Michigan | 82387-11060 | 703171 | 6313 DORT HIGHWAY GRAND BLANC | Army | 049 | Genesee | 1980 | Grand Blanc | 1.13 | 1.16
US | United States | 26 | Michigan | 82387-12865 | 704975 | S SAGINAW ST GRAND BLANC | Army | 049 | Genesee | 1980 | Grand Blanc | 1.13 | 1.16
US | United States | 26 | Michigan | 710484 | 710484 | 827 PINEHURST LANE GRAND BLANC | Army | 049 | Genesee | 1980 | Grand Blanc | 1.13 | 1.16
US | United States | 26 | Michigan | 710670 | 710670 | 8067 HIDDEN PONDS DR. GRAND BLANC | Army | 049 | Genesee | 1980 | Grand Blanc | 1.13 | 1.16
US | United States | 26 | Michigan | 711121 | 711121 | 8164 HIDDEN PONDS DR GRAND BLANC | Army | 049 | Genesee | 1980 | Grand Blanc | 1.13 | 1.16
US | United States | 26 | Michigan | 70132-10173 | 701444 | 1584 WEST BURT MONTROSE | Army | 049 | Genesee | 3350 | Montrose | 1.13 | 1.16
US | United States | 26 | Michigan | 711231 | 711231 | 1166 W. STANLEY ROAD MOUNT MORRIS | Army | 049 | Genesee | 3400 | Mount Morris | 1.13 | 1.16
US | United States | 26 | Michigan | 710776 | 710776 | 7206 LENNON ROAD SWARTZ CREEK | Army | 049 | Genesee | 4795 | Swartz Creek | 1.13 | 1.16
US | United States | 26 | Michigan | 26B50 | 5555 | IRONWOOD | Army | 053 | Gogebic | 2470 | Ironwood | 1.13 | 1.16 | 1.029 | 1.131 | 1.131 | 0.919 | 1.089 | 1.708 | 1.131 | 6.272
US | United States | 26 | Michigan | 82387-12063 | 704173 | JACKSON ST IRONWOOD | Army | 053 | Gogebic | 2470 | Ironwood | 1.13 | 1.16
US | United States | 26 | Michigan | 26955 | 3636 | (DEMUS T. CRAW) USARC | Army | 055 | Grand Traverse | 4880 | Traverse City | 1.13 | 1.16 | 1.029 | 1.131 | 1.131 | 0.919 | 1.089 | 1.708 | 1.131 | 6.272
US | United States | 26 | Michigan | 82387-12803 | 704913 | S GARFIELD AVE TRAVERSE CITY | Army | 055 | Grand Traverse | 4880 | Traverse City | 1.13 | 1.16
US | United States | 26 | Michigan | 26A15 | 3763 | ALMA | Army | 057 | Gratiot | 0100 | Alma | 1.13 | 1.16 | 1.029 | 1.131 | 1.131 | 0.919 | 1.089 | 1.708 | 1.131 | 6.272
US | United States | 26 | Michigan | 26A55 | 4214 | CALUMET | Army | 061 | Houghton | 0720 | Calumet | 1.13 | 1.16 | 1.029 | 1.131 | 1.131 | 0.919 | 1.089 | 1.708 | 1.131 | 6.272
US | United States | 26 | Michigan | 26A56 | 4215 | CALUMET (NEW) | Army | 061 | Houghton | 0720 | Calumet | 1.13 | 1.16 | 1.029 | 1.131 | 1.131 | 0.919 | 1.089 | 1.708 | 1.131 | 6.272
US | United States | 26 | Michigan | 82387-11119 | 703230 | 706 S SHELDON AV HOUGHTON | Army | 061 | Houghton | 2340 | Houghton | 1.13 | 1.16
US | United States | 26 | Michigan | 70132-10208 | 701479 | 1859 FOXCROFT ROAD EAST LANSING | Army | 065 | Ingham | 1430 | East Lansing | 1.13 | 1.16
US | United States | 26 | Michigan | 82387-10605 | 702716 | 2601 COOLIDGE ROAD EAST LANSING | Army | 065 | Ingham | 1430 | East Lansing | 1.13 | 1.16
US | United States | 26 | Michigan | 82387-11693 | 703804 | E GRAND RIVER EAST LANSING | Army | 065 | Ingham | 1430 | East Lansing | 1.13 | 1.16
US | United States | 26 | Michigan | 710015 | 710015 | 900 LONG BLVD. LANSING | Army | 065 | Ingham | 1430 | East Lansing | 1.13 | 1.16
US | United States | 26 | Michigan | N00128-LA | 978 | NAVOPSPTCEN LANSING MI | Navy | 065 | Ingham | 2700 | Lansing | 1.13 | 1.16 | 1.029 | 1.131 | 1.131 | 0.919 | 1.089 | 1.708 | 1.131 | 6.272
US | United States | 26 | Michigan | 26875 | 3654 | STANFORD C. PARISIAN USARC | Army | 065 | Ingham | 2700 | Lansing | 1.13 | 1.16 | 1.029 | 1.131 | 1.131 | 0.919 | 1.089 | 1.708 | 1.131 | 6.272
US | United States | 26 | Michigan | 26B75 | 5813 | LANSING ARTILLERY | Army | 065 | Ingham | 2700 | Lansing | 1.13 | 1.16 | 1.029 | 1.131 | 1.131 | 0.919 | 1.089 | 1.708 | 1.131 | 6.272
US | United States | 26 | Michigan | 26B83 | 5814 | LANSING CSMS | Army | 065 | Ingham | 2700 | Lansing | 1.13 | 1.16 | 1.029 | 1.131 | 1.131 | 0.919 | 1.089 | 1.708 | 1.131 | 6.272
US | United States | 26 | Michigan | 26B80 | 5815 | LANSING HEADQUARTERS | Army | 065 | Ingham | 2700 | Lansing | 1.13 | 1.16 | 1.029 | 1.131 | 1.131 | 0.919 | 1.089 | 1.708 | 1.131 | 6.272
US | United States | 26 | Michigan | 26B87 | 5816 | LANSING HEADQUARTERS ANNEX | Army | 065 | Ingham | 2700 | Lansing | 1.13 | 1.16 | 1.029 | 1.131 | 1.131 | 0.919 | 1.089 | 1.708 | 1.131 | 6.272
US | United States | 26 | Michigan | 26B92 | 5817 | LANSING HEADQUARTERS COMPLEX | Army | 065 | Ingham | 2700 | Lansing | 1.13 | 1.16 | 1.029 | 1.131 | 1.131 | 0.919 | 1.089 | 1.708 | 1.131 | 6.272
US | United States | 26 | Michigan | 26B85 | 5818 | LANSING MAINTENANCE | Army | 065 | Ingham | 2700 | Lansing | 1.13 | 1.16 | 1.029 | 1.131 | 1.131 | 0.919 | 1.089 | 1.708 | 1.131 | 6.272
US | United States | 26 | Michigan | 26B82 | 5819 | LANSING USPFO | Army | 065 | Ingham | 2700 | Lansing | 1.13 | 1.16 | 1.029 | 1.131 | 1.131 | 0.919 | 1.089 | 1.708 | 1.131 | 6.272
US | United States | 26 | Michigan | 82387-11080 | 703191 | 6545 MERCANTILE WAY LANSING | Army | 065 | Ingham | 2700 | Lansing | 1.13 | 1.16
US | United States | 26 | Michigan | 82387-11813 | 703924 | ELMWOOD LANSING | Army | 065 | Ingham | 2700 | Lansing | 1.13 | 1.16
US | United States | 26 | Michigan | 82387-12779 | 704889 | S CEDAR ST LANSING | Army | 065 | Ingham | 2700 | Lansing | 1.13 | 1.16
US | United States | 26 | Michigan | 710467 | 710467 | 120 E. JOLLY ROAD LANSING | Army | 065 | Ingham | 2700 | Lansing | 1.13 | 1.16
US | United States | 26 | Michigan | 70132-10474 | 701745 | 4433 COMANCHE DRIVE OKEMOS | Army | 065 | Ingham | 3645 | Okemos | 1.13 | 1.16
US | United States | 26 | Michigan | 82387-13260 | 705369 | W MAIN ST IONIA | Army | 067 | Ionia | 2440 | Ionia | 1.13 | 1.16
US | United States | 26 | Michigan | 27864-10024 | 700980 | WURTSMITH AFB OSCODA | Army | 069 | Iosco | 3725 | Oscoda | 1.13 | 1.16 | 1.029 | 1.131 | 1.131 | 0.919 | 1.089 | 1.708 | 1.131 | 6.272
US | United States | 26 | Michigan | ZJXD0001 | 3532 | WURTSMITH AIR FORCE BASE SITE # 1 | Air Force | 069 | Iosco | 9999 | Unknown | 1.13 | 1.16 | 1.029 | 1.131 | 1.131 | 0.919 | 1.089 | 1.708 | 1.131 | 6.272
US | United States | 26 | Michigan | 26B45 | 5554 | IRON RIVER | Army | 071 | Iron | 2460 | Iron River | 1.13 | 1.16 | 1.029 | 1.131 | 1.131 | 0.919 | 1.089 | 1.708 | 1.131 | 6.272
US | United States | 26 | Michigan | 70132-10178 | 701449 | 1604 E. HIGH ST MT. PLEASANT | Army | 073 | Isabella | 3410 | Mount Pleasant | 1.13 | 1.16
US | United States | 26 | Michigan | 70132-10305 | 701576 | 2616 B EASTGATE DRIV MT. PLEASANT | Army | 073 | Isabella | 3410 | Mount Pleasant | 1.13 | 1.16
US | United States | 26 | Michigan | 70132-10702 | 701973 | 916 W. REMUS RD. MT. PLEASANT | Army | 073 | Isabella | 3410 | Mount Pleasant | 1.13 | 1.16
US | United States | 26 | Michigan | 82387-10689 | 702800 | 304 EAST BROADWAY MOUNT PLEASANT | Army | 073 | Isabella | 3410 | Mount Pleasant | 1.13 | 1.16
US | United States | 26 | Michigan | 710489 | 710489 | 1506 E. HIGH ST. MT. PLEASANT | Army | 073 | Isabella | 3410 | Mount Pleasant | 1.13 | 1.16
US | United States | 26 | Michigan | 26855 | 3635 | (CPT DAVID D. PHILLIPS) USARC | Army | 075 | Jackson | 2500 | Jackson | 1.13 | 1.16 | 1.029 | 1.131 | 1.131 | 0.919 | 1.089 | 1.708 | 1.131 | 6.272
US | United States | 26 | Michigan | 26B60 | 5571 | JACKSON | Army | 075 | Jackson | 2500 | Jackson | 1.13 | 1.16 | 1.029 | 1.173 | 1.173 | 0.919 | 1.089 | 1.708 | 1.173 | 6.272
US | United States | 26 | Michigan | 82387-12061 | 704171 | JACKSON CROSSING JACKSON | Army | 075 | Jackson | 2500 | Jackson | 1.13 | 1.16
US | United States | 26 | Michigan | 710010 | 710010 | 4100 LANSING AVENUE JACKSON | Army | 075 | Jackson | 2500 | Jackson | 1.13 | 1.16
US | United States | 26 | Michigan | 26105 | 4608 | CTC FORT CUSTER TRNG CENTER | Army | 077 | Kalamazoo | 0220 | Augusta | 1.13 | 1.16 | 1.029 | 1.131 | 1.131 | 0.919 | 1.089 | 1.708 | 1.131 | 6.272
US | United States | 26 | Michigan | 26B65 | 5682 | KALAMAZOO | Army | 077 | Kalamazoo | 2520 | Kalamazoo | 1.13 | 1.16 | 1.029 | 1.131 | 1.131 | 0.919 | 1.089 | 1.708 | 1.131 | 6.272
US | United States | 26 | Michigan | 18081-10145 | 700304 | 410 W MICHIGAN AVE KALAMAZOO | Army | 077 | Kalamazoo | 2520 | Kalamazoo | 1.13 | 1.16
US | United States | 26 | Michigan | 710296 | 710296 | 808 DWILLARD KALAMAZOO | Army | 077 | Kalamazoo | 2520 | Kalamazoo | 1.13 | 1.16
US | United States | 26 | Michigan | 710610 | 710610 | 3008 HICKORY NUT LANE KALAMAZOO | Army | 077 | Kalamazoo | 2520 | Kalamazoo | 1.13 | 1.16
US | United States | 26 | Michigan | 711229 | 711229 | 132 CANDLEWYCK KALAMAZOO | Army | 077 | Kalamazoo | 2520 | Kalamazoo | 1.13 | 1.16
US | United States | 26 | Michigan | 26865 | 5683 | KALAMAZOO MEMORIAL, USARC | Army | 077 | Kalamazoo | 4030 | Portage | 1.13 | 1.16 | 1.029 | 1.131 | 1.131 | 0.919 | 1.089 | 1.708 | 1.131 | 6.272
US | United States | 26 | Michigan | 82387-13378 | 705487 | WESTNEDGE PORTAGE | Army | 077 | Kalamazoo | 4030 | Portage | 1.13 | 1.16
US | United States | 26 | Michigan | 710131 | 710131 | 9288 S. 24TH PORTAGE | Army | 077 | Kalamazoo | 4030 | Portage | 1.13 | 1.16
US | United States | 26 | Michigan | N00128-GR | 839 | NAVOPSPTCEN GRAND RAPIDS | Navy | 081 | Kent | 2010 | Grand Rapids | 1.13 | 1.16 | 1.029 | 1.131 | 1.131 | 0.919 | 1.089 | 1.708 | 1.131 | 6.272
US | United States | 26 | Michigan | 26958 | 4760 | DR MARY E WALKER MEM USARC | Army | 081 | Kent | 2010 | Grand Rapids | 1.13 | 1.16 | 1.029 | 1.131 | 1.131 | 0.919 | 1.089 | 1.708 | 1.131 | 6.272
US | United States | 26 | Michigan | 18081-10186 | 700345 | 678 FRONT NW GRAND RAPIDS | Army | 081 | Kent | 2010 | Grand Rapids | 1.13 | 1.16
US | United States | 26 | Michigan | 82387-11474 | 703585 | CELEBRATION VILLAGE GRAND RAPIDS | Army | 081 | Kent | 2010 | Grand Rapids | 1.13 | 1.16
US | United States | 26 | Michigan | 82387-11906 | 704017 | FULLER AVE NE GRAND RAPIDS | Army | 081 | Kent | 2010 | Grand Rapids | 1.13 | 1.16
US | United States | 26 | Michigan | 82387-12599 | 704709 | OTTAWA AVE NW GRAND RAPIDS | Army | 081 | Kent | 2010 | Grand Rapids | 1.13 | 1.16
US | United States | 26 | Michigan | 710971 | 710971 | SUITE 108A, 2090 CELEBRATION DR. GRAND RAPIDS | Army | 081 | Kent | 2010 | Grand Rapids | 1.13 | 1.16
US | United States | 26 | Michigan | 26C75 | 7980 | WYOMING | Army | 081 | Kent | 5319 | Wyoming | 1.13 | 1.16 | 1.029 | 1.131 | 1.131 | 0.919 | 1.089 | 1.708 | 1.131 | 6.272
US | United States | 26 | Michigan | 82387-11519 | 703630 | CLYDE PARK AVE WYOMING | Army | 081 | Kent | 5319 | Wyoming | 1.13 | 1.16
US | United States | 26 | Michigan | 26B90 | 5820 | LAPEER | Army | 087 | Lapeer | 2710 | Lapeer | 1.13 | 1.16 | 1.029 | 1.225 | 1.225 | 0.919 | 1.089 | 1.708 | 1.225 | 6.272
US | United States | 26 | Michigan | 82387-12828 | 704938 | S MAIN LAPEER | Army | 087 | Lapeer | 2710 | Lapeer | 1.13 | 1.16
US | United States | 26 | Michigan | 710476 | 710476 | 3974 SCHOLTZ ROAD LAPEER | Army | 087 | Lapeer | 2710 | Lapeer | 1.13 | 1.16
US | United States | 26 | Michigan | 26A05 | 3716 | ADRIAN | Army | 091 | Lenawee | 0020 | Adrian | 1.13 | 1.16 | 1.029 | 1.225 | 1.225 | 0.919 | 1.089 | 1.708 | 1.225 | 6.272
US | United States | 26 | Michigan | 82387-10422 | 702533 | 1988 EAST US223 ADRIAN | Army | 091 | Lenawee | 0020 | Adrian | 1.13 | 1.16
US | United States | 26 | Michigan | 710333 | 710333 | 4767 KENICOTT TRL BRIGHTON TWP. | Army | 093 | Livingston | 0580 | Brighton | 1.13 | 1.16
US | United States | 26 | Michigan | 18081-10389 | 700548 | LAKE SUPERIOR YOUNG AMERICA | Army | 093 | Livingston | 2114 | Hamburg | 1.13 | 1.16
US | United States | 26 | Michigan | 26B35 | 5497 | HOWELL | Army | 093 | Livingston | 2360 | Howell | 1.13 | 1.16 | 1.029 | 1.131 | 1.131 | 0.919 | 1.089 | 1.708 | 1.131 | 6.272
US | United States | 26 | Michigan | 82387-13236 | 705345 | W GRAND RIVER HOWELL | Army | 093 | Livingston | 2360 | Howell | 1.13 | 1.16
US | United States | 26 | Michigan | 710870 | 710870 | 815 LATSON ROAD HOWELL | Army | 093 | Livingston | 2360 | Howell | 1.13 | 1.16
US | United States | 26 | Michigan | 82387-11646 | 703757 | E 9 MILE RD EASTPOINTE | Army | 099 | Macomb | 1440 | Eastpointe | 1.17 | 1.21
US | United States | 26 | Michigan | 26798 | 3632 | (BG WILLIAM H.BIRBARI) USARC | Army | 099 | Macomb | 1810 | Fraser | 1.17 | 1.21 | 1.029 | 1.225 | 1.225 | 0.919 | 1.089 | 1.708 | 1.225 | 6.272
US | United States | 26 | Michigan | 26C53 | 7216 | SELFRIDGE AIR NG BASE | Army | 099 | Macomb | 2181 | Harrison Township | 1.13 | 1.16 | 1.029 | 1.131 | 1.131 | 0.919 | 1.089 | 1.708 | 1.131 | 6.272
US | United States | 26 | Michigan | 26740 | 7664 | US ARMY GARRISON SELFRIDGE | Army | 099 | Macomb | 2181 | Harrison Township | 1.13 | 1.16 | 1.029 | 1.131 | 1.131 | 0.919 | 1.089 | 1.708 | 1.131 | 6.272
US | United States | 26 | Michigan | 710611 | 710611 | 47572 LEXINGTON DRIVE MACOMB | Army | 099 | Macomb | 2933 | Macomb | 1.13 | 1.16
US | United States | 26 | Michigan | N00128-DT | 835 | NAVOPSPTCEN DETROIT MI | Navy | 099 | Macomb | 3390 | Mount Clemens | 1.13 | 1.16 | 1.029 | 1.225 | 1.225 | 0.919 | 1.089 | 1.708 | 1.225 | 6.272
US | United States | 26 | Michigan | 82387-11955 | 704066 | GROESBECK MOUNT CLEMENS | Army | 099 | Macomb | 3390 | Mount Clemens | 1.13 | 1.16
US | United States | 26 | Michigan | 26735 | 7212 | SEBILLE MANOR FH MICHIGAN | Army | 099 | Macomb | 3500 | New Baltimore | 1.13 | 1.16 | 1.029 | 1.131 | 1.131 | 0.919 | 1.089 | 1.708 | 1.131 | 6.272
US | United States | 26 | Michigan | VGMU0001 | 3264 | SELFRIDGE ILS OUTER MARKER ANX SITE # 1 | Air Force | 099 | Macomb | 3540 | New Haven | 1.13 | 1.16
US | United States | 26 | Michigan | 82387-12933 | 705043 | SELFRIDGE AIR NG BASE | Army | 099 | Macomb | 4515 | Selfridge ANGB | 1.13 | 1.16
US | United States | 26 | Michigan | 18081-10129 | 700288 | 38600 VAN DYKE STERLING HEIGHTS | Army | 099 | Macomb | 4731 | Sterling Heights | 1.13 | 1.16
US | United States | 26 | Michigan | 82387-13024 | 705134 | STERLING CT STERLING HEIGHTS | Army | 099 | Macomb | 4731 | Sterling Heights | 1.13 | 1.16
US | United States | 26 | Michigan | 82387-11967 | 704078 | HALL RD UTICA | Army | 099 | Macomb | 4970 | Utica | 1.13 | 1.16
US | United States | 26 | Michigan | 26155 | 4712 | DETROIT ARSENAL | Army | 099 | Macomb | 5110 | Warren | 1.17 | 1.21 | 1.029 | 1.131 | 1.131 | 0.919 | 1.089 | 1.708 | 1.131 | 6.272
US | United States | 26 | Michigan | 26535 | 169899 | 5500 Enterprise Drive | Army | 099 | Macomb | 5110 | Warren | 1.17 | 1.21 | 1.029 | 1.225 | 1.225 | 0.919 | 1.089 | 1.708 | 1.225 | 6.272
US | United States | 26 | Michigan | 82387-12746 | 704856 | RYAN RD WARREN | Army | 099 | Macomb | 5110 | Warren | 1.17 | 1.21
US | United States | 26 | Michigan | 710327 | 710327 | 5500 ENTERPRISE DR WARREN | Army | 099 | Macomb | 5110 | Warren | 1.17 | 1.21
US | United States | 26 | Michigan | VGLZ0001 | 3263 | SELFRIDGE ANGB SITE # 1 | Air Force | 099 | Macomb | 9999 | Unknown | 1.17 | 1.21 | 1.029 | 1.225 | 1.225 | 0.919 | 1.089 | 1.708 | 1.225 | 6.272
US | United States | 26 | Michigan | 26B95 | 6051 | MANISTEE | Army | 101 | Manistee | 2960 | Manistee | 1.13 | 1.16 | 1.029 | 1.131 | 1.131 | 0.919 | 1.089 | 1.708 | 1.131 | 6.272
US | United States | 26 | Michigan | LWRC0001 | 2403 | K I SAWYER AFB SITE # 1 | Air Force | 103 | Marquette | 2111 | Gwinn | 1.09 | 1.1 | 1.029 | 1.131 | 1.131 | 0.919 | 1.089 | 1.708 | 1.131 | 6.272
US | United States | 26 | Michigan | 26B55 | 5558 | ISHPEMING | Army | 103 | Marquette | 2480 | Ishpeming | 1.09 | 1.1 | 1.029 | 1.131 | 1.131 | 0.919 | 1.089 | 1.708 | 1.131 | 6.272
US | United States | 26 | Michigan | 26C05 | 6086 | MARQUETTE | Army | 103 | Marquette | 3050 | Marquette | 1.09 | 1.1 | 1.029 | 1.131 | 1.131 | 0.919 | 1.089 | 1.708 | 1.131 | 6.272
US | United States | 26 | Michigan | 2653A | 6087 | MARQUETTE USARC | Army | 103 | Marquette | 3050 | Marquette | 1.09 | 1.1 | 1.029 | 1.131 | 1.131 | 0.919 | 1.089 | 1.708 | 1.131 | 6.272
US | United States | 26 | Michigan | 82387-10972 | 703083 | 535 COUNTY ROAD MARQUETTE | Army | 103 | Marquette | 3050 | Marquette | 1.09 | 1.1
US | United States | 26 | Michigan | N00128-RP | 581 | REPUBLIC MICHIGAN | Navy | 103 | Marquette | 4190 | Republic | 1.09 | 1.1 | 1.029 | 1.131 | 1.131 | 0.919 | 1.089 | 1.708 | 1.131 | 6.272
US | United States | 26 | Michigan | 82387-12692 | 704802 | RATH AVE LUDINGTON | Army | 105 | Mason | 2870 | Ludington | 1.13 | 1.16
US | United States | 26 | Michigan | 26A46 | 4038 | BIG RAPIDS | Army | 107 | Mecosta | 0480 | Big Rapids | 1.13 | 1.16 | 1.029 | 1.131 | 1.131 | 0.919 | 1.089 | 1.708 | 1.131 | 6.272
US | United States | 26 | Michigan | 26C07 | 6153 | MENOMINEE | Army | 109 | Menominee | 3170 | Menominee | 1.13 | 1.16 | 1.029 | 1.131 | 1.131 | 0.919 | 1.089 | 1.708 | 1.131 | 6.272
US | United States | 26 | Michigan | 26C10 | 6189 | MIDLAND | Army | 111 | Midland | 3240 | Midland | 1.13 | 1.16 | 1.029 | 1.131 | 1.131 | 0.919 | 1.089 | 1.708 | 1.131 | 6.272
US | United States | 26 | Michigan | 82387-11792 | 703903 | EASTMAN AVE MIDLAND | Army | 111 | Midland | 3240 | Midland | 1.13 | 1.16
US | United States | 26 | Michigan | 710970 | 710970 | 2706 NOVAK MIDLAND | Army | 111 | Midland | 3240 | Midland | 1.13 | 1.16
US | United States | 26 | Michigan | 711130 | 711130 | 2712 NOVAK MIDLAND | Army | 111 | Midland | 3240 | Midland | 1.13 | 1.16
US | United States | 26 | Michigan | 26C15 | 6241 | MONROE | Army | 115 | Monroe | 3320 | Monroe | 1.13 | 1.16 | 1.029 | 1.173 | 1.173 | 0.919 | 1.089 | 1.708 | 1.173 | 6.272
US | United States | 26 | Michigan | 82387-10168 | 702279 | 1228 & 1230 TELEGRAPH RD MONROE | Army | 115 | Monroe | 3320 | Monroe | 1.13 | 1.16
US | United States | 26 | Michigan | 26516 | 6426 | NEWPORT WETS | Army | 115 | Monroe | 3553 | Newport | 1.13 | 1.16 | 1.029 | 1.225 | 1.225 | 0.919 | 1.089 | 1.708 | 1.225 | 6.272
US | United States | 26 | Michigan | 26B25 | 5285 | GREENVILLE | Army | 117 | Montcalm | 2060 | Greenville | 1.13 | 1.16 | 1.029 | 1.131 | 1.131 | 0.919 | 1.089 | 1.708 | 1.131 | 6.272
US | United States | 26 | Michigan | 82387-10670 | 702781 | 300 GREENVILLE WEST GREENVILLE | Army | 117 | Montcalm | 2060 | Greenville | 1.13 | 1.16
US | United States | 26 | Michigan | 26C20 | 6246 | MONTAGUE | Army | 121 | Muskegon | 3330 | Montague | 1.13 | 1.16 | 1.029 | 1.131 | 1.131 | 0.919 | 1.089 | 1.708 | 1.131 | 6.272
US | United States | 26 | Michigan | 26895 | 3631 | (2LT WALTER HAUPT) USARC | Army | 121 | Muskegon | 3450 | Muskegon | 1.13 | 1.16 | 1.029 | 1.131 | 1.131 | 0.919 | 1.089 | 1.708 | 1.131 | 6.272
US | United States | 26 | Michigan | 27864-10013 | 700969 | 934 KEATING AVE MUSKEGON | Army | 121 | Muskegon | 3450 | Muskegon | 1.13 | 1.16 | 1.029 | 1.131 | 1.131 | 0.919 | 1.089 | 1.708 | 1.131 | 6.272
US | United States | 26 | Michigan | 82387-11739 | 703850 | E MT GARFIELD RD MUSKEGON | Army | 121 | Muskegon | 3450 | Muskegon | 1.13 | 1.16
US | United States | 26 | Michigan | 82387-11121 | 703232 | 7075 DIXIE HIGHWAY CLARKSTON | Army | 125 | Oakland | 0940 | Clarkston | 1.13 | 1.16
US | United States | 26 | Michigan | 710813 | 710813 | 3234 VALLEY RISE DRI HOLLY | Army | 125 | Oakland | 2300 | Holly | 1.13 | 1.16
US | United States | 26 | Michigan | 711228 | 711228 | 5014 MEADOWCREST CIRCLE HOLLY | Army | 125 | Oakland | 2300 | Holly | 1.13 | 1.16
US | United States | 26 | Michigan | 82387-12073 | 704183 | JOHN R RD MADISON HEIGHTS | Army | 125 | Oakland | 2935 | Madison Heights | 1.17 | 1.21
US | United States | 26 | Michigan | 82387-10608 | 702719 | 26061 TOWN CENTER DR NOVI | Army | 125 | Oakland | 3628 | Novi | 1.17 | 1.21
US | United States | 26 | Michigan | 26A75 | 4713 | DETROIT ARTILLERY | Army | 125 | Oakland | 3641 | Oak Park | 1.17 | 1.21 | 1.029 | 1.225 | 1.225 | 0.919 | 1.089 | 1.708 | 1.225 | 6.272
US | United States | 26 | Michigan | 26C35 | 9435 | PONTIAC | Army | 125 | Oakland | 4020 | Pontiac | 1.13 | 1.16 | 1.029 | 1.225 | 1.225 | 0.919 | 1.089 | 1.708 | 1.225 | 6.272
US | United States | 26 | Michigan | 82387-10592 | 702703 | 254 N TELEGRAPH RD PONTIAC | Army | 125 | Oakland | 4020 | Pontiac | 1.13 | 1.16
US | United States | 26 | Michigan | 710664 | 710664 | 157 SRATFORD LANE ROCHESTER HILLS | Army | 125 | Oakland | 4250 | Rochester | 1.13 | 1.16
US | United States | 26 | Michigan | 82387-10529 | 702640 | 2254 CROOKS RD ROCHESTER HILLS | Army | 125 | Oakland | 4251 | Rochester Hills | 1.13 | 1.16
US | United States | 26 | Michigan | 26685 | 3669 | 1LT ROBERT L POXON USARC | Army | 125 | Oakland | 4567 | Southfield | 1.17 | 1.21 | 1.029 | 1.225 | 1.225 | 0.919 | 1.089 | 1.708 | 1.225 | 6.272
US | United States | 26 | Michigan | 710972 | 710972 | 20304 BOARDWALK BLVD SOUTHFIELD | Army | 125 | Oakland | 4567 | Southfield | 1.17 | 1.21
US | United States | 26 | Michigan | 82387-11002 | 703113 | 580 KIRTS BLVD TROY | Army | 125 | Oakland | 4905 | Troy | 1.13 | 1.16
US | United States | 26 | Michigan | 710818 | 710818 | 1824 COVENTRY DRIVE TROY | Army | 125 | Oakland | 4905 | Troy | 1.13 | 1.16
US | United States | 26 | Michigan | 710957 | 710957 | 1172 KIRTS BOULEVARD TROY | Army | 125 | Oakland | 4905 | Troy | 1.13 | 1.16
US | United States | 26 | Michigan | 26900 | 3638 | (DONALD R. MOYER) USARC | Army | 125 | Oakland | 5113 | Waterford | 1.13 | 1.16 | 1.029 | 1.225 | 1.225 | 0.919 | 1.089 | 1.708 | 1.225 | 6.272
US | United States | 26 | Michigan | 82387-10510 | 702621 | 2204 OLD M-76 WEST BRANCH | Army | 129 | Ogemaw | 5170 | West Branch | 1.13 | 1.16
US | United States | 26 | Michigan | 82387-11141 | 703252 | 734 EDELWEISS VILLAGE PARKWAY GAYLORD | Army | 137 | Otsego | 1930 | Gaylord | 1.13 | 1.16
US | United States | 26 | Michigan | 82387-13252 | 705361 | W M-32 GAYLORD | Army | 137 | Otsego | 1930 | Gaylord | 1.13 | 1.16
US | United States | 26 | Michigan | 710167 | 710167 | 414 E. FIRST STREET GAYLORD | Army | 137 | Otsego | 1930 | Gaylord | 1.13 | 1.16
US | United States | 26 | Michigan | CYTL0001 | 1548 | CAMP GRAYLING WEAPONS RANGE SITE # 1 | Air Force | 137 | Otsego | 9999 | Unknown | 1.13 | 1.16 | 1.029 | 1.131 | 1.131 | 0.919 | 1.089 | 1.708 | 1.131 | 6.272
US | United States | 26 | Michigan | 18081-10158 | 700317 | 4TH & WASHINGTON GRAND HAVEN | Army | 139 | Ottawa | 1990 | Grand Haven | 1.13 | 1.16
US | United States | 26 | Michigan | 82387-10551 | 702662 | 234 RIVER AVENUE HOLLAND | Army | 139 | Ottawa | 2290 | Holland | 1.13 | 1.16
US | United States | 26 | Michigan | 70132-10675 | 701946 | 8475 WEBSTER ROAD, A FREELAND | Army | 145 | Saginaw | 1815 | Freeland | 1.13 | 1.16
US | United States | 26 | Michigan | 710919 | 710919 | 8475 WEBSTER ROAD FREELAND | Army | 145 | Saginaw | 1815 | Freeland | 1.13 | 1.16
US | United States | 26 | Michigan | N00128-SG | 853 | NAVOPSPTCEN SAGINAW MI | Navy | 145 | Saginaw | 4350 | Saginaw | 1.13 | 1.16 | 1.029 | 1.131 | 1.131 | 0.919 | 1.089 | 1.708 | 1.131 | 6.272
US | United States | 26 | Michigan | 26925 | 4579 | CPT G.S. CRABBE USARC | Army | 145 | Saginaw | 4350 | Saginaw | 1.13 | 1.16 | 1.029 | 1.131 | 1.131 | 0.919 | 1.089 | 1.708 | 1.131 | 6.272
US | United States | 26 | Michigan | 26C45 | 7117 | SAGINAW | Army | 145 | Saginaw | 4350 | Saginaw | 1.13 | 1.16 | 1.029 | 1.187 | 1.187 | 0.919 | 1.089 | 1.708 | 1.187 | 6.272
US | United States | 26 | Michigan | 82387-10532 | 702643 | 2272G TITTABAWASEE SAGINAW | Army | 145 | Saginaw | 4350 | Saginaw | 1.13 | 1.16
US | United States | 26 | Michigan | 82387-11369 | 703480 | BAY RD SAGINAW | Army | 145 | Saginaw | 4350 | Saginaw | 1.13 | 1.16
US | United States | 26 | Michigan | 26C40 | 6852 | PORT HURON | Army | 147 | St. Clair | 4060 | Port Huron | 1.13 | 1.16 | 1.029 | 1.225 | 1.225 | 0.919 | 1.089 | 1.708 | 1.225 | 6.272
US | United States | 26 | Michigan | 82387-10801 | 702912 | 3924 24TH AVE PORT HURON | Army | 147 | St. Clair | 4060 | Port Huron | 1.13 | 1.16
US | United States | 26 | Michigan | 26C65 | 7453 | STURGIS | Army | 149 | St. Joseph | 4760 | Sturgis | 1.13 | 1.16 | 1.029 | 1.131 | 1.131 | 0.919 | 1.089 | 1.708 | 1.131 | 6.272
US | United States | 26 | Michigan | 26C70 | 7549 | THREE RIVERS | Army | 149 | St. Joseph | 4870 | Three Rivers | 1.13 | 1.16 | 1.029 | 1.131 | 1.131 | 0.919 | 1.089 | 1.708 | 1.131 | 6.272
US | United States | 26 | Michigan | 82387-10130 | 702241 | 1170 W MICHIGAN #4 THREE RIVERS | Army | 149 | St. Joseph | 4870 | Three Rivers | 1.13 | 1.16
US | United States | 26 | Michigan | 26C00 | 6052 | MANISTIQUE | Army | 153 | Schoolcraft | 2970 | Manistique | 1.13 | 1.16 | 1.029 | 1.131 | 1.131 | 0.919 | 1.089 | 1.708 | 1.131 | 6.272
US | United States | 26 | Michigan | 26C30 | 6674 | OWOSSO | Army | 155 | Shiawassee | 3780 | Owosso | 1.13 | 1.16 | 1.029 | 1.131 | 1.131 | 0.919 | 1.089 | 1.708 | 1.131 | 6.272
US | United States | 26 | Michigan | 82387-12164 | 704274 | M-21 OWOSSO | Army | 155 | Shiawassee | 3780 | Owosso | 1.13 | 1.16
US | United States | 26 | Michigan | 82387-12813 | 704923 | S HOOPER ST CARO | Army | 157 | Tuscola | 0760 | Caro | 1.13 | 1.16
US | United States | 26 | Michigan | 26C55 | 7325 | SOUTH HAVEN | Army | 159 | Van Buren | 4570 | South Haven | 1.13 | 1.16 | 1.029 | 1.131 | 1.131 | 0.919 | 1.089 | 1.708 | 1.131 | 6.272
US | United States | 26 | Michigan | 26755 | 3637 | (DONALD C.SCHORLING) USARC | Army | 161 | Washtenaw | 0150 | Ann Arbor | 1.13 | 1.16 | 1.029 | 1.225 | 1.225 | 0.919 | 1.089 | 1.708 | 1.225 | 6.272
US | United States | 26 | Michigan | 18081-10077 | 700236 | 200 E LIBERTY ST ANN ARBOR | Army | 161 | Washtenaw | 0150 | Ann Arbor | 1.13 | 1.16
US | United States | 26 | Michigan | 82387-11411 | 703522 | BRIARWOOD CR ANN ARBOR | Army | 161 | Washtenaw | 0150 | Ann Arbor | 1.13 | 1.16
US | United States | 26 | Michigan | 82387-12854 | 704964 | S PACKARD ANN ARBOR | Army | 161 | Washtenaw | 0150 | Ann Arbor | 1.13 | 1.16
US | United States | 26 | Michigan | 82387-13350 | 705459 | WASHTENAW ANN ARBOR | Army | 161 | Washtenaw | 0150 | Ann Arbor | 1.13 | 1.16
US | United States | 26 | Michigan | 710166 | 710166 | 18 CHESTNUT ST. CHELSA | Army | 161 | Washtenaw | 0910 | Chelsea | 1.13 | 1.16
US | United States | 26 | Michigan | 26C80 | 8003 | YPSILANTI | Army | 161 | Washtenaw | 5330 | Ypsilanti | 1.13 | 1.16 | 1.029 | 1.225 | 1.225 | 0.919 | 1.089 | 1.708 | 1.225 | 6.272
US | United States | 26 | Michigan | 710488 | 710488 | 6802 DEVONSHIRE DRIV CANTON | Army | 163 | Wayne | 0737 | Canton | 1.13 | 1.16
US | United States | 26 | Michigan | 82387-11460 | 703571 | CARLYSE DEARBORN | Army | 163 | Wayne | 1210 | Dearborn | 1.17 | 1.21
US | United States | 26 | Michigan | 82387-12270 | 704380 | MICHIGAN DEARBORN | Army | 163 | Wayne | 1210 | Dearborn | 1.17 | 1.21
US | United States | 26 | Michigan | 82387-13290 | 705399 | W OUTER DR DEARBORN | Army | 163 | Wayne | 1210 | Dearborn | 1.17 | 1.21
US | United States | 26 | Michigan | 710663 | 710663 | 5500 COVINGTON CT. DEARBORN | Army | 163 | Wayne | 1210 | Dearborn | 1.17 | 1.21
US | United States | 26 | Michigan | 711129 | 711129 | 5570 NOTTINGHAM CT DEARBORN | Army | 163 | Wayne | 1210 | Dearborn | 1.17 | 1.21
US | United States | 26 | Michigan | 711131 | 711131 | 5430 WESSEX CT, DEARBORN | Army | 163 | Wayne | 1210 | Dearborn | 1.17 | 1.21
US | United States | 26 | Michigan | 26A80 | 4715 | DETROIT LIGHT GUARD | Army | 163 | Wayne | 1260 | Detroit | 1.17 | 1.21 | 1.029 | 1.225 | 1.225 | 0.919 | 1.089 | 1.708 | 1.225 | 6.272
US | United States | 26 | Michigan | 26A77 | 4716 | DETROIT OLYMPIA | Army | 163 | Wayne | 1260 | Detroit | 1.17 | 1.21 | 1.029 | 1.225 | 1.225 | 0.919 | 1.089 | 1.708 | 1.225 | 6.272
US | United States | 26 | Michigan | 18081-10154 | 700313 | 477 MICHIGAN AVE DETROIT | Army | 163 | Wayne | 1260 | Detroit | 1.17 | 1.21
US | United States | 26 | Michigan | 18081-10170 | 700329 | 530 HOWARD ST DETROIT | Army | 163 | Wayne | 1260 | Detroit | 1.17 | 1.21
US | United States | 26 | Michigan | 82387-10125 | 702236 | 1155 BREWERY PARK DETROIT | Army | 163 | Wayne | 1260 | Detroit | 1.17 | 1.21
US | United States | 26 | Michigan | 82387-10318 | 702429 | 15530 GRAND RIVER DETROIT | Army | 163 | Wayne | 1260 | Detroit | 1.17 | 1.21
US | United States | 26 | Michigan | 82387-11679 | 703790 | E EIGHT MILE RD DETROIT | Army | 163 | Wayne | 1260 | Detroit | 1.17 | 1.21
US | United States | 26 | Michigan | 82387-11701 | 703812 | E JEFFERSONT DETROIT | Army | 163 | Wayne | 1260 | Detroit | 1.17 | 1.21
US | United States | 26 | Michigan | 82387-11864 | 703975 | FORD RD GARDEN CITY | Army | 163 | Wayne | 1920 | Garden City | 1.17 | 1.21
US | United States | 26 | Michigan | 26840 | 3648 | (RAYMOND ZUSSMAN) USARC | Army | 163 | Wayne | 2430 | Inkster | 1.17 | 1.21 | 1.029 | 1.225 | 1.225 | 0.919 | 1.089 | 1.708 | 1.225 | 6.272
US | United States | 26 | Michigan | 26797 | 3647 | (MG GEORGE A CUSTER)USARC/AMSA | Army | 163 | Wayne | 2850 | Livonia | 1.17 | 1.21 | 1.029 | 1.225 | 1.225 | 0.919 | 1.089 | 1.708 | 1.225 | 6.272
US | United States | 26 | Michigan | 82387-11018 | 703129 | 6 MILE RD LIVONIA | Army | 163 | Wayne | 2850 | Livonia | 1.17 | 1.21
US | United States | 26 | Michigan | 82387-11826 | 703937 | EUREKA RD SOUTHGATE | Army | 163 | Wayne | 4571 | Southgate | 1.17 | 1.21
US | United States | 26 | Michigan | 26C67 | 7512 | TAYLOR | Army | 163 | Wayne | 4815 | Taylor | 1.17 | 1.21 | 1.029 | 1.225 | 1.225 | 0.919 | 1.089 | 1.708 | 1.225 | 6.272
US | United States | 26 | Michigan | 82387-12878 | 704988 | S TELEGRAPH RD TAYLOR | Army | 163 | Wayne | 4815 | Taylor | 1.17 | 1.21
US | United States | 26 | Michigan | 18081-10524 | 700683 | RAVENCREST LN WESTLAND | Army | 163 | Wayne | 5176 | Westland | 1.17 | 1.21
US | United States | 26 | Michigan | 82387-11865 | 703976 | FORD RD WESTLAND | Army | 163 | Wayne | 5176 | Westland | 1.17 | 1.21
US | United States | 26 | Michigan | 26A50 | 4203 | CADILLAC | Army | 165 | Wexford | 0700 | Cadillac | 1.13 | 1.16 | 1.029 | 1.131 | 1.131 | 0.919 | 1.089 | 1.708 | 1.131 | 6.272
US | United States | 26 | Michigan | 82387-12439 | 704549 | N MITCHELL CADILLAC | Army | 165 | Wexford | 0700 | Cadillac | 1.13 | 1.16
US | United States | 27 | Minnesota | 710051 | 710051 | 1403 - 148TH AVENUE N.W. ANDOVER | Army | 003 | Anoka | 0028 | Andover | 1.11 | 1.15
US | United States | 27 | Minnesota | 27A20 | 3818 | ANOKA NG ARMORY | Army | 003 | Anoka | 0190 | Anoka | 1.11 | 1.15 | 1.214 | 1.194 | 1.194 | 1.009 | 0.889 | 1.385 | 1.194 | 4.338
US | United States | 27 | Minnesota | 82387-11487 | 703598 | CENTRAL AVE NE BLAINE | Army | 003 | Anoka | 0671 | Blaine | 1.11 | 1.15
US | United States | 27 | Minnesota | 82387-11543 | 703654 | COON RAPIDS BLVD COON RAPIDS | Army | 003 | Anoka | 1492 | Coon Rapids | 1.11 | 1.15
US | United States | 27 | Minnesota | N91192 | 1142 | NIROP MINNEAPOLIS MN | Navy | 003 | Anoka | 2560 | Fridley | 1.11 | 1.15 | 1.214 | 1.194 | 1.194 | 1.009 | 0.889 | 1.385 | 1.194 | 4.338
US | United States | 27 | Minnesota | 82387-13116 | 705226 | UNIV AVE NE FRIDLEY | Army | 003 | Anoka | 2560 | Fridley | 1.11 | 1.15
US | United States | 27 | Minnesota | 27A75 | 4714 | DETROIT LAKES NG ARMORY OMS #5 | Army | 005 | Becker | 1810 | Detroit Lakes | 1.11 | 1.15 | 1.214 | 1.131 | 1.131 | 1.009 | 0.889 | 1.385 | 1.131 | 4.338
US | United States | 27 | Minnesota | 82387-11946 | 704057 | GRAYSTONE PLZ DETROIT LAKES | Army | 005 | Becker | 1810 | Detroit Lakes | 1.11 | 1.15
US | United States | 27 | Minnesota | 82387-13342 | 705451 | WASHINGTON AVE DETROIT LAKES | Army | 005 | Becker | 1810 | Detroit Lakes | 1.11 | 1.15
US | United States | 27 | Minnesota | 27A40 | 3992 | BEMIDJI NG ARMORY | Army | 007 | Beltrami | 0530 | Bemidji | 1.11 | 1.15 | 1.214 | 1.131 | 1.131 | 1.009 | 0.889 | 1.385 | 1.131 | 4.338
US | United States | 27 | Minnesota | 82387-12622 | 704732 | PAUL BUNYAN DR BEMIDJI | Army | 007 | Beltrami | 0530 | Bemidji | 1.11 | 1.15
US | United States | 27 | Minnesota | 711003 | 711003 | 688A HIDDEN TRAIL CO BEMIDJI | Army | 007 | Beltrami | 0530 | Bemidji | 1.11 | 1.15
US | United States | 27 | Minnesota | 27C25 | 6659 | ORTONVILLE NG ARMORY | Army | 011 | Big Stone | 5440 | Ortonville | 1.11 | 1.15 | 1.214 | 1.131 | 1.131 | 1.009 | 0.889 | 1.385 | 1.131 | 4.338
US | United States | 27 | Minnesota | 2710A | 5970 | LTA, BLUE EARTH COUNTY | Army | 013 | Blue Earth | 4480 | Mankato | 1.11 | 1.15 | 1.214 | 1.131 | 1.131 | 1.009 | 0.889 | 1.385 | 1.131 | 4.338
US | United States | 27 | Minnesota | 27B60 | 6054 | MANKATO NG ARMORY | Army | 013 | Blue Earth | 4480 | Mankato | 1.11 | 1.15 | 1.214 | 1.131 | 1.131 | 1.009 | 0.889 | 1.385 | 1.131 | 4.338
US | United States | 27 | Minnesota | 27895 | 6055 | MANKATO USARC | Army | 013 | Blue Earth | 4480 | Mankato | 1.11 | 1.15 | 1.214 | 1.131 | 1.131 | 1.009 | 0.889 | 1.385 | 1.131 | 4.338
US | United States | 27 | Minnesota | 82387-11304 | 703415 | ADAMS ST MANKATO | Army | 013 | Blue Earth | 4480 | Mankato | 1.11 | 1.15
US | United States | 27 | Minnesota | 82387-12227 | 704337 | MANKATO PLACE RAMP MANKATO | Army | 013 | Blue Earth | 4480 | Mankato | 1.11 | 1.15
US | United States | 27 | Minnesota | 82387-12755 | 704865 | S 2ND ST MANKATO | Army | 013 | Blue Earth | 4480 | Mankato | 1.11 | 1.15
US | United States | 27 | Minnesota | 710368 | 710368 | RIVER HILLS MALL MANKATO | Army | 013 | Blue Earth | 4480 | Mankato | 1.11 | 1.15
US | United States | 27 | Minnesota | 27C00 | 6411 | NEW ULM NG ARMORY | Army | 015 | Brown | 5190 | New Ulm | 1.11 | 1.15 | 1.214 | 1.131 | 1.131 | 1.009 | 0.889 | 1.385 | 1.131 | 4.338
US | United States | 27 | Minnesota | 27C05 | 6412 | NEW ULM OMS #6 | Army | 015 | Brown | 5190 | New Ulm | 1.11 | 1.15 | 1.214 | 1.131 | 1.131 | 1.009 | 0.889 | 1.385 | 1.131 | 4.338
US | United States | 27 | Minnesota | 711102 | 711102 | S17, T109N, R29W (FORMER NEW ULM SMALL NEW ULM | Army | 015 | Brown | 5190 | New Ulm | 1.11 | 1.15
US | United States | 27 | Minnesota | 27A60 | 4471 | CLOQUET NGA OMS 13S | Army | 017 | Carlton | 1370 | Cloquet | 1.09 | 1.13 | 1.214 | 1.131 | 1.131 | 1.009 | 0.889 | 1.385 | 1.131 | 4.338
US | United States | 27 | Minnesota | 82387-10893 | 703004 | 459 WEST 79TH STREET CHANHASSEN | Army | 019 | Carver | 1170 | Chanhassen | 1.13 | 1.18
US | United States | 27 | Minnesota | 18081-10328 | 700487 | FISCHER TRACT YOUNG AMERICA | Army | 019 | Carver | 7800 | Young America | 1.11 | 1.15
US | United States | 27 | Minnesota | 27864-10016 | 700972 | HIGHLAND & DIVIS WALKER | Army | 021 | Cass | 7280 | Walker | 1.11 | 1.15 | 1.214 | 1.131 | 1.131 | 1.009 | 0.889 | 1.385 | 1.131 | 4.338
US | United States | 27 | Minnesota | 27B80 | 6252 | MONTEVIDEO NG ARMORY | Army | 023 | Chippewa | 4840 | Montevideo | 1.11 | 1.15 | 1.214 | 1.131 | 1.131 | 1.009 | 0.889 | 1.385 | 1.131 | 4.338
US | United States | 27 | Minnesota | 27B85 | 6264 | MOORHEAD NG ARMORY | Army | 027 | Clay | 4880 | Moorhead | 1.11 | 1.15 | 1.214 | 1.131 | 1.131 | 1.009 | 0.889 | 1.385 | 1.131 | 4.338
US | United States | 27 | Minnesota | 711176 | 711176 | 4237 19TH STREET NORTH MOORHEAD | Army | 027 | Clay | 4880 | Moorhead | 1.11 | 1.15
US | United States | 27 | Minnesota | 27700 | 3655 | (TERRANCE A. PETERSON) USARC | Army | 035 | Crow Wing | 0770 | Brainerd | 1.11 | 1.15 | 1.214 | 1.131 | 1.131 | 1.009 | 0.889 | 1.385 | 1.131 | 4.338
US | United States | 27 | Minnesota | 27A50 | 4120 | BRAINERD NG ARMORY | Army | 035 | Crow Wing | 0770 | Brainerd | 1.11 | 1.15 | 1.214 | 1.131 | 1.131 | 1.009 | 0.889 | 1.385 | 1.131 | 4.338
US | United States | 27 | Minnesota | 82387-12560 | 704670 | NW 4TH ST BRAINERD | Army | 035 | Crow Wing | 0770 | Brainerd | 1.11 | 1.15
US | United States | 27 | Minnesota | 82387-13326 | 705435 | W WASHINGTON ST BRAINERD | Army | 035 | Crow Wing | 0770 | Brainerd | 1.11 | 1.15
US | United States | 27 | Minnesota | 711017 | 711017 | 30917 MAISH STREET PEQUOT LAKES | Army | 035 | Crow Wing | 5600 | Pequot Lakes | 1.11 | 1.15
US | United States | 27 | Minnesota | 711011 | 711011 | 14357 GANNON WAY APPLE VALLEY | Army | 037 | Dakota | 0202 | Apple Valley | 1.13 | 1.18
US | United States | 27 | Minnesota | 82387-11561 | 703672 | COUNTY RD 11 BURNSVILLE | Army | 037 | Dakota | 0956 | Burnsville | 1.13 | 1.18
US | United States | 27 | Minnesota | 82387-12520 | 704630 | NICOLLET AVE S BURNSVILLE | Army | 037 | Dakota | 0956 | Burnsville | 1.13 | 1.18
US | United States | 27 | Minnesota | 27B15 | 5378 | HASTINGS NG ARMORY | Army | 037 | Dakota | 3120 | Hastings | 1.11 | 1.15 | 1.214 | 1.194 | 1.194 | 1.009 | 0.889 | 1.385 | 1.194 | 4.338
US | United States | 27 | Minnesota | 27B27 | 5547 | INVER GROVE HIEGHTS ARMORY | Army | 037 | Dakota | 3490 | Inver Grove Heights | 1.13 | 1.18 | 1.214 | 1.194 | 1.194 | 1.009 | 0.889 | 1.385 | 1.194 | 4.338
US | United States | 27 | Minnesota | 82387-13171 | 705280 | W 160TH ST LAKEVILLE | Army | 037 | Dakota | 3990 | Lakeville | 1.11 | 1.15
US | United States | 27 | Minnesota | 710529 | 710529 | 18275 KERRVILLE TRAI LAKEVILLE | Army | 037 | Dakota | 3990 | Lakeville | 1.11 | 1.15
US | United States | 27 | Minnesota | 711168 | 711168 | 16024 KENNARD COURT LAKEVILLE | Army | 037 | Dakota | 3990 | Lakeville | 1.11 | 1.15
US | United States | 27 | Minnesota | N00128-RM | 950 | ROSEMOUNT MN | Navy | 037 | Dakota | 6060 | Rosemount | 1.11 | 1.15 | 1.214 | 1.194 | 1.194 | 1.009 | 0.889 | 1.385 | 1.194 | 4.338
US | United States | 27 | Minnesota | 27C67 | 7067 | ROSEMOUNT NG ARMORY | Army | 037 | Dakota | 6060 | Rosemount | 1.11 | 1.15 | 1.214 | 1.194 | 1.194 | 1.009 | 0.889 | 1.385 | 1.194 | 4.338
US | United States | 27 | Minnesota | 27C68 | 7068 | ROSEMOUNT NG MAINT FACILITY | Army | 037 | Dakota | 6060 | Rosemount | 1.11 | 1.15 | 1.214 | 1.194 | 1.194 | 1.009 | 0.889 | 1.385 | 1.194 | 4.338
US | United States | 27 | Minnesota | 710207 | 710207 | 17102 GANNON WAY WES ROSEMOUNT | Army | 037 | Dakota | 6060 | Rosemount | 1.11 | 1.15
US | United States | 27 | Minnesota | 711237 | 711237 | 6116 LOWER 161ST STREET WEST ROSEMOUNT | Army | 037 | Dakota | 6060 | Rosemount | 1.11 | 1.15
US | United States | 27 | Minnesota | 82387-12864 | 704974 | S ROBERT ST WEST ST PAUL | Army | 037 | Dakota | 7510 | West St Paul | 1.13 | 1.18
US | United States | 27 | Minnesota | 27A15 | 3749 | ALEXANDRIA NG ARMORY | Army | 041 | Douglas | 0130 | Alexandria | 1.11 | 1.15 | 1.214 | 1.131 | 1.131 | 1.009 | 0.889 | 1.385 | 1.131 | 4.338
US | United States | 27 | Minnesota | 82387-12773 | 704883 | S BROADWAY ALEXANDRIA | Army | 041 | Douglas | 0130 | Alexandria | 1.11 | 1.15
US | United States | 27 | Minnesota | 27A10 | 3741 | ALBERT LEA NG ARMORY | Army | 047 | Freeborn | 0090 | Albert Lea | 1.11 | 1.15 | 1.214 | 1.131 | 1.131 | 1.009 | 0.889 | 1.385 | 1.131 | 4.338
US | United States | 27 | Minnesota | 27C55 | 6957 | RED WING NG ARMORY | Army | 049 | Goodhue | 5840 | Red Wing | 1.11 | 1.15 | 1.214 | 1.131 | 1.131 | 1.009 | 0.889 | 1.385 | 1.131 | 4.338
US | United States | 27 | Minnesota | 82387-10444 | 702555 | 2001 KILLEBREW DRIVE BLOOMINGTON | Army | 053 | Hennepin | 0675 | Bloomington | 1.13 | 1.18
US | United States | 27 | Minnesota | 82387-11472 | 703583 | CEDAR BUSINESS CTR BLOOMINGTON | Army | 053 | Hennepin | 0675 | Bloomington | 1.13 | 1.18
US | United States | 27 | Minnesota | 82387-11879 | 703990 | FRANCE AVE S BLOOMINGTON | Army | 053 | Hennepin | 0675 | Bloomington | 1.13 | 1.18
US | United States | 27 | Minnesota | 82387-12090 | 704200 | KILLEBREW DR BLOOMINGTON | Army | 053 | Hennepin | 0675 | Bloomington | 1.13 | 1.18
US | United States | 27 | Minnesota | 710435 | 710435 | 1701 AMERICAN BLVD E, SUITE 13 BLOOMINGTON | Army | 053 | Hennepin | 0675 | Bloomington | 1.13 | 1.18
US | United States | 27 | Minnesota | 711014 | 711014 | 1650 WEST 82ND STREET BLOOMINGTON | Army | 053 | Hennepin | 0675 | Bloomington | 1.13 | 1.18
US | United States | 27 | Minnesota | 82387-10996 | 703107 | 5615B XERXES AVENUE BROOKLYN CENTER | Army | 053 | Hennepin | 0820 | Brooklyn Center | 1.13 | 1.18
US | United States | 27 | Minnesota | 18081-10471 | 700630 | ONE FEDERAL DRIVE FORT SNELLING | Army | 053 | Hennepin | 2475 | Fort Snelling | 1.13 | 1.18
US | United States | 27 | Minnesota | 82387-10001 | 702112 | 1 FEDERAL DRIVE FORT SNELLING | Army | 053 | Hennepin | 2475 | Fort Snelling | 1.13 | 1.18
US | United States | 27 | Minnesota | 82387-11903 | 704014 | FT SNELLING FORT SNELLING | Army | 053 | Hennepin | 2475 | Fort Snelling | 1.13 | 1.18
US | United States | 27 | Minnesota | 82387-11905 | 704016 | FT. SNELLING FORT SNELLING | Army | 053 | Hennepin | 2475 | Fort Snelling | 1.13 | 1.18
US | United States | 27 | Minnesota | 82387-12307 | 704417 | MOTOR POOL GARAGE FORT SNELLING | Army | 053 | Hennepin | 2475 | Fort Snelling | 1.13 | 1.18
US | United States | 27 | Minnesota | 82387-12592 | 704702 | ONE FEDERAL DRIVE FORT SNELLING | Army | 053 | Hennepin | 2475 | Fort Snelling | 1.13 | 1.18
US | United States | 27 | Minnesota | 710047 | 710047 | 17837 96TH AVENUE N. MAPLE GROVE | Army | 053 | Hennepin | 4495 | Maple Grove | 1.13 | 1.18
US | United States | 27 | Minnesota | 710713 | 710713 | 18179 - 96TH AVENUE N. MAPLE GROVE | Army | 053 | Hennepin | 4495 | Maple Grove | 1.13 | 1.18
US | United States | 27 | Minnesota | 710855 | 710855 | 9325 UPLAND LANE NORTH MAPLE GROVE | Army | 053 | Hennepin | 4495 | Maple Grove | 1.13 | 1.18
US | United States | 27 | Minnesota | 711007 | 711007 | 12554 - 92ND AVENUE MAPLE GROVE | Army | 053 | Hennepin | 4495 | Maple Grove | 1.13 | 1.18
US | United States | 27 | Minnesota | N00128-MN | 849 | NAVOPSPTCEN MINNEAPOLIS | Navy | 053 | Hennepin | 4760 | Minneapolis | 1.13 | 1.18 | 1.214 | 1.194 | 1.194 | 1.009 | 0.889 | 1.385 | 1.194 | 4.338
US | United States | 27 | Minnesota | N00128-SP | 861 | NAVOPSPTCEN SAINT PAUL MN | Navy | 053 | Hennepin | 4760 | Minneapolis | 1.13 | 1.18 | 1.214 | 1.194 | 1.194 | 1.009 | 0.889 | 1.385 | 1.194 | 4.338
US | United States | 27 | Minnesota | 27A47 | 4069 | BLOOMINGTON NG ARMORY | Army | 053 | Hennepin | 4760 | Minneapolis | 1.13 | 1.18 | 1.214 | 1.194 | 1.194 | 1.009 | 0.889 | 1.385 | 1.194 | 4.338
US | United States | 27 | Minnesota | 27A53 | 4155 | BROOKLYN PARK NG ARMORY | Army | 053 | Hennepin | 4760 | Minneapolis | 1.13 | 1.18 | 1.214 | 1.194 | 1.194 | 1.009 | 0.889 | 1.385 | 1.194 | 4.338
US | United States | 27 | Minnesota | 27B75 | 6218 | MINNEAPOLIS NG ARMORY | Army | 053 | Hennepin | 4760 | Minneapolis | 1.13 | 1.18 | 1.214 | 1.194 | 1.194 | 1.009 | 0.889 | 1.385 | 1.194 | 4.338
US | United States | 27 | Minnesota | 18081-10203 | 700362 | 720 WEST LAKE STREET MINNEAPOLIS | Army | 053 | Hennepin | 4760 | Minneapolis | 1.13 | 1.18
US | United States | 27 | Minnesota | 270NG-10001 | 700948 | PARCEL 3A MINNEAPOLIS | Army | 053 | Hennepin | 4760 | Minneapolis | 1.13 | 1.18 | 1.214 | 1.194 | 1.194 | 1.009 | 0.889 | 1.385 | 1.194 | 4.338
US | United States | 27 | Minnesota | 27864-10023 | 700979 | USARC MINNEAPOLIS | Army | 053 | Hennepin | 4760 | Minneapolis | 1.13 | 1.18 | 1.214 | 1.194 | 1.194 | 1.009 | 0.889 | 1.385 | 1.194 | 4.338
US | United States | 27 | Minnesota | 82387-11034 | 703145 | 6020 28TH AVE S MINNEAPOLIS | Army | 053 | Hennepin | 4760 | Minneapolis | 1.13 | 1.18
US | United States | 27 | Minnesota | 82387-11187 | 703298 | 806-808 WASHINGTON MINNEAPOLIS | Army | 053 | Hennepin | 4760 | Minneapolis | 1.13 | 1.18
US | United States | 27 | Minnesota | 82387-11190 | 703301 | 814 WASH AVE SE MINNEAPOLIS | Army | 053 | Hennepin | 4760 | Minneapolis | 1.13 | 1.18
US | United States | 27 | Minnesota | 82387-12162 | 704272 | LYNDALE AVE S MINNEAPOLIS | Army | 053 | Hennepin | 4760 | Minneapolis | 1.13 | 1.18
US | United States | 27 | Minnesota | 82387-11211 | 703322 | 8332 HIGHWAY 7 SAINT LOUIS PARK | Army | 053 | Hennepin | 6300 | St. Louis Park | 1.13 | 1.18
US | United States | 27 | Minnesota | QJKL0001 | 2835 | MINN-ST PAUL SITE # 1 | Air Force | 053 | Hennepin | 9999 | Unknown | 1.13 | 1.18 | 1.214 | 1.194 | 1.194 | 1.009 | 0.889 | 1.385 | 1.194 | 4.338
US | United States | 27 | Minnesota | QJKS0001 | 2836 | MPLS ST PAUL INTL APT OFFICER CLUB ANX SITE # 1 | Air Force | 053 | Hennepin | 9999 | Unknown | 1.13 | 1.18 | 1.214 | 1.194 | 1.194 | 1.009 | 0.889 | 1.385 | 1.194 | 4.338
US | United States | 27 | Minnesota | VUKH0001 | 3284 | SNELLING SMALL ARMS RANGE ANNEX SITE # 1 | Air Force | 053 | Hennepin | 9999 | Unknown | 1.13 | 1.18 | 1.214 | 1.194 | 1.194 | 1.009 | 0.889 | 1.385 | 1.194 | 4.338
US | United States | 27 | Minnesota | 27815 | 4219 | CAMBRIDGE MEMORIAL USARC | Army | 059 | Isanti | 1020 | Cambridge | 1.13 | 1.18 | 1.214 | 1.194 | 1.194 | 1.009 | 0.889 | 1.385 | 1.194 | 4.338
US | United States | 27 | Minnesota | 27A54 | 4220 | CAMBRIDGE NG ARMORY | Army | 059 | Isanti | 1020 | Cambridge | 1.13 | 1.18 | 1.214 | 1.194 | 1.194 | 1.009 | 0.889 | 1.385 | 1.194 | 4.338
US | United States | 27 | Minnesota | 82387-12349 | 704459 | N BUCHANAN CAMBRIDGE | Army | 059 | Isanti | 1020 | Cambridge | 1.13 | 1.18
US | United States | 27 | Minnesota | 82387-12832 | 704942 | S MAIN ST CAMBRIDGE | Army | 059 | Isanti | 1020 | Cambridge | 1.13 | 1.18
US | United States | 27 | Minnesota | 27B10 | 5255 | GRAND RAPIDS NG ARMORY | Army | 061 | Itasca | 2850 | Grand Rapids | 1.13 | 1.18 | 1.214 | 1.131 | 1.131 | 1.009 | 0.889 | 1.385 | 1.131 | 4.338
US | United States | 27 | Minnesota | 82387-10450 | 702561 | 201 NW 4TH ST GRAND RAPIDS | Army | 061 | Itasca | 2850 | Grand Rapids | 1.13 | 1.18
US | United States | 27 | Minnesota | 82387-10960 | 703071 | 523 NW 1ST AVE GRAND RAPIDS | Army | 061 | Itasca | 2850 | Grand Rapids | 1.13 | 1.18
US | United States | 27 | Minnesota | 711005 | 711005 | 1504 MCKINNEY LAKE R GRAND RAPIDS | Army | 061 | Itasca | 2850 | Grand Rapids | 1.13 | 1.18
US | United States | 27 | Minnesota | RHFB0001 | 3053 | NASHWAUK SITE # 1 | Air Force | 061 | Itasca | 9999 | Unknown | 1.13 | 1.18 | 1.214 | 1.131 | 1.131 | 1.009 | 0.889 | 1.385 | 1.131 | 4.338
US | United States | 27 | Minnesota | 27B30 | 5580 | JACKSON NG ARMORY | Army | 063 | Jackson | 3580 | Jackson | 1.13 | 1.18 | 1.214 | 1.131 | 1.131 | 1.009 | 0.889 | 1.385 | 1.131 | 4.338
US | United States | 27 | Minnesota | 710048 | 710048 | 13250 - 172ND AVE. N SPICER | Army | 067 | Kandiyohi | 6630 | Spicer | 1.13 | 1.18
US | United States | 27 | Minnesota | 27950 | 7926 | WILLMAR MEMORIAL AFRC | Army | 067 | Kandiyohi | 7590 | Willmar | 1.13 | 1.18 | 1.214 | 1.131 | 1.131 | 1.009 | 0.889 | 1.385 | 1.131 | 4.338
US | United States | 27 | Minnesota | 27D60 | 7927 | WILLMAR NGA AND OMS 4 | Army | 067 | Kandiyohi | 7590 | Willmar | 1.13 | 1.18 | 1.214 | 1.131 | 1.131 | 1.009 | 0.889 | 1.385 | 1.131 | 4.338
US | United States | 27 | Minnesota | 82387-12750 | 704860 | S 1ST ST WILLMAR | Army | 067 | Kandiyohi | 7590 | Willmar | 1.13 | 1.18
US | United States | 27 | Minnesota | 27930 | 3644 | (KOOCHICHING MEMORIAL) USARC | Army | 071 | Koochiching | 3480 | International Falls | 1.11 | 1.15 | 1.214 | 1.131 | 1.131 | 1.009 | 0.889 | 1.385 | 1.131 | 4.338
US | United States | 27 | Minnesota | 27B55 | 6021 | MADISON NG ARMORY | Army | 073 | Lac qui Parle | 4400 | Madison | 1.11 | 1.15 | 1.214 | 1.131 | 1.131 | 1.009 | 0.889 | 1.385 | 1.131 | 4.338
US | United States | 27 | Minnesota | 27B65 | 6093 | MARSHALL NG ARMORY | Army | 083 | Lyon | 4570 | Marshall | 1.11 | 1.15 | 1.214 | 1.131 | 1.131 | 1.009 | 0.889 | 1.385 | 1.131 | 4.338
US | United States | 27 | Minnesota | 82387-13251 | 705360 | W LYONS ST MARSHALL | Army | 083 | Lyon | 4570 | Marshall | 1.11 | 1.15
US | United States | 27 | Minnesota | 710068 | 710068 | 1113 EAST COLLEGE DRIVE MARSHALL | Army | 083 | Lyon | 4570 | Marshall | 1.11 | 1.15
US | United States | 27 | Minnesota | 27B25 | 5520 | HUTCHINSON NG ARMORY | Army | 085 | McLeod | 3460 | Hutchinson | 1.11 | 1.15 | 1.214 | 1.194 | 1.194 | 1.009 | 0.889 | 1.385 | 1.194 | 4.338
US | United States | 27 | Minnesota | 82387-12197 | 704307 | MAIN ST NE HUTCHINSON | Army | 085 | McLeod | 3460 | Hutchinson | 1.11 | 1.15
US | United States | 27 | Minnesota | 27A95 | 4911 | FAIRMONT NG ARMORY | Army | 091 | Martin | 2290 | Fairmont | 1.11 | 1.15 | 1.214 | 1.131 | 1.131 | 1.009 | 0.889 | 1.385 | 1.131 | 4.338
US | United States | 27 | Minnesota | 27B35 | 5920 | LITCHFIELD NG ARMORY | Army | 093 | Meeker | 4200 | Litchfield | 1.11 | 1.15 | 1.214 | 1.131 | 1.131 | 1.009 | 0.889 | 1.385 | 1.131 | 4.338
US | United States | 27 | Minnesota | 27B40 | 4284 | CAMP RIPLEY | Army | 097 | Morrison | 4210 | Little Falls | 1.11 | 1.15 | 1.214 | 1.131 | 1.131 | 1.009 | 0.889 | 1.385 | 1.131 | 4.338
US | United States | 27 | Minnesota | 27A35 | 3898 | AUSTIN NG ARMORY | Army | 099 | Mower | 0290 | Austin | 1.11 | 1.15 | 1.214 | 1.131 | 1.131 | 1.009 | 0.889 | 1.385 | 1.131 | 4.338
US | United States | 27 | Minnesota | 710703 | 710703 | 2113 RED TAIL LANE NORTH MANKATO | Army | 103 | Nicollet | 5280 | North Mankato | 1.11 | 1.15
US | United States | 27 | Minnesota | 27D10 | 7402 | ST PETER NG ARMORY | Army | 103 | Nicollet | 6350 | St. Peter | 1.11 | 1.15 | 1.214 | 1.131 | 1.131 | 1.009 | 0.889 | 1.385 | 1.131 | 4.338
US | United States | 27 | Minnesota | 27975 | 7972 | WORTHINGTON MEMORIAL USARC | Army | 105 | Nobles | 7750 | Worthington | 1.11 | 1.15 | 1.214 | 1.131 | 1.131 | 1.009 | 0.889 | 1.385 | 1.131 | 4.338
US | United States | 27 | Minnesota | 27C65 | 7034 | ROCHESTER NGA AND OMS 2 | Army | 109 | Olmsted | 5960 | Rochester | 1.11 | 1.15 | 1.214 | 1.131 | 1.131 | 1.009 | 0.889 | 1.385 | 1.131 | 4.338
US | United States | 27 | Minnesota | 27864-10001 | 700957 | 1715 MARION ROAD SE ROCHESTER | Army | 109 | Olmsted | 5960 | Rochester | 1.11 | 1.15 | 1.214 | 1.131 | 1.131 | 1.009 | 0.889 | 1.385 | 1.131 | 4.338
US | United States | 27 | Minnesota | 70132-10763 | 702034 | OSHKOSH LN N ROCHESTER | Army | 109 | Olmsted | 5960 | Rochester | 1.11 | 1.15
US | United States | 27 | Minnesota | 82387-10666 | 702777 | 2ND ST SW ROCHESTER | Army | 109 | Olmsted | 5960 | Rochester | 1.11 | 1.15
US | United States | 27 | Minnesota | 82387-12959 | 705069 | SIXTH ST NW ROCHESTER | Army | 109 | Olmsted | 5960 | Rochester | 1.11 | 1.15
US | United States | 27 | Minnesota | 27860 | 3639 | (ERVING L. PETERSON MEMORIAL) | Army | 111 | Otter Tail | 2360 | Fergus Falls | 1.11 | 1.15 | 1.214 | 1.131 | 1.131 | 1.009 | 0.889 | 1.385 | 1.131 | 4.338
US | United States | 27 | Minnesota | 27B05 | 4935 | FERGUS FALLS NG ARMORY | Army | 111 | Otter Tail | 2360 | Fergus Falls | 1.11 | 1.15 | 1.214 | 1.131 | 1.131 | 1.009 | 0.889 | 1.385 | 1.131 | 4.338
US | United States | 27 | Minnesota | 27D25 | 7537 | THIEF RIVER FALLS NG ARMORY | Army | 113 | Pennington | 6910 | Thief River Falls | 1.11 | 1.15 | 1.214 | 1.131 | 1.131 | 1.009 | 0.889 | 1.385 | 1.131 | 4.338
US | United States | 27 | Minnesota | 27C40 | 6799 | PINE CITY NG ARMORY | Army | 115 | Pine | 5660 | Pine City | 1.11 | 1.15 | 1.214 | 1.131 | 1.131 | 1.009 | 0.889 | 1.385 | 1.131 | 4.338
US | United States | 27 | Minnesota | 27C45 | 6804 | PIPESTONE NG ARMORY | Army | 117 | Pipestone | 5690 | Pipestone | 1.11 | 1.15 | 1.214 | 1.131 | 1.131 | 1.009 | 0.889 | 1.385 | 1.131 | 4.338
US | United States | 27 | Minnesota | 27A65 | 4596 | CROOKSTON NG ARMORY | Army | 119 | Polk | 1550 | Crookston | 1.11 | 1.15 | 1.214 | 1.131 | 1.131 | 1.009 | 0.889 | 1.385 | 1.131 | 4.338
US | United States | 27 | Minnesota | 82387-13382 | 705491 | WHITE BEAR AVE MAPLEWOOD | Army | 123 | Ramsey | 4536 | Maplewood | 1.13 | 1.18
US | United States | 27 | Minnesota | 82387-13383 | 705492 | WHITE BEAR AVE N MAPLEWOOD | Army | 123 | Ramsey | 4536 | Maplewood | 1.13 | 1.18
US | United States | 27 | Minnesota | 27864-10022 | 700978 | TCAAP NEW BRIGHTON | Army | 123 | Ramsey | 5090 | New Brighton | 1.13 | 1.18 | 1.214 | 1.194 | 1.194 | 1.009 | 0.889 | 1.385 | 1.194 | 4.338
US | United States | 27 | Minnesota | 82387-11396 | 703507 | BLDG 314, TCAAP NEW BRIGHTON | Army | 123 | Ramsey | 5090 | New Brighton | 1.13 | 1.18
US | United States | 27 | Minnesota | 82387-13225 | 705334 | W COUNTY RD ROSEVILLE | Army | 123 | Ramsey | 6070 | Roseville | 1.13 | 1.18
US | United States | 27 | Minnesota | 39902 | 3656 | (WASHIGTON COUNTY MEM) USARC | Army | 123 | Ramsey | 6330 | St. Paul | 1.13 | 1.18 | 1.071 | 1.131 | 1.131 | 0.824 | 0.667 | 1.846 | 1.131 | 2.016
US | United States | 27 | Minnesota | 27C94 | 3694 | AASF LEASED HANGAR | Army | 123 | Ramsey | 6330 | St. Paul | 1.13 | 1.18 | 1.214 | 1.194 | 1.194 | 1.009 | 0.889 | 1.385 | 1.194 | 4.338
US | United States | 27 | Minnesota | 27C92 | 3715 | ADJUTANT GENERAL'S OFFICES | Army | 123 | Ramsey | 6330 | St. Paul | 1.13 | 1.18 | 1.214 | 1.194 | 1.194 | 1.009 | 0.889 | 1.385 | 1.194 | 4.338
US | United States | 27 | Minnesota | 27670 | 3831 | ARDEN HILLS ARMY TRAINING SITE | Army | 123 | Ramsey | 6330 | St. Paul | 1.13 | 1.18 | 1.214 | 1.194 | 1.194 | 1.009 | 0.889 | 1.385 | 1.194 | 4.338
US | United States | 27 | Minnesota | 27899 | 3832 | ARDEN HILLS USARC | Army | 123 | Ramsey | 6330 | St. Paul | 1.13 | 1.18 | 1.214 | 1.194 | 1.194 | 1.009 | 0.889 | 1.385 | 1.194 | 4.338
US | United States | 27 | Minnesota | 27D00 | 4788 | E. ST PAUL ARMORY | Army | 123 | Ramsey | 6330 | St. Paul | 1.13 | 1.18 | 1.214 | 1.194 | 1.194 | 1.009 | 0.889 | 1.385 | 1.194 | 4.338
US | United States | 27 | Minnesota | 27865 | 5052 | FORT SNELLING USARC/AMSA | Army | 123 | Ramsey | 6330 | St. Paul | 1.13 | 1.18 | 1.214 | 1.194 | 1.194 | 1.009 | 0.889 | 1.385 | 1.194 | 4.338
US | United States | 27 | Minnesota | 27C95 | 5470 | HOLMAN FIELD AASF | Army | 123 | Ramsey | 6330 | St. Paul | 1.13 | 1.18 | 1.214 | 1.194 | 1.194 | 1.009 | 0.889 | 1.385 | 1.194 | 4.338
US | United States | 27 | Minnesota | 27B77 | 6217 | MINNEAPOLIS ANG BASE ARMORY | Army | 123 | Ramsey | 6330 | St. Paul | 1.13 | 1.18 | 1.214 | 1.194 | 1.194 | 1.009 | 0.889 | 1.385 | 1.194 | 4.338
US | United States | 27 | Minnesota | 27C70 | 7071 | ROSEVILLE NG ARMORY | Army | 123 | Ramsey | 6330 | St. Paul | 1.13 | 1.18 | 1.214 | 1.194 | 1.194 | 1.009 | 0.889 | 1.385 | 1.194 | 4.338
US | United States | 27 | Minnesota | 27C97 | 7399 | ST PAUL CST ARMORY | Army | 123 | Ramsey | 6330 | St. Paul | 1.13 | 1.18 | 1.214 | 1.194 | 1.194 | 1.009 | 0.889 | 1.385 | 1.194 | 4.338
US | United States | 27 | Minnesota | 27C90 | 7400 | ST PAUL NG ARMORY | Army | 123 | Ramsey | 6330 | St. Paul | 1.13 | 1.18 | 1.214 | 1.194 | 1.194 | 1.009 | 0.889 | 1.385 | 1.194 | 4.338
US | United States | 27 | Minnesota | 27D05 | 7401 | ST PAUL-WEST NG ARMORY | Army | 123 | Ramsey | 6330 | St. Paul | 1.13 | 1.18 | 1.214 | 1.194 | 1.194 | 1.009 | 0.889 | 1.385 | 1.194 | 4.338
US | United States | 27 | Minnesota | 27650 | 7647 | TWIN CITIES AAP | Army | 123 | Ramsey | 6330 | St. Paul | 1.13 | 1.18 | 1.214 | 1.194 | 1.194 | 1.009 | 0.889 | 1.385 | 1.194 | 4.338
US | United States | 27 | Minnesota | 82387-10200 | 702311 | 13 WEST EXCHANGE ST SAINT PAUL | Army | 123 | Ramsey | 6330 | St. Paul | 1.13 | 1.18
US | United States | 27 | Minnesota | 82387-13228 | 705337 | W EXCHANGE ST SAINT PAUL | Army | 123 | Ramsey | 6330 | St. Paul | 1.13 | 1.18
US | United States | 27 | Minnesota | 710540 | 710540 | 13 WEST EXCHANGE STREET SAINT PAUL | Army | 123 | Ramsey | 6330 | St. Paul | 1.13 | 1.18
US | United States | 27 | Minnesota | 710729 | 710729 | 95TH 7TH STREET SAINT PAUL | Army | 123 | Ramsey | 6330 | St. Paul | 1.13 | 1.18
US | United States | 27 | Minnesota | 710872 | 710872 | 85 EAST SEVENTH PLACE SAINT PAUL | Army | 123 | Ramsey | 6330 | St. Paul | 1.13 | 1.18
US | United States | 27 | Minnesota | 18081-10356 | 700515 | HARBOR PLACE OFFICE VILLAGE SHOREVIEW | Army | 123 | Ramsey | 6542 | Shoreview | 1.13 | 1.18
US | United States | 27 | Minnesota | 27864-10008 | 700964 | 470 W. HIGHWAY 96 SHOREVIEW | Army | 123 | Ramsey | 6542 | Shoreview | 1.13 | 1.18 | 1.214 | 1.194 | 1.194 | 1.009 | 0.889 | 1.385 | 1.194 | 4.338
US | United States | 27 | Minnesota | 710209 | 710209 | 3152 CENTURY AVE NORTH WHITE BEAR LAKE | Army | 123 | Ramsey | 7550 | White Bear Lake | 1.11 | 1.15
US | United States | 27 | Minnesota | 27C60 | 6966 | REDWOOD FALLS NG ARMORY | Army | 127 | Redwood | 5850 | Redwood Falls | 1.11 | 1.15 | 1.214 | 1.131 | 1.131 | 1.009 | 0.889 | 1.385 | 1.131 | 4.338
US | United States | 27 | Minnesota | 27C20 | 6621 | OLIVIA MVSB | Army | 129 | Renville | 5400 | Olivia | 1.11 | 1.15 | 1.214 | 1.131 | 1.131 | 1.009 | 0.889 | 1.385 | 1.131 | 4.338
US | United States | 27 | Minnesota | 27C15 | 6622 | OLIVIA NG ARMORY | Army | 129 | Renville | 5400 | Olivia | 1.11 | 1.15 | 1.214 | 1.131 | 1.131 | 1.009 | 0.889 | 1.385 | 1.131 | 4.338
US | United States | 27 | Minnesota | 27855 | 3641 | GEN BEEBE USARC/AMSA#111(G) | Army | 131 | Rice | 2310 | Faribault | 1.11 | 1.15 | 1.214 | 1.194 | 1.194 | 1.009 | 0.889 | 1.385 | 1.194 | 4.338
US | United States | 27 | Minnesota | 27B00 | 4920 | FARIBAULT NG ARMORY | Army | 131 | Rice | 2310 | Faribault | 1.11 | 1.15 | 1.214 | 1.194 | 1.194 | 1.009 | 0.889 | 1.385 | 1.194 | 4.338
US | United States | 27 | Minnesota | 710636 | 710636 | 908 8TH STREET SW FARIBAULT | Army | 131 | Rice | 2310 | Faribault | 1.11 | 1.15
US | United States | 27 | Minnesota | 711254 | 711254 | 820 NORTHWEST 20TH ST FARIBAULT | Army | 131 | Rice | 2310 | Faribault | 1.11 | 1.15
US | United States | 27 | Minnesota | 27C10 | 6572 | NORTHFIELD NG ARMORY | Army | 131 | Rice | 5270 | Northfield | 1.11 | 1.15 | 1.214 | 1.194 | 1.194 | 1.009 | 0.889 | 1.385 | 1.194 | 4.338
US | United States | 27 | Minnesota | 27B50 | 5990 | LUVERNE NG ARMORY | Army | 133 | Rock | 4320 | Luverne | 1.11 | 1.15 | 1.214 | 1.131 | 1.131 | 1.009 | 0.889 | 1.385 | 1.131 | 4.338
US | United States | 27 | Minnesota | 710148 | 710148 | SECTION 23, TOWNSHIP 58 NORTH, RANGE 16W BIWABIK | Army | 137 | St. Louis | 0660 | Biwabik | 1.11 | 1.15
US | United States | 27 | Minnesota | 27A55 | 4432 | CHISHOLM NG ARMORY | Army | 137 | St. Louis | 1210 | Chisholm | 1.11 | 1.15 | 1.214 | 1.131 | 1.131 | 1.009 | 0.889 | 1.385 | 1.131 | 4.338
US | United States | 27 | Minnesota | 27A85 | 4771 | DULUTH NG ARMORY | Army | 137 | St. Louis | 1900 | Duluth | 1.09 | 1.13 | 1.214 | 1.131 | 1.131 | 1.009 | 0.889 | 1.385 | 1.131 | 4.338
US | United States | 27 | Minnesota | 27845 | 4772 | DULUTH USARC | Army | 137 | St. Louis | 1900 | Duluth | 1.09 | 1.13 | 1.214 | 1.131 | 1.131 | 1.009 | 0.889 | 1.385 | 1.131 | 4.338
US | United States | 27 | Minnesota | N00128-DU | 169922 | NAVOPSPTCEN DULUTH 2 MN | Navy | 137 | St. Louis | 1900 | Duluth | 1.09 | 1.13 | 1.214 | 1.131 | 1.131 | 1.009 | 0.889 | 1.385 | 1.131 | 4.338
US | United States | 27 | Minnesota | 27864-10021 | 700977 | ST LOUIS CO DULUTH | Army | 137 | St. Louis | 1900 | Duluth | 1.09 | 1.13 | 1.214 | 1.131 | 1.131 | 1.009 | 0.889 | 1.385 | 1.131 | 4.338
US | United States | 27 | Minnesota | 82387-10440 | 702551 | 200 W 1ST ST DULUTH | Army | 137 | St. Louis | 1900 | Duluth | 1.09 | 1.13
US | United States | 27 | Minnesota | 82387-11620 | 703731 | DULUTH FEDERAL BLDG DULUTH | Army | 137 | St. Louis | 1900 | Duluth | 1.09 | 1.13
US | United States | 27 | Minnesota | 82387-12309 | 704419 | MOUNTAIN SHADOW DULUTH | Army | 137 | St. Louis | 1900 | Duluth | 1.09 | 1.13
US | United States | 27 | Minnesota | 82387-13315 | 705424 | W SUPERIOR ST DULUTH | Army | 137 | St. Louis | 1900 | Duluth | 1.09 | 1.13
US | United States | 27 | Minnesota | 710041 | 710041 | CLOQUET VALLEY DULUTH | Army | 137 | St. Louis | 1900 | Duluth | 1.09 | 1.13 | 1.214 | 1.131 | 1.131 | 1.009 | 0.889 | 1.385 | 1.131 | 4.338
US | United States | 27 | Minnesota | 710850 | 710850 | 312 N. 54TH AVENUE W DULUTH | Army | 137 | St. Louis | 1900 | Duluth | 1.09 | 1.13
US | United States | 27 | Minnesota | N00128-DL | 837 | NAVOPSPTCEN DULUTH MN | Navy | 137 | St. Louis | 3255 | Hermantown | 1.09 | 1.13 | 1.214 | 1.131 | 1.131 | 1.009 | 0.889 | 1.385 | 1.131 | 4.338
US | United States | 27 | Minnesota | 27B20 | 5437 | HIBBING NGA OMS 13 | Army | 137 | St. Louis | 3280 | Hibbing | 1.11 | 1.15 | 1.214 | 1.131 | 1.131 | 1.009 | 0.889 | 1.385 | 1.131 | 4.338
US | United States | 27 | Minnesota | 82387-11990 | 704100 | HIGHWAY 169 N HIBBING | Army | 137 | St. Louis | 3280 | Hibbing | 1.11 | 1.15
US | United States | 27 | Minnesota | 710858 | 710858 | 2518 E. BELTLINE ROAD, SUITE B (ARMY) & HIBBING | Army | 137 | St. Louis | 3280 | Hibbing | 1.11 | 1.15
US | United States | 27 | Minnesota | FMKM0001 | 1668 | DULUTH INTERNATIONAL AIRPORT SITE # 1 | Air Force | 137 | St. Louis | 9999 | Unknown | 1.09 | 1.13 | 1.214 | 1.131 | 1.131 | 1.009 | 0.889 | 1.385 | 1.131 | 4.338
US | United States | 27 | Minnesota | 27864-10004 | 700960 | 301 LEXINGTON AVE NEW PRAGUE | Army | 139 | Scott | 5160 | New Prague | 1.11 | 1.15 | 1.214 | 1.131 | 1.131 | 1.009 | 0.889 | 1.385 | 1.131 | 4.338
US | United States | 27 | Minnesota | 710851 | 710851 | 7034 SOUTH PARK DRIV SAVAGE | Army | 139 | Scott | 6450 | Savage | 1.11 | 1.15
US | United States | 27 | Minnesota | 711010 | 711010 | 13075 YOSEMITE AVE. SAVAGE | Army | 139 | Scott | 9999 | Unknown | 1.11 | 1.15
US | United States | 27 | Minnesota | 27C74 | 7385 | ST CLOUD AASF | Army | 141 | Sherburne | 6250 | St. Cloud | 1.11 | 1.15 | 1.214 | 1.194 | 1.194 | 1.009 | 0.889 | 1.385 | 1.194 | 4.338
US | United States | 27 | Minnesota | 27965 | 5427 | HENRY H. SIBLEY MEMORIL USARC | Army | 143 | Sibley | 7680 | Winthrop | 1.11 | 1.15 | 1.214 | 1.131 | 1.131 | 1.009 | 0.889 | 1.385 | 1.131 | 4.338
US | United States | 27 | Minnesota | 27925 | 6729 | PAYNESVILLE USARC | Army | 145 | Stearns | 5540 | Paynesville | 1.11 | 1.15 | 1.214 | 1.194 | 1.194 | 1.009 | 0.889 | 1.385 | 1.194 | 4.338
US | United States | 27 | Minnesota | 27C75 | 7386 | ST CLOUD NG ARMORY | Army | 145 | Stearns | 6250 | St. Cloud | 1.11 | 1.15 | 1.214 | 1.194 | 1.194 | 1.009 | 0.889 | 1.385 | 1.194 | 4.338
US | United States | 27 | Minnesota | 82387-13226 | 705335 | W DIVISION SAINT CLOUD | Army | 145 | Stearns | 6250 | St. Cloud | 1.11 | 1.15
US | United States | 27 | Minnesota | 27927 | 6629 | OMS/AMSA | Army | 145 | Stearns | 6280 | St. Joseph | 1.11 | 1.15 | 1.214 | 1.194 | 1.194 | 1.009 | 0.889 | 1.385 | 1.194 | 4.338
US | United States | 27 | Minnesota | 710204 | 710204 | 254 SUNBURST AVENUE SARTELL | Army | 145 | Stearns | 6420 | Sartell | 1.11 | 1.15
US | United States | 27 | Minnesota | 27D15 | 7181 | SAUK CENTRE NG ARMORY | Army | 145 | Stearns | 6430 | Sauk Centre | 1.11 | 1.15 | 1.214 | 1.194 | 1.194 | 1.009 | 0.889 | 1.385 | 1.194 | 4.338
US | United States | 27 | Minnesota | 27C30 | 6671 | OWATONNA NG ARMORY | Army | 147 | Steele | 5500 | Owatonna | 1.11 | 1.15 | 1.214 | 1.131 | 1.131 | 1.009 | 0.889 | 1.385 | 1.131 | 4.338
US | United States | 27 | Minnesota | 82387-12573 | 704683 | OAK AVE S OWATONNA | Army | 147 | Steele | 5500 | Owatonna | 1.11 | 1.15
US | United States | 27 | Minnesota | 82387-12611 | 704721 | PARK SQ W OWATONNA | Army | 147 | Steele | 5500 | Owatonna | 1.11 | 1.15
US | United States | 27 | Minnesota | 710728 | 710728 | 1020 WEST FRONTAGE ROAD OWATONNA | Army | 147 | Steele | 5500 | Owatonna | 1.11 | 1.15
US | United States | 27 | Minnesota | 27B90 | 6276 | MORRIS NG ARMORY | Army | 149 | Stevens | 4930 | Morris | 1.11 | 1.15 | 1.214 | 1.131 | 1.131 | 1.009 | 0.889 | 1.385 | 1.131 | 4.338
US | United States | 27 | Minnesota | 27A25 | 3825 | APPLETON NG ARMORY | Army | 151 | Swift | 0200 | Appleton | 1.11 | 1.15 | 1.214 | 1.131 | 1.131 | 1.009 | 0.889 | 1.385 | 1.131 | 4.338
US | United States | 27 | Minnesota | 27A30 | 3826 | APPLETON OMS #7 | Army | 151 | Swift | 0200 | Appleton | 1.11 | 1.15 | 1.214 | 1.131 | 1.131 | 1.009 | 0.889 | 1.385 | 1.131 | 4.338
US | United States | 27 | Minnesota | 27B45 | 5946 | LONG PRAIRIE NG ARMORY | Army | 153 | Todd | 4250 | Long Prairie | 1.11 | 1.15 | 1.214 | 1.131 | 1.131 | 1.009 | 0.889 | 1.385 | 1.131 | 4.338
US | United States | 27 | Minnesota | 710312 | 710312 | S15, T111N, R12W (FORMER CAMP LAKEVIEW) LAKE CITY | Army | 157 | Wabasha | 3890 | Lake City | 1.11 | 1.15
US | United States | 27 | Minnesota | 27940 | 3625 | WABASHA MEMORIAL USARC | Army | 157 | Wabasha | 7210 | Wabasha | 1.11 | 1.15 | 1.214 | 1.131 | 1.131 | 1.009 | 0.889 | 1.385 | 1.131 | 4.338
US | United States | 27 | Minnesota | 27D45 | 7750 | WADENA NG ARMORY | Army | 159 | Wadena | 7240 | Wadena | 1.11 | 1.15 | 1.214 | 1.131 | 1.131 | 1.009 | 0.889 | 1.385 | 1.131 | 4.338
US | United States | 27 | Minnesota | 27A63 | 4562 | COTTAGE GROVE NG ARMORY | Army | 163 | Washington | 1517 | Cottage Grove | 1.11 | 1.15 | 1.214 | 1.194 | 1.194 | 1.009 | 0.889 | 1.385 | 1.194 | 4.338
US | United States | 27 | Minnesota | 82387-12824 | 704934 | S LAKE ST FOREST LAKE | Army | 163 | Washington | 2450 | Forest Lake | 1.11 | 1.15
US | United States | 27 | Minnesota | 710219 | 710219 | 59 SOUTH LAKE STREET FOREST LAKE | Army | 163 | Washington | 2450 | Forest Lake | 1.11 | 1.15
US | United States | 27 | Minnesota | 27D20 | 7434 | STILLWATER NG ARMORY | Army | 163 | Washington | 6770 | Stillwater | 1.11 | 1.15 | 1.214 | 1.194 | 1.194 | 1.009 | 0.889 | 1.385 | 1.194 | 4.338
US | United States | 27 | Minnesota | 710709 | 710709 | 803 BIELENBERG DRIVE, SUITE 103 WOODBURY | Army | 163 | Washington | 7716 | Woodbury | 1.13 | 1.18
US | United States | 27 | Minnesota | 27C80 | 7388 | ST JAMES NG ARMORY AND MVSB | Army | 165 | Watonwan | 6270 | St. James | 1.11 | 1.15 | 1.214 | 1.131 | 1.131 | 1.009 | 0.889 | 1.385 | 1.131 | 4.338
US | United States | 27 | Minnesota | 27D70 | 7946 | WINONA NG ARMORY | Army | 169 | Winona | 7660 | Winona | 1.11 | 1.15 | 1.214 | 1.131 | 1.131 | 1.009 | 0.889 | 1.385 | 1.131 | 4.338
US | United States | 27 | Minnesota | 82387-11926 | 704037 | GILMORE AVE WINONA | Army | 169 | Winona | 7660 | Winona | 1.11 | 1.15
US | United States | 27 | Minnesota | 27726 | 4179 | BUFFALO USARC (NEW) | Army | 171 | Wright | 0930 | Buffalo | 1.11 | 1.15 | 1.214 | 1.131 | 1.131 | 1.009 | 0.889 | 1.385 | 1.131 | 4.338
US | United States | 27 | Minnesota | 82387-11037 | 703148 | 606 CROSSROADS CAMPUS DRIVE BUFFALO | Army | 171 | Wright | 0930 | Buffalo | 1.11 | 1.15
US | United States | 27 | Minnesota | 82387-13413 | 705522 | WRIGHT 1 PLZ BUFFALO | Army | 171 | Wright | 0930 | Buffalo | 1.11 | 1.15
US | United States | 27 | Minnesota | 27B82 | 6259 | MONTICELLO NG ARMORY | Army | 171 | Wright | 4860 | Monticello | 1.11 | 1.15 | 1.214 | 1.131 | 1.131 | 1.009 | 0.889 | 1.385 | 1.131 | 4.338
US | United States | 27 | Minnesota | 82387-11473 | 703584 | CEDAR ST MONTICELLO | Army | 171 | Wright | 4860 | Monticello | 1.11 | 1.15
US | United States | 28 | Mississippi | 28D50 | 6359 | NATCHEZ | Army | 001 | Adams | 1720 | Natchez | 0.89 | 0.87 | 0.429 | 1.131 | 1.131 | 0.426 | 0.444 | 1.923 | 1.131 | 0.154
US | United States | 28 | Mississippi | 82387-12524 | 704634 | NO 2 SGT PRENTISS DR NATCHEZ | Army | 001 | Adams | 1720 | Natchez | 0.89 | 0.87
US | United States | 28 | Mississippi | 28B20 | 4549 | CORINTH | Army | 003 | Alcorn | 0560 | Corinth | 0.89 | 0.87 | 0.429 | 1.131 | 1.131 | 0.426 | 0.444 | 1.923 | 1.131 | 0.154
US | United States | 28 | Mississippi | 82387-12007 | 704117 | HIGHWAY 72 E CORINTH | Army | 003 | Alcorn | 0560 | Corinth | 0.89 | 0.87
US | United States | 28 | Mississippi | 28B63 | 5222 | GLOSTER | Army | 005 | Amite | 0960 | Gloster | 0.89 | 0.87 | 0.429 | 1.131 | 1.131 | 0.426 | 0.444 | 1.923 | 1.131 | 0.154
US | United States | 28 | Mississippi | 28A95 | 4457 | CLEVELAND | Army | 011 | Bolivar | 0480 | Cleveland | 0.89 | 0.87 | 0.429 | 1.131 | 1.131 | 0.426 | 0.444 | 1.923 | 1.131 | 0.154
US | United States | 28 | Mississippi | 28A65 | 4165 | BRUCE | Army | 013 | Calhoun | 0340 | Bruce | 0.89 | 0.87 | 0.429 | 1.131 | 1.131 | 0.426 | 0.444 | 1.923 | 1.131 | 0.154
US | United States | 28 | Mississippi | 28A70 | 4212 | CALHOUN CITY | Army | 013 | Calhoun | 0390 | Calhoun City | 0.89 | 0.87 | 0.429 | 1.131 | 1.131 | 0.426 | 0.444 | 1.923 | 1.131 | 0.154
US | United States | 28 | Mississippi | 28C30 | 5494 | HOUSTON | Army | 017 | Chickasaw | 1160 | Houston | 0.89 | 0.87 | 0.429 | 1.131 | 1.131 | 0.426 | 0.444 | 1.923 | 1.131 | 0.154
US | United States | 28 | Mississippi | 28D75 | 6616 | OKOLONA | Army | 017 | Chickasaw | 1820 | Okolona | 0.89 | 0.87 | 0.429 | 1.131 | 1.131 | 0.426 | 0.444 | 1.923 | 1.131 | 0.154
US | United States | 28 | Mississippi | 28A10 | 3711 | ACKERMAN | Army | 019 | Choctaw | 0020 | Ackerman | 0.89 | 0.87 | 0.429 | 1.131 | 1.131 | 0.426 | 0.444 | 1.923 | 1.131 | 0.154
US | United States | 28 | Mississippi | 28F10 | 7857 | WEST POINT | Army | 025 | Clay | 2810 | West Point | 0.89 | 0.87 | 0.429 | 1.131 | 1.131 | 0.426 | 0.444 | 1.923 | 1.131 | 0.154
US | United States | 28 | Mississippi | 28F15 | 7860 | West Point FMS #8 | Army | 025 | Clay | 2810 | West Point | 0.89 | 0.87 | 0.429 | 1.131 | 1.131 | 0.426 | 0.444 | 1.923 | 1.131 | 0.154
US | United States | 28 | Mississippi | 28A90 | 4444 | CLARKSDALE | Army | 027 | Coahoma | 0470 | Clarksdale | 0.89 | 0.87 | 0.429 | 1.131 | 1.131 | 0.426 | 0.444 | 1.923 | 1.131 | 0.154
US | United States | 28 | Mississippi | 82387-12979 | 705089 | SOUTH STATE ST CLARKSDALE | Army | 027 | Coahoma | 0470 | Clarksdale | 0.89 | 0.87
US | United States | 28 | Mississippi | 28742 | 4445 | CLARKSDALE USARC | Army | 027 | Coahoma | 1450 | Lyon | 0.89 | 0.87 | 0.429 | 1.131 | 1.131 | 0.426 | 0.444 | 1.923 | 1.131 | 0.154
US | United States | 28 | Mississippi | 28B25 | 4601 | CRYSTAL SPRINGS | Army | 029 | Copiah | 0630 | Crystal Springs | 0.89 | 0.87 | 0.429 | 1.131 | 1.131 | 0.426 | 0.444 | 1.923 | 1.131 | 0.154
US | United States | 28 | Mississippi | 28B05 | 4497 | COLLINS | Army | 031 | Covington | 0520 | Collins | 0.89 | 0.87 | 0.429 | 1.131 | 1.131 | 0.426 | 0.444 | 1.923 | 1.131 | 0.154
US | United States | 28 | Mississippi | 28C20 | 5431 | HERNANDO | Army | 033 | DeSoto | 1090 | Hernando | 0.89 | 0.87 | 0.429 | 1.131 | 1.131 | 0.426 | 0.444 | 1.923 | 1.131 | 0.154
US | United States | 28 | Mississippi | 28E57 | 7326 | SOUTHAVEN WM | Army | 033 | DeSoto | 2422 | Southaven | 0.89 | 0.87 | 0.429 | 1.131 | 1.131 | 0.426 | 0.444 | 1.923 | 1.131 | 0.154
US | United States | 28 | Mississippi | 82387-10209 | 702320 | 1306 GOODMAN RD SOUTHAVEN | Army | 033 | DeSoto | 2422 | Southaven | 0.89 | 0.87
US | United States | 28 | Mississippi | 82387-11933 | 704044 | GOODMAN RD SOUTHHAVEN | Army | 033 | DeSoto | 2422 | Southaven | 0.89 | 0.87
US | United States | 28 | Mississippi | 82387-13054 | 705164 | SWINNEA RD SHOUTHAVEN 1 | Army | 033 | DeSoto | 2422 | Southaven | 0.89 | 0.87
US | United States | 28 | Mississippi | 82387-13055 | 705165 | SWINNEA RD SOUTHHAVEN | Army | 033 | DeSoto | 2422 | Southaven | 0.89 | 0.87
US | United States | 28 | Mississippi | 710900 | 710900 | 4744 W. E. ROSS PKWA SOUTHAVEN | Army | 033 | DeSoto | 2422 | Southaven | 0.89 | 0.87
US | United States | 28 | Mississippi | 710908 | 710908 | 9147 PREAKNESS DR SOUTHAVEN | Army | 033 | DeSoto | 2422 | Southaven | 0.89 | 0.87
US | United States | 28 | Mississippi | 28C05 | 5382 | HATTIESBURG | Army | 035 | Forrest | 1050 | Hattiesburg | 0.89 | 0.87 | 0.429 | 1.131 | 1.131 | 0.426 | 0.444 | 1.923 | 1.131 | 0.154
US | United States | 28 | Mississippi | 28780 | 5383 | HATTIESBURG USARC | Army | 035 | Forrest | 1050 | Hattiesburg | 0.89 | 0.87 | 0.429 | 1.131 | 1.131 | 0.426 | 0.444 | 1.923 | 1.131 | 0.154
US | United States | 28 | Mississippi | 28941 | 6317 | MTA CAMP SHELBY | Army | 035 | Forrest | 1050 | Hattiesburg | 0.89 | 0.87 | 0.429 | 1.131 | 1.131 | 0.426 | 0.444 | 1.923 | 1.131 | 0.154
US | United States | 28 | Mississippi | 01530-10019 | 700020 | BLDGS 606,7,11,12,25 HATTIESBURG | Army | 035 | Forrest | 1050 | Hattiesburg | 0.89 | 0.87 | 0.429 | 1.131 | 1.131 | 0.426 | 0.444 | 1.923 | 1.131 | 0.154
US | United States | 28 | Mississippi | 01530-10022 | 700023 | CAMP SHELBY HATTIESBURG | Army | 035 | Forrest | 1050 | Hattiesburg | 0.89 | 0.87 | 0.429 | 1.131 | 1.131 | 0.426 | 0.444 | 1.923 | 1.131 | 0.154
US | United States | 28 | Mississippi | 18081-10243 | 700402 | ANN ST HATTIESBURG | Army | 035 | Forrest | 1050 | Hattiesburg | 0.89 | 0.87
US | United States | 28 | Mississippi | 18081-10246 | 700405 | AZALEA DR HATTIESBURG | Army | 035 | Forrest | 1050 | Hattiesburg | 0.89 | 0.87
US | United States | 28 | Mississippi | 18081-10248 | 700407 | BEDFORD FOREST LN HATTIESBURG | Army | 035 | Forrest | 1050 | Hattiesburg | 0.89 | 0.87
US | United States | 28 | Mississippi | 18081-10291 | 700450 | CORNER OAKS HATTIESBURG | Army | 035 | Forrest | 1050 | Hattiesburg | 0.89 | 0.87
US | United States | 28 | Mississippi | 18081-10293 | 700452 | COTTAGE PK HATTIESBURG | Army | 035 | Forrest | 1050 | Hattiesburg | 0.89 | 0.87
US | United States | 28 | Mississippi | 18081-10298 | 700457 | COX AVE HATTIESBURG | Army | 035 | Forrest | 1050 | Hattiesburg | 0.89 | 0.87
US | United States | 28 | Mississippi | 18081-10306 | 700465 | DEER RUN HATTIESBURG | Army | 035 | Forrest | 1050 | Hattiesburg | 0.89 | 0.87
US | United States | 28 | Mississippi | 18081-10307 | 700466 | DELTA DR HATTIESBURG | Army | 035 | Forrest | 1050 | Hattiesburg | 0.89 | 0.87
US | United States | 28 | Mississippi | 18081-10332 | 700491 | FORREST HILLS HATTIESBURG | Army | 035 | Forrest | 1050 | Hattiesburg | 0.89 | 0.87
US | United States | 28 | Mississippi | 18081-10353 | 700512 | GRIFFITH RD HATTIESBURG | Army | 035 | Forrest | 1050 | Hattiesburg | 0.89 | 0.87
US | United States | 28 | Mississippi | 18081-10363 | 700522 | HICKORY HOLLOW HATTIESBURG | Army | 035 | Forrest | 1050 | Hattiesburg | 0.89 | 0.87
US | United States | 28 | Mississippi | 18081-10365 | 700524 | HILLCREST DR HATTIESBURG | Army | 035 | Forrest | 1050 | Hattiesburg | 0.89 | 0.87
US | United States | 28 | Mississippi | 18081-10366 | 700525 | HUNTINGTON DR HATTIESBURG | Army | 035 | Forrest | 1050 | Hattiesburg | 0.89 | 0.87
US | United States | 28 | Mississippi | 18081-10367 | 700526 | HUNTINGTON DR HATTIESBURG 1 | Army | 035 | Forrest | 1050 | Hattiesburg | 0.89 | 0.87
US | United States | 28 | Mississippi | 18081-10368 | 700527 | HUNTINGTON DR HATTIESBURG 2 | Army | 035 | Forrest | 1050 | Hattiesburg | 0.89 | 0.87
US | United States | 28 | Mississippi | 18081-10369 | 700528 | HUNTINGTON DR HATTIESBURG 3 | Army | 035 | Forrest | 1050 | Hattiesburg | 0.89 | 0.87
US | United States | 28 | Mississippi | 18081-10378 | 700537 | J M BURGE RD HATTIESBURG | Army | 035 | Forrest | 1050 | Hattiesburg | 0.89 | 0.87
US | United States | 28 | Mississippi | 18081-10379 | 700538 | J M BURGE RD HATTIESBURG 1 | Army | 035 | Forrest | 1050 | Hattiesburg | 0.89 | 0.87
US | United States | 28 | Mississippi | 18081-10380 | 700539 | J M BURGE RD HATTIESBURG 2 | Army | 035 | Forrest | 1050 | Hattiesburg | 0.89 | 0.87
US | United States | 28 | Mississippi | 18081-10390 | 700549 | LAMAR AVE HATTIESBURG | Army | 035 | Forrest | 1050 | Hattiesburg | 0.89 | 0.87
US | United States | 28 | Mississippi | 18081-10394 | 700553 | LE GRANDE HATTIESBURG | Army | 035 | Forrest | 1050 | Hattiesburg | 0.89 | 0.87
US | United States | 28 | Mississippi | 18081-10403 | 700562 | LUCKY LEAF HATTIESBURG | Army | 035 | Forrest | 1050 | Hattiesburg | 0.89 | 0.87
US | United States | 28 | Mississippi | 18081-10412 | 700571 | MELISSA LN HATTIESBURG | Army | 035 | Forrest | 1050 | Hattiesburg | 0.89 | 0.87
US | United States | 28 | Mississippi | 18081-10420 | 700579 | MONTROSE CT HATTIESBURG | Army | 035 | Forrest | 1050 | Hattiesburg | 0.89 | 0.87
US | United States | 28 | Mississippi | 18081-10430 | 700589 | N WINDRIDGE LN HATTIESBURG | Army | 035 | Forrest | 1050 | Hattiesburg | 0.89 | 0.87
US | United States | 28 | Mississippi | 18081-10451 | 700610 | NICHOLAS DR HATTIESBURG | Army | 035 | Forrest | 1050 | Hattiesburg | 0.89 | 0.87
US | United States | 28 | Mississippi | 18081-10467 | 700626 | OAK GROVE RD HATTIESBURG | Army | 035 | Forrest | 1050 | Hattiesburg | 0.89 | 0.87
US | United States | 28 | Mississippi | 18081-10526 | 700685 | RED OAK HATTIESBURG | Army | 035 | Forrest | 1050 | Hattiesburg | 0.89 | 0.87
US | United States | 28 | Mississippi | 18081-10540 | 700699 | S 28TH HATTIESBURG | Army | 035 | Forrest | 1050 | Hattiesburg | 0.89 | 0.87
US | United States | 28 | Mississippi | 18081-10541 | 700700 | S WINDRIDGE LOOP HATTIESBURG | Army | 035 | Forrest | 1050 | Hattiesburg | 0.89 | 0.87
US | United States | 28 | Mississippi | 18081-10545 | 700704 | SANDY LN HATTIESBURG | Army | 035 | Forrest | 1050 | Hattiesburg | 0.89 | 0.87
US | United States | 28 | Mississippi | 18081-10667 | 700826 | SERENE HILLS DR HATTIESBURG | Army | 035 | Forrest | 1050 | Hattiesburg | 0.89 | 0.87
US | United States | 28 | Mississippi | 18081-10668 | 700827 | SERENE HILLS DR HATTIESBURG 1 | Army | 035 | Forrest | 1050 | Hattiesburg | 0.89 | 0.87
US | United States | 28 | Mississippi | 18081-10669 | 700828 | SERENE MEADOW DR HATTIESBURG | Army | 035 | Forrest | 1050 | Hattiesburg | 0.89 | 0.87
US | United States | 28 | Mississippi | 18081-10670 | 700829 | SHADOW RIDGE HATTIESBURG | Army | 035 | Forrest | 1050 | Hattiesburg | 0.89 | 0.87
US | United States | 28 | Mississippi | 18081-10673 | 700832 | SOMERSET HATTIESBURG | Army | 035 | Forrest | 1050 | Hattiesburg | 0.89 | 0.87
US | United States | 28 | Mississippi | 18081-10674 | 700833 | SOUTHEAST CIR HATTIESBURG | Army | 035 | Forrest | 1050 | Hattiesburg | 0.89 | 0.87
US | United States | 28 | Mississippi | 18081-10679 | 700838 | SUNNY MEADOWS HATTIESBURG | Army | 035 | Forrest | 1050 | Hattiesburg | 0.89 | 0.87
US | United States | 28 | Mississippi | 18081-10689 | 700848 | TAYLORS TURN HATTIESBURG | Army | 035 | Forrest | 1050 | Hattiesburg | 0.89 | 0.87
US | United States | 28 | Mississippi | 18081-10724 | 700883 | WANDERING OAKS HATTIESBURG | Army | 035 | Forrest | 1050 | Hattiesburg | 0.89 | 0.87
US | United States | 28 | Mississippi | 70132-10007 | 701278 | 10 BRIDGEFIELD CIRCLE HATTIESBURG | Army | 035 | Forrest | 1050 | Hattiesburg | 0.89 | 0.87
US | United States | 28 | Mississippi | 70132-10042 | 701313 | 106 RAINTREE HATTIESBURG | Army | 035 | Forrest | 1050 | Hattiesburg | 0.89 | 0.87
US | United States | 28 | Mississippi | 70132-10059 | 701330 | 110 PECAN GROVE HATTIESBURG | Army | 035 | Forrest | 1050 | Hattiesburg | 0.89 | 0.87
US | United States | 28 | Mississippi | 70132-10068 | 701339 | 1117 GRANTHAM ROAD HATTIESBURG | Army | 035 | Forrest | 1050 | Hattiesburg | 0.89 | 0.87
US | United States | 28 | Mississippi | 70132-10083 | 701354 | 117 HUNTINGTON HATTIESBURG | Army | 035 | Forrest | 1050 | Hattiesburg | 0.89 | 0.87
US | United States | 28 | Mississippi | 70132-10101 | 701372 | 1217 WINDSOR HATTIESBURG | Army | 035 | Forrest | 1050 | Hattiesburg | 0.89 | 0.87
US | United States | 28 | Mississippi | 70132-10144 | 701415 | 140 SOMERSET HATTIESBURG | Army | 035 | Forrest | 1050 | Hattiesburg | 0.89 | 0.87
US | United States | 28 | Mississippi | 70132-10155 | 701426 | 145 SOMERSET HATTIESBURG | Army | 035 | Forrest | 1050 | Hattiesburg | 0.89 | 0.87
US | United States | 28 | Mississippi | 70132-10169 | 701440 | 1543 BROWN BRIDGE ROAD HATTIESBURG | Army | 035 | Forrest | 1050 | Hattiesburg | 0.89 | 0.87
US | United States | 28 | Mississippi | 70132-10170 | 701441 | 155 SOMERSET HATTIESBURG | Army | 035 | Forrest | 1050 | Hattiesburg | 0.89 | 0.87
US | United States | 28 | Mississippi | 70132-10199 | 701470 | 18 ENGLEWOOD HATTIESBURG | Army | 035 | Forrest | 1050 | Hattiesburg | 0.89 | 0.87
US | United States | 28 | Mississippi | 70132-10200 | 701471 | 18 HILL ROAD HATTIESBURG | Army | 035 | Forrest | 1050 | Hattiesburg | 0.89 | 0.87
US | United States | 28 | Mississippi | 70132-10210 | 701481 | 19 HILL ROAD HATTIESBURG | Army | 035 | Forrest | 1050 | Hattiesburg | 0.89 | 0.87
US | United States | 28 | Mississippi | 70132-10240 | 701511 | 206 PINEWOOD DRIVE HATTIESBURG | Army | 035 | Forrest | 1050 | Hattiesburg | 0.89 | 0.87
US | United States | 28 | Mississippi | 70132-10295 | 701566 | 25 DEER RUN HATTIESBURG | Army | 035 | Forrest | 1050 | Hattiesburg | 0.89 | 0.87
US | United States | 28 | Mississippi | 70132-10342 | 701613 | 302 GREEN HILLS HATTIESBURG | Army | 035 | Forrest | 1050 | Hattiesburg | 0.89 | 0.87
US | United States | 28 | Mississippi | 70132-10378 | 701649 | 33 ROBERT E LEE DR HATTIESBURG | Army | 035 | Forrest | 1050 | Hattiesburg | 0.89 | 0.87
US | United States | 28 | Mississippi | 70132-10391 | 701662 | 35 HICKORY HOLLOW HATTIESBURG | Army | 035 | Forrest | 1050 | Hattiesburg | 0.89 | 0.87
US | United States | 28 | Mississippi | 70132-10392 | 701663 | 35 OAK HOLLOW HATTIESBURG | Army | 035 | Forrest | 1050 | Hattiesburg | 0.89 | 0.87
US | United States | 28 | Mississippi | 70132-10445 | 701716 | 406 YELLOW PINE HATTIESBURG | Army | 035 | Forrest | 1050 | Hattiesburg | 0.89 | 0.87
US | United States | 28 | Mississippi | 70132-10489 | 701760 | 46 COUNTRY CLUB LAND HATTIESBURG | Army | 035 | Forrest | 1050 | Hattiesburg | 0.89 | 0.87
US | United States | 28 | Mississippi | 70132-10518 | 701789 | 5 HILL ROAD HATTIESBURG | Army | 035 | Forrest | 1050 | Hattiesburg | 0.89 | 0.87
US | United States | 28 | Mississippi | 70132-10519 | 701790 | 50 OVERLOOK POINT HATTIESBURG | Army | 035 | Forrest | 1050 | Hattiesburg | 0.89 | 0.87
US | United States | 28 | Mississippi | 70132-10591 | 701862 | 65 MC SWAIN ROAD HATTIESBURG | Army | 035 | Forrest | 1050 | Hattiesburg | 0.89 | 0.87
US | United States | 28 | Mississippi | 70132-10623 | 701894 | 726 BERKSHIRE STREET HATTIESBURG | Army | 035 | Forrest | 1050 | Hattiesburg | 0.89 | 0.87
US | United States | 28 | Mississippi | 70132-10630 | 701901 | 7359 US HWY 98 WEST HATTIESBURG | Army | 035 | Forrest | 1050 | Hattiesburg | 0.89 | 0.87
US | United States | 28 | Mississippi | 70132-10648 | 701919 | 8 CLASSIC WOOD DRIVE HATTIESBURG | Army | 035 | Forrest | 1050 | Hattiesburg | 0.89 | 0.87
US | United States | 28 | Mississippi | 70132-10681 | 701952 | 86 FORREST HILLS DRIVE HATTIESBURG | Army | 035 | Forrest | 1050 | Hattiesburg | 0.89 | 0.87
US | United States | 28 | Mississippi | 70132-10764 | 702035 | PARK PL HATTIESBURG 1 | Army | 035 | Forrest | 1050 | Hattiesburg | 0.89 | 0.87
US | United States | 28 | Mississippi | 82387-11176 | 703287 | 8 PARK PLACE HATTIESBURG | Army | 035 | Forrest | 1050 | Hattiesburg | 0.89 | 0.87
US | United States | 28 | Mississippi | 82387-11972 | 704083 | HARDY ST HATTIESBURG | Army | 035 | Forrest | 1050 | Hattiesburg | 0.89 | 0.87
US | United States | 28 | Mississippi | 82387-12754 | 704864 | S 27TH AVE HATTIESBURG | Army | 035 | Forrest | 1050 | Hattiesburg | 0.89 | 0.87
US | United States | 28 | Mississippi | 710762 | 710762 | 6030 U.S.HIGHWAY 98 HATTIESBURG | Army | 035 | Forrest | 1050 | Hattiesburg | 0.89 | 0.87
US | United States | 28 | Mississippi | 18081-10290 | 700449 | CORINTH RD PETAL | Army | 035 | Forrest | 1930 | Petal | 0.89 | 0.87
US | United States | 28 | Mississippi | 18081-10384 | 700543 | KELLY ROSE LN PETAL | Army | 035 | Forrest | 1930 | Petal | 0.89 | 0.87
US | United States | 28 | Mississippi | 18081-10405 | 700564 | MACEDONIA RD PETAL | Army | 035 | Forrest | 1930 | Petal | 0.89 | 0.87
US | United States | 28 | Mississippi | 18081-10409 | 700568 | MAPLE DR PETAL | Army | 035 | Forrest | 1930 | Petal | 0.89 | 0.87
US | United States | 28 | Mississippi | 18081-10452 | 700611 | NICKLAUS TR PETAL | Army | 035 | Forrest | 1930 | Petal | 0.89 | 0.87
US | United States | 28 | Mississippi | 18081-10729 | 700888 | WATKINS PETAL | Army | 035 | Forrest | 1930 | Petal | 0.89 | 0.87
US | United States | 28 | Mississippi | 18081-10736 | 700895 | WILGLENN DR PETAL | Army | 035 | Forrest | 1930 | Petal | 0.89 | 0.87
US | United States | 28 | Mississippi | 70132-10237 | 701508 | 205 BRYANT STREET PETAL | Army | 035 | Forrest | 1930 | Petal | 0.89 | 0.87
US | United States | 28 | Mississippi | 70132-10255 | 701526 | 22 APPLE COVE PETAL | Army | 035 | Forrest | 1930 | Petal | 0.89 | 0.87
US | United States | 28 | Mississippi | 70132-10400 | 701671 | 36 DUKE AVENUE PETAL | Army | 035 | Forrest | 1930 | Petal | 0.89 | 0.87
US | United States | 28 | Mississippi | 70132-10601 | 701872 | 7 CORY DRIVE PETAL | Army | 035 | Forrest | 1930 | Petal | 0.89 | 0.87
US | United States | 28 | Mississippi | 70132-10659 | 701930 | 81 WATKINS DRIVE PETAL | Army | 035 | Forrest | 1930 | Petal | 0.89 | 0.87
US | United States | 28 | Mississippi | 28C95 | 5982 | LUCEDALE | Army | 039 | George | 1420 | Lucedale | 0.89 | 0.87 | 0.429 | 1.131 | 1.131 | 0.426 | 0.444 | 1.923 | 1.131 | 0.154
US | United States | 28 | Mississippi | 28A00 | 3571 | CTA CAMP MCCAIN 3 | Army | 043 | Grenada | 1010 | Grenada | 0.89 | 0.87 | 0.429 | 1.131 | 1.131 | 0.426 | 0.444 | 1.923 | 1.131 | 0.154
US | United States | 28 | Mississippi | 28475 | 4606 | CTA CAMP MCCAIN | Army | 043 | Grenada | 1010 | Grenada | 0.89 | 0.87 | 0.429 | 1.131 | 1.131 | 0.426 | 0.444 | 1.923 | 1.131 | 0.154
US | United States | 28 | Mississippi | 28B80 | 5295 | GRENADA | Army | 043 | Grenada | 1010 | Grenada | 0.89 | 0.87 | 0.429 | 1.131 | 1.131 | 0.426 | 0.444 | 1.923 | 1.131 | 0.154
US | United States | 28 | Mississippi | N62604-RR | 431 | RIVERINE RANGE | Navy | 045 | Hancock | 0130 | Bay St Louis | 0.91 | 0.89 | 0.429 | 1.131 | 1.131 | 0.426 | 0.444 | 1.923 | 1.131 | 0.154
US | United States | 28 | Mississippi | N62604-MS | 511 | STENNIS SPACE CENTER | Navy | 045 | Hancock | 0130 | Bay St Louis | 0.91 | 0.89 | 0.429 | 1.131 | 1.131 | 0.426 | 0.444 | 1.923 | 1.131 | 0.154
US | United States | 28 | Mississippi | 28310 | 6223 | MISSISSIPPI AAP | Army | 045 | Hancock | 2447 | Stennis Space Center | 0.91 | 0.89 | 0.429 | 1.131 | 1.131 | 0.426 | 0.444 | 1.923 | 1.131 | 0.154
US | United States | 28 | Mississippi | N62604-JA | 703 | CAMP KELLER (DE SOTO) | Navy | 047 | Harrison | 0230 | Biloxi | 0.91 | 0.89 | 0.429 | 1.131 | 1.131 | 0.426 | 0.444 | 1.923 | 1.131 | 0.154
US | United States | 28 | Mississippi | N62604-KF | 704 | KEESLER AFB | Navy | 047 | Harrison | 0230 | Biloxi | 0.91 | 0.89 | 0.429 | 1.131 | 1.131 | 0.426 | 0.444 | 1.923 | 1.131 | 0.154
US | United States | 28 | Mississippi | MAHG0001 | 2422 | KEESLER AFB SITE # 1 | Air Force | 047 | Harrison | 0230 | Biloxi | 0.91 | 0.89 | 0.429 | 1.131 | 1.131 | 0.426 | 0.444 | 1.923 | 1.131 | 0.154
US | United States | 28 | Mississippi | MAWU0001 | 2425 | KEESLER SMALL ARMS RANGE ANNEX SITE # 1 | Air Force | 047 | Harrison | 0230 | Biloxi | 0.91 | 0.89 | 0.429 | 1.131 | 1.131 | 0.426 | 0.444 | 1.923 | 1.131 | 0.154
US | United States | 28 | Mississippi | MAYA0001 | 2426 | KEESLER TRAINING ANNEX NO 1 SITE # 1 | Air Force | 047 | Harrison | 0230 | Biloxi | 0.91 | 0.89 | 0.429 | 1.131 | 1.131 | 0.426 | 0.444 | 1.923 | 1.131 | 0.154
US | United States | 28 | Mississippi | 28A45 | 4047 | BILOXI | Army | 047 | Harrison | 0230 | Biloxi | 0.91 | 0.89 | 0.429 | 1.131 | 1.131 | 0.426 | 0.444 | 1.923 | 1.131 | 0.154
US | United States | 28 | Mississippi | 82387-11405 | 703516 | BONEY AVE DIBERVILLE | Army | 047 | Harrison | 0680 | Diberville | 0.91 | 0.89
US | United States | 28 | Mississippi | N62604 | 166 | Construction Battalion Center, Gulfport MS | Navy | 047 | Harrison | 1020 | Gulfport | 0.91 | 0.89 | 0.429 | 1.131 | 1.131 | 0.426 | 0.444 | 1.923 | 1.131 | 0.154
US | United States | 28 | Mississippi | N62604-LA | 705 | MUNICIPAL AIRPORT | Navy | 047 | Harrison | 1020 | Gulfport | 0.91 | 0.89 | 0.429 | 1.131 | 1.131 | 0.426 | 0.444 | 1.923 | 1.131 | 0.154
US | United States | 28 | Mississippi | JTVE0001 | 2325 | GPT BIL REG APT ANG SITE # 1 | Air Force | 047 | Harrison | 1020 | Gulfport | 0.91 | 0.89 | 0.429 | 1.131 | 1.131 | 0.426 | 0.444 | 1.923 | 1.131 | 0.154
US | United States | 28 | Mississippi | 28766 | 4758 | DOYLE OVERTON HICKEY AFRC | Army | 047 | Harrison | 1020 | Gulfport | 0.91 | 0.89 | 0.429 | 1.131 | 1.131 | 0.426 | 0.444 | 1.923 | 1.131 | 0.154
US | United States | 28 | Mississippi | 28B92 | 5310 | Gulfport Readiness Center & FMS #4 | Army | 047 | Harrison | 1020 | Gulfport | 0.91 | 0.89 | 0.429 | 1.131 | 1.131 | 0.426 | 0.444 | 1.923 | 1.131 | 0.154
US | United States | 28 | Mississippi | 28B90 | 5311 | GULFPORT AVCRAD | Army | 047 | Harrison | 1020 | Gulfport | 0.91 | 0.89 | 0.429 | 1.131 | 1.131 | 0.426 | 0.444 | 1.923 | 1.131 | 0.154
US | United States | 28 | Mississippi | 28C00 | 5312 | GULFPORT OMS 13 | Army | 047 | Harrison | 1020 | Gulfport | 0.91 | 0.89 | 0.429 | 1.131 | 1.131 | 0.426 | 0.444 | 1.923 | 1.131 | 0.154
US | United States | 28 | Mississippi | 28159 | 9413 | USAR CHP Warehouses | Army | 047 | Harrison | 1020 | Gulfport | 0.91 | 0.89 | 0.429 | 1.131 | 1.131 | 0.426 | 0.444 | 1.923 | 1.131 | 0.154
US | United States | 28 | Mississippi | 82387-11564 | 703675 | COURTHOUSE RD GULFPORT | Army | 047 | Harrison | 1020 | Gulfport | 0.91 | 0.89
US | United States | 28 | Mississippi | N62604-KA | 895 | SMALL CRAFT HARBOR | Navy | 047 | Harrison | 1910 | Pass Christian | 0.91 | 0.89 | 0.429 | 1.131 | 1.131 | 0.426 | 0.444 | 1.923 | 1.131 | 0.154
US | United States | 28 | Mississippi | 28B00 | 4464 | CLINTON | Army | 049 | Hinds | 0490 | Clinton | 0.89 | 0.87 | 0.429 | 1.131 | 1.131 | 0.426 | 0.444 | 1.923 | 1.131 | 0.154
US | United States | 28 | Mississippi | LDCC0001 | 2363 | HQ MISSISSIPPI ANG SITE # 1 | Air Force | 049 | Hinds | 1220 | Jackson | 0.89 | 0.87 | 0.429 | 1.131 | 1.131 | 0.426 | 0.444 | 1.923 | 1.131 | 0.154
US | United States | 28 | Mississippi | 28C55 | 5387 | HAWKINS FIELD | Army | 049 | Hinds | 1220 | Jackson | 0.89 | 0.87 | 0.429 | 1.131 | 1.131 | 0.426 | 0.444 | 1.923 | 1.131 | 0.154
US | United States | 28 | Mississippi | 28791 | 5573 | JACKSON AFRC | Army | 049 | Hinds | 1220 | Jackson | 0.89 | 0.87 | 0.429 | 1.131 | 1.131 | 0.426 | 0.444 | 1.923 | 1.131 | 0.154
US | United States | 28 | Mississippi | 28C45 | 5579 | JACKSON N.W. ST. | Army | 049 | Hinds | 1220 | Jackson | 0.89 | 0.87 | 0.429 | 1.131 | 1.131 | 0.426 | 0.444 | 1.923 | 1.131 | 0.154
US | United States | 28 | Mississippi | 28C50 | 5583 | Jackson Raymond Road Armory & FMS #9 | Army | 049 | Hinds | 1220 | Jackson | 0.89 | 0.87 | 0.429 | 1.131 | 1.131 | 0.426 | 0.444 | 1.923 | 1.131 | 0.154
US | United States | 28 | Mississippi | 28793 | 5584 | JACKSON USARC #3 | Army | 049 | Hinds | 1220 | Jackson | 0.89 | 0.87 | 0.429 | 1.131 | 1.131 | 0.426 | 0.444 | 1.923 | 1.131 | 0.154
US | United States | 28 | Mississippi | 28785 | 7198 | SCOTT USARC/AMSA #146 (G) | Army | 049 | Hinds | 1220 | Jackson | 0.89 | 0.87 | 0.429 | 1.131 | 1.131 | 0.426 | 0.444 | 1.923 | 1.131 | 0.154
US | United States | 28 | Mississippi | 28C52 | 7497 | TAGO | Army | 049 | Hinds | 1220 | Jackson | 0.89 | 0.87 | 0.429 | 1.131 | 1.131 | 0.426 | 0.444 | 1.923 | 1.131 | 0.154
US | United States | 28 | Mississippi | 01530-10038 | 700039 | VA HOSP SITE JACKSON | Army | 049 | Hinds | 1220 | Jackson | 0.89 | 0.87 | 0.429 | 1.131 | 1.131 | 0.426 | 0.444 | 1.923 | 1.131 | 0.154
US | United States | 28 | Mississippi | 70132-10786 | 702057 | WOODRUN PL JACKSON | Army | 049 | Hinds | 1220 | Jackson | 0.89 | 0.87
US | United States | 28 | Mississippi | 82387-10787 | 702898 | 3780 I-55 NORTH JACKSON | Army | 049 | Hinds | 1220 | Jackson | 0.89 | 0.87
US | United States | 28 | Mississippi | 82387-11857 | 703968 | FLOWOOD DR JACKSON | Army | 049 | Hinds | 1220 | Jackson | 0.89 | 0.87
US | United States | 28 | Mississippi | 82387-12108 | 704218 | LAKELAND DR JACKSON | Army | 049 | Hinds | 1220 | Jackson | 0.89 | 0.87
US | United States | 28 | Mississippi | 82387-12109 | 704219 | LAKELAND DR JACKSON 1 | Army | 049 | Hinds | 1220 | Jackson | 0.89 | 0.87
US | United States | 28 | Mississippi | 82387-12110 | 704220 | LAKELAND DR JACKSON 2 | Army | 049 | Hinds | 1220 | Jackson | 0.89 | 0.87
US | United States | 28 | Mississippi | 82387-12111 | 704221 | LAKELAND DR JACKSON 3 | Army | 049 | Hinds | 1220 | Jackson | 0.89 | 0.87
US | United States | 28 | Mississippi | 82387-12265 | 704375 | METRO CTR MALL JACKSON | Army | 049 | Hinds | 1220 | Jackson | 0.89 | 0.87
US | United States | 28 | Mississippi | 82387-12982 | 705092 | SOUTHERLAND ST JACKSON | Army | 049 | Hinds | 1220 | Jackson | 0.89 | 0.87
US | United States | 28 | Mississippi | 710315 | 710315 | 664 S STATE ST JACKSON | Army | 049 | Hinds | 1220 | Jackson | 0.89 | 0.87
US | United States | 28 | Mississippi | 28B60 | 5137 | FULTON | Army | 057 | Itawamba | 0910 | Fulton | 0.89 | 0.87 | 0.429 | 1.131 | 1.131 | 0.426 | 0.444 | 1.923 | 1.131 | 0.154
US | United States | 28 | Mississippi | 82387-12009 | 704119 | HIGHWAY 90 GAUTIER | Army | 059 | Jackson | 0932 | Gautier | 0.91 | 0.89
US | United States | 28 | Mississippi | 28846 | 6713 | PASCAGOULA USARC | Army | 059 | Jackson | 1680 | Moss Point | 0.91 | 0.89 | 0.429 | 1.131 | 1.131 | 0.426 | 0.444 | 1.923 | 1.131 | 0.154
US | United States | 28 | Mississippi | N62604-FH | 626 | SAND HILL HOUSING | Navy | 059 | Jackson | 1810 | Ocean Spgs | 0.91 | 0.89 | 0.429 | 1.131 | 1.131 | 0.426 | 0.444 | 1.923 | 1.131 | 0.154
US | United States | 28 | Mississippi | 28D70 | 6596 | Ocean Springs Armory & FMS #4A | Army | 059 | Jackson | 1810 | Ocean Spgs | 0.91 | 0.89
US | United States | 28 | Mississippi | 82387-13344 | 705453 | WASHINGTON AVE OCEAN SPRINGS | Army | 059 | Jackson | 1810 | Ocean Spgs | 0.91 | 0.89
US | United States | 28 | Mississippi | N68890 | 158 | Naval Station Pascagoula MS | Navy | 059 | Jackson | 1900 | Pascagoula | 0.91 | 0.89 | 0.429 | 1.131 | 1.131 | 0.426 | 0.444 | 1.923 | 1.131 | 0.154
US | United States | 28 | Mississippi | N62604-SP | 276 | LAKESIDE HOUSING | Navy | 059 | Jackson | 1900 | Pascagoula | 0.91 | 0.89 | 0.429 | 1.131 | 1.131 | 0.426 | 0.444 | 1.923 | 1.131 | 0.154
US | United States | 28 | Mississippi | 28D85 | 6712 | PASCAGOULA | Army | 059 | Jackson | 1900 | Pascagoula | 0.91 | 0.89 | 0.429 | 1.131 | 1.131 | 0.426 | 0.444 | 1.923 | 1.131 | 0.154
US | United States | 28 | Mississippi | 28A35 | 3956 | BAY SPRINGS | Army | 061 | Jasper | 0140 | Bay Springs | 0.89 | 0.87 | 0.429 | 1.131 | 1.131 | 0.426 | 0.444 | 1.923 | 1.131 | 0.154
US | United States | 28 | Mississippi | 28E20 | 6879 | PRENTISS | Army | 065 | Jefferson Davis | 2060 | Prentiss | 0.89 | 0.87 | 0.429 | 1.131 | 1.131 | 0.426 | 0.444 | 1.923 | 1.131 | 0.154
US | United States | 28 | Mississippi | 28C75 | 5830 | LAUREL | Army | 067 | Jones | 1310 | Laurel | 0.89 | 0.87 | 0.429 | 1.131 | 1.131 | 0.426 | 0.444 | 1.923 | 1.131 | 0.154
US | United States | 28 | Mississippi | 28801 | 5831 | LAUREL USARC/AMSA #149 (G) | Army | 067 | Jones | 1310 | Laurel | 0.89 | 0.87 | 0.429 | 1.131 | 1.131 | 0.426 | 0.444 | 1.923 | 1.131 | 0.154
US | United States | 28 | Mississippi | 82387-12029 | 704139 | HWY 15 N LAUREL | Army | 067 | Jones | 1310 | Laurel | 0.89 | 0.87
US | United States | 28 | Mississippi | 28B35 | 4668 | DE KALB | Army | 069 | Kemper | 0650 | De Kalb | 0.89 | 0.87 | 0.429 | 1.131 | 1.131 | 0.426 | 0.444 | 1.923 | 1.131 | 0.154
US | United States | 28 | Mississippi | N63043-AD | 730 | OLF BRAVO | Navy | 069 | Kemper | 2065 | Preston | 0.89 | 0.87 | 0.429 | 1.131 | 1.131 | 0.426 | 0.444 | 1.923 | 1.131 | 0.154
US | United States | 28 | Mississippi | N63043-AE | 1122 | OLF BRAVO 1 | Navy | 069 | Kemper | 2065 | Preston | 0.89 | 0.87 | 0.429 | 1.131 | 1.131 | 0.426 | 0.444 | 1.923 | 1.131 | 0.154
US | United States | 28 | Mississippi | 28D81 | 6676 | OXFORD | Army | 071 | Lafayette | 1860 | Oxford | 0.89 | 0.87 | 0.429 | 1.178 | 1.178 | 0.426 | 0.444 | 1.923 | 1.178 | 0.154
US | United States | 28 | Mississippi | 82387-13119 | 705229 | UNIVERSITY AVE OXFORD | Army | 071 | Lafayette | 1860 | Oxford | 0.89 | 0.87
US | United States | 28 | Mississippi | 710413 | 710413 | 77- SHADY OAKS CIRCL OXFORD | Army | 071 | Lafayette | 1860 | Oxford | 0.89 | 0.87
US | United States | 28 | Mississippi | 710901 | 710901 | 600 RIDGEWAY MANOR OXFORD | Army | 071 | Lafayette | 1860 | Oxford | 0.89 | 0.87
US | United States | 28 | Mississippi | 28D00 | 5988 | LUMBERTON | Army | 073 | Lamar | 1440 | Lumberton | 0.89 | 0.87 | 0.429 | 1.131 | 1.131 | 0.426 | 0.444 | 1.923 | 1.131 | 0.154
US | United States | 28 | Mississippi | 28E25 | 6902 | PURVIS | Army | 073 | Lamar | 2070 | Purvis | 0.89 | 0.87 | 0.429 | 1.131 | 1.131 | 0.426 | 0.444 | 1.923 | 1.131 | 0.154
US | United States | 28 | Mississippi | 18081-10242 | 700401 | ANGIE DR PURVIS | Army | 073 | Lamar | 2070 | Purvis | 0.89 | 0.87
US | United States | 28 | Mississippi | 18081-10315 | 700474 | E HILL RD PURVIS | Army | 073 | Lamar | 2070 | Purvis | 0.89 | 0.87
US | United States | 28 | Mississippi | 18081-10357 | 700516 | HAROLD TUCKER RD PURVIS | Army | 073 | Lamar | 2070 | Purvis | 0.89 | 0.87
US | United States | 28 | Mississippi | 18081-10547 | 700706 | SCARLETT ST PURVIS | Army | 073 | Lamar | 2070 | Purvis | 0.89 | 0.87
US | United States | 28 | Mississippi | 70132-10333 | 701604 | 30 TARRA LANE PURVIS | Army | 073 | Lamar | 2070 | Purvis | 0.89 | 0.87
US | United States | 28 | Mississippi | 70132-10452 | 701723 | 42 CREEKSIDE PURVIS | Army | 073 | Lamar | 2070 | Purvis | 0.89 | 0.87
US | United States | 28 | Mississippi | 70132-10511 | 701782 | 49 SCHNEIDER AVENUE PURVIS | Army | 073 | Lamar | 2070 | Purvis | 0.89 | 0.87
US | United States | 28 | Mississippi | 70132-10673 | 701944 | 843 SLADE ROAD PURVIS | Army | 073 | Lamar | 2070 | Purvis | 0.89 | 0.87
US | United States | 28 | Mississippi | N63043 | 171 | Naval Air Station, Meridian MS | Navy | 075 | Lauderdale | 1590 | Meridian | 0.95 | 0.94 | 0.429 | 1.131 | 1.131 | 0.426 | 0.444 | 1.923 | 1.131 | 0.154
US | United States | 28 | Mississippi | MDVL0001 | 2434 | KEY FIELD SITE # 1 | Air Force | 075 | Lauderdale | 1590 | Meridian | 0.95 | 0.94 | 0.429 | 1.131 | 1.131 | 0.426 | 0.444 | 1.923 | 1.131 | 0.154
US | United States | 28 | Mississippi | 28815 | 5359 | HARRIS LOCKHARD USARC | Army | 075 | Lauderdale | 1590 | Meridian | 0.95 | 0.94 | 0.429 | 1.131 | 1.131 | 0.426 | 0.444 | 1.923 | 1.131 | 0.154
US | United States | 28 | Mississippi | 28D29 | 6156 | MERIDIAN | Army | 075 | Lauderdale | 1590 | Meridian | 0.95 | 0.94 | 0.429 | 1.131 | 1.131 | 0.426 | 0.444 | 1.923 | 1.131 | 0.154
US | United States | 28 | Mississippi | 28D30 | 6157 | MERIDIAN OMS 11 | Army | 075 | Lauderdale | 1590 | Meridian | 0.95 | 0.94 | 0.429 | 1.131 | 1.131 | 0.426 | 0.444 | 1.923 | 1.131 | 0.154
US | United States | 28 | Mississippi | 28D31 | 6158 | MERIDIAN RCTA | Army | 075 | Lauderdale | 1590 | Meridian | 0.95 | 0.94 | 0.429 | 1.131 | 1.131 | 0.426 | 0.444 | 1.923 | 1.131 | 0.154
US | United States | 28 | Mississippi | 82387-11406 | 703517 | BONITA LAKES CIR MERIDIAN | Army | 075 | Lauderdale | 1590 | Meridian | 0.95 | 0.94
US | United States | 28 | Mississippi | 28D35 | 6257 | Monticello Armory & FMS #3A | Army | 077 | Lawrence | 1640 | Monticello | 0.89 | 0.87 | 0.429 | 1.131 | 1.131 | 0.426 | 0.444 | 1.923 | 1.131 | 0.154
US | United States | 28 | Mississippi | 28A80 | 4338 | CARTHAGE | Army | 079 | Leake | 0420 | Carthage | 0.89 | 0.87 | 0.429 | 1.131 | 1.131 | 0.426 | 0.444 | 1.923 | 1.131 | 0.154
US | United States | 28 | Mississippi | 28D55 | 6380 | NETTLETON | Army | 081 | Lee | 1730 | Nettleton | 0.89 | 0.87 | 0.429 | 1.131 | 1.131 | 0.426 | 0.444 | 1.923 | 1.131 | 0.154
US | United States | 28 | Mississippi | 28905 | 5633 | JOE HARRIS TOWERY USARC | Army | 081 | Lee | 2610 | Tupelo | 0.89 | 0.87 | 0.429 | 1.131 | 1.131 | 0.426 | 0.444 | 1.923 | 1.131 | 0.154
US | United States | 28 | Mississippi | 28E70 | 7640 | TUPELO | Army | 081 | Lee | 2610 | Tupelo | 0.89 | 0.87 | 0.429 | 1.131 | 1.131 | 0.426 | 0.444 | 1.923 | 1.131 | 0.154
US | United States | 28 | Mississippi | 28E75 | 7641 | TUPELO FMS #1 | Army | 081 | Lee | 2610 | Tupelo | 0.89 | 0.87 | 0.429 | 1.131 | 1.131 | 0.426 | 0.444 | 1.923 | 1.131 | 0.154
US | United States | 28 | Mississippi | 82387-10571 | 702682 | 2424B MAGNOLIA PLACE TUPELO | Army | 081 | Lee | 2610 | Tupelo | 0.89 | 0.87
US | United States | 28 | Mississippi | 82387-12381 | 704491 | N GLOSTER ST TUPELO | Army | 081 | Lee | 2610 | Tupelo | 0.89 | 0.87
US | United States | 28 | Mississippi | 710105 | 710105 | 906 W. JACKSON ST TUPELO | Army | 081 | Lee | 2610 | Tupelo | 0.89 | 0.87
US | United States | 28 | Mississippi | 710443 | 710443 | 106 VINEWOOD TUPELO | Army | 081 | Lee | 2610 | Tupelo | 0.89 | 0.87
US | United States | 28 | Mississippi | 710622 | 710622 | 3531-B CRESTVIEW STREET TUPELO | Army | 081 | Lee | 2610 | Tupelo | 0.89 | 0.87
US | United States | 28 | Mississippi | 28B75 | 5291 | Greenwood Armory & FMS #6A | Army | 083 | Leflore | 1000 | Greenwood | 0.89 | 0.87 | 0.429 | 1.131 | 1.131 | 0.426 | 0.444 | 1.923 | 1.131 | 0.154
US | United States | 28 | Mississippi | 28744 | 5293 | GREENWOOD USARC/AMSA #144 (G) | Army | 083 | Leflore | 1000 | Greenwood | 0.89 | 0.87 | 0.429 | 1.131 | 1.131 | 0.426 | 0.444 | 1.923 | 1.131 | 0.154
US | United States | 28 | Mississippi | 82387-10687 | 702798 | 303 WEST PARK AVE GREENWOOD | Army | 083 | Leflore | 1000 | Greenwood | 0.89 | 0.87
US | United States | 28 | Mississippi | 710931 | 710931 | 36901 COUNTY ROAD 507 ITTA BENA | Army | 083 | Leflore | 1200 | Itta Bena | 0.89 | 0.87
US | United States | 28 | Mississippi | 28A60 | 4152 | Brookhaven Readiness Center & FMS #3 | Army | 085 | Lincoln | 0320 | Brookhaven | 0.89 | 0.87 | 0.429 | 1.131 | 1.131 | 0.426 | 0.444 | 1.923 | 1.131 | 0.154
US | United States | 28 | Mississippi | 28730 | 4153 | BROOKHAVEN USARC | Army | 085 | Lincoln | 0320 | Brookhaven | 0.89 | 0.87 | 0.429 | 1.131 | 1.131 | 0.426 | 0.444 | 1.923 | 1.131 | 0.154
US | United States | 28 | Mississippi | 01530-10028 | 700029 | LINCOLN CO AP BROOKHAVEN | Army | 085 | Lincoln | 0320 | Brookhaven | 0.89 | 0.87 | 0.429 | 1.131 | 1.131 | 0.426 | 0.444 | 1.923 | 1.131 | 0.154
US | United States | 28 | Mississippi | 28B15 | 4512 | COLUMBUS | Army | 087 | Lowndes | 0540 | Columbus | 0.87 | 0.85 | 0.429 | 1.131 | 1.131 | 0.426 | 0.444 | 1.923 | 1.131 | 0.154
US | United States | 28 | Mississippi | 82387-12038 | 704148 | HWY 45 N COLUMBUS | Army | 087 | Lowndes | 0540 | Columbus | 0.87 | 0.85
US | United States | 28 | Mississippi | 82387-13389 | 705498 | WILKENS-WISE RD COLUMBUS | Army | 087 | Lowndes | 0540 | Columbus | 0.87 | 0.85
US | United States | 28 | Mississippi | EEPZ0001 | 1608 | COLUMBUS SITE # 1 | Air Force | 087 | Lowndes | 9999 | Unknown | 0.87 | 0.85 | 0.429 | 1.131 | 1.131 | 0.426 | 0.444 | 1.923 | 1.131 | 0.154
US | United States | 28 | Mississippi | 28A75 | 4308 | CANTON | Army | 089 | Madison | 0400 | Canton | 0.89 | 0.87 | 0.429 | 1.173 | 1.173 | 0.426 | 0.444 | 1.923 | 1.173 | 0.154
US | United States | 28 | Mississippi | 82387-10079 | 702190 | 109 EXECUTIVE DRIVE MADISON | Army | 089 | Madison | 1500 | Madison | 0.89 | 0.87
US | United States | 28 | Mississippi | 82387-12000 | 704110 | HIGHWAY 51 S RIDGELAND | Army | 089 | Madison | 2130 | Ridgeland | 0.89 | 0.87
US | United States | 28 | Mississippi | 710107 | 710107 | 704 OLD SQUARE COURT RIDGELAND | Army | 089 | Madison | 2130 | Ridgeland | 0.89 | 0.87
US | United States | 28 | Mississippi | 28B10 | 4505 | COLUMBIA | Army | 091 | Marion | 0530 | Columbia | 0.89 | 0.87 | 0.429 | 1.131 | 1.131 | 0.426 | 0.444 | 1.923 | 1.131 | 0.154
US | United States | 28 | Mississippi | 28C25 | 5468 | HOLLY SPRINGS | Army | 093 | Marshall | 1140 | Holly Springs | 0.89 | 0.87 | 0.429 | 1.131 | 1.131 | 0.426 | 0.444 | 1.923 | 1.131 | 0.154
US | United States | 28 | Mississippi | 28A05 | 3699 | ABERDEEN | Army | 095 | Monroe | 0010 | Aberdeen | 0.87 | 0.85 | 0.429 | 1.131 | 1.131 | 0.426 | 0.444 | 1.923 | 1.131 | 0.154
US | United States | 28 | Mississippi | 28A15 | 3782 | AMORY | Army | 095 | Monroe | 0040 | Amory | 0.89 | 0.87 | 0.429 | 1.131 | 1.131 | 0.426 | 0.444 | 1.923 | 1.131 | 0.154
US | United States | 28 | Mississippi | JPWQ0001 | 2319 | GREENWOOD SPRINGS NEXT GENERATION SITE SITE # 1 | Air Force | 095 | Monroe | 9999 | Unknown | 0.89 | 0.87 | 0.429 | 1.131 | 1.131 | 0.426 | 0.444 | 1.923 | 1.131 | 0.154
US | United States | 28 | Mississippi | 28F25 | 7945 | WINONA | Army | 097 | Montgomery | 2830 | Winona | 0.89 | 0.87 | 0.429 | 1.131 | 1.131 | 0.426 | 0.444 | 1.923 | 1.131 | 0.154
US | United States | 28 | Mississippi | 28D90 | 6772 | PHILADELPHIA | Army | 099 | Neshoba | 1940 | Philadelphia | 0.89 | 0.87 | 0.429 | 1.131 | 1.131 | 0.426 | 0.444 | 1.923 | 1.131 | 0.154
US | United States | 28 | Mississippi | 28D95 | 6776 | Philadelphia FMS #2 | Army | 099 | Neshoba | 1940 | Philadelphia | 0.89 | 0.87 | 0.429 | 1.131 | 1.131 | 0.426 | 0.444 | 1.923 | 1.131 | 0.154
US | United States | 28 | Mississippi | 28E30 | 6918 | QUITMAN | Army | 099 | Neshoba | 1940 | Philadelphia | 0.89 | 0.87 | 0.429 | 1.131 | 1.131 | 0.426 | 0.444 | 1.923 | 1.131 | 0.154
US | United States | 28 | Mississippi | 82387-11453 | 703564 | CANAL PL PHILADELPHIA | Army | 099 | Neshoba | 1940 | Philadelphia | 0.89 | 0.87
US | United States | 28 | Mississippi | 28B33 | 4675 | Decatur FMS #7 | Army | 101 | Newton | 0640 | Decatur | 0.89 | 0.87 | 0.429 | 1.173 | 1.173 | 0.426 | 0.444 | 1.923 | 1.173 | 0.154
US | United States | 28 | Mississippi | 28D65 | 6431 | NEWTON | Army | 101 | Newton | 1760 | Newton | 0.89 | 0.87 | 0.429 | 1.131 | 1.131 | 0.426 | 0.444 | 1.923 | 1.131 | 0.154
US | United States | 28 | Mississippi | N63043-CA | 731 | TARGET RANGE FACILITY | Navy | 103 | Noxubee | 2350 | Shuqualak | 0.89 | 0.87 | 0.429 | 1.131 | 1.131 | 0.426 | 0.444 | 1.923 | 1.131 | 0.154
US | United States | 28 | Mississippi | SHTQ0001 | 3113 | COLUMBUS AUXILIARY AIRFIELD SITE # 1 | Air Force | 103 | Noxubee | 2350 | Shuqualak | 0.89 | 0.87 | 0.429 | 1.131 | 1.131 | 0.426 | 0.444 | 1.923 | 1.131 | 0.154
US | United States | 28 | Mississippi | 28875 | 5319 | GUY II & WILL JONES MEM USARC | Army | 105 | Oktibbeha | 2430 | Starkville | 0.89 | 0.87 | 0.429 | 1.131 | 1.131 | 0.426 | 0.444 | 1.923 | 1.131 | 0.154
US | United States | 28 | Mississippi | 28E60 | 7411 | STARKVILLE | Army | 105 | Oktibbeha | 2430 | Starkville | 0.89 | 0.87 | 0.429 | 1.131 | 1.131 | 0.426 | 0.444 | 1.923 | 1.131 | 0.154
US | United States | 28 | Mississippi | 28A26 | 3945 | BATESVILLE | Army | 107 | Panola | 0120 | Batesville | 0.89 | 0.87 | 0.429 | 1.131 | 1.131 | 0.426 | 0.444 | 1.923 | 1.131 | 0.154
US | United States | 28 | Mississippi | 28E50 | 7180 | SARDIS | Army | 107 | Panola | 2240 | Sardis | 0.89 | 0.87 | 0.429 | 1.131 | 1.131 | 0.426 | 0.444 | 1.923 | 1.131 | 0.154
US | United States | 28 | Mississippi | 28E00 | 6786 | PICAYUNE | Army | 109 | Pearl River | 1950 | Picayune | 0.89 | 0.87 | 0.429 | 1.131 | 1.131 | 0.426 | 0.444 | 1.923 | 1.131 | 0.154
US | United States | 28 | Mississippi | 28E10 | 6847 | POPLARVILLE | Army | 109 | Pearl River | 2020 | Poplarville | 0.89 | 0.87 | 0.429 | 1.131 | 1.131 | 0.426 | 0.444 | 1.923 | 1.131 | 0.154
US | United States | 28 | Mississippi | CYPR0001 | 1543 | CMP SLBY RGE SITE # 1 | Air Force | 111 | Perry | 0156 | Beaumont | 0.89 | 0.87 | 0.429 | 1.131 | 1.131 | 0.426 | 0.444 | 1.923 | 1.131 | 0.154
US | United States | 28 | Mississippi | 28E35 | 7002 | RICHTON | Army | 111 | Perry | 2120 | Richton | 0.89 | 0.87 | 0.429 | 1.131 | 1.131 | 0.426 | 0.444 | 1.923 | 1.131 | 0.154
US | United States | 28 | Mississippi | 18081-10364 | 700523 | HIGHWAY 29 RICHTON | Army | 111 | Perry | 2120 | Richton | 0.89 | 0.87
US | United States | 28 | Mississippi | 28D15 | 6124 | MCCOMB | Army | 113 | Pike | 1470 | McComb | 0.89 | 0.87 | 0.429 | 1.131 | 1.131 | 0.426 | 0.444 | 1.923 | 1.131 | 0.154
US | United States | 28 | Mississippi | 82387-11598 | 703709 | DELAWARE AVE MCCOMB | Army | 113 | Pike | 1470 | McComb | 0.89 | 0.87
US | United States | 28 | Mississippi | 28E05 | 6845 | PONTOTOC | Army | 115 | Pontotoc | 2000 | Pontotoc | 0.89 | 0.87 | 0.429 | 1.131 | 1.131 | 0.426 | 0.444 | 1.923 | 1.131 | 0.154
US | United States | 28 | Mississippi | 28A50 | 4098 | BOONEVILLE | Army | 117 | Prentiss | 0280 | Booneville | 0.89 | 0.87 | 0.429 | 1.131 | 1.131 | 0.426 | 0.444 | 1.923 | 1.131 | 0.154
US | United States | 28 | Mississippi | 82387-11666 | 703777 | E CHAMBERS DR BOONEVILLE | Army | 117 | Prentiss | 0280 | Booneville | 0.89 | 0.87
US | United States | 28 | Mississippi | 28A55 | 4124 | BRANDON | Army | 121 | Rankin | 0300 | Brandon | 0.89 | 0.87 | 0.429 | 1.131 | 1.131 | 0.426 | 0.444 | 1.923 | 1.131 | 0.154
US | United States | 28 | Mississippi | 70132-10076 | 701347 | 115 TWIN OAKS DRIVE BRANDON | Army | 121 | Rankin | 0300 | Brandon | 0.89 | 0.87
US | United States | 28 | Mississippi | 711211 | 711211 | 106 SWEETGUM ROAD BRANDON | Army | 121 | Rankin | 0300 | Brandon | 0.89 | 0.87
US | United States | 28 | Mississippi | LRXQ0001 | 2388 | JACKSON IAP, THOMPSON FIELD SITE # 1 | Air Force | 121 | Rankin | 0875 | Flowood | 0.89 | 0.87 | 0.429 | 1.131 | 1.131 | 0.426 | 0.444 | 1.923 | 1.131 | 0.154
US | United States | 28 | Mississippi | 28C66 | 3815 | ANNEX | Army | 121 | Rankin | 0875 | Flowood | 0.89 | 0.87 | 0.429 | 1.131 | 1.131 | 0.426 | 0.444 | 1.923 | 1.131 | 0.154
US | United States | 28 | Mississippi | 28C65 | 7683 | USPFO MS | Army | 121 | Rankin | 1918 | Pearl | 0.89 | 0.87 | 0.429 | 1.131 | 1.131 | 0.426 | 0.444 | 1.923 | 1.131 | 0.154
US | United States | 28 | Mississippi | 28B55 | 4971 | FOREST | Army | 123 | Scott | 0880 | Forest | 0.89 | 0.87 | 0.429 | 1.131 | 1.131 | 0.426 | 0.444 | 1.923 | 1.131 | 0.154
US | United States | 28 | Mississippi | 28D45 | 6283 | MORTON | Army | 123 | Scott | 1670 | Morton | 0.89 | 0.87 | 0.429 | 1.131 | 1.131 | 0.426 | 0.444 | 1.923 | 1.131 | 0.154
US | United States | 28 | Mississippi | 28E45 | 7055 | ROLLING FORK | Army | 125 | Sharkey | 2160 | Rolling Fork | 0.89 | 0.87 | 0.429 | 1.131 | 1.131 | 0.426 | 0.444 | 1.923 | 1.131 | 0.154
US | United States | 28 | Mississippi | 28D05 | 6026 | MAGEE | Army | 127 | Simpson | 1510 | Magee | 0.89 | 0.87 | 0.429 | 1.131 | 1.131 | 0.426 | 0.444 | 1.923 | 1.131 | 0.154
US | United States | 28 | Mississippi | 28D25 | 6151 | MENDENHALL | Army | 127 | Simpson | 1580 | Mendenhall | 0.89 | 0.87 | 0.429 | 1.131 | 1.131 | 0.426 | 0.444 | 1.923 | 1.131 | 0.154
US | United States | 28 | Mississippi | 28E65 | 7518 | TAYLORSVILLE | Army | 129 | Smith | 2540 | Taylorsville | 0.89 | 0.87 | 0.429 | 1.131 | 1.131 | 0.426 | 0.444 | 1.923 | 1.131 | 0.154
US | United States | 28 | Mississippi | 28F20 | 7899 | WIGGINS | Army | 131 | Stone | 2820 | Wiggins | 0.89 | 0.87 | 0.429 | 1.131 | 1.131 | 0.426 | 0.444 | 1.923 | 1.131 | 0.154
US | United States | 28 | Mississippi | 28B40 | 4763 | DREW | Army | 133 | Sunflower | 0710 | Drew | 0.89 | 0.87 | 0.429 | 1.131 | 1.131 | 0.426 | 0.444 | 1.923 | 1.131 | 0.154
US | United States | 28 | Mississippi | 28C35 | 5542 | INDIANOLA | Army | 133 | Sunflower | 1170 | Indianola | 0.89 | 0.87 | 0.429 | 1.131 | 1.131 | 0.426 | 0.444 | 1.923 | 1.131 | 0.154
US | United States | 28 | Mississippi | 28A85 | 4394 | CHARLESTON | Army | 135 | Tallahatchie | 0450 | Charleston | 0.89 | 0.87 | 0.429 | 1.131 | 1.131 | 0.426 | 0.444 | 1.923 | 1.131 | 0.154
US | United States | 28 | Mississippi | 28E55 | 7221 | Senatobia Armory & FMS #5 | Army | 137 | Tate | 2290 | Senatobia | 0.89 | 0.87 | 0.429 | 1.131 | 1.131 | 0.426 | 0.444 | 1.923 | 1.131 | 0.154
US | United States | 28 | Mississippi | ANJD0001 | 1389 | COLDWATER DROP ZONE, ARKABUTLA LAKE, MISSISSIPPI SITE # 1 | Air Force | 137 | Tate | 9999 | Unknown | 0.89 | 0.87 | 0.429 | 1.131 | 1.131 | 0.426 | 0.444 | 1.923 | 1.131 | 0.154
US | United States | 28 | Mississippi | 28E40 | 7012 | Ripley Armory & FMS #1A | Army | 139 | Tippah | 2150 | Ripley | 0.89 | 0.87 | 0.429 | 1.131 | 1.131 | 0.426 | 0.444 | 1.923 | 1.131 | 0.154
US | United States | 28 | Mississippi | 28C40 | 5561 | IUKA | Army | 141 | Tishomingo | 1210 | Iuka | 0.89 | 0.87 | 0.429 | 1.131 | 1.131 | 0.426 | 0.444 | 1.923 | 1.131 | 0.154
US | United States | 28 | Mississippi | 28D60 | 6387 | NEW ALBANY | Army | 145 | Union | 1740 | New Albany | 0.89 | 0.87 | 0.429 | 1.131 | 1.131 | 0.426 | 0.444 | 1.923 | 1.131 | 0.154
US | United States | 28 | Mississippi | 2893D | 4024 | BG GEORGE A MORRIS USARC | Army | 149 | Warren | 2690 | Vicksburg | 0.89 | 0.87 | 0.429 | 1.131 | 1.131 | 0.426 | 0.444 | 1.923 | 1.131 | 0.154
US | United States | 28 | Mississippi | 28E91 | 7715 | VICKSBURG STATION | Army | 149 | Warren | 2690 | Vicksburg | 0.89 | 0.87 | 0.429 | 1.131 | 1.131 | 0.426 | 0.444 | 1.923 | 1.131 | 0.154
US | United States | 28 | Mississippi | 28935 | 7716 | VICKSBURG USARC #1 | Army | 149 | Warren | 2690 | Vicksburg | 0.89 | 0.87 | 0.429 | 1.131 | 1.131 | 0.426 | 0.444 | 1.923 | 1.131 | 0.154
US | United States | 28 | Mississippi | 01530-10018 | 700019 | ARMORY VICKSBURG | Army | 149 | Warren | 2690 | Vicksburg | 0.89 | 0.87 | 0.429 | 1.131 | 1.131 | 0.426 | 0.444 | 1.923 | 1.131 | 0.154
US | United States | 28 | Mississippi | 18081-10725 | 700884 | WARREN COUNTY VICKSBURG | Army | 149 | Warren | 2690 | Vicksburg | 0.89 | 0.87
US | United States | 28 | Mississippi | 82387-12633 | 704743 | PEMBERTON SQ MALL VICKSBURG | Army | 149 | Warren | 2690 | Vicksburg | 0.89 | 0.87
US | United States | 28 | Mississippi | 28B65 | 5283 | GREENVILLE | Army | 151 | Washington | 0990 | Greenville | 0.89 | 0.87 | 0.429 | 1.131 | 1.131 | 0.426 | 0.444 | 1.923 | 1.131 | 0.154
US | United States | 28 | Mississippi | 28743 | 5288 | GREENVILLE MS USARC | Army | 151 | Washington | 0990 | Greenville | 0.89 | 0.87 | 0.429 | 1.131 | 1.131 | 0.426 | 0.444 | 1.923 | 1.131 | 0.154
US | United States | 28 | Mississippi | 28B70 | 5289 | Greenville FMS #6 | Army | 151 | Washington | 0990 | Greenville | 0.89 | 0.87 | 0.429 | 1.131 | 1.131 | 0.426 | 0.444 | 1.923 | 1.131 | 0.154
US | United States | 28 | Mississippi | 82387-13334 | 705443 | WALKER LANE GREENVILLE | Army | 151 | Washington | 0990 | Greenville | 0.89 | 0.87
US | United States | 28 | Mississippi | 28F00 | 7826 | WAYNESBORO | Army | 153 | Wayne | 2750 | Waynesboro | 0.89 | 0.87 | 0.429 | 1.131 | 1.131 | 0.426 | 0.444 | 1.923 | 1.131 | 0.154
US | United States | 28 | Mississippi | 28B50 | 4890 | EUPORA | Army | 155 | Webster | 0840 | Eupora | 0.89 | 0.87 | 0.429 | 1.131 | 1.131 | 0.426 | 0.444 | 1.923 | 1.131 | 0.154
US | United States | 28 | Mississippi | 28C90 | 5960 | Louisville Armory & FMS #2A | Army | 159 | Winston | 1410 | Louisville | 0.89 | 0.87 | 0.429 | 1.131 | 1.131 | 0.426 | 0.444 | 1.923 | 1.131 | 0.154
US | United States | 28 | Mississippi | 28E95 | 7796 | WATER VALLEY | Army | 161 | Yalobusha | 2730 | Water Valley | 0.89 | 0.87 | 0.429 | 1.131 | 1.131 | 0.426 | 0.444 | 1.923 | 1.131 | 0.154
US | United States | 28 | Mississippi | 28F30 | 7987 | YAZOO CITY | Army | 163 | Yazoo | 2870 | Yazoo City | 0.89 | 0.87 | 0.429 | 1.131 | 1.131 | 0.426 | 0.444 | 1.923 | 1.131 | 0.154
US | United States | 29 | Missouri | 29879 | 5744 | KIRKSVIL LAND FUTURE | Army | 001 | Adair | 4230 | Kirksville | 0.95 | 0.97 | 1.036 | 1.131 | 1.131 | 0.852 | 0.722 | 1.654 | 1.131 | 1.139
US | United States | 29 | Missouri | 29B50 | 5745 | KIRKSVILLE | Army | 001 | Adair | 4230 | Kirksville | 0.95 | 0.97 | 1.036 | 1.131 | 1.131 | 0.852 | 0.722 | 1.654 | 1.131 | 1.139
US | United States | 29 | Missouri | 29B55 | 5746 | KIRKSVILLE MVSB | Army | 001 | Adair | 4230 | Kirksville | 0.95 | 0.97 | 1.036 | 1.131 | 1.131 | 0.852 | 0.722 | 1.654 | 1.131 | 1.139
US | United States | 29 | Missouri | 82387-10836 | 702947 | 411 E. NORTHTOWN RD. KIRKSVILLE | Army | 001 | Adair | 4230 | Kirksville | 0.95 | 0.97
US | United States | 29 | Missouri | 82387-10945 | 703056 | 516 N BALTIMORE KIRKSVILLE | Army | 001 | Adair | 4230 | Kirksville | 0.95 | 0.97
US | United States | 29 | Missouri | 29B90 | 6165 | MEXICO | Army | 007 | Audrain | 5170 | Mexico | 0.95 | 0.97 | 1.036 | 1.131 | 1.131 | 0.852 | 0.722 | 1.654 | 1.131 | 1.139
US | United States | 29 | Missouri | 29C00 | 6236 | MONETT | Army | 009 | Barry | 5310 | Monett | 0.95 | 0.97 | 1.036 | 1.131 | 1.131 | 0.852 | 0.722 | 1.654 | 1.131 | 1.139
US | United States | 29 | Missouri | 29B65 | 5792 | LAMAR | Army | 011 | Barton | 4340 | Lamar | 0.95 | 0.97 | 1.036 | 1.131 | 1.131 | 0.852 | 0.722 | 1.654 | 1.131 | 1.139
US | United States | 29 | Missouri | YWHX0001 | 3421 | WHITEMAN RADIO RELAY ANNEX NO 1 SITE # 1 | Air Force | 013 | Bates | 9999 | Unknown | 0.95 | 0.97 | 1.036 | 1.131 | 1.131 | 0.852 | 0.722 | 1.654 | 1.131 | 1.139
US | United States | 29 | Missouri | 29A60 | 4503 | COLUMBIA | Army | 019 | Boone | 1800 | Columbia | 0.95 | 0.97 | 1.036 | 1.131 | 1.131 | 0.852 | 0.722 | 1.654 | 1.131 | 1.139
US | United States | 29 | Missouri | 29830 | 4510 | COLUMBIA USARC | Army | 019 | Boone | 1800 | Columbia | 0.95 | 0.97 | 1.036 | 1.131 | 1.131 | 0.852 | 0.722 | 1.654 | 1.131 | 1.139
US | United States | 29 | Missouri | 82387-10538 | 702649 | 2300 BERNADETTE DRIVE COLUMBIA | Army | 019 | Boone | 1800 | Columbia | 0.95 | 0.97
US | United States | 29 | Missouri | 82387-11875 | 703986 | FORUM BLVD COLUMBIA | Army | 019 | Boone | 1800 | Columbia | 0.95 | 0.97
US | United States | 29 | Missouri | 710038 | 710038 | 505 S. VILLAGE CIRCL COLUMBIA | Army | 019 | Boone | 1800 | Columbia | 0.95 | 0.97
US | United States | 29 | Missouri | 29518 | 169912 | Rocheport, MO USARC | Army | 019 | Boone | 6850 | Rocheport | 0.95 | 0.97 | 1.036 | 1.131 | 1.131 | 0.852 | 0.722 | 1.654 | 1.131 | 1.139
US | United States | 29 | Missouri | ULYB0001 | 3222 | ROSECRANS MAP/139AG SITE # 1 | Air Force | 021 | Buchanan | 7070 | St. Joseph | 0.95 | 0.97 | 1.036 | 1.131 | 1.131 | 0.852 | 0.722 | 1.654 | 1.131 | 1.139
US | United States | 29 | Missouri | 29C70 | 7389 | ST JOSEPH | Army | 021 | Buchanan | 7070 | St. Joseph | 0.95 | 0.97 | 1.036 | 1.131 | 1.131 | 0.852 | 0.722 | 1.654 | 1.131 | 1.139
US | United States | 29 | Missouri | 29935 | 7390 | ST JOSEPH USARC | Army | 021 | Buchanan | 7070 | St. Joseph | 0.95 | 0.97 | 1.036 | 1.131 | 1.131 | 0.852 | 0.722 | 1.654 | 1.131 | 1.139
US | United States | 29 | Missouri | 82387-12340 | 704450 | N BELT HWY SAINT JOSEPH | Army | 021 | Buchanan | 7070 | St. Joseph | 0.95 | 0.97
US | United States | 29 | Missouri | 29C40 | 6846 | POPLAR BLUFF | Army | 023 | Butler | 6410 | Poplar Bluff | 0.95 | 0.97 | 1.036 | 1.131 | 1.131 | 0.852 | 0.722 | 1.654 | 1.131 | 1.139
US | United States | 29 | Missouri | 2972B | 6848 | POPULAR BLUFF USARC | Army | 023 | Butler | 6410 | Poplar Bluff | 0.95 | 0.97 | 1.036 | 1.131 | 1.131 | 0.852 | 0.722 | 1.654 | 1.131 | 1.139
US | United States | 29 | Missouri | 82387-13025 | 705135 | STERLING DR POPLAR BLUFF | Army | 023 | Butler | 6410 | Poplar Bluff | 0.95 | 0.97
US | United States | 29 | Missouri | 29A95 | 5138 | FULTON | Army | 027 | Callaway | 2960 | Fulton | 0.95 | 0.97 | 1.036 | 1.131 | 1.131 | 0.852 | 0.722 | 1.654 | 1.131 | 1.139
US | United States | 29 | Missouri | 29B25 | 5615 | JEFFERSON CITY AASF | Army | 027 | Callaway | 4040 | Jefferson City | 0.95 | 0.97 | 1.036 | 1.131 | 1.131 | 0.852 | 0.722 | 1.654 | 1.131 | 1.139
US | United States | 29 | Missouri | 29999 | 5786 | LAKE OF THE OZARKS RECREATION | Army | 029 | Camden | 5956 | Osage Beach | 0.95 | 0.97 | 1.036 | 1.131 | 1.131 | 0.852 | 0.722 | 1.654 | 1.131 | 1.139
US | United States | 29 | Missouri | N00128-CG | 830 | NAVOPSPTCEN CAPE GIRARDEAU | Navy | 031 | Cape Girardeau | 1390 | Cape Girardeau | 0.95 | 0.97 | 1.036 | 1.131 | 1.131 | 0.852 | 0.722 | 1.654 | 1.131 | 1.139
US | United States | 29 | Missouri | 29A30 | 4312 | CAPE GIRARDEAU | Army | 031 | Cape Girardeau | 1390 | Cape Girardeau | 0.95 | 0.97 | 1.036 | 1.131 | 1.131 | 0.852 | 0.722 | 1.654 | 1.131 | 1.139
US | United States | 29 | Missouri | 2914B | 4313 | CAPE GIRARDEAU USARC,PLAZA WAY | Army | 031 | Cape Girardeau | 1390 | Cape Girardeau | 0.95 | 0.97 | 1.036 | 1.131 | 1.131 | 0.852 | 0.722 | 1.654 | 1.131 | 1.139
US | United States | 29 | Missouri | 18081-10119 | 700278 | 339 BROADWAY ST CAPE GIRARDEAU | Army | 031 | Cape Girardeau | 1390 | Cape Girardeau | 0.95 | 0.97
US | United States | 29 | Missouri | 82387-10683 | 702794 | 3019 WILLIAM ST CAPE GIRARDEAU | Army | 031 | Cape Girardeau | 1390 | Cape Girardeau | 0.95 | 0.97
US | United States | 29 | Missouri | 82387-11343 | 703454 | AUBURN PK PL CAPE GIRARDEAU | Army | 031 | Cape Girardeau | 1390 | Cape Girardeau | 0.95 | 0.97
US | United States | 29 | Missouri | 82387-12870 | 704980 | S SILVER SPGS RD CAPE GIRARDEAU | Army | 031 | Cape Girardeau | 1390 | Cape Girardeau | 0.95 | 0.97
US | United States | 29 | Missouri | 29B10 | 5570 | JACKSON | Army | 031 | Cape Girardeau | 3980 | Jackson | 0.95 | 0.97 | 1.036 | 1.173 | 1.173 | 0.852 | 0.722 | 1.654 | 1.173 | 1.139
US | United States | 29 | Missouri | 29A42 | 4333 | CARROLLTON | Army | 033 | Carroll | 1420 | Carrollton | 0.95 | 0.97 | 1.036 | 1.131 | 1.131 | 0.852 | 0.722 | 1.654 | 1.131 | 1.139
US | United States | 29 | Missouri | M67386-0001 | 76 | W BALES | Marine Corps | 037 | Cass | 0600 | Belton | 0.95 | 0.97 | 1.036 | 1.131 | 1.131 | 0.852 | 0.722 | 1.654 | 1.131 | 1.139
US | United States | 29 | Missouri | M67386-0002 | 77 | Marine Corps Support Activity, Kansas City | Marine Corps | 037 | Cass | 0600 | Belton | 0.95 | 0.97 | 1.036 | 1.131 | 1.131 | 0.852 | 0.722 | 1.654 | 1.131 | 1.139
US | United States | 29 | Missouri | M67386-0006 | 80 | S E 155TH ST | Marine Corps | 037 | Cass | 0600 | Belton | 0.95 | 0.97 | 1.036 | 1.131 | 1.131 | 0.852 | 0.722 | 1.654 | 1.131 | 1.139
US | United States | 29 | Missouri | M67386-0007 | 81 | E KENSINGTON | Marine Corps | 037 | Cass | 0600 | Belton | 0.95 | 0.97 | 1.036 | 1.131 | 1.131 | 0.852 | 0.722 | 1.654 | 1.131 | 1.139
US | United States | 29 | Missouri | M67386-0008 | 82 | PPV HOUSING | Marine Corps | 037 | Cass | 0600 | Belton | 0.95 | 0.97 | 1.036 | 1.263 | 1.263 | 0.852 | 0.722 | 1.654 | 1.263 | 1.139
US | United States | 29 | Missouri | 29880 | 3991 | BELTON USARC/AMSA #57 | Army | 037 | Cass | 0600 | Belton | 0.95 | 0.97 | 1.036 | 1.131 | 1.131 | 0.852 | 0.722 | 1.654 | 1.131 | 1.139
US | United States | 29 | Missouri | 82387-10372 | 702483 | 17047 BEL RAY BLVD BELTON | Army | 037 | Cass | 0600 | Belton | 0.95 | 0.97
US | United States | 29 | Missouri | 29B03 | 5365 | HARRISONVILLE | Army | 037 | Cass | 3510 | Harrisonville | 0.95 | 0.97 | 1.036 | 1.131 | 1.131 | 0.852 | 0.722 | 1.654 | 1.131 | 1.139
US | United States | 29 | Missouri | 82387-11456 | 703567 | CANTRELL RD HARRISONVILLE | Army | 037 | Cass | 3510 | Harrisonville | 0.95 | 0.97
US | United States | 29 | Missouri | 70132-10715 | 701986 | 976 BIRCH NIXA | Army | 043 | Christian | 5730 | Nixa | 0.95 | 0.97
US | United States | 29 | Missouri | 82387-12446 | 704556 | N OAK KANSAS CITY | Army | 047 | Clay | 4120 | Kansas City | 0.95 | 0.97
US | United States | 29 | Missouri | 82387-12447 | 704557 | N OAK TRAFFICWY KANSAS CITY | Army | 047 | Clay | 4120 | Kansas City | 0.95 | 0.97
US | United States | 29 | Missouri | 82387-10131 | 702242 | 1170 W. 152 HWY LIBERTY | Army | 047 | Clay | 4570 | Liberty | 0.95 | 0.97
US | United States | 29 | Missouri | 82387-11400 | 703511 | BLUE JAY DR LIBERTY | Army | 047 | Clay | 4570 | Liberty | 0.95 | 0.97
US | United States | 29 | Missouri | 710525 | 710525 | 1417 LIMERICK CT LIBERTY | Army | 047 | Clay | 4570 | Liberty | 0.95 | 0.97
US | United States | 29 | Missouri | 29A43 | 4363 | CENTERTOWN | Army | 051 | Cole | 1500 | Centertown | 0.95 | 0.97 | 1.036 | 1.131 | 1.131 | 0.852 | 0.722 | 1.654 | 1.131 | 1.139
US | United States | 29 | Missouri | 29B15 | 5614 | JEFFERSON CITY | Army | 051 | Cole | 4040 | Jefferson City | 0.95 | 0.97 | 1.036 | 1.131 | 1.131 | 0.852 | 0.722 | 1.654 | 1.131 | 1.139
US | United States | 29 | Missouri | 29855 | 5616 | JEFFERSON CITY USARC | Army | 051 | Cole | 4040 | Jefferson City | 0.95 | 0.97 | 1.036 | 1.131 | 1.131 | 0.852 | 0.722 | 1.654 | 1.131 | 1.139
US | United States | 29 | Missouri | 29B16 | 7609 | TS IKE SKELTON JEFFERSON CITY | Army | 051 | Cole | 4040 | Jefferson City | 0.95 | 0.97 | 1.036 | 1.131 | 1.131 | 0.852 | 0.722 | 1.654 | 1.131 | 1.139
US | United States | 29 | Missouri | 82387-10495 | 702606 | 213 ADAMS JEFFERSON CITY | Army | 051 | Cole | 4040 | Jefferson City | 0.95 | 0.97
US | United States | 29 | Missouri | 82387-13068 | 705178 | THE SHOPPING CENTER JEFFERSON CITY | Army | 051 | Cole | 4040 | Jefferson City | 0.95 | 0.97
US | United States | 29 | Missouri | 711165 | 711165 | 5102 CHARM RIDGE DRI JEFFERSON CITY | Army | 051 | Cole | 4040 | Jefferson City | 0.95 | 0.97
US | United States | 29 | Missouri | 29A25 | 4099 | BOONVILLE | Army | 053 | Cooper | 0900 | Boonville | 0.95 | 0.97 | 1.036 | 1.131 | 1.131 | 0.852 | 0.722 | 1.654 | 1.131 | 1.139
US | United States | 29 | Missouri | 29B45 | 5716 | KENNETT | Army | 069 | Dunklin | 4150 | Kennett | 0.95 | 0.97 | 1.036 | 1.131 | 1.131 | 0.852 | 0.722 | 1.654 | 1.131 | 1.139
US | United States | 29 | Missouri | 29C65 | 7384 | ST CLAIR | Army | 071 | Franklin | 7020 | St. Clair | 0.95 | 0.97 | 1.036 | 1.131 | 1.131 | 0.852 | 0.722 | 1.654 | 1.131 | 1.139
US | United States | 29 | Missouri | 29975 | 7795 | WASHINGTON USARC-MO-29975 | Army | 071 | Franklin | 8150 | Washington | 0.95 | 0.97 | 1.036 | 1.131 | 1.131 | 0.852 | 0.722 | 1.654 | 1.131 | 1.139
US | United States | 29 | Missouri | 82387-10411 | 702522 | 1911 BEDFORD CENTER DRIVE WASHINGTON | Army | 071 | Franklin | 8150 | Washington | 0.95 | 0.97
US | United States | 29 | Missouri | 82387-10446 | 702557 | 2002 PHOENIX CENTER WASHINGTON | Army | 071 | Franklin | 8150 | Washington | 0.95 | 0.97
US | United States | 29 | Missouri | 710522 | 710522 | 1330 WEST 5TH STREET WASHINGTON | Army | 071 | Franklin | 8150 | Washington | 0.95 | 0.97
US | United States | 29 | Missouri | 29A05 | 3733 | ALBANY | Army | 075 | Gentry | 0060 | Albany | 0.95 | 0.97 | 1.036 | 1.131 | 1.131 | 0.852 | 0.722 | 1.654 | 1.131 | 1.139
US | United States | 29 | Missouri | 70132-10543 | 701814 | 5320 S. HUTCHINSON C BATTLEFIELD | Army | 077 | Greene | 0512 | Battlefield | 0.95 | 0.97
US | United States | 29 | Missouri | N00128-SF | 855 | NAVOPSPTCEN SPRINGFIELD | Navy | 077 | Greene | 7460 | Springfield | 0.95 | 0.97 | 1.036 | 1.131 | 1.131 | 0.852 | 0.722 | 1.654 | 1.131 | 1.139
US | United States | 29 | Missouri | 29C95 | 7347 | SPRINGFIELD | Army | 077 | Greene | 7460 | Springfield | 0.95 | 0.97 | 1.036 | 1.152 | 1.152 | 0.852 | 0.722 | 1.654 | 1.152 | 1.139
US | United States | 29 | Missouri | 29925 | 7353 | SPRINGFIELD AFRC/AMSA #54 | Army | 077 | Greene | 7460 | Springfield | 0.95 | 0.97 | 1.036 | 1.131 | 1.131 | 0.852 | 0.722 | 1.654 | 1.131 | 1.139
US | United States | 29 | Missouri | 29D00 | 7355 | SPRINGFIELD AVCRAD | Army | 077 | Greene | 7460 | Springfield | 0.95 | 0.97 | 1.036 | 1.131 | 1.131 | 0.852 | 0.722 | 1.654 | 1.131 | 1.139
US | United States | 29 | Missouri | 2900A | 7357 | SPRINGFIELD USARC | Army | 077 | Greene | 7460 | Springfield | 0.95 | 0.97 | 1.036 | 1.131 | 1.131 | 0.852 | 0.722 | 1.654 | 1.131 | 1.139
US | United States | 29 | Missouri | 20820-10007 | 700915 | 2235 N. FARM RD 185 SPRINGFIELD | Army | 077 | Greene | 7460 | Springfield | 0.95 | 0.97 | 1.036 | 1.131 | 1.131 | 0.852 | 0.722 | 1.654 | 1.131 | 1.139
US | United States | 29 | Missouri | 70132-10407 | 701678 | 3618 W. EL CASTILE SPRINGFIELD | Army | 077 | Greene | 7460 | Springfield | 0.95 | 0.97
US | United States | 29 | Missouri | 70132-10621 | 701892 | 723 W. KATELLA SPRINGFIELD | Army | 077 | Greene | 7460 | Springfield | 0.95 | 0.97
US | United States | 29 | Missouri | 70132-10774 | 702045 | S KICKAPO AVE SPRINGFIELD | Army | 077 | Greene | 7460 | Springfield | 0.95 | 0.97
US | United States | 29 | Missouri | 82387-10415 | 702526 | 1921 E. INDEPENDENCE SPRINGFIELD | Army | 077 | Greene | 7460 | Springfield | 0.95 | 0.97
US | United States | 29 | Missouri | 82387-11654 | 703765 | E BATTLEFIELD SPRINGFIELD | Army | 077 | Greene | 7460 | Springfield | 0.95 | 0.97
US | United States | 29 | Missouri | 82387-11752 | 703863 | E SEMINOLE SPRINGFIELD | Army | 077 | Greene | 7460 | Springfield | 0.95 | 0.97
US | United States | 29 | Missouri | 82387-12823 | 704933 | S KIMBROUGH ST SPRINGFIELD | Army | 077 | Greene | 7460 | Springfield | 0.95 | 0.97
US | United States | 29 | Missouri | 82387-13314 | 705423 | W SUNSHINE AVE SPRINGFIELD | Army | 077 | Greene | 7460 | Springfield | 0.95 | 0.97
US | United States | 29 | Missouri | 710360 | 710360 | 3548 SOUTH JEFFERSON SPRINGFIELD | Army | 077 | Greene | 7460 | Springfield | 0.95 | 0.97
US | United States | 29 | Missouri | 711163 | 711163 | 5453 SOUTH PINEHURST SPRINGFIELD | Army | 077 | Greene | 7460 | Springfield | 0.95 | 0.97
US | United States | 29 | Missouri | 29D02 | 7588 | TRENTON | Army | 079 | Grundy | 7780 | Trenton | 0.95 | 0.97 | 1.036 | 1.131 | 1.131 | 0.852 | 0.722 | 1.654 | 1.131 | 1.139
US | United States | 29 | Missouri | 29825 | 4014 | BETHANY USARC | Army | 081 | Harrison | 0680 | Bethany | 0.95 | 0.97 | 1.036 | 1.131 | 1.131 | 0.852 | 0.722 | 1.654 | 1.131 | 1.139
US | United States | 29 | Missouri | 29A55 | 4463 | CLINTON | Army | 083 | Henry | 1750 | Clinton | 0.95 | 0.97 | 1.036 | 1.131 | 1.131 | 0.852 | 0.722 | 1.654 | 1.131 | 1.139
US | United States | 29 | Missouri | 29D40 | 7856 | WEST PLAINS | Army | 091 | Howell | 8330 | West Plains | 0.95 | 0.97 | 1.036 | 1.131 | 1.131 | 0.852 | 0.722 | 1.654 | 1.131 | 1.139
US | United States | 29 | Missouri | 82387-11925 | 704036 | GIBSON WEST PLAINS | Army | 091 | Howell | 8330 | West Plains | 0.95 | 0.97
US | United States | 29 | Missouri | 82387-10181 | 702292 | 1249 S 7 HWY BLUE SPRINGS | Army | 095 | Jackson | 0840 | Blue Springs | 0.99 | 1.03
US | United States | 29 | Missouri | JGVH0001 | 2308 | GRANDVIEW RADIO BEACON ANX NO 2 SITE # 1 | Air Force | 095 | Jackson | 3280 | Grandview | 0.95 | 0.97
US | United States | 29 | Missouri | 82387-11401 | 703512 | BLUE RIDGE EXT GRANDVIEW | Army | 095 | Jackson | 3280 | Grandview | 0.95 | 0.97
US | United States | 29 | Missouri | 29B05 | 5530 | INDEPENDENCE | Army | 095 | Jackson | 3940 | Independence | 0.97 | 1.02 | 1.036 | 1.131 | 1.131 | 0.852 | 0.722 | 1.654 | 1.131 | 1.139
US | United States | 29 | Missouri | 29898 | 5533 | INDEPENDENCE USARC-MO-29898 | Army | 095 | Jackson | 3940 | Independence | 0.97 | 1.02 | 1.036 | 1.131 | 1.131 | 0.852 | 0.722 | 1.654 | 1.131 | 1.139
US | United States | 29 | Missouri | 29405 | 5781 | LAKE CITY AAP | Army | 095 | Jackson | 3940 | Independence | 0.97 | 1.02 | 1.036 | 1.131 | 1.131 | 0.852 | 0.722 | 1.654 | 1.131 | 1.139
US | United States | 29 | Missouri | 18081-10615 | 700774 | SEC 36 T50N R31W INDEPENDENCE | Army | 095 | Jackson | 3940 | Independence | 0.97 | 1.02
US | United States | 29 | Missouri | 82387-12526 | 704636 | NOLAND RD INDEPENDENCE | Army | 095 | Jackson | 3940 | Independence | 0.97 | 1.02
US | United States | 29 | Missouri | M67386-0003 | 78 | N E 155TH ST | Marine Corps | 095 | Jackson | 4120 | Kansas City | 0.97 | 1.02 | 1.036 | 1.131 | 1.131 | 0.852 | 0.722 | 1.654 | 1.131 | 1.139
US | United States | 29 | Missouri | M67386-0005 | 79 | NE HICKHAM | Marine Corps | 095 | Jackson | 4120 | Kansas City | 0.97 | 1.02 | 1.036 | 1.131 | 1.131 | 0.852 | 0.722 | 1.654 | 1.131 | 1.139
US | United States | 29 | Missouri | M67386-0009 | 83 | SW WESTOVER | Marine Corps | 095 | Jackson | 4120 | Kansas City | 0.97 | 1.02 | 1.036 | 1.131 | 1.131 | 0.852 | 0.722 | 1.654 | 1.131 | 1.139
US | United States | 29 | Missouri | M67386-0010 | 84 | NW ANDREWS | Marine Corps | 095 | Jackson | 4120 | Kansas City | 0.97 | 1.02 | 1.036 | 1.131 | 1.131 | 0.852 | 0.722 | 1.654 | 1.131 | 1.139
US | United States | 29 | Missouri | M67386-0011 | 85 | SE ANDREWS | Marine Corps | 095 | Jackson | 4120 | Kansas City | 0.97 | 1.02 | 1.036 | 1.131 | 1.131 | 0.852 | 0.722 | 1.654 | 1.131 | 1.139
US | United States | 29 | Missouri | M67386-0012 | 86 | RICHARDS GEBAUR ARS | Marine Corps | 095 | Jackson | 4120 | Kansas City | 0.97 | 1.02 | 1.036 | 1.131 | 1.131 | 0.852 | 0.722 | 1.654 | 1.131 | 1.139
US | United States | 29 | Missouri | N00128-KC | 843 | NOSC KANSAS CITY MO | Navy | 095 | Jackson | 4120 | Kansas City | 0.97 | 1.02 | 1.036 | 1.131 | 1.131 | 0.852 | 0.722 | 1.654 | 1.131 | 1.139
US | United States | 29 | Missouri | M67386-0004 | 1139 | MAIN BASE | Marine Corps | 095 | Jackson | 4120 | Kansas City | 0.97 | 1.02 | 1.036 | 1.131 | 1.131 | 0.852 | 0.722 | 1.654 | 1.131 | 1.139
US | United States | 29 | Missouri | N00128-RG | 1212 | NMCB15 RICHARDS-GEBOUR | Navy | 095 | Jackson | 4120 | Kansas City | 0.97 | 1.02 | 1.036 | 1.131 | 1.131 | 0.852 | 0.722 | 1.654 | 1.131 | 1.139
US | United States | 29 | Missouri | 29B40 | 5692 | KANSAS CITY | Army | 095 | Jackson | 4120 | Kansas City | 0.97 | 1.02 | 1.036 | 1.131 | 1.131 | 0.852 | 0.722 | 1.654 | 1.131 | 1.139
US | United States | 29 | Missouri | 29C50 | 7621 | TS RAYTOWN | Army | 095 | Jackson | 4120 | Kansas City | 0.97 | 1.02 | 1.036 | 1.131 | 1.131 | 0.852 | 0.722 | 1.654 | 1.131 | 1.139
US | United States | 29 | Missouri | 82387-11421 | 703532 | BROADWAY KANSAS CITY | Army | 095 | Jackson | 4120 | Kansas City | 0.97 | 1.02
US | United States | 29 | Missouri | 29A35 | 4337 | CARTHAGE | Army | 097 | Jasper | 1440 | Carthage | 0.95 | 0.97 | 1.036 | 1.131 | 1.131 | 0.852 | 0.722 | 1.654 | 1.131 | 1.139
US | United States | 29 | Missouri | 29B36 | 5659 | JOPLIN | Army | 097 | Jasper | 4100 | Joplin | 0.95 | 0.97 | 1.036 | 1.131 | 1.131 | 0.852 | 0.722 | 1.654 | 1.131 | 1.139
US | United States | 29 | Missouri | 29B35 | 5660 | JOPLIN MVSB | Army | 097 | Jasper | 4100 | Joplin | 0.95 | 0.97 | 1.036 | 1.131 | 1.131 | 0.852 | 0.722 | 1.654 | 1.131 | 1.139
US | United States | 29 | Missouri | 29865 | 5661 | JOPLIN USARC | Army | 097 | Jasper | 4100 | Joplin | 0.95 | 0.97 | 1.036 | 1.131 | 1.131 | 0.852 | 0.722 | 1.654 | 1.131 | 1.139
US | United States | 29 | Missouri | 82387-11878 | 703989 | FOX VLY CTR ARNOLD | Army | 099 | Jefferson | 0335 | Arnold | 0.95 | 0.97
US | United States | 29 | Missouri | 29A65 | 4710 | DESOTO | Army | 099 | Jefferson | 2200 | De Soto | 0.95 | 0.97 | 1.036 | 1.131 | 1.131 | 0.852 | 0.722 | 1.654 | 1.131 | 1.139
US | United States | 29 | Missouri | 29A85 | 4937 | FESTUS | Army | 099 | Jefferson | 2720 | Festus | 0.95 | 0.97 | 1.036 | 1.131 | 1.131 | 0.852 | 0.722 | 1.654 | 1.131 | 1.139
US | United States | 29 | Missouri | 82387-13233 | 705342 | W GANNON DR FESTUS | Army | 099 | Jefferson | 2720 | Festus | 0.95 | 0.97
US | United States | 29 | Missouri | 82387-10357 | 702468 | 1690 OLD GRAVOIS HIGH RIDGE | Army | 099 | Jefferson | 3675 | High Ridge | 0.95 | 0.97
US | United States | 29 | Missouri | 29D10 | 7783 | WARRENSBURG | Army | 101 | Johnson | 8110 | Warrensburg | 1.02 | 1.02 | 1.036 | 1.131 | 1.131 | 0.852 | 0.722 | 1.654 | 1.131 | 1.139
US | United States | 29 | Missouri | 70132-10152 | 701423 | 1425 HAMILTON WARRENSBURG | Army | 101 | Johnson | 8110 | Warrensburg | 1.02 | 1.02
US | United States | 29 | Missouri | 82387-12407 | 704517 | N MAGUIRE WARRENBURG | Army | 101 | Johnson | 8110 | Warrensburg | 1.02 | 1.02
US | United States | 29 | Missouri | N00128-WH | 858 | MIUWU WHITEMAN AFB MO | Navy | 101 | Johnson | 8355 | Whiteman AFB | 1.02 | 1.02 | 1.036 | 1.131 | 1.131 | 0.852 | 0.722 | 1.654 | 1.131 | 1.139
US | United States | 29 | Missouri | 29B60 | 7883 | WHITEMAN AFB KNOB NOSTER | Army | 101 | Johnson | 8355 | Whiteman AFB | 1.02 | 1.02 | 1.036 | 1.131 | 1.131 | 0.852 | 0.722 | 1.654 | 1.131 | 1.139
US | United States | 29 | Missouri | YWHG0001 | 3420 | WHITEMAN SITE # 1 | Air Force | 101 | Johnson | 9999 | Unknown | 1.02 | 1.02 | 1.036 | 1.131 | 1.131 | 0.852 | 0.722 | 1.654 | 1.131 | 1.139
US | United States | 29 | Missouri | YWHZ0001 | 3423 | WHITEMAN RADIO RELAY ANNEX NO 3 SITE # 1 | Air Force | 101 | Johnson | 9999 | Unknown | 1.02 | 1.02 | 1.036 | 1.131 | 1.131 | 0.852 | 0.722 | 1.654 | 1.131 | 1.139
US | United States | 29 | Missouri | YWPB0001 | 3484 | WHITEMAN ILS OUTER MARKER ANNEX SITE # 1 | Air Force | 101 | Johnson | 9999 | Unknown | 1.02 | 1.02 | 1.036 | 1.131 | 1.131 | 0.852 | 0.722 | 1.654 | 1.131 | 1.139
US | United States | 29 | Missouri | 29B70 | 5847 | LEBANON | Army | 105 | Laclede | 4480 | Lebanon | 0.95 | 0.97 | 1.036 | 1.135 | 1.135 | 0.852 | 0.722 | 1.654 | 1.135 | 1.139
US | United States | 29 | Missouri | 29B71 | 5853 | LEBANON LEASE | Army | 105 | Laclede | 4480 | Lebanon | 0.95 | 0.97 | 1.036 | 1.131 | 1.131 | 0.852 | 0.722 | 1.654 | 1.131 | 1.139
US | United States | 29 | Missouri | 82387-12846 | 704956 | S MONROE LEBANON | Army | 105 | Laclede | 4480 | Lebanon | 0.95 | 0.97
US | United States | 29 | Missouri | YWQY0001 | 3510 | WHITEMAN AF MISSILE SITE O2 SITE # 1 | Air Force | 107 | Lafayette | 1830 | Concordia | 0.95 | 0.97
US | United States | 29 | Missouri | 29B75 | 5886 | LEXINGTON | Army | 107 | Lafayette | 4550 | Lexington | 0.95 | 0.97 | 1.036 | 1.225 | 1.225 | 0.852 | 0.722 | 1.654 | 1.225 | 1.139
US | United States | 29 | Missouri | 29A15 | 3894 | AURORA | Army | 109 | Lawrence | 0420 | Aurora | 0.95 | 0.97 | 1.036 | 1.21 | 1.21 | 0.852 | 0.722 | 1.654 | 1.21 | 1.139
US | United States | 29 | Missouri | 29C31 | 6789 | PIERCE CITY (NEW) | Army | 109 | Lawrence | 6263 | Pierce City | 0.95 | 0.97 | 1.036 | 1.131 | 1.131 | 0.852 | 0.722 | 1.654 | 1.131 | 1.139
US | United States | 29 | Missouri | 29A50 | 4428 | CHILLICOTHE | Army | 117 | Livingston | 1590 | Chillicothe | 0.95 | 0.97 | 1.036 | 1.131 | 1.131 | 0.852 | 0.722 | 1.654 | 1.131 | 1.139
US | United States | 29 | Missouri | 82387-10832 | 702943 | 410 S. WASHINGTON ST. CHILLICOTHE | Army | 117 | Livingston | 1590 | Chillicothe | 0.95 | 0.97
US | United States | 29 | Missouri | 82387-13347 | 705456 | WASHINGTON ST CHILLICOTHE | Army | 117 | Livingston | 1590 | Chillicothe | 0.95 | 0.97
US | United States | 29 | Missouri | 29A10 | 3802 | ANDERSON | Army | 119 | McDonald | 0200 | Anderson | 0.95 | 0.97 | 1.036 | 1.135 | 1.135 | 0.852 | 0.722 | 1.654 | 1.135 | 1.139
US | United States | 29 | Missouri | 29B77 | 6005 | MACON | Army | 121 | Macon | 4840 | Macon | 0.95 | 0.97 | 1.036 | 1.131 | 1.131 | 0.852 | 0.722 | 1.654 | 1.131 | 1.139
US | United States | 29 | Missouri | 29B78 | 6008 | MACON TS | Army | 121 | Macon | 4840 | Macon | 0.95 | 0.97 | 1.036 | 1.131 | 1.131 | 0.852 | 0.722 | 1.654 | 1.131 | 1.139
US | United States | 29 | Missouri | 29A90 | 5093 | FREDERICKTOWN | Army | 123 | Madison | 2890 | Fredericktown | 0.95 | 0.97 | 1.036 | 1.131 | 1.131 | 0.852 | 0.722 | 1.654 | 1.131 | 1.139
US | United States | 29 | Missouri | 29B00 | 5348 | HANNIBAL | Army | 127 | Marion | 3470 | Hannibal | 0.95 | 0.97 | 1.036 | 1.131 | 1.131 | 0.852 | 0.722 | 1.654 | 1.131 | 1.139
US | United States | 29 | Missouri | 18081-10553 | 700712 | SE HWY 165 LAKE OZARK | Army | 131 | Miller | 4327 | Lake Ozark | 0.95 | 0.97
US | United States | 29 | Missouri | 29C45 | 6857 | PORTAGEVILLE | Army | 143 | New Madrid | 6430 | Portageville | 0.95 | 0.97 | 1.036 | 1.131 | 1.131 | 0.852 | 0.722 | 1.654 | 1.131 | 1.139
US | United States | 29 | Missouri | 18081-10112 | 700271 | 302 JOPLIN ST JOPLIN | Army | 145 | Newton | 4100 | Joplin | 0.95 | 0.97
US | United States | 29 | Missouri | 82387-12049 | 704159 | ILLINOIS JOPLIN | Army | 145 | Newton | 4100 | Joplin | 0.95 | 0.97
US | United States | 29 | Missouri | 82387-12459 | 704569 | N RANGELINE JOPLIN | Army | 145 | Newton | 4100 | Joplin | 0.95 | 0.97
US | United States | 29 | Missouri | 710300 | 710300 | 2731 DEER DRIVE JOPLIN | Army | 145 | Newton | 4100 | Joplin | 0.95 | 0.97
US | United States | 29 | Missouri | 710526 | 710526 | 2530 E. 28TH JOPLIN | Army | 145 | Newton | 4100 | Joplin | 0.95 | 0.97
US | United States | 29 | Missouri | 710698 | 710698 | 540 E. 32ND STREET JOPLIN | Army | 145 | Newton | 4100 | Joplin | 0.95 | 0.97
US | United States | 29 | Missouri | 711002 | 711002 | 2639 E. 26TH PLACE JOPLIN | Army | 145 | Newton | 4100 | Joplin | 0.95 | 0.97
US | United States | 29 | Missouri | 29155 | 6311 | MTA CAMP CROWDER NEOSHO | Army | 145 | Newton | 5580 | Neosho | 0.95 | 0.97 | 1.036 | 1.131 | 1.131 | 0.852 | 0.722 | 1.654 | 1.131 | 1.139
US | United States | 29 | Missouri | 82387-12511 | 704621 | NEOSHO BLVD NEOSHO | Army | 145 | Newton | 5580 | Neosho | 0.95 | 0.97
US | United States | 29 | Missouri | 29B85 | 6106 | MARYVILLE | Army | 147 | Nodaway | 5040 | Maryville | 0.95 | 0.97 | 1.036 | 1.131 | 1.131 | 0.852 | 0.722 | 1.654 | 1.131 | 1.139
US | United States | 29 | Missouri | 29C25 | 6745 | PERRYVILLE | Army | 157 | Perry | 6210 | Perryville | 0.95 | 0.97 | 1.036 | 1.131 | 1.131 | 0.852 | 0.722 | 1.654 | 1.131 | 1.139
US | United States | 29 | Missouri | YWRD0001 | 3515 | WHITEMAN AF MISSILE SITE O7 SITE # 1 | Air Force | 159 | Pettis | 3360 | Green Ridge | 0.92 | 0.92
US | United States | 29 | Missouri | 29C85 | 7213 | SEDALIA | Army | 159 | Pettis | 7210 | Sedalia | 0.92 | 0.92 | 1.036 | 1.131 | 1.131 | 0.852 | 0.722 | 1.654 | 1.131 | 1.139
US | United States | 29 | Missouri | 82387-10253 | 702364 | 1400 S. LIMIT AVE. SEDALIA | Army | 159 | Pettis | 7210 | Sedalia | 0.92 | 0.92
US | United States | 29 | Missouri | 82387-10290 | 702401 | 14TH AND LIMITED SEDALIA | Army | 159 | Pettis | 7210 | Sedalia | 0.92 | 0.92
US | United States | 29 | Missouri | YWHY0001 | 3422 | WHITEMAN RADIO RELAY ANNEX NO 2 SITE # 1 | Air Force | 159 | Pettis | 9999 | Unknown | 0.92 | 0.92 | 1.036 | 1.131 | 1.131 | 0.852 | 0.722 | 1.654 | 1.131 | 1.139
US | United States | 29 | Missouri | 29C60 | 7054 | ROLLA | Army | 161 | Phelps | 6910 | Rolla | 1.03 | 1.03 | 1.036 | 1.131 | 1.131 | 0.852 | 0.722 | 1.654 | 1.131 | 1.139
US | United States | 29 | Missouri | 82387-13168 | 705277 | W 10TH ROLLA | Army | 161 | Phelps | 6910 | Rolla | 1.03 | 1.03
US | United States | 29 | Missouri | 29B43 | 5694 | KANSAS CITY NORTH | Army | 165 | Platte | 4120 | Kansas City | 0.97 | 1.02 | 1.036 | 1.131 | 1.131 | 0.852 | 0.722 | 1.654 | 1.131 | 1.139
US | United States | 29 | Missouri | 18081-10314 | 700473 | E 12TH ST KANSAS CITY | Army | 165 | Platte | 4120 | Kansas City | 0.97 | 1.02
US | United States | 29 | Missouri | 82387-10053 | 702164 | 10300 NW PRAIRIE VW KANSAS CITY | Army | 165 | Platte | 4120 | Kansas City | 0.97 | 1.02
US | United States | 29 | Missouri | 82387-10069 | 702180 | 10525 N. AMBASSADOR KANSAS CITY | Army | 165 | Platte | 4120 | Kansas City | 0.97 | 1.02
US | United States | 29 | Missouri | 82387-12546 | 704656 | NORTHPOINT CIRCLE II, STE 101 KANSAS CITY | Army | 165 | Platte | 4120 | Kansas City | 0.97 | 1.02
US | United States | 29 | Missouri | 82387-13192 | 705301 | W ARMOUR BLVD KANSAS CITY | Army | 165 | Platte | 4120 | Kansas City | 0.97 | 1.02
US | United States | 29 | Missouri | 82387-11648 | 703759 | E ALDRICH RD BOLIVAR | Army | 167 | Polk | 0880 | Bolivar | 0.95 | 0.97
US | United States | 29 | Missouri | 29995 | 5024 | FORT LEONARD WOOD | Army | 169 | Pulaski | 2855 | Fort Leonard Wood | 1.03 | 1.03 | 1.036 | 1.131 | 1.131 | 0.852 | 0.722 | 1.654 | 1.131 | 1.139
US | United States | 29 | Missouri | 82387-10375 | 702486 | 1706B, BUILDING FORT LEONARD WOOD | Army | 169 | Pulaski | 2855 | Fort Leonard Wood | 1.03 | 1.03
US | United States | 29 | Missouri | HGSK0001 | 2100 | FORT LEONARD WOOD RANGE SITE # 1 | Air Force | 169 | Pulaski | 9999 | Unknown | 1.03 | 1.03 | 1.036 | 1.131 | 1.131 | 0.852 | 0.722 | 1.654 | 1.131 | 1.139
US | United States | 29 | Missouri | 2938A | 5349 | HANNIBAL USARC | Army | 173 | Ralls | 3470 | Hannibal | 0.95 | 0.97 | 1.036 | 1.131 | 1.131 | 0.852 | 0.722 | 1.654 | 1.131 | 1.139
US | United States | 29 | Missouri | 20820-10009 | 700917 | 4500 GRAVEL RD. HANNIBAL | Army | 173 | Ralls | 3470 | Hannibal | 0.95 | 0.97
US | United States | 29 | Missouri | 82387-12257 | 704367 | MELGROVE LN HANNIBAL | Army | 173 | Ralls | 3470 | Hannibal | 0.95 | 0.97
US | United States | 29 | Missouri | 29B95 | 6226 | MOBERLY | Army | 175 | Randolph | 5270 | Moberly | 0.95 | 0.97 | 1.036 | 1.131 | 1.131 | 0.852 | 0.722 | 1.654 | 1.131 | 1.139
US | United States | 29 | Missouri | 29C55 | 6996 | RICHMOND | Army | 177 | Ray | 6770 | Richmond | 0.95 | 0.97 | 1.036 | 1.325 | 1.325 | 0.852 | 0.722 | 1.654 | 1.325 | 1.139
US | United States | 29 | Missouri | 29A75 | 4742 | DONIPHAN | Army | 181 | Ripley | 2290 | Doniphan | 0.95 | 0.97 | 1.036 | 1.131 | 1.131 | 0.852 | 0.722 | 1.654 | 1.131 | 1.139
US | United States | 29 | Missouri | 710523 | 710523 | 12510 POSTGROVE DRIV ST. LOUIS | Army | 183 | St. Charles | 4328 | Lake Saint Louis | 0.95 | 0.97
US | United States | 29 | Missouri | 710697 | 710697 | 1427 SHADY CREEK CT. ST. LOUIS | Army | 183 | St. Charles | 4328 | Lake Saint Louis | 0.95 | 0.97
US | United States | 29 | Missouri | 29985 | 7405 | ST. CHARLES USARC | Army | 183 | St. Charles | 7010 | St. Charles | 0.95 | 0.97 | 1.036 | 1.131 | 1.131 | 0.852 | 0.722 | 1.654 | 1.131 | 1.139
US | United States | 29 | Missouri | 29C79 | 7403 | ST PETERS LEASED ARMORY | Army | 183 | St. Charles | 7100 | St. Peters | 0.95 | 0.97 | 1.036 | 1.131 | 1.131 | 0.852 | 0.722 | 1.654 | 1.131 | 1.139
US | United States | 29 | Missouri | 20820-10008 | 700916 | 4178 N SERVICE RD SAINT PETERS | Army | 183 | St. Charles | 7100 | St. Peters | 0.95 | 0.97 | 1.036 | 1.131 | 1.131 | 0.852 | 0.722 | 1.654 | 1.131 | 1.139
US | United States | 29 | Missouri | 82387-12271 | 704381 | MID RIVERS DR SAINT PETERS | Army | 183 | St. Charles | 7100 | St. Peters | 0.95 | 0.97
US | United States | 29 | Missouri | 711250 | 711250 | MID RIVERS CENTER SAINT PETERS | Army | 183 | St. Charles | 7100 | St. Peters | 0.95 | 0.97
US | United States | 29 | Missouri | 82387-10113 | 702224 | 1126 WEST PEARCE WENTZVILLE | Army | 183 | St. Charles | 8280 | Wentzville | 0.95 | 0.97
US | United States | 29 | Missouri | 29A80 | 4922 | FARMINGTON | Army | 187 | St. Francois | 2670 | Farmington | 0.95 | 0.97 | 1.036 | 1.131 | 1.131 | 0.852 | 0.722 | 1.654 | 1.131 | 1.139
US | United States | 29 | Missouri | 29832 | 4924 | FARMINGTON USARC | Army | 187 | St. Francois | 2670 | Farmington | 0.95 | 0.97 | 1.036 | 1.131 | 1.131 | 0.852 | 0.722 | 1.654 | 1.131 | 1.139
US | United States | 29 | Missouri | 82387-10244 | 702355 | 14 W. KARSCH BLVD. FARMINGTON | Army | 187 | St. Francois | 2670 | Farmington | 0.95 | 0.97
US | United States | 29 | Missouri | 82387-12477 | 704587 | N WASHINGTON FARMINGTON | Army | 187 | St. Francois | 2670 | Farmington | 0.95 | 0.97
US | United States | 29 | Missouri | 82387-12225 | 704335 | MANCHESTER RD BALLWIN | Army | 189 | St. Louis | 0475 | Ballwin | 1.06 | 1.1
US | United States | 29 | Missouri | 82387-12949 | 705059 | SHOPPES AT CROSS KEYS FLORISSANT | Army | 189 | St. Louis | 2780 | Florissant | 1.06 | 1.1
US | United States | 29 | Missouri | 710037 | 710037 | 972 LOEKES FLORISSANT | Army | 189 | St. Louis | 2780 | Florissant | 1.06 | 1.1
US | United States | 29 | Missouri | 82387-12224 | 704334 | MANCHESTER MANCHESTER | Army | 189 | St. Louis | 4887 | Manchester | 1.06 | 1.1
US | United States | 29 | Missouri | 710524 | 710524 | 2815 ROSE ACRES LANE MARYLAND HEIGHTS | Army | 189 | St. Louis | 5035 | Maryland Heights | 1.06 | 1.1
US | United States | 29 | Missouri | 18081-10070 | 700229 | 1655 WOODSON RD OVERLAND | Army | 189 | St. Louis | 6000 | Overland | 1.06 | 1.1
US | United States | 29 | Missouri | 18081-10227 | 700386 | 9700 PAGE BLVD OVERLAND | Army | 189 | St. Louis | 6000 | Overland | 1.06 | 1.1
US | United States | 29 | Missouri | 82387-11284 | 703395 | 9700 PAGE BLVD OVERLAND | Army | 189 | St. Louis | 6000 | Overland | 1.06 | 1.1
US | United States | 29 | Missouri | 82387-11580 | 703691 | CYPRESS VILLAGE SAINT ANN | Army | 189 | St. Louis | 7000 | St. Ann | 1.06 | 1.1
US | United States | 29 | Missouri | 82387-12553 | 704663 | NORTHWEST PLZ SAINT ANN | Army | 189 | St. Louis | 7000 | St. Ann | 1.06 | 1.1
US | United States | 29 | Missouri | 82387-11175 | 703286 | 7930 BIG BEND BLVD WEBSTER GROVES | Army | 189 | St. Louis | 8230 | Webster Groves | 1.06 | 1.1
US | United States | 29 | Missouri | 29B80 | 6092 | MARSHALL | Army | 195 | Saline | 4970 | Marshall | 0.95 | 0.97 | 1.036 | 1.131 | 1.131 | 0.852 | 0.722 | 1.654 | 1.131 | 1.139
US | United States | 29 | Missouri | 2935A | 5281 | GREENTOP USARC | Army | 197 | Schuyler | 3370 | Greentop | 0.95 | 0.97 | 1.036 | 1.131 | 1.131 | 0.852 | 0.722 | 1.654 | 1.131 | 1.139
US | United States | 29 | Missouri | 20820-10015 | 700923 | ROUTE 2 GREENTOP | Army | 197 | Schuyler | 3370 | Greentop | 0.95 | 0.97 | 1.036 | 1.131 | 1.131 | 0.852 | 0.722 | 1.654 | 1.131 | 1.139
US | United States | 29 | Missouri | 29C90 | 7279 | SIKESTON | Army | 201 | Scott | 7310 | Sikeston | 0.95 | 0.97 | 1.036 | 1.131 | 1.131 | 0.852 | 0.722 | 1.654 | 1.131 | 1.139
US | United States | 29 | Missouri | 29A70 | 4719 | DEXTER | Army | 207 | Stoddard | 2230 | Dexter | 0.95 | 0.97
US | United States | 29 | Missouri | 29A71 | 4720 | DEXTER (NEW) | Army | 207 | Stoddard | 2230 | Dexter | 0.95 | 0.97 | 1.036 | 1.131 | 1.131 | 0.852 | 0.722 | 1.654 | 1.131 | 1.139
US | United States | 29 | Missouri | 82387-10465 | 702576 | 203 VETERAN'S BLVD. BRANSON | Army | 213 | Taney | 0980 | Branson | 0.95 | 0.97
US | United States | 29 | Missouri | 29505 | 6310 | MTA CAMP CLARK NEVADA | Army | 217 | Vernon | 5590 | Nevada | 0.95 | 0.97 | 1.036 | 1.131 | 1.131 | 0.852 | 0.722 | 1.654 | 1.131 | 1.139
US | United States | 29 | Missouri | 29C15 | 6383 | NEVADA | Army | 217 | Vernon | 5590 | Nevada | 0.95 | 0.97 | 1.036 | 1.131 | 1.131 | 0.852 | 0.722 | 1.654 | 1.131 | 1.139
US | United States | 29 | Missouri | 29D20 | 7784 | WARRENTON | Army | 219 | Warren | 8120 | Warrenton | 0.95 | 0.97 | 1.036 | 1.131 | 1.131 | 0.852 | 0.722 | 1.654 | 1.131 | 1.139
US | United States | 29 | Missouri | 29D05 | 7606 | TS CLARK NATL FOREST WAPP | Army | 223 | Wayne | 8093 | Wappapello | 0.95 | 0.97 | 1.036 | 1.131 | 1.131 | 0.852 | 0.722 | 1.654 | 1.131 | 1.139
US | United States | 29 | Missouri | N00128-SL | 856 | NAVOPSPTCEN ST LOUIS MO | Navy | 510 | St. Louis | 7080 | St. Louis | 1.06 | 1.1 | 1.036 | 1.131 | 1.131 | 0.852 | 0.722 | 1.654 | 1.131 | 1.139
US | United States | 29 | Missouri | N00128-SM | 1258 | NAVOPSPTCEN ST LOUIS 1 | Navy | 510 | St. Louis | 7080 | St. Louis | 1.06 | 1.1 | 1.036 | 1.131 | 1.131 | 0.852 | 0.722 | 1.654 | 1.131 | 1.139
US | United States | 29 | Missouri | ACBF0001 | 1348 | ST LOUIS AIR FORCE STATION SITE # 1 | Air Force | 510 | St. Louis | 7080 | St. Louis | 1.06 | 1.1 | 1.036 | 1.131 | 1.131 | 0.852 | 0.722 | 1.654 | 1.131 | 1.139
US | United States | 29 | Missouri | LTUT0001 | 2391 | ST LOUIS AFS FAMILY HOUSING ANNEX SITE # 1 | Air Force | 510 | St. Louis | 7080 | St. Louis | 1.06 | 1.1 | 1.036 | 1.131 | 1.131 | 0.852 | 0.722 | 1.654 | 1.131 | 1.139
US | United States | 29 | Missouri | VVYX0001 | 3289 | ST LOUIS AFS STORAGE ANNEX SITE # 1 | Air Force | 510 | St. Louis | 7080 | St. Louis | 1.06 | 1.1
US | United States | 29 | Missouri | 2921A | 5611 | JEFFERSON BARRACKS USARC | Army | 510 | St. Louis | 7080 | St. Louis | 1.06 | 1.1 | 1.036 | 1.131 | 1.131 | 0.852 | 0.722 | 1.654 | 1.131 | 1.139
US | United States | 29 | Missouri | 29C75 | 5612 | JEFFERSON BKS ST LOUIS | Army | 510 | St. Louis | 7080 | St. Louis | 1.06 | 1.1 | 1.036 | 1.131 | 1.131 | 0.852 | 0.722 | 1.654 | 1.131 | 1.139
US | United States | 29 | Missouri | 29005 | 7392 | ST LOUIS #2 USARC | Army | 510 | St. Louis | 7080 | St. Louis | 1.06 | 1.1 | 1.036 | 1.131 | 1.131 | 0.852 | 0.722 | 1.654 | 1.131 | 1.139
US | United States | 29 | Missouri | 29967 | 7393 | ST LOUIS #3/SVERDRUP USAR | Army | 510 | St. Louis | 7080 | St. Louis | 1.06 | 1.1 | 1.036 | 1.131 | 1.131 | 0.852 | 0.722 | 1.654 | 1.131 | 1.139
US | United States | 29 | Missouri | 29955 | 7394 | ST LOUIS #4/ORD PLANT | Army | 510 | St. Louis | 7080 | St. Louis | 1.06 | 1.1 | 1.036 | 1.131 | 1.131 | 0.852 | 0.722 | 1.654 | 1.131 | 1.139
US | United States | 29 | Missouri | 2900B | 7408 | ST. PETERS USARC | Army | 510 | St. Louis | 7080 | St. Louis | 1.06 | 1.1 | 1.036 | 1.131 | 1.131 | 0.852 | 0.722 | 1.654 | 1.131 | 1.139
US | United States | 29 | Missouri | 18081-10050 | 700209 | 1222 SPRUCE SAINT LOUIS | Army | 510 | St. Louis | 7080 | St. Louis | 1.06 | 1.1
US | United States | 29 | Missouri | 18081-10067 | 700226 | 1520 MARKET ST SAINT LOUIS | Army | 510 | St. Louis | 7080 | St. Louis | 1.06 | 1.1
US | United States | 29 | Missouri | 18081-10068 | 700227 | 1520 MARKET ST SAINT LOUIS1 | Army | 510 | St. Louis | 7080 | St. Louis | 1.06 | 1.1
US | United States | 29 | Missouri | 18081-10148 | 700307 | 4300 GOODFELLOW BLVD SAINT LOUIS | Army | 510 | St. Louis | 7080 | St. Louis | 1.06 | 1.1
US | United States | 29 | Missouri | 18081-10199 | 700358 | 710 N TUCKER SAINT LOUIS | Army | 510 | St. Louis | 7080 | St. Louis | 1.06 | 1.1
US | United States | 29 | Missouri | 70132-10768 | 702039 | POSTGROVE ST LOUIS | Army | 510 | St. Louis | 7080 | St. Louis | 1.06 | 1.1
US | United States | 29 | Missouri | 82387-10164 | 702275 | 1222 SPRUCE SAINT LOUIS1 | Army | 510 | St. Louis | 7080 | St. Louis | 1.06 | 1.1
US | United States | 29 | Missouri | 82387-10824 | 702935 | 4041 & 4043 LINDELL BLVD SAINT LOUIS | Army | 510 | St. Louis | 7080 | St. Louis | 1.06 | 1.1
US | United States | 29 | Missouri | 82387-10850 | 702961 | 4179 CRESCENT DRIVE SAINT LOUIS | Army | 510 | St. Louis | 7080 | St. Louis | 1.06 | 1.1
US | United States | 29 | Missouri | 82387-11285 | 703396 | 9700 PAGE BOULEVARD SAINT LOUIS | Army | 510 | St. Louis | 7080 | St. Louis | 1.06 | 1.1
US | United States | 29 | Missouri | 82387-11367 | 703478 | BARRETT PARKWAY SAINT LOUIS | Army | 510 | St. Louis | 7080 | St. Louis | 1.06 | 1.1
US | United States | 29 | Missouri | 82387-11438 | 703549 | BUTLER HILL RD SAINT LOUIS | Army | 510 | St. Louis | 7080 | St. Louis | 1.06 | 1.1
US | United States | 29 | Missouri | 82387-11508 | 703619 | CHIPPEWA ST SAINT LOUIS | Army | 510 | St. Louis | 7080 | St. Louis | 1.06 | 1.1
US | United States | 29 | Missouri | 82387-12984 | 705094 | SOUTHFIELD CTR SAINT LOUIS | Army | 510 | St. Louis | 7080 | St. Louis | 1.06 | 1.1
US | United States | 29 | Missouri | LTUY0001 | 2392 | JEFFERSON BARRACKS ANGS SITE # 1 | Air Force | 510 | St. Louis | 9999 | Unknown | 1.06 | 1.1 | 1.036 | 1.131 | 1.131 | 0.852 | 0.722 | 1.654 | 1.131 | 1.139
US | United States | 29 | Missouri | MSQB0001 | 2472 | LAMBERT-ST LOUIS SITE # 1 | Air Force | 510 | St. Louis | 9999 | Unknown | 1.06 | 1.1 | 1.036 | 1.131 | 1.131 | 0.852 | 0.722 | 1.654 | 1.131 | 1.139
US | United States | 30 | Montana | 30A46 | 4728 | DILLON NG YOUTH CHALLENGE | Army | 001 | Beaverhead | 0340 | Dillon | 1.09 | 1.07 | 0.571 | 1.131 | 1.131 | 1.278 | 0.556 | 1.538 | 1.131 | 3.16
US | United States | 30 | Montana | 30A30 | 4429 | CHINOOK RC - FMS 07 | Army | 005 | Blaine | 0220 | Chinook | 1.09 | 1.07 | 0.571 | 1.131 | 1.131 | 1.278 | 0.556 | 1.538 | 1.131 | 3.16
US | United States | 30 | Montana | 30816 | 6323 | MTA LIMESTONE HILLS | Army | 007 | Broadwater | 1160 | Townsend | 1.09 | 1.07 | 0.571 | 1.131 | 1.131 | 1.278 | 0.556 | 1.538 | 1.131 | 3.16
US | United States | 30 | Montana | 710375 | 710375 | 212 US HIGHWAY HAMMOND | Army | 011 | Carter | 0015 | Alzada | 1.09 | 1.07
US | United States | 30 | Montana | 710376 | 710376 | 212 US HIGHWAY ALZADA | Army | 011 | Carter | 0015 | Alzada | 1.09 | 1.07
US | United States | 30 | Montana | 18081-10278 | 700437 | CARTER COUNTY EKALAKA | Army | 011 | Carter | 0390 | Ekalaka | 1.09 | 1.07
US | United States | 30 | Montana | AGTC0001 | 1363 | ALZADA MINI-MUTES RADAR SITE SITE # 1 | Air Force | 011 | Carter | 9999 | Unknown | 1.09 | 1.07 | 0.571 | 1.231 | 1.231 | 1.278 | 0.556 | 1.538 | 1.231 | 3.16
US | United States | 30 | Montana | FTTQ0001 | 1704 | EKALAKA MIMI-MUTE RADAR SITE (21MM10) SITE # 1 | Air Force | 011 | Carter | 9999 | Unknown | 1.09 | 1.07 | 0.571 | 1.231 | 1.231 | 1.278 | 0.556 | 1.538 | 1.231 | 3.16
US | United States | 30 | Montana | KACG0001 | 2332 | HAMMOND MINI-MUTES RADAR SITE SITE # 1 | Air Force | 011 | Carter | 9999 | Unknown | 1.09 | 1.07 | 0.571 | 1.231 | 1.231 | 1.278 | 0.556 | 1.538 | 1.231 | 3.16
US | United States | 30 | Montana | KHYB0001 | 2339 | HAYCREEK MINI-MUTE SITE (21MM11) SITE # 1 | Air Force | 011 | Carter | 9999 | Unknown | 1.09 | 1.07 | 0.571 | 1.231 | 1.231 | 1.278 | 0.556 | 1.538 | 1.231 | 3.16
US | United States | 30 | Montana | CCRS0001 | 170212 | CARTER COUNTY RADIO REPEATER SITE | Air Force | 011 | Carter | 9999 | Unknown | 1.09 | 1.07 | 0.571 | 1.231 | 1.231 | 1.278 | 0.556 | 1.538 | 1.231 | 3.16
US | United States | 30 | Montana | NZBS0001 | 2529 | MALMSTROM AF MISSILE SITE A1 SITE # 1 | Air Force | 013 | Cascade | 0070 | Belt | 1.09 | 1.07 | 0.571 | 1.131 | 1.131 | 1.278 | 0.556 | 1.538 | 1.131 | 3.16
US | United States | 30 | Montana | NZBT0001 | 2530 | MALMSTROM AF MISSILE SITE A2 SITE # 1 | Air Force | 013 | Cascade | 0070 | Belt | 1.09 | 1.07 | 0.571 | 1.131 | 1.131 | 1.278 | 0.556 | 1.538 | 1.131 | 3.16
US | United States | 30 | Montana | NZBZ0001 | 2536 | MALMSTROM AF MISSILE SITE A8 SITE # 1 | Air Force | 013 | Cascade | 0070 | Belt | 1.09 | 1.07 | 0.571 | 1.131 | 1.131 | 1.278 | 0.556 | 1.538 | 1.131 | 3.16
US | United States | 30 | Montana | NZCB0001 | 2538 | MALMSTROM AF MISSILE SITE A10 SITE # 1 | Air Force | 013 | Cascade | 0070 | Belt | 1.09 | 1.07 | 0.571 | 1.131 | 1.131 | 1.278 | 0.556 | 1.538 | 1.131 | 3.16
US | United States | 30 | Montana | NZCC0001 | 2539 | MALMSTROM AF MISSILE SITE A11 SITE # 1 | Air Force | 013 | Cascade | 0070 | Belt | 1.09 | 1.07 | 0.571 | 1.131 | 1.131 | 1.278 | 0.556 | 1.538 | 1.131 | 3.16
US | United States | 30 | Montana | NZRU0001 | 2748 | MALMSTROM RADIO RELAY ANNEX NO 1 SITE # 1 | Air Force | 013 | Cascade | 0070 | Belt | 1.09 | 1.07 | 0.571 | 1.131 | 1.131 | 1.278 | 0.556 | 1.538 | 1.131 | 3.16
US | United States | 30 | Montana | NZRV0001 | 2749 | MALMSTROM RADIO RELAY ANNEX NO 2 SITE # 1 | Air Force | 013 | Cascade | 0070 | Belt | 1.09 | 1.07 | 0.571 | 1.131 | 1.131 | 1.278 | 0.556 | 1.538 | 1.131 | 3.16
US | United States | 30 | Montana | NZEP0001 | 2596 | MALMSTROM AF MISSILE SITE G3 SITE # 1 | Air Force | 013 | Cascade | 0190 | Cascade | 1.09 | 1.07 | 0.571 | 1.131 | 1.131 | 1.278 | 0.556 | 1.538 | 1.131 | 3.16
US | United States | 30 | Montana | NZEQ0001 | 2597 | MALMSTROM AF MISSILE SITE G4 SITE # 1 | Air Force | 013 | Cascade | 0190 | Cascade | 1.09 | 1.07 | 0.571 | 1.131 | 1.131 | 1.278 | 0.556 | 1.538 | 1.131 | 3.16
US | United States | 30 | Montana | NZER0001 | 2598 | MALMSTROM AF MISSILE SITE G5 SITE # 1 | Air Force | 013 | Cascade | 0190 | Cascade | 1.09 | 1.07 | 0.571 | 1.131 | 1.131 | 1.278 | 0.556 | 1.538 | 1.131 | 3.16
US | United States | 30 | Montana | NZFM0001 | 2618 | MALMSTROM AF MISSILE SITE I3 SITE # 1 | Air Force | 013 | Cascade | 0190 | Cascade | 1.09 | 1.07 | 0.571 | 1.131 | 1.131 | 1.278 | 0.556 | 1.538 | 1.131 | 3.16
US | United States | 30 | Montana | NZFN0001 | 2619 | MALMSTROM AF MISSILE SITE I4 SITE # 1 | Air Force | 013 | Cascade | 0190 | Cascade | 1.09 | 1.07 | 0.571 | 1.131 | 1.131 | 1.278 | 0.556 | 1.538 | 1.131 | 3.16
US | United States | 30 | Montana | NZFP0001 | 2620 | MALMSTROM AF MISSILE SITE I5 SITE # 1 | Air Force | 013 | Cascade | 0190 | Cascade | 1.09 | 1.07 | 0.571 | 1.131 | 1.131 | 1.278 | 0.556 | 1.538 | 1.131 | 3.16
US | United States | 30 | Montana | NZFQ0001 | 2621 | MALMSTROM AF MISSILE SITE I6 SITE # 1 | Air Force | 013 | Cascade | 0190 | Cascade | 1.09 | 1.07 | 0.571 | 1.131 | 1.131 | 1.278 | 0.556 | 1.538 | 1.131 | 3.16
US | United States | 30 | Montana | NZFR0001 | 2622 | MALMSTROM AF MISSILE SITE I7 SITE # 1 | Air Force | 013 | Cascade | 0190 | Cascade | 1.09 | 1.07 | 0.571 | 1.131 | 1.131 | 1.278 | 0.556 | 1.538 | 1.131 | 3.16
US | United States | 30 | Montana | NZFC0001 | 2609 | MALMSTROM AF MISSILE SITE H5 SITE # 1 | Air Force | 013 | Cascade | 0452 | Fort Shaw | 1.09 | 1.07 | 0.571 | 1.131 | 1.131 | 1.278 | 0.556 | 1.538 | 1.131 | 3.16
US | United States | 30 | Montana | NZFD0001 | 2610 | MALMSTROM AF MISSILE SITE H6 SITE # 1 | Air Force | 013 | Cascade | 0452 | Fort Shaw | 1.09 | 1.07 | 0.571 | 1.131 | 1.131 | 1.278 | 0.556 | 1.538 | 1.131 | 3.16
US | United States | 30 | Montana | NZFL0001 | 2617 | MALMSTROM AF MISSILE SITE I2 SITE # 1 | Air Force | 013 | Cascade | 0530 | Great Falls | 1.09 | 1.07 | 0.571 | 1.131 | 1.131 | 1.278 | 0.556 | 1.538 | 1.131 | 3.16
US | United States | 30 | Montana | NZFV0001 | 2626 | MALMSTROM AF MISSILE SITE I11 SITE # 1 | Air Force | 013 | Cascade | 0530 | Great Falls | 1.09 | 1.07 | 0.571 | 1.131 | 1.131 | 1.278 | 0.556 | 1.538 | 1.131 | 3.16
US | United States | 30 | Montana | 30755 | 5151 | GALT HALL USAR CENTER | Army | 013 | Cascade | 0530 | Great Falls | 1.09 | 1.07 | 0.571 | 1.131 | 1.131 | 1.278 | 0.556 | 1.538 | 1.131 | 3.16
US | United States | 30 | Montana | 30A56 | 5265 | GREAT FALLS RC (MALMSTROM AFB) | Army | 013 | Cascade | 0530 | Great Falls | 1.09 | 1.07 | 0.571 | 1.131 | 1.131 | 1.278 | 0.556 | 1.538 | 1.131 | 3.16
US | United States | 30 | Montana | 82387-10084 | 702195 | 10TH AVE S GREAT FALLS | Army | 013 | Cascade | 0530 | Great Falls | 1.09 | 1.07
US | United States | 30 | Montana | 82387-11484 | 703595 | CENTRAL AVE GREAT FALLS | Army | 013 | Cascade | 0530 | Great Falls | 1.09 | 1.07
US | United States | 30 | Montana | NZAS0001 | 2528 | MALMSTROM SITE # 1 | Air Force | 013 | Cascade | 0767 | Malmstrom AFB | 1.09 | 1.07 | 0.571 | 1.131 | 1.131 | 1.278 | 0.556 | 1.538 | 1.131 | 3.16
US | United States | 30 | Montana | 18081-10131 | 700290 | 39 78TH ST NORTH MALMSTROM A F B | Army | 013 | Cascade | 0767 | Malmstrom AFB | 1.09 | 1.07
US | United States | 30 | Montana | 82387-11132 | 703243 | 7215 GODDARD DR MALMSTROM A F B | Army | 013 | Cascade | 0767 | Malmstrom AFB | 1.09 | 1.07
US | United States | 30 | Montana | NZBW0001 | 2533 | MALMSTROM AF MISSILE SITE A5 SITE # 1 | Air Force | 013 | Cascade | 0839 | Monarch | 1.09 | 1.07 | 0.571 | 1.131 | 1.131 | 1.278 | 0.556 | 1.538 | 1.131 | 3.16
US | United States | 30 | Montana | NZBX0001 | 2534 | MALMSTROM AF MISSILE SITE A6 SITE # 1 | Air Force | 013 | Cascade | 0839 | Monarch | 1.09 | 1.07 | 0.571 | 1.131 | 1.131 | 1.278 | 0.556 | 1.538 | 1.131 | 3.16
US | United States | 30 | Montana | NZBY0001 | 2535 | MALMSTROM AF MISSILE SITE A7 SITE # 1 | Air Force | 013 | Cascade | 0839 | Monarch | 1.09 | 1.07 | 0.571 | 1.131 | 1.131 | 1.278 | 0.556 | 1.538 | 1.131 | 3.16
US | United States | 30 | Montana | NZEN0001 | 2595 | MALMSTROM AF MISSILE SITE G2 SITE # 1 | Air Force | 013 | Cascade | 1084 | Simms | 1.09 | 1.07 | 0.571 | 1.131 | 1.131 | 1.278 | 0.556 | 1.538 | 1.131 | 3.16
US | United States | 30 | Montana | NZFE0001 | 2611 | MALMSTROM AF MISSILE SITE H7 SITE # 1 | Air Force | 013 | Cascade | 1084 | Simms | 1.09 | 1.07 | 0.571 | 1.131 | 1.131 | 1.278 | 0.556 | 1.538 | 1.131 | 3.16
US | United States | 30 | Montana | NZCA0001 | 2537 | MALMSTROM AF MISSILE SITE A9 SITE # 1 | Air Force | 013 | Cascade | 1104 | Stockett | 1.09 | 1.07 | 0.571 | 1.131 | 1.131 | 1.278 | 0.556 | 1.538 | 1.131 | 3.16
US | United States | 30 | Montana | NZFS0001 | 2623 | MALMSTROM AF MISSILE SITE I8 SITE # 1 | Air Force | 013 | Cascade | 1114 | Sun River | 1.09 | 1.07 | 0.571 | 1.131 | 1.131 | 1.278 | 0.556 | 1.538 | 1.131 | 3.16
US | United States | 30 | Montana | NZFT0001 | 2624 | MALMSTROM AF MISSILE SITE I9 SITE # 1 | Air Force | 013 | Cascade | 1114 | Sun River | 1.09 | 1.07 | 0.571 | 1.131 | 1.131 | 1.278 | 0.556 | 1.538 | 1.131 | 3.16
US | United States | 30 | Montana | NZFK0001 | 2616 | MALMSTROM AF MISSILE SITE I1 SITE # 1 | Air Force | 013 | Cascade | 1185 | Ulm | 1.09 | 1.07 | 0.571 | 1.131 | 1.131 | 1.278 | 0.556 | 1.538 | 1.131 | 3.16
US | United States | 30 | Montana | NZFU0001 | 2625 | MALMSTROM AF MISSILE SITE I10 SITE # 1 | Air Force | 013 | Cascade | 1192 | Vaughn | 1.09 | 1.07 | 0.571 | 1.131 | 1.131 | 1.278 | 0.556 | 1.538 | 1.131 | 3.16
US | United States | 30 | Montana | NZGD0001 | 2634 | MALMSTROM AF MISSILE SITE J8 SITE # 1 | Air Force | 013 | Cascade | 1192 | Vaughn | 1.09 | 1.07 | 0.571 | 1.131 | 1.131 | 1.278 | 0.556 | 1.538 | 1.131 | 3.16
US | United States | 30 | Montana | NZGE0001 | 2635 | MALMSTROM AF MISSILE SITE J9 SITE # 1 | Air Force | 013 | Cascade | 1192 | Vaughn | 1.09 | 1.07 | 0.571 | 1.131 | 1.131 | 1.278 | 0.556 | 1.538 | 1.131 | 3.16
US | United States | 30 | Montana | JKSE0001 | 2313 | GREAT FALLS IAP SITE # 1 | Air Force | 013 | Cascade | 9999 | Unknown | 1.09 | 1.07 | 0.571 | 1.131 | 1.131 | 1.278 | 0.556 | 1.538 | 1.131 | 3.16
US | United States | 30 | Montana | NZGA0001 | 2631 | MALMSTROM AF MISSILE SITE J5 SITE # 1 | Air Force | 015 | Chouteau | 0188 | Carter | 1.09 | 1.07 | 0.571 | 1.131 | 1.131 | 1.278 | 0.556 | 1.538 | 1.131 | 3.16
US | United States | 30 | Montana | NZFY0001 | 2629 | MALMSTROM AF MISSILE SITE J3 SITE # 1 | Air Force | 015 | Chouteau | 0429 | Floweree | 1.09 | 1.07 | 0.571 | 1.131 | 1.131 | 1.278 | 0.556 | 1.538 | 1.131 | 3.16
US | United States | 30 | Montana | NZFZ0001 | 2630 | MALMSTROM AF MISSILE SITE J4 SITE # 1 | Air Force | 015 | Chouteau | 0429 | Floweree | 1.09 | 1.07 | 0.571 | 1.131 | 1.131 | 1.278 | 0.556 | 1.538 | 1.131 | 3.16
US | United States | 30 | Montana | NZGB0001 | 2632 | MALMSTROM AF MISSILE SITE J6 SITE # 1 | Air Force | 015 | Chouteau | 0429 | Floweree | 1.09 | 1.07 | 0.571 | 1.131 | 1.131 | 1.278 | 0.556 | 1.538 | 1.131 | 3.16
US | United States | 30 | Montana | NZGC0001 | 2633 | MALMSTROM AF MISSILE SITE J7 SITE # 1 | Air Force | 015 | Chouteau | 0429 | Floweree | 1.09 | 1.07 | 0.571 | 1.131 | 1.131 | 1.278 | 0.556 | 1.538 | 1.131 | 3.16
US | United States | 30 | Montana | NZKR0001 | 2718 | MALMSTROM AF MISSILE SITE R23 SITE # 1 | Air Force | 015 | Chouteau | 0429 | Floweree | 1.09 | 1.07 | 0.571 | 1.131 | 1.131 | 1.278 | 0.556 | 1.538 | 1.131 | 3.16
US | United States | 30 | Montana | 30B20 | 6198 | MILES CITY READINESS CENTER | Army | 017 | Custer | 0820 | Miles City | 1.09 | 1.07 | 0.571 | 1.131 | 1.131 | 1.278 | 0.556 | 1.538 | 1.131 | 3.16
US | United States | 30 | Montana | 82387-12330 | 704440 | N 8TH ST MILES CITY | Army | 017 | Custer | 0820 | Miles City | 1.09 | 1.07
US | United States | 30 | Montana | 82387-12398 | 704508 | N KENDRICK ST GLENDIVE | Army | 021 | Dawson | 0500 | Glendive | 1.09 | 1.07
US | United States | 30 | Montana | 30A05 | 3798 | ANACONDA READINESS CENTER | Army | 023 | Deer Lodge | 0020 | Anaconda | 1.09 | 1.07 | 0.571 | 1.131 | 1.131 | 1.278 | 0.556 | 1.538 | 1.131 | 3.16
US | United States | 30 | Montana | NZHD0001 | 2658 | MALMSTROM AF MISSILE SITE L10 SITE # 1 | Air Force | 027 | Fergus | 0173 | Buffalo | 1.09 | 1.07 | 0.571 | 1.131 | 1.131 | 1.278 | 0.556 | 1.538 | 1.131 | 3.16
US | United States | 30 | Montana | NZCE0001 | 2541 | MALMSTROM AF MISSILE SITE B2 SITE # 1 | Air Force | 027 | Fergus | 0254 | Coffee Creek | 1.09 | 1.07 | 0.571 | 1.131 | 1.131 | 1.278 | 0.556 | 1.538 | 1.131 | 3.16
US | United States | 30 | Montana | NZCF0001 | 2542 | MALMSTROM AF MISSILE SITE B3 SITE # 1 | Air Force | 027 | Fergus | 0254 | Coffee Creek | 1.09 | 1.07 | 0.571 | 1.131 | 1.131 | 1.278 | 0.556 | 1.538 | 1.131 | 3.16
US | United States | 30 | Montana | NZCG0001 | 2543 | MALMSTROM AF MISSILE SITE B4 SITE # 1 | Air Force | 027 | Fergus | 0330 | Denton | 1.09 | 1.07 | 0.571 | 1.131 | 1.131 | 1.278 | 0.556 | 1.538 | 1.131 | 3.16
US | United States | 30 | Montana | NZDB0001 | 2561 | MALMSTROM AF MISSILE SITE D1 SITE # 1 | Air Force | 027 | Fergus | 0330 | Denton | 1.09 | 1.07 | 0.571 | 1.131 | 1.131 | 1.278 | 0.556 | 1.538 | 1.131 | 3.16
US | United States | 30 | Montana | NZDC0001 | 2562 | MALMSTROM AF MISSILE SITE D2 SITE # 1 | Air Force | 027 | Fergus | 0330 | Denton | 1.09 | 1.07 | 0.571 | 1.131 | 1.131 | 1.278 | 0.556 | 1.538 | 1.131 | 3.16
US | United States | 30 | Montana | NZDD0001 | 2563 | MALMSTROM AF MISSILE SITE D3 SITE # 1 | Air Force | 027 | Fergus | 0330 | Denton | 1.09 | 1.07 | 0.571 | 1.131 | 1.131 | 1.278 | 0.556 | 1.538 | 1.131 | 3.16
US | United States | 30 | Montana | NZDE0001 | 2564 | MALMSTROM AF MISSILE SITE D4 SITE # 1 | Air Force | 027 | Fergus | 0330 | Denton | 1.09 | 1.07 | 0.571 | 1.131 | 1.131 | 1.278 | 0.556 | 1.538 | 1.131 | 3.16
US | United States | 30 | Montana | NZDF0001 | 2565 | MALMSTROM AF MISSILE SITE D5 SITE # 1 | Air Force | 027 | Fergus | 0330 | Denton | 1.09 | 1.07 | 0.571 | 1.131 | 1.131 | 1.278 | 0.556 | 1.538 | 1.131 | 3.16
US | United States | 30 | Montana | NZDH0001 | 2567 | MALMSTROM AF MISSILE SITE D7 SITE # 1 | Air Force | 027 | Fergus | 0330 | Denton | 1.09 | 1.07 | 0.571 | 1.131 | 1.131 | 1.278 | 0.556 | 1.538 | 1.131 | 3.16
US | United States | 30 | Montana | NZDJ0001 | 2568 | MALMSTROM AF MISSILE SITE D8 SITE # 1 | Air Force | 027 | Fergus | 0330 | Denton | 1.09 | 1.07 | 0.571 | 1.131 | 1.131 | 1.278 | 0.556 | 1.538 | 1.131 | 3.16
US | United States | 30 | Montana | NZDK0001 | 2569 | MALMSTROM AF MISSILE SITE D9 SITE # 1 | Air Force | 027 | Fergus | 0330 | Denton | 1.09 | 1.07 | 0.571 | 1.131 | 1.131 | 1.278 | 0.556 | 1.538 | 1.131 | 3.16
US | United States | 30 | Montana | NZDL0001 | 2570 | MALMSTROM AF MISSILE SITE D10 SITE # 1 | Air Force | 027 | Fergus | 0330 | Denton | 1.09 | 1.07 | 0.571 | 1.131 | 1.131 | 1.278 | 0.556 | 1.538 | 1.131 | 3.16
US | United States | 30 | Montana | NZDM0001 | 2571 | MALMSTROM AF MISSILE SITE D11 SITE # 1 | Air Force | 027 | Fergus | 0330 | Denton | 1.09 | 1.07 | 0.571 | 1.131 | 1.131 | 1.278 | 0.556 | 1.538 | 1.131 | 3.16
US | United States | 30 | Montana | NZHW0001 | 2675 | MALMSTROM AF MISSILE SITE N5 SITE # 1 | Air Force | 027 | Fergus | 0431 | Forest Grove | 1.09 | 1.07 | 0.571 | 1.131 | 1.131 | 1.278 | 0.556 | 1.538 | 1.131 | 3.16
US | United States | 30 | Montana | NZHT0001 | 2672 | MALMSTROM AF MISSILE SITE N2 SITE # 1 | Air Force | 027 | Fergus | 0520 | Grassrange | 1.09 | 1.07 | 0.571 | 1.131 | 1.131 | 1.278 | 0.556 | 1.538 | 1.131 | 3.16
US | United States | 30 | Montana | NZHU0001 | 2673 | MALMSTROM AF MISSILE SITE N3 SITE # 1 | Air Force | 027 | Fergus | 0520 | Grassrange | 1.09 | 1.07 | 0.571 | 1.131 | 1.131 | 1.278 | 0.556 | 1.538 | 1.131 | 3.16
US | United States | 30 | Montana | NZHV0001 | 2674 | MALMSTROM AF MISSILE SITE N4 SITE # 1 | Air Force | 027 | Fergus | 0520 | Grassrange | 1.09 | 1.07 | 0.571 | 1.131 | 1.131 | 1.278 | 0.556 | 1.538 | 1.131 | 3.16
US | United States | 30 | Montana | NZJC0001 | 2681 | MALMSTROM AF MISSILE SITE N11 SITE # 1 | Air Force | 027 | Fergus | 0520 | Grassrange | 1.09 | 1.07 | 0.571 | 1.131 | 1.131 | 1.278 | 0.556 | 1.538 | 1.131 | 3.16
US | United States | 30 | Montana | NZJJ0001 | 2687 | MALMSTROM AF MISSILE SITE O6 SITE # 1 | Air Force | 027 | Fergus | 0520 | Grassrange | 1.09 | 1.07 | 0.571 | 1.131 | 1.131 | 1.278 | 0.556 | 1.538 | 1.131 | 3.16
US | United States | 30 | Montana | NZDN0001 | 2572 | MALMSTROM AF MISSILE SITE E1 SITE # 1 | Air Force | 027 | Fergus | 0597 | Hilger | 1.09 | 1.07 | 0.571 | 1.131 | 1.131 | 1.278 | 0.556 | 1.538 | 1.131 | 3.16
US | United States | 30 | Montana | NZDT0001 | 2577 | MALMSTROM AF MISSILE SITE E6 SITE # 1 | Air Force | 027 | Fergus | 0597 | Hilger | 1.09 | 1.07 | 0.571 | 1.131 | 1.131 | 1.278 | 0.556 | 1.538 | 1.131 | 3.16
US | United States | 30 | Montana | NZDU0001 | 2578 | MALMSTROM AF MISSILE SITE E7 SITE # 1 | Air Force | 027 | Fergus | 0597 | Hilger | 1.09 | 1.07 | 0.571 | 1.131 | 1.131 | 1.278 | 0.556 | 1.538 | 1.131 | 3.16
US | United States | 30 | Montana | NZDV0001 | 2579 | MALMSTROM AF MISSILE SITE E8 SITE # 1 | Air Force | 027 | Fergus | 0597 | Hilger | 1.09 | 1.07 | 0.571 | 1.131 | 1.131 | 1.278 | 0.556 | 1.538 | 1.131 | 3.16
US | United States | 30 | Montana | NZDW0001 | 2580 | MALMSTROM AF MISSILE SITE E9 SITE # 1 | Air Force | 027 | Fergus | 0597 | Hilger | 1.09 | 1.07 | 0.571 | 1.131 | 1.131 | 1.278 | 0.556 | 1.538 | 1.131 | 3.16
US | United States | 30 | Montana | NZDX0001 | 2581 | MALMSTROM AF MISSILE SITE E10 SITE # 1 | Air Force | 027 | Fergus | 0597 | Hilger | 1.09 | 1.07 | 0.571 | 1.131 | 1.131 | 1.278 | 0.556 | 1.538 | 1.131 | 3.16
US | United States | 30 | Montana | NZJL0001 | 2689 | MALMSTROM AF MISSILE SITE O8 SITE # 1 | Air Force | 027 | Fergus | 0597 | Hilger | 1.09 | 1.07 | 0.571 | 1.131 | 1.131 | 1.278 | 0.556 | 1.538 | 1.131 | 3.16
US | United States | 30 | Montana | NZDG0001 | 2566 | MALMSTROM AF MISSILE SITE D6 SITE # 1 | Air Force | 027 | Fergus | 0720 | Lewistown | 1.09 | 1.07 | 0.571 | 1.131 | 1.131 | 1.278 | 0.556 | 1.538 | 1.131 | 3.16
US | United States | 30 | Montana | NZHG0001 | 2661 | MALMSTROM AF MISSILE SITE M2 SITE # 1 | Air Force | 027 | Fergus | 0720 | Lewistown | 1.09 | 1.07 | 0.571 | 1.131 | 1.131 | 1.278 | 0.556 | 1.538 | 1.131 | 3.16
US | United States | 30 | Montana | NZHH0001 | 2662 | MALMSTROM AF MISSILE SITE M3 SITE # 1 | Air Force | 027 | Fergus | 0720 | Lewistown | 1.09 | 1.07 | 0.571 | 1.131 | 1.131 | 1.278 | 0.556 | 1.538 | 1.131 | 3.16
US | United States | 30 | Montana | NZHJ0001 | 2663 | MALMSTROM AF MISSILE SITE M4 SITE # 1 | Air Force | 027 | Fergus | 0720 | Lewistown | 1.09 | 1.07 | 0.571 | 1.131 | 1.131 | 1.278 | 0.556 | 1.538 | 1.131 | 3.16
US | United States | 30 | Montana | NZHK0001 | 2664 | MALMSTROM AF MISSILE SITE M5 SITE # 1 | Air Force | 027 | Fergus | 0720 | Lewistown | 1.09 | 1.07 | 0.571 | 1.131 | 1.131 | 1.278 | 0.556 | 1.538 | 1.131 | 3.16
US | United States | 30 | Montana | NZHS0001 | 2671 | MALMSTROM AF MISSILE SITE N1 SITE # 1 | Air Force | 027 | Fergus | 0720 | Lewistown | 1.09 | 1.07 | 0.571 | 1.131 | 1.131 | 1.278 | 0.556 | 1.538 | 1.131 | 3.16
US | United States | 30 | Montana | NZHX0001 | 2676 | MALMSTROM AF MISSILE SITE N6 SITE # 1 | Air Force | 027 | Fergus | 0720 | Lewistown | 1.09 | 1.07 | 0.571 | 1.131 | 1.131 | 1.278 | 0.556 | 1.538 | 1.131 | 3.16
US | United States | 30 | Montana | NZHY0001 | 2677 | MALMSTROM AF MISSILE SITE N7 SITE # 1 | Air Force | 027 | Fergus | 0720 | Lewistown | 1.09 | 1.07 | 0.571 | 1.131 | 1.131 | 1.278 | 0.556 | 1.538 | 1.131 | 3.16
US | United States | 30 | Montana | NZHZ0001 | 2678 | MALMSTROM AF MISSILE SITE N8 SITE # 1 | Air Force | 027 | Fergus | 0720 | Lewistown | 1.09 | 1.07 | 0.571 | 1.131 | 1.131 | 1.278 | 0.556 | 1.538 | 1.131 | 3.16
US | United States | 30 | Montana | NZJA0001 | 2679 | MALMSTROM AF MISSILE SITE N9 SITE # 1 | Air Force | 027 | Fergus | 0720 | Lewistown | 1.09 | 1.07 | 0.571 | 1.131 | 1.131 | 1.278 | 0.556 | 1.538 | 1.131 | 3.16
US | United States | 30 | Montana | NZJB0001 | 2680 | MALMSTROM AF MISSILE SITE N10 SITE # 1 | Air Force | 027 | Fergus | 0720 | Lewistown | 1.09 | 1.07 | 0.571 | 1.131 | 1.131 | 1.278 | 0.556 | 1.538 | 1.131 | 3.16
US | United States | 30 | Montana | 30B05 | 5885 | LEWISTOWN READINESS CENTER | Army | 027 | Fergus | 0720 | Lewistown | 1.09 | 1.07 | 0.571 | 1.131 | 1.131 | 1.278 | 0.556 | 1.538 | 1.131 | 3.16
US | United States | 30 | Montana | NZGV0001 | 2650 | MALMSTROM AF MISSILE SITE L2 SITE # 1 | Air Force | 027 | Fergus | 0840 | Moore | 1.09 | 1.07 | 0.571 | 1.131 | 1.131 | 1.278 | 0.556 | 1.538 | 1.131 | 3.16
US | United States | 30 | Montana | NZHE0001 | 2659 | MALMSTROM AF MISSILE SITE L11 SITE # 1 | Air Force | 027 | Fergus | 0840 | Moore | 1.09 | 1.07 | 0.571 | 1.131 | 1.131 | 1.278 | 0.556 | 1.538 | 1.131 | 3.16
US | United States | 30 | Montana | NZHF0001 | 2660 | MALMSTROM AF MISSILE SITE M1 SITE # 1 | Air Force | 027 | Fergus | 0840 | Moore | 1.09 | 1.07 | 0.571 | 1.131 | 1.131 | 1.278 | 0.556 | 1.538 | 1.131 | 3.16
US | United States | 30 | Montana | NZHL0001 | 2665 | MALMSTROM AF MISSILE SITE M6 SITE # 1 | Air Force | 027 | Fergus | 0840 | Moore | 1.09 | 1.07 | 0.571 | 1.131 | 1.131 | 1.278 | 0.556 | 1.538 | 1.131 | 3.16
US | United States | 30 | Montana | NZHM0001 | 2666 | MALMSTROM AF MISSILE SITE M7 SITE # 1 | Air Force | 027 | Fergus | 0840 | Moore | 1.09 | 1.07 | 0.571 | 1.131 | 1.131 | 1.278 | 0.556 | 1.538 | 1.131 | 3.16
US | United States | 30 | Montana | NZHR0001 | 2670 | MALMSTROM AF MISSILE SITE M11 SITE # 1 | Air Force | 027 | Fergus | 0840 | Moore | 1.09 | 1.07 | 0.571 | 1.131 | 1.131 | 1.278 | 0.556 | 1.538 | 1.131 | 3.16
US | United States | 30 | Montana | NZJD0001 | 2682 | MALMSTROM AF MISSILE SITE O1 SITE # 1 | Air Force | 027 | Fergus | 1002 | Roy | 1.09 | 1.07 | 0.571 | 1.131 | 1.131 | 1.278 | 0.556 | 1.538 | 1.131 | 3.16
US | United States | 30 | Montana | NZJE0001 | 2683 | MALMSTROM AF MISSILE SITE O2 SITE # 1 | Air Force | 027 | Fergus | 1002 | Roy | 1.09 | 1.07 | 0.571 | 1.131 | 1.131 | 1.278 | 0.556 | 1.538 | 1.131 | 3.16
US | United States | 30 | Montana | NZJF0001 | 2684 | MALMSTROM AF MISSILE SITE O3 SITE # 1 | Air Force | 027 | Fergus | 1002 | Roy | 1.09 | 1.07 | 0.571 | 1.131 | 1.131 | 1.278 | 0.556 | 1.538 | 1.131 | 3.16
US | United States | 30 | Montana | NZJG0001 | 2685 | MALMSTROM AF MISSILE SITE O4 SITE # 1 | Air Force | 027 | Fergus | 1002 | Roy | 1.09 | 1.07 | 0.571 | 1.131 | 1.131 | 1.278 | 0.556 | 1.538 | 1.131 | 3.16
US | United States | 30 | Montana | NZJH0001 | 2686 | MALMSTROM AF MISSILE SITE O5 SITE # 1 | Air Force | 027 | Fergus | 1002 | Roy | 1.09 | 1.07 | 0.571 | 1.131 | 1.131 | 1.278 | 0.556 | 1.538 | 1.131 | 3.16
US | United States | 30 | Montana | NZJK0001 | 2688 | MALMSTROM AF MISSILE SITE O7 SITE # 1 | Air Force | 027 | Fergus | 1002 | Roy | 1.09 | 1.07 | 0.571 | 1.131 | 1.131 | 1.278 | 0.556 | 1.538 | 1.131 | 3.16
US | United States | 30 | Montana | NZJM0001 | 2690 | MALMSTROM AF MISSILE SITE O9 SITE # 1 | Air Force | 027 | Fergus | 1002 | Roy | 1.09 | 1.07 | 0.571 | 1.131 | 1.131 | 1.278 | 0.556 | 1.538 | 1.131 | 3.16
US | United States | 30 | Montana | NZJN0001 | 2691 | MALMSTROM AF MISSILE SITE O10 SITE # 1 | Air Force | 027 | Fergus | 1002 | Roy | 1.09 | 1.07 | 0.571 | 1.131 | 1.131 | 1.278 | 0.556 | 1.538 | 1.131 | 3.16
US | United States | 30 | Montana | NZJP0001 | 2692 | MALMSTROM AF MISSILE SITE O11 SITE # 1 | Air Force | 027 | Fergus | 1002 | Roy | 1.09 | 1.07 | 0.571 | 1.131 | 1.131 | 1.278 | 0.556 | 1.538 | 1.131 | 3.16
US | United States | 30 | Montana | NZDP0001 | 2573 | MALMSTROM AF MISSILE SITE E2 SITE # 1 | Air Force | 027 | Fergus | 1280 | Winifred | 1.09 | 1.07 | 0.571 | 1.131 | 1.131 | 1.278 | 0.556 | 1.538 | 1.131 | 3.16
US | United States | 30 | Montana | NZDQ0001 | 2574 | MALMSTROM AF MISSILE SITE E3 SITE # 1 | Air Force | 027 | Fergus | 1280 | Winifred | 1.09 | 1.07 | 0.571 | 1.131 | 1.131 | 1.278 | 0.556 | 1.538 | 1.131 | 3.16
US | United States | 30 | Montana | NZDR0001 | 2575 | MALMSTROM AF MISSILE SITE E4 SITE # 1 | Air Force | 027 | Fergus | 1280 | Winifred | 1.09 | 1.07 | 0.571 | 1.131 | 1.131 | 1.278 | 0.556 | 1.538 | 1.131 | 3.16
US | United States | 30 | Montana | NZDS0001 | 2576 | MALMSTROM AF MISSILE SITE E5 SITE # 1 | Air Force | 027 | Fergus | 1280 | Winifred | 1.09 | 1.07 | 0.571 | 1.131 | 1.131 | 1.278 | 0.556 | 1.538 | 1.131 | 3.16
US | United States | 30 | Montana | NZDY0001 | 2582 | MALMSTROM AF MISSILE SITE E11 SITE # 1 | Air Force | 027 | Fergus | 1280 | Winifred | 1.09 | 1.07 | 0.571 | 1.131 | 1.131 | 1.278 | 0.556 | 1.538 | 1.131 | 3.16
US | United States | 30 | Montana | 30B00 | 5685 | KALISPELL FMS 01-AFRC | Army | 029 | Flathead | 0680 | Kalispell | 1.09 | 1.07 | 0.571 | 1.131 | 1.131 | 1.278 | 0.556 | 1.538 | 1.131 | 3.16
US | United States | 30 | Montana | 30795 | 7319 | SONSTELIE HALL USAR CENTER | Army | 029 | Flathead | 0680 | Kalispell | 1.09 | 1.07 | 0.571 | 1.131 | 1.131 | 1.278 | 0.556 | 1.538 | 1.131 | 3.16
US | United States | 30 | Montana | 70132-10211 | 701482 | 19 MOUNTAIN PARK LAN KALISPELL | Army | 029 | Flathead | 0680 | Kalispell | 1.09 | 1.07
US | United States | 30 | Montana | 70132-10303 | 701574 | 26 GREEN TREE DR KALISPELL | Army | 029 | Flathead | 0680 | Kalispell | 1.09 | 1.07
US | United States | 30 | Montana | 70132-10386 | 701657 | 342 PONDEROSA ST KALISPELL | Army | 029 | Flathead | 0680 | Kalispell | 1.09 | 1.07
US | United States | 30 | Montana | 82387-12417 | 704527 | N MAIN ST KALISPELL | Army | 029 | Flathead | 0680 | Kalispell | 1.09 | 1.07
US | United States | 30 | Montana | LXTH0001 | 2413 | KALISPELL AIR FORCE STATION SITE # 1 | Air Force | 029 | Flathead | 0693 | Lakeside | 1.09 | 1.07 | 0.571 | 1.131 | 1.131 | 1.278 | 0.556 | 1.538 | 1.131 | 3.16
US | United States | 30 | Montana | 30A10 | 3979 | BELGRADE RC - FMS05 | Army | 031 | Gallatin | 0060 | Belgrade | 1.09 | 1.07 | 0.571 | 1.131 | 1.131 | 1.278 | 0.556 | 1.538 | 1.131 | 3.16
US | United States | 30 | Montana | 82387-10644 | 702755 | 2826 WEST MAIN ST BOZEMAN | Army | 031 | Gallatin | 0130 | Bozeman | 1.09 | 1.07
US | United States | 30 | Montana | 710543 | 710543 | 170 CHESTNUT GROVE A BOZEMAN | Army | 031 | Gallatin | 0130 | Bozeman | 1.09 | 1.07
US | United States | 30 | Montana | 711180 | 711180 | 202 DOGWOOD DRIVE BOZEMAN | Army | 031 | Gallatin | 0130 | Bozeman | 1.09 | 1.07
US | United States | 30 | Montana | 30A70 | 5386 | HAVRE READINESS CENTER | Army | 041 | Hill | 0580 | Havre | 1.09 | 1.07 | 0.571 | 1.131 | 1.131 | 1.278 | 0.556 | 1.538 | 1.131 | 3.16
US | United States | 30 | Montana | 82387-10381 | 702492 | 1753 HIGHWAY 2 WEST HAVRE | Army | 041 | Hill | 0580 | Havre | 1.09 | 1.07
US | United States | 30 | Montana | 710055 | 710055 | 2 TWILIGHT DRIVE CLANCY | Army | 043 | Jefferson | 0243 | Clancy | 1.09 | 1.07
US | United States | 30 | Montana | NZCD0001 | 2540 | MALMSTROM AF MISSILE SITE B1 SITE # 1 | Air Force | 045 | Judith Basin | 0482 | Geyser | 1.09 | 1.07 | 0.571 | 1.131 | 1.131 | 1.278 | 0.556 | 1.538 | 1.131 | 3.16
US | United States | 30 | Montana | NZCM0001 | 2547 | MALMSTROM AF MISSILE SITE B9 SITE # 1 | Air Force | 045 | Judith Basin | 0482 | Geyser | 1.09 | 1.07 | 0.571 | 1.131 | 1.131 | 1.278 | 0.556 | 1.538 | 1.131 | 3.16
US | United States | 30 | Montana | NZCN0001 | 2548 | MALMSTROM AF MISSILE SITE B10 SITE # 1 | Air Force | 045 | Judith Basin | 0482 | Geyser | 1.09 | 1.07 | 0.571 | 1.131 | 1.131 | 1.278 | 0.556 | 1.538 | 1.131 | 3.16
US | United States | 30 | Montana | NZCP0001 | 2549 | MALMSTROM AF MISSILE SITE B11 SITE # 1 | Air Force | 045 | Judith Basin | 0482 | Geyser | 1.09 | 1.07 | 0.571 | 1.131 | 1.131 | 1.278 | 0.556 | 1.538 | 1.131 | 3.16
US | United States | 30 | Montana | NZCV0001 | 2555 | MALMSTROM AF MISSILE SITE C6 SITE # 1 | Air Force | 045 | Judith Basin | 0610 | Hobson | 1.09 | 1.07 | 0.571 | 1.131 | 1.131 | 1.278 | 0.556 | 1.538 | 1.131 | 3.16
US | United States | 30 | Montana | NZCW0001 | 2556 | MALMSTROM AF MISSILE SITE C7 SITE # 1 | Air Force | 045 | Judith Basin | 0610 | Hobson | 1.09 | 1.07 | 0.571 | 1.131 | 1.131 | 1.278 | 0.556 | 1.538 | 1.131 | 3.16
US | United States | 30 | Montana | NZHC0001 | 2657 | MALMSTROM AF MISSILE SITE L9 SITE # 1 | Air Force | 045 | Judith Basin | 0610 | Hobson | 1.09 | 1.07 | 0.571 | 1.131 | 1.131 | 1.278 | 0.556 | 1.538 | 1.131 | 3.16
US | United States | 30 | Montana | NZHN0001 | 2667 | MALMSTROM AF MISSILE SITE M8 SITE # 1 | Air Force | 045 | Judith Basin | 0610 | Hobson | 1.09 | 1.07 | 0.571 | 1.131 | 1.131 | 1.278 | 0.556 | 1.538 | 1.131 | 3.16
US | United States | 30 | Montana | NZCS0001 | 2552 | MALMSTROM AF MISSILE SITE C3 SITE # 1 | Air Force | 045 | Judith Basin | 0833 | Moccasin | 1.09 | 1.07 | 0.571 | 1.131 | 1.131 | 1.278 | 0.556 | 1.538 | 1.131 | 3.16
US | United States | 30 | Montana | NZCU0001 | 2554 | MALMSTROM AF MISSILE SITE C5 SITE # 1 | Air Force | 045 | Judith Basin | 0833 | Moccasin | 1.09 | 1.07 | 0.571 | 1.131 | 1.131 | 1.278 | 0.556 | 1.538 | 1.131 | 3.16
US | United States | 30 | Montana | NZHP0001 | 2668 | MALMSTROM AF MISSILE SITE M9 SITE # 1 | Air Force | 045 | Judith Basin | 0833 | Moccasin | 1.09 | 1.07 | 0.571 | 1.131 | 1.131 | 1.278 | 0.556 | 1.538 | 1.131 | 3.16
US | United States | 30 | Montana | NZHQ0001 | 2669 | MALMSTROM AF MISSILE SITE M10 SITE # 1 | Air Force | 045 | Judith Basin | 0833 | Moccasin | 1.09 | 1.07 | 0.571 | 1.131 | 1.131 | 1.278 | 0.556 | 1.538 | 1.131 | 3.16
US | United States | 30 | Montana | NZAQ0001 | 2526 | MALMSTROM RADIO RELAY ANNEX NO 9 SITE # 1 | Air Force | 045 | Judith Basin | 0967 | Raynesford | 1.09 | 1.07 | 0.571 | 1.131 | 1.131 | 1.278 | 0.556 | 1.538 | 1.131 | 3.16
US | United States | 30 | Montana | NZBU0001 | 2531 | MALMSTROM AF MISSILE SITE A3 SITE # 1 | Air Force | 045 | Judith Basin | 0967 | Raynesford | 1.09 | 1.07 | 0.571 | 1.131 | 1.131 | 1.278 | 0.556 | 1.538 | 1.131 | 3.16
US | United States | 30 | Montana | NZBV0001 | 2532 | MALMSTROM AF MISSILE SITE A4 SITE # 1 | Air Force | 045 | Judith Basin | 0967 | Raynesford | 1.09 | 1.07 | 0.571 | 1.131 | 1.131 | 1.278 | 0.556 | 1.538 | 1.131 | 3.16
US | United States | 30 | Montana | NZCK0001 | 2545 | MALMSTROM AF MISSILE SITE B7 SITE # 1 | Air Force | 045 | Judith Basin | 0967 | Raynesford | 1.09 | 1.07 | 0.571 | 1.131 | 1.131 | 1.278 | 0.556 | 1.538 | 1.131 | 3.16
US | United States | 30 | Montana | NZCL0001 | 2546 | MALMSTROM AF MISSILE SITE B8 SITE # 1 | Air Force | 045 | Judith Basin | 0967 | Raynesford | 1.09 | 1.07 | 0.571 | 1.131 | 1.131 | 1.278 | 0.556 | 1.538 | 1.131 | 3.16
US | United States | 30 | Montana | NZCH0001 | 2544 | MALMSTROM AF MISSILE SITE B5 SITE # 1 | Air Force | 045 | Judith Basin | 1090 | Stanford | 1.09 | 1.07 | 0.571 | 1.131 | 1.131 | 1.278 | 0.556 | 1.538 | 1.131 | 3.16
US | United States | 30 | Montana | NZCQ0001 | 2550 | MALMSTROM AF MISSILE SITE C1 SITE # 1 | Air Force | 045 | Judith Basin | 1090 | Stanford | 1.09 | 1.07 | 0.571 | 1.131 | 1.131 | 1.278 | 0.556 | 1.538 | 1.131 | 3.16
US | United States | 30 | Montana | NZCR0001 | 2551 | MALMSTROM AF MISSILE SITE C2 SITE # 1 | Air Force | 045 | Judith Basin | 1090 | Stanford | 1.09 | 1.07 | 0.571 | 1.131 | 1.131 | 1.278 | 0.556 | 1.538 | 1.131 | 3.16
US | United States | 30 | Montana | NZCT0001 | 2553 | MALMSTROM AF MISSILE SITE C4 SITE # 1 | Air Force | 045 | Judith Basin | 1090 | Stanford | 1.09 | 1.07 | 0.571 | 1.131 | 1.131 | 1.278 | 0.556 | 1.538 | 1.131 | 3.16
US | United States | 30 | Montana | NZCX0001 | 2557 | MALMSTROM AF MISSILE SITE C8 SITE # 1 | Air Force | 045 | Judith Basin | 1090 | Stanford | 1.09 | 1.07 | 0.571 | 1.131 | 1.131 | 1.278 | 0.556 | 1.538 | 1.131 | 3.16
US | United States | 30 | Montana | NZCY0001 | 2558 | MALMSTROM AF MISSILE SITE C9 SITE # 1 | Air Force | 045 | Judith Basin | 1090 | Stanford | 1.09 | 1.07 | 0.571 | 1.131 | 1.131 | 1.278 | 0.556 | 1.538 | 1.131 | 3.16
US | United States | 30 | Montana | NZCZ0001 | 2559 | MALMSTROM AF MISSILE SITE C10 SITE # 1 | Air Force | 045 | Judith Basin | 1090 | Stanford | 1.09 | 1.07 | 0.571 | 1.131 | 1.131 | 1.278 | 0.556 | 1.538 | 1.131 | 3.16
US | United States | 30 | Montana | NZDA0001 | 2560 | MALMSTROM AF MISSILE SITE C11 SITE # 1 | Air Force | 045 | Judith Basin | 1090 | Stanford | 1.09 | 1.07 | 0.571 | 1.131 | 1.131 | 1.278 | 0.556 | 1.538 | 1.131 | 3.16
US | United States | 30 | Montana | NZRW0001 | 2750 | MALMSTROM RADIO RELAY ANNEX NO 3 SITE # 1 | Air Force | 045 | Judith Basin | 1090 | Stanford | 1.09 | 1.07 | 0.571 | 1.131 | 1.131 | 1.278 | 0.556 | 1.538 | 1.131 | 3.16
US | United States | 30 | Montana | NZCJ0001 | 3551 | MALMSTROM AF MISSILE SITE B6 SITE # 1 | Air Force | 045 | Judith Basin | 1090 | Stanford | 1.09 | 1.07 | 0.571 | 1.131 | 1.131 | 1.278 | 0.556 | 1.538 | 1.131 | 3.16
US | United States | 30 | Montana | NZED0001 | 2587 | MALMSTROM AF MISSILE SITE F5 SITE # 1 | Air Force | 049 | Lewis and Clark | 0023 | Augusta | 1.09 | 1.07 | 0.571 | 1.131 | 1.131 | 1.278 | 0.556 | 1.538 | 1.131 | 3.16
US | United States | 30 | Montana | NZEE0001 | 2588 | MALMSTROM AF MISSILE SITE F6 SITE # 1 | Air Force | 049 | Lewis and Clark | 0023 | Augusta | 1.09 | 1.07 | 0.571 | 1.131 | 1.131 | 1.278 | 0.556 | 1.538 | 1.131 | 3.16
US | United States | 30 | Montana | NZEF0001 | 2589 | MALMSTROM AF MISSILE SITE F7 SITE # 1 | Air Force | 049 | Lewis and Clark | 0023 | Augusta | 1.09 | 1.07 | 0.571 | 1.131 | 1.131 | 1.278 | 0.556 | 1.538 | 1.131 | 3.16
US | United States | 30 | Montana | NZEM0001 | 2594 | MALMSTROM AF MISSILE SITE G1 SITE # 1 | Air Force | 049 | Lewis and Clark | 0023 | Augusta | 1.09 | 1.07 | 0.571 | 1.131 | 1.131 | 1.278 | 0.556 | 1.538 | 1.131 | 3.16
US | United States | 30 | Montana | NZEV0001 | 2602 | MALMSTROM AF MISSILE SITE G9 SITE # 1 | Air Force | 049 | Lewis and Clark | 0023 | Augusta | 1.09 | 1.07 | 0.571 | 1.131 | 1.131 | 1.278 | 0.556 | 1.538 | 1.131 | 3.16
US | United States | 30 | Montana | NZEW0001 | 2603 | MALMSTROM AF MISSILE SITE G10 SITE # 1 | Air Force | 049 | Lewis and Clark | 0023 | Augusta | 1.09 | 1.07 | 0.571 | 1.131 | 1.131 | 1.278 | 0.556 | 1.538 | 1.131 | 3.16
US | United States | 30 | Montana | NZEX0001 | 2604 | MALMSTROM AF MISSILE SITE G11 SITE # 1 | Air Force | 049 | Lewis and Clark | 0023 | Augusta | 1.09 | 1.07 | 0.571 | 1.131 | 1.131 | 1.278 | 0.556 | 1.538 | 1.131 | 3.16
US | United States | 30 | Montana | NZFF0001 | 2612 | MALMSTROM AF MISSILE SITE H8 SITE # 1 | Air Force | 049 | Lewis and Clark | 0023 | Augusta | 1.09 | 1.07 | 0.571 | 1.131 | 1.131 | 1.278 | 0.556 | 1.538 | 1.131 | 3.16
US | United States | 30 | Montana | N68967-HM | 690 | NAVOPSPTCEN HELENA MT | Navy | 049 | Lewis and Clark | 0445 | Fort Harrison | 1.09 | 1.07 | 0.571 | 1.131 | 1.131 | 1.278 | 0.556 | 1.538 | 1.131 | 3.16
US | United States | 30 | Montana | 30760 | 3783 | AMS 75 G (FORT WM HARRISON) | Army | 049 | Lewis and Clark | 0590 | Helena | 1.09 | 1.07 | 0.571 | 1.131 | 1.131 | 1.278 | 0.556 | 1.538 | 1.131 | 3.16
US | United States | 30 | Montana | 30761 | 3796 | AMSA 75 G, LOCAL TRAINING AREA | Army | 049 | Lewis and Clark | 0590 | Helena | 1.09 | 1.07 | 0.571 | 1.131 | 1.131 | 1.278 | 0.556 | 1.538 | 1.131 | 3.16
US | United States | 30 | Montana | 30A75 | 5414 | HELENA - WOMACK RC | Army | 049 | Lewis and Clark | 0590 | Helena | 1.09 | 1.07 | 0.571 | 1.131 | 1.131 | 1.278 | 0.556 | 1.538 | 1.131 | 3.16
US | United States | 30 | Montana | 30A80 | 5415 | HELENA AVIATION RC- AASF- C12 | Army | 049 | Lewis and Clark | 0590 | Helena | 1.09 | 1.07 | 0.571 | 1.131 | 1.131 | 1.278 | 0.556 | 1.538 | 1.131 | 3.16
US | United States | 30 | Montana | 30A90 | 5416 | HELENA FMS 03 | Army | 049 | Lewis and Clark | 0590 | Helena | 1.09 | 1.07 | 0.571 | 1.131 | 1.131 | 1.278 | 0.556 | 1.538 | 1.131 | 3.16
US | United States | 30 | Montana | 30655 | 6321 | MTA FT WM HENRY HARRISON | Army | 049 | Lewis and Clark | 0590 | Helena | 1.09 | 1.07 | 0.571 | 1.131 | 1.131 | 1.278 | 0.556 | 1.538 | 1.131 | 3.16
US | United States | 30 | Montana | 30775 | 7266 | SHERIDAN HALL USAR CENTER | Army | 049 | Lewis and Clark | 0590 | Helena | 1.09 | 1.07 | 0.571 | 1.131 | 1.131 | 1.278 | 0.556 | 1.538 | 1.131 | 3.16
US | United States | 30 | Montana | 3038B | 7442 | STORAGE FACILITY (ECS #6) | Army | 049 | Lewis and Clark | 0590 | Helena | 1.09 | 1.07 | 0.571 | 1.131 | 1.131 | 1.278 | 0.556 | 1.538 | 1.131 | 3.16
US | United States | 30 | Montana | 49270-10001 | 701187 | 1026 BLAINE ST HELENA | Army | 049 | Lewis and Clark | 0590 | Helena | 1.09 | 1.07 | 0.571 | 1.131 | 1.131 | 1.278 | 0.556 | 1.538 | 1.131 | 3.16
US | United States | 30 | Montana | 82387-10517 | 702628 | 222 E. LYNDALE HELENA | Army | 049 | Lewis and Clark | 0590 | Helena | 1.09 | 1.07
US | United States | 30 | Montana | NZES0001 | 2599 | MALMSTROM AF MISSILE SITE G6 SITE # 1 | Air Force | 049 | Lewis and Clark | 1299 | Wolf Creek | 1.09 | 1.07 | 0.571 | 1.131 | 1.131 | 1.278 | 0.556 | 1.538 | 1.131 | 3.16
US | United States | 30 | Montana | NZET0001 | 2600 | MALMSTROM AF MISSILE SITE G7 SITE # 1 | Air Force | 049 | Lewis and Clark | 1299 | Wolf Creek | 1.09 | 1.07 | 0.571 | 1.131 | 1.131 | 1.278 | 0.556 | 1.538 | 1.131 | 3.16
US | United States | 30 | Montana | NZEU0001 | 2601 | MALMSTROM AF MISSILE SITE G8 SITE # 1 | Air Force | 049 | Lewis and Clark | 1299 | Wolf Creek | 1.09 | 1.07 | 0.571 | 1.131 | 1.131 | 1.278 | 0.556 | 1.538 | 1.131 | 3.16
US | United States | 30 | Montana | 30B08 | 5899 | LIBBY READINESS CENTER | Army | 053 | Lincoln | 0730 | Libby | 1.09 | 1.07 | 0.571 | 1.131 | 1.131 | 1.278 | 0.556 | 1.538 | 1.131 | 3.16
US | United States | 30 | Montana | NQTN0001 | 2506 | LOOKOUT PASS SURVIVAL TRAINING SITE SITE # 1 | Air Force | 061 | Mineral | 9999 | Unknown | 1.09 | 1.07 | 0.571 | 1.131 | 1.131 | 1.278 | 0.556 | 1.538 | 1.131 | 3.16
US | United States | 30 | Montana | 710714 | 710714 | 3702 SOUTH AVE. N MISSOULA | Army | 063 | Missoula | 0383 | East Missoula | 1.09 | 1.07
US | United States | 30 | Montana | 30585 | 5127 | FT MISSOULA - FMS 02 | Army | 063 | Missoula | 0830 | Missoula | 1.09 | 1.07 | 0.571 | 1.131 | 1.131 | 1.278 | 0.556 | 1.538 | 1.131 | 3.16
US | United States | 30 | Montana | 30B26 | 6224 | MISSOULA READINESS CENTER | Army | 063 | Missoula | 0830 | Missoula | 1.09 | 1.07 | 0.571 | 1.131 | 1.131 | 1.278 | 0.556 | 1.538 | 1.131 | 3.16
US | United States | 30 | Montana | 30556 | 7236 | SGT ERNEST VEUVE HALL/AMSA #75 | Army | 063 | Missoula | 0830 | Missoula | 1.09 | 1.07 | 0.571 | 1.131 | 1.131 | 1.278 | 0.556 | 1.538 | 1.131 | 3.16
US | United States | 30 | Montana | 82387-10623 | 702734 | 2700 PAXSON PLAZA MISSOULA | Army | 063 | Missoula | 0830 | Missoula | 1.09 | 1.07
US | United States | 30 | Montana | 30B10 | 5925 | LIVINGSTON READINESS CENTER | Army | 067 | Park | 0750 | Livingston | 1.09 | 1.07 | 0.571 | 1.131 | 1.131 | 1.278 | 0.556 | 1.538 | 1.131 | 3.16
US | United States | 30 | Montana | 30B15 | 6043 | MALTA READINESS CENTER | Army | 071 | Phillips | 0770 | Malta | 1.09 | 1.07 | 0.571 | 1.131 | 1.131 | 1.278 | 0.556 | 1.538 | 1.131 | 3.16
US | United States | 30 | Montana | NZKN0001 | 2715 | MALMSTROM AF MISSILE SITE R0 SITE # 1 | Air Force | 073 | Pondera | 0135 | Brady | 1.09 | 1.07 | 0.571 | 1.131 | 1.131 | 1.278 | 0.556 | 1.538 | 1.131 | 3.16
US | United States | 30 | Montana | NZKQ0001 | 2717 | MALMSTROM AF MISSILE SITE R22 SITE # 1 | Air Force | 073 | Pondera | 0135 | Brady | 1.09 | 1.07 | 0.571 | 1.131 | 1.131 | 1.278 | 0.556 | 1.538 | 1.131 | 3.16
US | United States | 30 | Montana | NZKS0001 | 2719 | MALMSTROM AF MISSILE SITE R24 SITE # 1 | Air Force | 073 | Pondera | 0135 | Brady | 1.09 | 1.07 | 0.571 | 1.131 | 1.131 | 1.278 | 0.556 | 1.538 | 1.131 | 3.16
US | United States | 30 | Montana | NZKV0001 | 2722 | MALMSTROM AF MISSILE SITE R27 SITE # 1 | Air Force | 073 | Pondera | 0135 | Brady | 1.09 | 1.07 | 0.571 | 1.131 | 1.131 | 1.278 | 0.556 | 1.538 | 1.131 | 3.16
US | United States | 30 | Montana | NZKZ0001 | 2726 | MALMSTROM AF MISSILE SITE S0 SITE # 1 | Air Force | 073 | Pondera | 0135 | Brady | 1.09 | 1.07 | 0.571 | 1.131 | 1.131 | 1.278 | 0.556 | 1.538 | 1.131 | 3.16
US | United States | 30 | Montana | NZLA0001 | 2727 | MALMSTROM AF MISSILE SITE S31 SITE # 1 | Air Force | 073 | Pondera | 0135 | Brady | 1.09 | 1.07 | 0.571 | 1.131 | 1.131 | 1.278 | 0.556 | 1.538 | 1.131 | 3.16
US | United States | 30 | Montana | NZLC0001 | 2729 | MALMSTROM AF MISSILE SITE S33 SITE # 1 | Air Force | 073 | Pondera | 0135 | Brady | 1.09 | 1.07 | 0.571 | 1.131 | 1.131 | 1.278 | 0.556 | 1.538 | 1.131 | 3.16
US | United States | 30 | Montana | NZLF0001 | 2732 | MALMSTROM AF MISSILE SITE S36 SITE # 1 | Air Force | 073 | Pondera | 0135 | Brady | 1.09 | 1.07 | 0.571 | 1.131 | 1.131 | 1.278 | 0.556 | 1.538 | 1.131 | 3.16
US | United States | 30 | Montana | NZLH0001 | 2734 | MALMSTROM AF MISSILE SITE S38 SITE # 1 | Air Force | 073 | Pondera | 0135 | Brady | 1.09 | 1.07 | 0.571 | 1.131 | 1.131 | 1.278 | 0.556 | 1.538 | 1.131 | 3.16
US | United States | 30 | Montana | NZJQ0001 | 2693 | MALMSTROM AF MISSILE SITE P0 SITE # 1 | Air Force | 073 | Pondera | 0280 | Conrad | 1.09 | 1.07 | 0.571 | 1.131 | 1.131 | 1.278 | 0.556 | 1.538 | 1.131 | 3.16
US | United States | 30 | Montana | NZJS0001 | 2695 | MALMSTROM AF MISSILE SITE P2 SITE # 1 | Air Force | 073 | Pondera | 0280 | Conrad | 1.09 | 1.07 | 0.571 | 1.131 | 1.131 | 1.278 | 0.556 | 1.538 | 1.131 | 3.16
US | United States | 30 | Montana | NZJT0001 | 2696 | MALMSTROM AF MISSILE SITE P3 SITE # 1 | Air Force | 073 | Pondera | 0280 | Conrad | 1.09 | 1.07 | 0.571 | 1.131 | 1.131 | 1.278 | 0.556 | 1.538 | 1.131 | 3.16
US | United States | 30 | Montana | NZJU0001 | 2697 | MALMSTROM AF MISSILE SITE P4 SITE # 1 | Air Force | 073 | Pondera | 0280 | Conrad | 1.09 | 1.07 | 0.571 | 1.131 | 1.131 | 1.278 | 0.556 | 1.538 | 1.131 | 3.16
US | United States | 30 | Montana | NZJZ0001 | 2702 | MALMSTROM AF MISSILE SITE P9 SITE # 1 | Air Force | 073 | Pondera | 0280 | Conrad | 1.09 | 1.07 | 0.571 | 1.131 | 1.131 | 1.278 | 0.556 | 1.538 | 1.131 | 3.16
US | United States | 30 | Montana | NZKF0001 | 2708 | MALMSTROM AF MISSILE SITE Q14 SITE # 1 | Air Force | 073 | Pondera | 0280 | Conrad | 1.09 | 1.07 | 0.571 | 1.131 | 1.131 | 1.278 | 0.556 | 1.538 | 1.131 | 3.16
US | United States | 30 | Montana | NZKX0001 | 2724 | MALMSTROM AF MISSILE SITE R29 SITE # 1 | Air Force | 073 | Pondera | 0280 | Conrad | 1.09 | 1.07 | 0.571 | 1.131 | 1.131 | 1.278 | 0.556 | 1.538 | 1.131 | 3.16
US | United States | 30 | Montana | NZKY0001 | 2725 | MALMSTROM AF MISSILE SITE R30 SITE # 1 | Air Force | 073 | Pondera | 0280 | Conrad | 1.09 | 1.07 | 0.571 | 1.131 | 1.131 | 1.278 | 0.556 | 1.538 | 1.131 | 3.16
US | United States | 30 | Montana | NZLG0001 | 2733 | MALMSTROM AF MISSILE SITE S37 SITE # 1 | Air Force | 073 | Pondera | 0280 | Conrad | 1.09 | 1.07 | 0.571 | 1.131 | 1.131 | 1.278 | 0.556 | 1.538 | 1.131 | 3.16
US | United States | 30 | Montana | NZLJ0001 | 2735 | MALMSTROM AF MISSILE SITE S39 SITE # 1 | Air Force | 073 | Pondera | 0280 | Conrad | 1.09 | 1.07 | 0.571 | 1.131 | 1.131 | 1.278 | 0.556 | 1.538 | 1.131 | 3.16
US | United States | 30 | Montana | NZLK0001 | 2736 | MALMSTROM AF MISSILE SITE S40 SITE # 1 | Air Force | 073 | Pondera | 0280 | Conrad | 1.09 | 1.07 | 0.571 | 1.131 | 1.131 | 1.278 | 0.556 | 1.538 | 1.131 | 3.16
US | United States | 30 | Montana | NZLP0001 | 2740 | MALMSTROM AF MISSILE SITE T43 SITE # 1 | Air Force | 073 | Pondera | 0280 | Conrad | 1.09 | 1.07 | 0.571 | 1.131 | 1.131 | 1.278 | 0.556 | 1.538 | 1.131 | 3.16
US | United States | 30 | Montana | NZLQ0001 | 2741 | MALMSTROM AF MISSILE SITE T44 SITE # 1 | Air Force | 073 | Pondera | 0280 | Conrad | 1.09 | 1.07 | 0.571 | 1.131 | 1.131 | 1.278 | 0.556 | 1.538 | 1.131 | 3.16
US | United States | 30 | Montana | NZLU0001 | 2745 | MALMSTROM AF MISSILE SITE T48 SITE # 1 | Air Force | 073 | Pondera | 0364 | Dupuyer | 1.09 | 1.07 | 0.571 | 1.131 | 1.131 | 1.278 | 0.556 | 1.538 | 1.131 | 3.16
US | United States | 30 | Montana | NZLV0001 | 2746 | MALMSTROM AF MISSILE SITE T49 SITE # 1 | Air Force | 073 | Pondera | 0364 | Dupuyer | 1.09 | 1.07 | 0.571 | 1.131 | 1.131 | 1.278 | 0.556 | 1.538 | 1.131 | 3.16
US | United States | 30 | Montana | NZKG0001 | 2709 | MALMSTROM AF MISSILE SITE Q15 SITE # 1 | Air Force | 073 | Pondera | 0717 | Ledger | 1.09 | 1.07 | 0.571 | 1.131 | 1.131 | 1.278 | 0.556 | 1.538 | 1.131 | 3.16
US | United States | 30 | Montana | NZKH0001 | 2710 | MALMSTROM AF MISSILE SITE Q16 SITE # 1 | Air Force | 073 | Pondera | 0717 | Ledger | 1.09 | 1.07 | 0.571 | 1.131 | 1.131 | 1.278 | 0.556 | 1.538 | 1.131 | 3.16
US | United States | 30 | Montana | NZJW0001 | 2699 | MALMSTROM AF MISSILE SITE P6 SITE # 1 | Air Force | 073 | Pondera | 1190 | Valier | 1.09 | 1.07 | 0.571 | 1.131 | 1.131 | 1.278 | 0.556 | 1.538 | 1.131 | 3.16
US | United States | 30 | Montana | NZJX0001 | 2700 | MALMSTROM AF MISSILE SITE P7 SITE # 1 | Air Force | 073 | Pondera | 1190 | Valier | 1.09 | 1.07 | 0.571 | 1.131 | 1.131 | 1.278 | 0.556 | 1.538 | 1.131 | 3.16
US | United States | 30 | Montana | NZJY0001 | 2701 | MALMSTROM AF MISSILE SITE P8 SITE # 1 | Air Force | 073 | Pondera | 1190 | Valier | 1.09 | 1.07 | 0.571 | 1.131 | 1.131 | 1.278 | 0.556 | 1.538 | 1.131 | 3.16
US | United States | 30 | Montana | NZLL0001 | 2737 | MALMSTROM AF MISSILE SITE T0 SITE # 1 | Air Force | 073 | Pondera | 1190 | Valier | 1.09 | 1.07 | 0.571 | 1.131 | 1.131 | 1.278 | 0.556 | 1.538 | 1.131 | 3.16
US | United States | 30 | Montana | NZLM0001 | 2738 | MALMSTROM AF MISSILE SITE T41 SITE # 1 | Air Force | 073 | Pondera | 1190 | Valier | 1.09 | 1.07 | 0.571 | 1.131 | 1.131 | 1.278 | 0.556 | 1.538 | 1.131 | 3.16
US | United States | 30 | Montana | NZLN0001 | 2739 | MALMSTROM AF MISSILE SITE T42 SITE # 1 | Air Force | 073 | Pondera | 1190 | Valier | 1.09 | 1.07 | 0.571 | 1.131 | 1.131 | 1.278 | 0.556 | 1.538 | 1.131 | 3.16
US | United States | 30 | Montana | NZLW0001 | 2747 | MALMSTROM AF MISSILE SITE T50 SITE # 1 | Air Force | 073 | Pondera | 1190 | Valier | 1.09 | 1.07 | 0.571 | 1.131 | 1.131 | 1.278 | 0.556 | 1.538 | 1.131 | 3.16
US | United States | 30 | Montana | NZJV0001 | 2698 | MALMSTROM AF MISSILE SITE P5 SITE # 1 | Air Force | 073 | Pondera | 9999 | Unknown | 1.09 | 1.07 | 0.571 | 1.131 | 1.131 | 1.278 | 0.556 | 1.538 | 1.131 | 3.16
US | United States | 30 | Montana | NZKP0001 | 2716 | MALMSTROM AF MISSILE SITE R21 SITE # 1 | Air Force | 073 | Pondera | 9999 | Unknown | 1.09 | 1.07 | 0.571 | 1.131 | 1.131 | 1.278 | 0.556 | 1.538 | 1.131 | 3.16
US | United States | 30 | Montana | 30A60 | 5332 | HAMILTON READINESS CENTER | Army | 081 | Ravalli | 0540 | Hamilton | 1.09 | 1.07 | 0.571 | 1.131 | 1.131 | 1.278 | 0.556 | 1.538 | 1.131 | 3.16
US | United States | 30 | Montana | 710373 | 710373 | 213 HERITAGE ST STEVENSVILLE | Army | 081 | Ravalli | 1100 | Stevensville | 1.09 | 1.07
US | United States | 30 | Montana | 30B40 | 7275 | SIDNEY | Army | 083 | Richland | 1070 | Sidney | 1.09 | 1.07 | 0.571 | 1.131 | 1.131 | 1.278 | 0.556 | 1.538 | 1.131 | 3.16
US | United States | 30 | Montana | 30A35 | 4609 | CULBERTSON RC - FMS 04 | Army | 085 | Roosevelt | 0290 | Culbertson | 1.09 | 1.07 | 0.571 | 1.131 | 1.131 | 1.278 | 0.556 | 1.538 | 1.131 | 3.16
US | United States | 30 | Montana | 30A25 | 4195 | BUTTE AFRC | Army | 093 | Silver Bow | 0180 | Butte | 1.09 | 1.07 | 0.571 | 1.131 | 1.131 | 1.278 | 0.556 | 1.538 | 1.131 | 3.16
US | United States | 30 | Montana | 30810 | 7872 | WETS BUTTE MT | Army | 093 | Silver Bow | 0180 | Butte | 1.09 | 1.07 | 0.571 | 1.131 | 1.131 | 1.278 | 0.556 | 1.538 | 1.131 | 3.16
US | United States | 30 | Montana | 18081-10139 | 700298 | 400 N MAIN ST. BUTTE | Army | 093 | Silver Bow | 0180 | Butte | 1.09 | 1.07
US | United States | 30 | Montana | 82387-10197 | 702308 | 1295 HARRISON AVE BUTTE | Army | 093 | Silver Bow | 0180 | Butte | 1.09 | 1.07
US | United States | 30 | Montana | 82387-11658 | 703769 | E BROADWAY BUTTE | Army | 093 | Silver Bow | 0180 | Butte | 1.09 | 1.07
US | United States | 30 | Montana | 710264 | 710264 | 400 N MAIN ST BUTTE | Army | 093 | Silver Bow | 0180 | Butte | 1.09 | 1.07
US | United States | 30 | Montana | 710801 | 710801 | 22 W PARK STREET BUTTE | Army | 093 | Silver Bow | 0180 | Butte | 1.09 | 1.07
US | United States | 30 | Montana | 30565 | 5128 | FT MISSOULA CEMETERY | Army | 095 | Stillwater | 0003 | Absarokee | 1.09 | 1.07 | 0.571 | 1.131 | 1.131 | 1.278 | 0.556 | 1.538 | 1.131 | 3.16
US | United States | 30 | Montana | NZLS0001 | 2743 | MALMSTROM AF MISSILE SITE T46 SITE # 1 | Air Force | 099 | Teton | 0181 | Bynum | 1.09 | 1.07 | 0.571 | 1.131 | 1.131 | 1.278 | 0.556 | 1.538 | 1.131 | 3.16
US | United States | 30 | Montana | NZEA0001 | 2584 | MALMSTROM AF MISSILE SITE F2 SITE # 1 | Air Force | 099 | Teton | 0230 | Choteau | 1.09 | 1.07 | 0.571 | 1.131 | 1.131 | 1.278 | 0.556 | 1.538 | 1.131 | 3.16
US | United States | 30 | Montana | NZEB0001 | 2585 | MALMSTROM AF MISSILE SITE F3 SITE # 1 | Air Force | 099 | Teton | 0230 | Choteau | 1.09 | 1.07 | 0.571 | 1.131 | 1.131 | 1.278 | 0.556 | 1.538 | 1.131 | 3.16
US | United States | 30 | Montana | NZEG0001 | 2590 | MALMSTROM AF MISSILE SITE F8 SITE # 1 | Air Force | 099 | Teton | 0230 | Choteau | 1.09 | 1.07 | 0.571 | 1.131 | 1.131 | 1.278 | 0.556 | 1.538 | 1.131 | 3.16
US | United States | 30 | Montana | NZEH0001 | 2591 | MALMSTROM AF MISSILE SITE F9 SITE # 1 | Air Force | 099 | Teton | 0230 | Choteau | 1.09 | 1.07 | 0.571 | 1.131 | 1.131 | 1.278 | 0.556 | 1.538 | 1.131 | 3.16
US | United States | 30 | Montana | NZEJ0001 | 2592 | MALMSTROM AF MISSILE SITE F10 SITE # 1 | Air Force | 099 | Teton | 0230 | Choteau | 1.09 | 1.07 | 0.571 | 1.131 | 1.131 | 1.278 | 0.556 | 1.538 | 1.131 | 3.16
US | United States | 30 | Montana | NZEL0001 | 2593 | MALMSTROM AF MISSILE SITE F11 SITE # 1 | Air Force | 099 | Teton | 0230 | Choteau | 1.09 | 1.07 | 0.571 | 1.131 | 1.131 | 1.278 | 0.556 | 1.538 | 1.131 | 3.16
US | United States | 30 | Montana | NZFH0001 | 2614 | MALMSTROM AF MISSILE SITE H10 SITE # 1 | Air Force | 099 | Teton | 0230 | Choteau | 1.09 | 1.07 | 0.571 | 1.131 | 1.131 | 1.278 | 0.556 | 1.538 | 1.131 | 3.16
US | United States | 30 | Montana | NZFJ0001 | 2615 | MALMSTROM AF MISSILE SITE H11 SITE # 1 | Air Force | 099 | Teton | 0230 | Choteau | 1.09 | 1.07 | 0.571 | 1.131 | 1.131 | 1.278 | 0.556 | 1.538 | 1.131 | 3.16
US | United States | 30 | Montana | NZSB0001 | 2753 | MALMSTROM RADIO RELAY ANNEX NO 8 SITE # 1 | Air Force | 099 | Teton | 0230 | Choteau | 1.09 | 1.07 | 0.571 | 1.131 | 1.131 | 1.278 | 0.556 | 1.538 | 1.131 | 3.16
US | United States | 30 | Montana | NZFX0001 | 2628 | MALMSTROM AF MISSILE SITE J2 SITE # 1 | Air Force | 099 | Teton | 0370 | Dutton | 1.09 | 1.07 | 0.571 | 1.131 | 1.131 | 1.278 | 0.556 | 1.538 | 1.131 | 3.16
US | United States | 30 | Montana | NZGG0001 | 2637 | MALMSTROM AF MISSILE SITE J11 SITE # 1 | Air Force | 099 | Teton | 0370 | Dutton | 1.09 | 1.07 | 0.571 | 1.131 | 1.131 | 1.278 | 0.556 | 1.538 | 1.131 | 3.16
US | United States | 30 | Montana | NZKT0001 | 2720 | MALMSTROM AF MISSILE SITE R25 SITE # 1 | Air Force | 099 | Teton | 0370 | Dutton | 1.09 | 1.07 | 0.571 | 1.131 | 1.131 | 1.278 | 0.556 | 1.538 | 1.131 | 3.16
US | United States | 30 | Montana | NZKU0001 | 2721 | MALMSTROM AF MISSILE SITE R26 SITE # 1 | Air Force | 099 | Teton | 0370 | Dutton | 1.09 | 1.07 | 0.571 | 1.131 | 1.131 | 1.278 | 0.556 | 1.538 | 1.131 | 3.16
US | United States | 30 | Montana | NZKW0001 | 2723 | MALMSTROM AF MISSILE SITE R28 SITE # 1 | Air Force | 099 | Teton | 0370 | Dutton | 1.09 | 1.07 | 0.571 | 1.131 | 1.131 | 1.278 | 0.556 | 1.538 | 1.131 | 3.16
US | United States | 30 | Montana | NZLB0001 | 2728 | MALMSTROM AF MISSILE SITE S32 SITE # 1 | Air Force | 099 | Teton | 0370 | Dutton | 1.09 | 1.07 | 0.571 | 1.131 | 1.131 | 1.278 | 0.556 | 1.538 | 1.131 | 3.16
US | United States | 30 | Montana | NZLD0001 | 2730 | MALMSTROM AF MISSILE SITE S34 SITE # 1 | Air Force | 099 | Teton | 0370 | Dutton | 1.09 | 1.07 | 0.571 | 1.131 | 1.131 | 1.278 | 0.556 | 1.538 | 1.131 | 3.16
US | United States | 30 | Montana | NZRZ0001 | 2751 | MALMSTROM RADIO RELAY ANNEX NO 6 SITE # 1 | Air Force | 099 | Teton | 0370 | Dutton | 1.09 | 1.07 | 0.571 | 1.131 | 1.131 | 1.278 | 0.556 | 1.538 | 1.131 | 3.16
US | United States | 30 | Montana | NZDZ0001 | 2583 | MALMSTROM AF MISSILE SITE F1 SITE # 1 | Air Force | 099 | Teton | 0410 | Fairfield | 1.09 | 1.07 | 0.571 | 1.131 | 1.131 | 1.278 | 0.556 | 1.538 | 1.131 | 3.16
US | United States | 30 | Montana | NZEY0001 | 2605 | MALMSTROM AF MISSILE SITE H1 SITE # 1 | Air Force | 099 | Teton | 0410 | Fairfield | 1.09 | 1.07 | 0.571 | 1.131 | 1.131 | 1.278 | 0.556 | 1.538 | 1.131 | 3.16
US | United States | 30 | Montana | NZEZ0001 | 2606 | MALMSTROM AF MISSILE SITE H2 SITE # 1 | Air Force | 099 | Teton | 0410 | Fairfield | 1.09 | 1.07 | 0.571 | 1.131 | 1.131 | 1.278 | 0.556 | 1.538 | 1.131 | 3.16
US | United States | 30 | Montana | NZFG0001 | 2613 | MALMSTROM AF MISSILE SITE H9 SITE # 1 | Air Force | 099 | Teton | 0410 | Fairfield | 1.09 | 1.07 | 0.571 | 1.131 | 1.131 | 1.278 | 0.556 | 1.538 | 1.131 | 3.16
US | United States | 30 | Montana | NZSA0001 | 2752 | MALMSTROM RADIO RELAY ANNEX NO 7 SITE # 1 | Air Force | 099 | Teton | 0410 | Fairfield | 1.09 | 1.07 | 0.571 | 1.131 | 1.131 | 1.278 | 0.556 | 1.538 | 1.131 | 3.16
US | United States | 30 | Montana | NZLE0001 | 2731 | MALMSTROM AF MISSILE SITE S35 SITE # 1 | Air Force | 099 | Teton | 0907 | Pendroy | 1.09 | 1.07 | 0.571 | 1.131 | 1.131 | 1.278 | 0.556 | 1.538 | 1.131 | 3.16
US | United States | 30 | Montana | NZLR0001 | 2742 | MALMSTROM AF MISSILE SITE T45 SITE # 1 | Air Force | 099 | Teton | 0907 | Pendroy | 1.09 | 1.07 | 0.571 | 1.131 | 1.131 | 1.278 | 0.556 | 1.538 | 1.131 | 3.16
US | United States | 30 | Montana | NZLT0001 | 2744 | MALMSTROM AF MISSILE SITE T47 SITE # 1 | Air Force | 099 | Teton | 0907 | Pendroy | 1.09 | 1.07 | 0.571 | 1.131 | 1.131 | 1.278 | 0.556 | 1.538 | 1.131 | 3.16
US | United States | 30 | Montana | NZFA0001 | 2607 | MALMSTROM AF MISSILE SITE H3 SITE # 1 | Air Force | 099 | Teton | 0961 | Power | 1.09 | 1.07 | 0.571 | 1.131 | 1.131 | 1.278 | 0.556 | 1.538 | 1.131 | 3.16
US | United States | 30 | Montana | NZFB0001 | 2608 | MALMSTROM AF MISSILE SITE H4 SITE # 1 | Air Force | 099 | Teton | 0961 | Power | 1.09 | 1.07 | 0.571 | 1.131 | 1.131 | 1.278 | 0.556 | 1.538 | 1.131 | 3.16
US | United States | 30 | Montana | NZFW0001 | 2627 | MALMSTROM AF MISSILE SITE J1 SITE # 1 | Air Force | 099 | Teton | 0961 | Power | 1.09 | 1.07 | 0.571 | 1.131 | 1.131 | 1.278 | 0.556 | 1.538 | 1.131 | 3.16
US | United States | 30 | Montana | NZGF0001 | 2636 | MALMSTROM AF MISSILE SITE J10 SITE # 1 | Air Force | 099 | Teton | 0961 | Power | 1.09 | 1.07 | 0.571 | 1.131 | 1.131 | 1.278 | 0.556 | 1.538 | 1.131 | 3.16
US | United States | 30 | Montana | NZEC0001 | 2586 | MALMSTROM AF MISSILE SITE F4 SITE # 1 | Air Force | 099 | Teton | 9999 | Unknown | 1.09 | 1.07 | 0.571 | 1.131 | 1.131 | 1.278 | 0.556 | 1.538 | 1.131 | 3.16
US | United States | 30 | Montana | NZJR0001 | 2694 | MALMSTROM AF MISSILE SITE P1 SITE # 1 | Air Force | 101 | Toole | 1050 | Shelby | 1.09 | 1.07 | 0.571 | 1.131 | 1.131 | 1.278 | 0.556 | 1.538 | 1.131 | 3.16
US | United States | 30 | Montana | NZKA0001 | 2703 | MALMSTROM AF MISSILE SITE P10 SITE # 1 | Air Force | 101 | Toole | 1050 | Shelby | 1.09 | 1.07 | 0.571 | 1.131 | 1.131 | 1.278 | 0.556 | 1.538 | 1.131 | 3.16
US | United States | 30 | Montana | NZKB0001 | 2704 | MALMSTROM AF MISSILE SITE Q0 SITE # 1 | Air Force | 101 | Toole | 1050 | Shelby | 1.09 | 1.07 | 0.571 | 1.131 | 1.131 | 1.278 | 0.556 | 1.538 | 1.131 | 3.16
US | United States | 30 | Montana | NZKC0001 | 2705 | MALMSTROM AF MISSILE SITE Q11 SITE # 1 | Air Force | 101 | Toole | 1050 | Shelby | 1.09 | 1.07 | 0.571 | 1.131 | 1.131 | 1.278 | 0.556 | 1.538 | 1.131 | 3.16
US | United States | 30 | Montana | NZKD0001 | 2706 | MALMSTROM AF MISSILE SITE Q12 SITE # 1 | Air Force | 101 | Toole | 1050 | Shelby | 1.09 | 1.07 | 0.571 | 1.131 | 1.131 | 1.278 | 0.556 | 1.538 | 1.131 | 3.16
US | United States | 30 | Montana | NZKE0001 | 2707 | MALMSTROM AF MISSILE SITE Q13 SITE # 1 | Air Force | 101 | Toole | 1050 | Shelby | 1.09 | 1.07 | 0.571 | 1.131 | 1.131 | 1.278 | 0.556 | 1.538 | 1.131 | 3.16
US | United States | 30 | Montana | NZKJ0001 | 2711 | MALMSTROM AF MISSILE SITE Q17 SITE # 1 | Air Force | 101 | Toole | 1050 | Shelby | 1.09 | 1.07 | 0.571 | 1.131 | 1.131 | 1.278 | 0.556 | 1.538 | 1.131 | 3.16
US | United States | 30 | Montana | NZKK0001 | 2712 | MALMSTROM AF MISSILE SITE Q18 SITE # 1 | Air Force | 101 | Toole | 1050 | Shelby | 1.09 | 1.07 | 0.571 | 1.131 | 1.131 | 1.278 | 0.556 | 1.538 | 1.131 | 3.16
US | United States | 30 | Montana | NZKL0001 | 2713 | MALMSTROM AF MISSILE SITE Q19 SITE # 1 | Air Force | 101 | Toole | 1050 | Shelby | 1.09 | 1.07 | 0.571 | 1.131 | 1.131 | 1.278 | 0.556 | 1.538 | 1.131 | 3.16
US | United States | 30 | Montana | NZKM0001 | 2714 | MALMSTROM AF MISSILE SITE Q20 SITE # 1 | Air Force | 101 | Toole | 1050 | Shelby | 1.09 | 1.07 | 0.571 | 1.131 | 1.131 | 1.278 | 0.556 | 1.538 | 1.131 | 3.16
US | United States | 30 | Montana | 18081-10733 | 700892 | WESTERLY BDY TRACT A FORT PECK | Army | 105 | Valley | 0450 | Fort Peck | 1.09 | 1.07
US | United States | 30 | Montana | 30A50 | 5215 | GLASGOW READINESS CENTER | Army | 105 | Valley | 0490 | Glasgow | 1.09 | 1.07 | 0.571 | 1.131 | 1.131 | 1.278 | 0.556 | 1.538 | 1.131 | 3.16
US | United States | 30 | Montana | NZGH0001 | 2638 | MALMSTROM AF MISSILE SITE K1 SITE # 1 | Air Force | 107 | Wheatland | 0570 | Harlowton | 1.09 | 1.07 | 0.571 | 1.131 | 1.131 | 1.278 | 0.556 | 1.538 | 1.131 | 3.16
US | United States | 30 | Montana | NZGJ0001 | 2639 | MALMSTROM AF MISSILE SITE K2 SITE # 1 | Air Force | 107 | Wheatland | 0570 | Harlowton | 1.09 | 1.07 | 0.571 | 1.131 | 1.131 | 1.278 | 0.556 | 1.538 | 1.131 | 3.16
US | United States | 30 | Montana | NZGK0001 | 2640 | MALMSTROM AF MISSILE SITE K3 SITE # 1 | Air Force | 107 | Wheatland | 0570 | Harlowton | 1.09 | 1.07 | 0.571 | 1.131 | 1.131 | 1.278 | 0.556 | 1.538 | 1.131 | 3.16
US | United States | 30 | Montana | NZGN0001 | 2643 | MALMSTROM AF MISSILE SITE K6 SITE # 1 | Air Force | 107 | Wheatland | 0570 | Harlowton | 1.09 | 1.07 | 0.571 | 1.131 | 1.131 | 1.278 | 0.556 | 1.538 | 1.131 | 3.16
US | United States | 30 | Montana | NZGQ0001 | 2645 | MALMSTROM AF MISSILE SITE K8 SITE # 1 | Air Force | 107 | Wheatland | 0570 | Harlowton | 1.09 | 1.07 | 0.571 | 1.131 | 1.131 | 1.278 | 0.556 | 1.538 | 1.131 | 3.16
US | United States | 30 | Montana | NZGS0001 | 2647 | MALMSTROM AF MISSILE SITE K10 SITE # 1 | Air Force | 107 | Wheatland | 0570 | Harlowton | 1.09 | 1.07 | 0.571 | 1.131 | 1.131 | 1.278 | 0.556 | 1.538 | 1.131 | 3.16
US | United States | 30 | Montana | 30A65 | 5356 | HARLOWTON READINESS CENTER | Army | 107 | Wheatland | 0570 | Harlowton | 1.09 | 1.07 | 0.571 | 1.131 | 1.131 | 1.278 | 0.556 | 1.538 | 1.131 | 3.16
US | United States | 30 | Montana | NZGT0001 | 2648 | MALMSTROM AF MISSILE SITE K11 SITE # 1 | Air Force | 107 | Wheatland | 0670 | Judith Gap | 1.09 | 1.07 | 0.571 | 1.131 | 1.131 | 1.278 | 0.556 | 1.538 | 1.131 | 3.16
US | United States | 30 | Montana | NZGU0001 | 2649 | MALMSTROM AF MISSILE SITE L1 SITE # 1 | Air Force | 107 | Wheatland | 0670 | Judith Gap | 1.09 | 1.07 | 0.571 | 1.131 | 1.131 | 1.278 | 0.556 | 1.538 | 1.131 | 3.16
US | United States | 30 | Montana | NZGW0001 | 2651 | MALMSTROM AF MISSILE SITE L3 SITE # 1 | Air Force | 107 | Wheatland | 0670 | Judith Gap | 1.09 | 1.07 | 0.571 | 1.131 | 1.131 | 1.278 | 0.556 | 1.538 | 1.131 | 3.16
US | United States | 30 | Montana | NZGX0001 | 2652 | MALMSTROM AF MISSILE SITE L4 SITE # 1 | Air Force | 107 | Wheatland | 0670 | Judith Gap | 1.09 | 1.07 | 0.571 | 1.131 | 1.131 | 1.278 | 0.556 | 1.538 | 1.131 | 3.16
US | United States | 30 | Montana | NZGY0001 | 2653 | MALMSTROM AF MISSILE SITE L5 SITE # 1 | Air Force | 107 | Wheatland | 0670 | Judith Gap | 1.09 | 1.07 | 0.571 | 1.131 | 1.131 | 1.278 | 0.556 | 1.538 | 1.131 | 3.16
US | United States | 30 | Montana | NZGZ0001 | 2654 | MALMSTROM AF MISSILE SITE L6 SITE # 1 | Air Force | 107 | Wheatland | 0670 | Judith Gap | 1.09 | 1.07 | 0.571 | 1.131 | 1.131 | 1.278 | 0.556 | 1.538 | 1.131 | 3.16
US | United States | 30 | Montana | NZHA0001 | 2655 | MALMSTROM AF MISSILE SITE L7 SITE # 1 | Air Force | 107 | Wheatland | 0670 | Judith Gap | 1.09 | 1.07 | 0.571 | 1.131 | 1.131 | 1.278 | 0.556 | 1.538 | 1.131 | 3.16
US | United States | 30 | Montana | NZHB0001 | 2656 | MALMSTROM AF MISSILE SITE L8 SITE # 1 | Air Force | 107 | Wheatland | 0670 | Judith Gap | 1.09 | 1.07 | 0.571 | 1.131 | 1.131 | 1.278 | 0.556 | 1.538 | 1.131 | 3.16
US | United States | 30 | Montana | NZGL0001 | 2641 | MALMSTROM AF MISSILE SITE K4 SITE # 1 | Air Force | 107 | Wheatland | 1047 | Shawmut | 1.09 | 1.07 | 0.571 | 1.131 | 1.131 | 1.278 | 0.556 | 1.538 | 1.131 | 3.16
US | United States | 30 | Montana | NZGM0001 | 2642 | MALMSTROM AF MISSILE SITE K5 SITE # 1 | Air Force | 107 | Wheatland | 1047 | Shawmut | 1.09 | 1.07 | 0.571 | 1.131 | 1.131 | 1.278 | 0.556 | 1.538 | 1.131 | 3.16
US | United States | 30 | Montana | NZGP0001 | 2644 | MALMSTROM AF MISSILE SITE K7 SITE # 1 | Air Force | 107 | Wheatland | 1047 | Shawmut | 1.09 | 1.07 | 0.571 | 1.131 | 1.131 | 1.278 | 0.556 | 1.538 | 1.131 | 3.16
US | United States | 30 | Montana | NZGR0001 | 2646 | MALMSTROM AF MISSILE SITE K9 SITE # 1 | Air Force | 107 | Wheatland | 1182 | Twodot | 1.09 | 1.07 | 0.571 | 1.131 | 1.131 | 1.278 | 0.556 | 1.538 | 1.131 | 3.16
US | United States | 30 | Montana | N68967-BM | 687 | NAVOPSPTCEN BILLINGS | Navy | 111 | Yellowstone | 0100 | Billings | 1.09 | 1.07 | 0.571 | 1.131 | 1.131 | 1.278 | 0.556 | 1.538 | 1.131 | 3.16
US | United States | 30 | Montana | 30815 | 3794 | AMSA #75 VEHICLE MAINT INSTL. | Army | 111 | Yellowstone | 0100 | Billings | 1.09 | 1.07 | 0.571 | 1.131 | 1.131 | 1.278 | 0.556 | 1.538 | 1.131 | 3.16
US | United States | 30 | Montana | 30A14 | 4043 | BILLINGS AFRC | Army | 111 | Yellowstone | 0100 | Billings | 1.09 | 1.07 | 0.571 | 1.131 | 1.131 | 1.278 | 0.556 | 1.538 | 1.131 | 3.16
US | United States | 30 | Montana | 30A15 | 4044 | BILLINGS FMS 06 | Army | 111 | Yellowstone | 0100 | Billings | 1.09 | 1.07 | 0.571 | 1.131 | 1.131 | 1.278 | 0.556 | 1.538 | 1.131 | 3.16
US | United States | 30 | Montana | 30705 | 7081 | ROYSDON USAR CENTER | Army | 111 | Yellowstone | 0100 | Billings | 1.09 | 1.07 | 0.571 | 1.131 | 1.131 | 1.278 | 0.556 | 1.538 | 1.131 | 3.16
US | United States | 30 | Montana | 30A19 | 7626 | TS WACO LTA | Army | 111 | Yellowstone | 0100 | Billings | 1.09 | 1.07 | 0.571 | 1.131 | 1.131 | 1.278 | 0.556 | 1.538 | 1.131 | 3.16
US | United States | 30 | Montana | 300NG-10001 | 700981 | 2915 GABEL RD BILLINGS | Army | 111 | Yellowstone | 0100 | Billings | 1.09 | 1.07 | 0.571 | 1.131 | 1.131 | 1.278 | 0.556 | 1.538 | 1.131 | 3.16
US | United States | 30 | Montana | 82387-10594 | 702705 | 2545 CENTRAL AVENUE BILLINGS | Army | 111 | Yellowstone | 0100 | Billings | 1.09 | 1.07
US | United States | 30 | Montana | 82387-11417 | 703528 | BROADWATER AVE BILLINGS | Army | 111 | Yellowstone | 0100 | Billings | 1.09 | 1.07
US | United States | 31 | Nebraska | KGAC0001 | 2335 | HASTINGS RADAR BOMB SCORING SITE SITE # 1 | Air Force | 001 | Adams | 2280 | Hastings | 0.95 | 0.96
US | United States | 31 | Nebraska | 31480 | 5275 | GREENLIEF TS/UTES 01 | Army | 001 | Adams | 2280 | Hastings | 0.95 | 0.96 | 0.643 | 1.131 | 1.131 | 0.833 | 0.556 | 1.769 | 1.131 | 1.683
US | United States | 31 | Nebraska | 31A70 | 5379 | HASTINGS READINESS CENTER | Army | 001 | Adams | 2280 | Hastings | 0.95 | 0.96 | 0.643 | 1.131 | 1.131 | 0.833 | 0.556 | 1.769 | 1.131 | 1.683
US | United States | 31 | Nebraska | 31860 | 5380 | HASTINGS USARC | Army | 001 | Adams | 2280 | Hastings | 0.95 | 0.96 | 0.643 | 1.131 | 1.131 | 0.833 | 0.556 | 1.769 | 1.131 | 1.683
US | United States | 31 | Nebraska | 3162B | 6567 | NORTH PLATTE USARC | Army | 001 | Adams | 2280 | Hastings | 0.95 | 0.96 | 0.643 | 1.131 | 1.131 | 0.833 | 0.556 | 1.769 | 1.131 | 1.683
US | United States | 31 | Nebraska | 18081-10113 | 700272 | 303B,BB, 307B,BB HASTINGS | Army | 001 | Adams | 2280 | Hastings | 0.95 | 0.96
US | United States | 31 | Nebraska | 18081-10234 | 700393 | ADAMS COUNTY HASTINGS | Army | 001 | Adams | 2280 | Hastings | 0.95 | 0.96
US | United States | 31 | Nebraska | 18081-10318 | 700477 | E1/4 SEC 4 T6N R8W HASTINGS | Army | 001 | Adams | 2280 | Hastings | 0.95 | 0.96
US | United States | 31 | Nebraska | 18081-10424 | 700583 | MW-110BB HASTINGS | Army | 001 | Adams | 2280 | Hastings | 0.95 | 0.96
US | United States | 31 | Nebraska | 18081-10572 | 700731 | SEC 14, T7N, R9W HASTINGS | Army | 001 | Adams | 2280 | Hastings | 0.95 | 0.96
US | United States | 31 | Nebraska | 18081-10574 | 700733 | SEC 15, T7N, R9W HASTINGS | Army | 001 | Adams | 2280 | Hastings | 0.95 | 0.96
US | United States | 31 | Nebraska | 18081-10591 | 700750 | SEC 22&23, T7N, R9W HASTINGS | Army | 001 | Adams | 2280 | Hastings | 0.95 | 0.96
US | United States | 31 | Nebraska | 18081-10596 | 700755 | SEC 23, T7N, R9W HASTINGS | Army | 001 | Adams | 2280 | Hastings | 0.95 | 0.96
US | United States | 31 | Nebraska | 18081-10600 | 700759 | SEC 26, T7N, R9W HASTINGS | Army | 001 | Adams | 2280 | Hastings | 0.95 | 0.96
US | United States | 31 | Nebraska | 18081-10632 | 700791 | SEC. 22 HASTINGS | Army | 001 | Adams | 2280 | Hastings | 0.95 | 0.96
US | United States | 31 | Nebraska | 18081-10633 | 700792 | SEC. 22 T7N, R9W HASTINGS | Army | 001 | Adams | 2280 | Hastings | 0.95 | 0.96
US | United States | 31 | Nebraska | 18081-10650 | 700809 | SEC8, T6N, R8W HASTINGS | Army | 001 | Adams | 2280 | Hastings | 0.95 | 0.96
US | United States | 31 | Nebraska | 18081-10656 | 700815 | SECT. 27 & 26 HASTINGS | Army | 001 | Adams | 2280 | Hastings | 0.95 | 0.96
US | United States | 31 | Nebraska | GHRM0001 | 1845 | FRANCIS E WARREN AF MISSILE SITE B1 SITE # 1 | Air Force | 007 | Banner | 2245 | Harrisburg | 0.95 | 0.96 | 0.643 | 1.131 | 1.131 | 0.833 | 0.556 | 1.769 | 1.131 | 1.683
US | United States | 31 | Nebraska | GHRN0001 | 1846 | FRANCIS E WARREN AF MISSILE SITE B2 SITE # 1 | Air Force | 007 | Banner | 2245 | Harrisburg | 0.95 | 0.96 | 0.643 | 1.131 | 1.131 | 0.833 | 0.556 | 1.769 | 1.131 | 1.683
US | United States | 31 | Nebraska | GHRP0001 | 1847 | FRANCIS E WARREN AF MISSILE SITE B3 SITE # 1 | Air Force | 007 | Banner | 2245 | Harrisburg | 0.95 | 0.96 | 0.643 | 1.131 | 1.131 | 0.833 | 0.556 | 1.769 | 1.131 | 1.683
US | United States | 31 | Nebraska | GHRR0001 | 1849 | FRANCIS E WARREN AF MISSILE SITE B5 SITE # 1 | Air Force | 007 | Banner | 2245 | Harrisburg | 0.95 | 0.96 | 0.643 | 1.131 | 1.131 | 0.833 | 0.556 | 1.769 | 1.131 | 1.683
US | United States | 31 | Nebraska | GHRS0001 | 1850 | FRANCIS E WARREN AF MISSILE SITE B6 SITE # 1 | Air Force | 007 | Banner | 2245 | Harrisburg | 0.95 | 0.96 | 0.643 | 1.131 | 1.131 | 0.833 | 0.556 | 1.769 | 1.131 | 1.683
US | United States | 31 | Nebraska | GHRY0001 | 1856 | FRANCIS E WARREN AF MISSILE SITE C1 SITE # 1 | Air Force | 007 | Banner | 2245 | Harrisburg | 0.95 | 0.96 | 0.643 | 1.131 | 1.131 | 0.833 | 0.556 | 1.769 | 1.131 | 1.683
US | United States | 31 | Nebraska | GHRZ0001 | 1857 | FRANCIS E WARREN AF MISSILE SITE C2 SITE # 1 | Air Force | 007 | Banner | 2245 | Harrisburg | 0.95 | 0.96 | 0.643 | 1.131 | 1.131 | 0.833 | 0.556 | 1.769 | 1.131 | 1.683
US | United States | 31 | Nebraska | GHSA0001 | 1858 | FRANCIS E WARREN AF MISSILE SITE C3 SITE # 1 | Air Force | 007 | Banner | 2245 | Harrisburg | 0.95 | 0.96 | 0.643 | 1.131 | 1.131 | 0.833 | 0.556 | 1.769 | 1.131 | 1.683
US | United States | 31 | Nebraska | GHSB0001 | 1859 | FRANCIS E WARREN AF MISSILE SITE C4 SITE # 1 | Air Force | 007 | Banner | 2245 | Harrisburg | 0.95 | 0.96 | 0.643 | 1.131 | 1.131 | 0.833 | 0.556 | 1.769 | 1.131 | 1.683
US | United States | 31 | Nebraska | GHSC0001 | 1860 | FRANCIS E WARREN AF MISSILE SITE C5 SITE # 1 | Air Force | 007 | Banner | 2245 | Harrisburg | 0.95 | 0.96 | 0.643 | 1.131 | 1.131 | 0.833 | 0.556 | 1.769 | 1.131 | 1.683
US | United States | 31 | Nebraska | GHSD0001 | 1861 | FRANCIS E WARREN AF MISSILE SITE C6 SITE # 1 | Air Force | 007 | Banner | 2245 | Harrisburg | 0.95 | 0.96 | 0.643 | 1.131 | 1.131 | 0.833 | 0.556 | 1.769 | 1.131 | 1.683
US | United States | 31 | Nebraska | GHSE0001 | 1862 | FRANCIS E WARREN AF MISSILE SITE C7 SITE # 1 | Air Force | 007 | Banner | 2245 | Harrisburg | 0.95 | 0.96 | 0.643 | 1.131 | 1.131 | 0.833 | 0.556 | 1.769 | 1.131 | 1.683
US | United States | 31 | Nebraska | GHSF0001 | 1863 | FRANCIS E WARREN AF MISSILE SITE C8 SITE # 1 | Air Force | 007 | Banner | 2245 | Harrisburg | 0.95 | 0.96 | 0.643 | 1.131 | 1.131 | 0.833 | 0.556 | 1.769 | 1.131 | 1.683
US | United States | 31 | Nebraska | GHSG0001 | 1864 | FRANCIS E WARREN AF MISSILE SITE C9 SITE # 1 | Air Force | 007 | Banner | 2245 | Harrisburg | 0.95 | 0.96 | 0.643 | 1.131 | 1.131 | 0.833 | 0.556 | 1.769 | 1.131 | 1.683
US | United States | 31 | Nebraska | GHSH0001 | 1865 | FRANCIS E WARREN AF MISSILE SITE C10 SITE # 1 | Air Force | 007 | Banner | 2245 | Harrisburg | 0.95 | 0.96 | 0.643 | 1.131 | 1.131 | 0.833 | 0.556 | 1.769 | 1.131 | 1.683
US | United States | 31 | Nebraska | GHSJ0001 | 1866 | FRANCIS E WARREN AF MISSILE SITE C11 SITE # 1 | Air Force | 007 | Banner | 2245 | Harrisburg | 0.95 | 0.96 | 0.643 | 1.131 | 1.131 | 0.833 | 0.556 | 1.769 | 1.131 | 1.683
US | United States | 31 | Nebraska | GHSM0001 | 1869 | FRANCIS E WARREN AF MISSILE SITE D3 SITE # 1 | Air Force | 007 | Banner | 2245 | Harrisburg | 0.95 | 0.96 | 0.643 | 1.131 | 1.131 | 0.833 | 0.556 | 1.769 | 1.131 | 1.683
US | United States | 31 | Nebraska | GHTJ0001 | 1890 | FRANCIS E WARREN AF MISSILE SITE F2 SITE # 1 | Air Force | 007 | Banner | 2245 | Harrisburg | 0.95 | 0.96 | 0.643 | 1.131 | 1.131 | 0.833 | 0.556 | 1.769 | 1.131 | 1.683
US | United States | 31 | Nebraska | GHTT0001 | 1899 | FRANCIS E WARREN AF MISSILE SITE F11 SITE # 1 | Air Force | 007 | Banner | 2245 | Harrisburg | 0.95 | 0.96 | 0.643 | 1.131 | 1.131 | 0.833 | 0.556 | 1.769 | 1.131 | 1.683
US | United States | 31 | Nebraska | 31A85 | 5706 | KEARNEY RC/FMS 02 | Army | 019 | Buffalo | 2680 | Kearney | 0.95 | 0.96 | 0.643 | 1.131 | 1.131 | 0.833 | 0.556 | 1.769 | 1.131 | 1.683
US | United States | 31 | Nebraska | 3145A | 5707 | KEARNEY USARC | Army | 019 | Buffalo | 2680 | Kearney | 0.95 | 0.96 | 0.643 | 1.131 | 1.131 | 0.833 | 0.556 | 1.769 | 1.131 | 1.683
US | United States | 31 | Nebraska | 70132-10233 | 701504 | 203 EAST 53RD STREET KEARNEY | Army | 019 | Buffalo | 2680 | Kearney | 0.95 | 0.96
US | United States | 31 | Nebraska | 82387-12932 | 705042 | SECOND AVE KEARNEY | Army | 019 | Buffalo | 2680 | Kearney | 0.95 | 0.96
US | United States | 31 | Nebraska | 710147 | 710147 | THE NORTHERN HALF OF S8, T8N, R16 W KEARNEY | Army | 019 | Buffalo | 2680 | Kearney | 0.95 | 0.96
US | United States | 31 | Nebraska | 18081-10537 | 700696 | RR BRIDGE NO. 0.95 PLATTSMOUTH | Army | 025 | Cass | 3920 | Plattsmouth | 0.95 | 0.96
US | United States | 31 | Nebraska | GHTW0001 | 1902 | FRANCIS E WARREN AF MISSILE SITE G3 SITE # 1 | Air Force | 033 | Cheyenne | 1320 | Dalton | 0.95 | 0.96 | 0.643 | 1.131 | 1.131 | 0.833 | 0.556 | 1.769 | 1.131 | 1.683
US | United States | 31 | Nebraska | GHUE0001 | 1910 | FRANCIS E WARREN AF MISSILE SITE G11 SITE # 1 | Air Force | 033 | Cheyenne | 1320 | Dalton | 0.95 | 0.96 | 0.643 | 1.131 | 1.131 | 0.833 | 0.556 | 1.769 | 1.131 | 1.683
US | United States | 31 | Nebraska | GHUG0001 | 1912 | FRANCIS E WARREN AF MISSILE SITE H2 SITE # 1 | Air Force | 033 | Cheyenne | 1320 | Dalton | 0.95 | 0.96 | 0.643 | 1.131 | 1.131 | 0.833 | 0.556 | 1.769 | 1.131 | 1.683
US | United States | 31 | Nebraska | GHUQ0001 | 1920 | FRANCIS E WARREN AF MISSILE SITE H10 SITE # 1 | Air Force | 033 | Cheyenne | 1320 | Dalton | 0.95 | 0.96 | 0.643 | 1.131 | 1.131 | 0.833 | 0.556 | 1.769 | 1.131 | 1.683
US | United States | 31 | Nebraska | GHUR0001 | 1921 | FRANCIS E WARREN AF MISSILE SITE H11 SITE # 1 | Air Force | 033 | Cheyenne | 1320 | Dalton | 0.95 | 0.96 | 0.643 | 1.131 | 1.131 | 0.833 | 0.556 | 1.769 | 1.131 | 1.683
US | United States | 31 | Nebraska | GHTX0001 | 1903 | FRANCIS E WARREN AF MISSILE SITE G4 SITE # 1 | Air Force | 033 | Cheyenne | 2170 | Gurley | 0.95 | 0.96 | 0.643 | 1.131 | 1.131 | 0.833 | 0.556 | 1.769 | 1.131 | 1.683
US | United States | 31 | Nebraska | GHUF0001 | 1911 | FRANCIS E WARREN AF MISSILE SITE H1 SITE # 1 | Air Force | 033 | Cheyenne | 2170 | Gurley | 0.95 | 0.96 | 0.643 | 1.131 | 1.131 | 0.833 | 0.556 | 1.769 | 1.131 | 1.683
US | United States | 31 | Nebraska | GHUP0001 | 1919 | FRANCIS E WARREN AF MISSILE SITE H9 SITE # 1 | Air Force | 033 | Cheyenne | 2170 | Gurley | 0.95 | 0.96 | 0.643 | 1.131 | 1.131 | 0.833 | 0.556 | 1.769 | 1.131 | 1.683
US | United States | 31 | Nebraska | GHUH0001 | 1913 | FRANCIS E WARREN AF MISSILE SITE H3 SITE # 1 | Air Force | 033 | Cheyenne | 2870 | Lodgepole | 0.95 | 0.96 | 0.907 | 1.131 | 1.131 | 1.144 | 0.944 | 1.231 | 1.131 | 2.267
US | United States | 31 | Nebraska | GHUJ0001 | 1914 | FRANCIS E WARREN AF MISSILE SITE H4 SITE # 1 | Air Force | 033 | Cheyenne | 2870 | Lodgepole | 0.95 | 0.96 | 0.643 | 1.131 | 1.131 | 0.833 | 0.556 | 1.769 | 1.131 | 1.683
US | United States | 31 | Nebraska | GHUK0001 | 1915 | FRANCIS E WARREN AF MISSILE SITE H5 SITE # 1 | Air Force | 033 | Cheyenne | 2870 | Lodgepole | 0.95 | 0.96 | 0.907 | 1.131 | 1.131 | 1.144 | 0.944 | 1.231 | 1.131 | 2.267
US | United States | 31 | Nebraska | GHUL0001 | 1916 | FRANCIS E WARREN AF MISSILE SITE H6 SITE # 1 | Air Force | 033 | Cheyenne | 2870 | Lodgepole | 0.95 | 0.96 | 0.907 | 1.131 | 1.131 | 1.144 | 0.944 | 1.231 | 1.131 | 2.267
US | United States | 31 | Nebraska | GHUM0001 | 1917 | FRANCIS E WARREN AF MISSILE SITE H7 SITE # 1 | Air Force | 033 | Cheyenne | 2870 | Lodgepole | 0.95 | 0.96 | 0.907 | 1.131 | 1.131 | 1.144 | 0.944 | 1.231 | 1.131 | 2.267
US | United States | 31 | Nebraska | GHUN0001 | 1918 | FRANCIS E WARREN AF MISSILE SITE H8 SITE # 1 | Air Force | 033 | Cheyenne | 2870 | Lodgepole | 0.95 | 0.96 | 0.643 | 1.131 | 1.131 | 0.833 | 0.556 | 1.769 | 1.131 | 1.683
US | United States | 31 | Nebraska | GHUU0001 | 1924 | FRANCIS E WARREN AF MISSILE SITE I3 SITE # 1 | Air Force | 033 | Cheyenne | 2870 | Lodgepole | 0.95 | 0.96 | 0.643 | 1.131 | 1.131 | 0.833 | 0.556 | 1.769 | 1.131 | 1.683
US | United States | 31 | Nebraska | GHUV0001 | 1925 | FRANCIS E WARREN AF MISSILE SITE I4 SITE # 1 | Air Force | 033 | Cheyenne | 2870 | Lodgepole | 0.95 | 0.96 | 0.643 | 1.131 | 1.131 | 0.833 | 0.556 | 1.769 | 1.131 | 1.683
US | United States | 31 | Nebraska | GHUW0001 | 1926 | FRANCIS E WARREN AF MISSILE SITE I5 SITE # 1 | Air Force | 033 | Cheyenne | 2870 | Lodgepole | 0.95 | 0.96 | 0.643 | 1.131 | 1.131 | 0.833 | 0.556 | 1.769 | 1.131 | 1.683
US | United States | 31 | Nebraska | GHTK0001 | 1891 | FRANCIS E WARREN AF MISSILE SITE F3 SITE # 1 | Air Force | 033 | Cheyenne | 4000 | Potter | 0.95 | 0.96 | 0.643 | 1.131 | 1.131 | 0.833 | 0.556 | 1.769 | 1.131 | 1.683
US | United States | 31 | Nebraska | GHTL0001 | 1892 | FRANCIS E WARREN AF MISSILE SITE F4 SITE # 1 | Air Force | 033 | Cheyenne | 4000 | Potter | 0.95 | 0.96 | 0.643 | 1.131 | 1.131 | 0.833 | 0.556 | 1.769 | 1.131 | 1.683
US | United States | 31 | Nebraska | GHTM0001 | 1893 | FRANCIS E WARREN AF MISSILE SITE F5 SITE # 1 | Air Force | 033 | Cheyenne | 4000 | Potter | 0.95 | 0.96 | 0.643 | 1.131 | 1.131 | 0.833 | 0.556 | 1.769 | 1.131 | 1.683
US | United States | 31 | Nebraska | GHTP0001 | 1895 | FRANCIS E WARREN AF MISSILE SITE F7 SITE # 1 | Air Force | 033 | Cheyenne | 4000 | Potter | 0.95 | 0.96 | 0.643 | 1.131 | 1.131 | 0.833 | 0.556 | 1.769 | 1.131 | 1.683
US | United States | 31 | Nebraska | GHUC0001 | 1908 | FRANCIS E WARREN AF MISSILE SITE G9 SITE # 1 | Air Force | 033 | Cheyenne | 4000 | Potter | 0.95 | 0.96 | 0.643 | 1.131 | 1.131 | 0.833 | 0.556 | 1.769 | 1.131 | 1.683
US | United States | 31 | Nebraska | GHVN0001 | 1942 | FRANCIS E WARREN AF MISSILE SITE J10 SITE # 1 | Air Force | 033 | Cheyenne | 4000 | Potter | 0.95 | 0.96 | 0.907 | 1.131 | 1.131 | 1.144 | 0.944 | 1.231 | 1.131 | 2.267
US | United States | 31 | Nebraska | GHVP0001 | 1943 | FRANCIS E WARREN AF MISSILE SITE J11 SITE # 1 | Air Force | 033 | Cheyenne | 4000 | Potter | 0.95 | 0.96 | 0.643 | 1.131 | 1.131 | 0.833 | 0.556 | 1.769 | 1.131 | 1.683
US | United States | 31 | Nebraska | GHTU0001 | 1900 | FRANCIS E WARREN AF MISSILE SITE G1 SITE # 1 | Air Force | 033 | Cheyenne | 4430 | Sidney | 0.95 | 0.96 | 0.643 | 1.131 | 1.131 | 0.833 | 0.556 | 1.769 | 1.131 | 1.683
US | United States | 31 | Nebraska | GHTV0001 | 1901 | FRANCIS E WARREN AF MISSILE SITE G2 SITE # 1 | Air Force | 033 | Cheyenne | 4430 | Sidney | 0.95 | 0.96 | 0.643 | 1.131 | 1.131 | 0.833 | 0.556 | 1.769 | 1.131 | 1.683
US | United States | 31 | Nebraska | GHTY0001 | 1904 | FRANCIS E WARREN AF MISSILE SITE G5 SITE # 1 | Air Force | 033 | Cheyenne | 4430 | Sidney | 0.95 | 0.96 | 0.643 | 1.131 | 1.131 | 0.833 | 0.556 | 1.769 | 1.131 | 1.683
US | United States | 31 | Nebraska | GHTZ0001 | 1905 | FRANCIS E WARREN AF MISSILE SITE G6 SITE # 1 | Air Force | 033 | Cheyenne | 4430 | Sidney | 0.95 | 0.96 | 0.643 | 1.131 | 1.131 | 0.833 | 0.556 | 1.769 | 1.131 | 1.683
US | United States | 31 | Nebraska | GHUA0001 | 1906 | FRANCIS E WARREN AF MISSILE SITE G7 SITE # 1 | Air Force | 033 | Cheyenne | 4430 | Sidney | 0.95 | 0.96 | 0.643 | 1.131 | 1.131 | 0.833 | 0.556 | 1.769 | 1.131 | 1.683
US | United States | 31 | Nebraska | GHUB0001 | 1907 | FRANCIS E WARREN AF MISSILE SITE G8 SITE # 1 | Air Force | 033 | Cheyenne | 4430 | Sidney | 0.95 | 0.96 | 0.643 | 1.131 | 1.131 | 0.833 | 0.556 | 1.769 | 1.131 | 1.683
US | United States | 31 | Nebraska | GHUD0001 | 1909 | FRANCIS E WARREN AF MISSILE SITE G10 SITE # 1 | Air Force | 033 | Cheyenne | 4430 | Sidney | 0.95 | 0.96 | 0.643 | 1.131 | 1.131 | 0.833 | 0.556 | 1.769 | 1.131 | 1.683
US | United States | 31 | Nebraska | GHUS0001 | 1922 | FRANCIS E WARREN AF MISSILE SITE I1 SITE # 1 | Air Force | 033 | Cheyenne | 4430 | Sidney | 0.95 | 0.96 | 0.643 | 1.131 | 1.131 | 0.833 | 0.556 | 1.769 | 1.131 | 1.683
US | United States | 31 | Nebraska | GHUT0001 | 1923 | FRANCIS E WARREN AF MISSILE SITE I2 SITE # 1 | Air Force | 033 | Cheyenne | 4430 | Sidney | 0.95 | 0.96 | 0.643 | 1.131 | 1.131 | 0.833 | 0.556 | 1.769 | 1.131 | 1.683
US | United States | 31 | Nebraska | GHVA0001 | 1930 | FRANCIS E WARREN AF MISSILE SITE I9 SITE # 1 | Air Force | 033 | Cheyenne | 4430 | Sidney | 0.95 | 0.96 | 0.786 | 1.131 | 1.131 | 0.722 | 0.444 | 1.692 | 1.131 | 3.271
US | United States | 31 | Nebraska | GHVB0001 | 1931 | FRANCIS E WARREN AF MISSILE SITE I10 SITE # 1 | Air Force | 033 | Cheyenne | 4430 | Sidney | 0.95 | 0.96 | 0.643 | 1.131 | 1.131 | 0.833 | 0.556 | 1.769 | 1.131 | 1.683
US | United States | 31 | Nebraska | GHVC0001 | 1932 | FRANCIS E WARREN AF MISSILE SITE I11 SITE # 1 | Air Force | 033 | Cheyenne | 4430 | Sidney | 0.95 | 0.96 | 0.643 | 1.131 | 1.131 | 0.833 | 0.556 | 1.769 | 1.131 | 1.683
US | United States | 31 | Nebraska | GHVE0001 | 1934 | FRANCIS E WARREN AF MISSILE SITE J2 SITE # 1 | Air Force | 033 | Cheyenne | 4430 | Sidney | 0.95 | 0.96 | 0.643 | 1.131 | 1.131 | 0.833 | 0.556 | 1.769 | 1.131 | 1.683
US | United States | 31 | Nebraska | 31B65 | 7276 | SIDNEY READINESS CENTER | Army | 033 | Cheyenne | 4430 | Sidney | 0.95 | 0.96 | 0.643 | 1.131 | 1.131 | 0.833 | 0.556 | 1.769 | 1.131 | 1.683
US | United States | 31 | Nebraska | 18081-10373 | 700532 | IGLOOS J1000, J1004 SIDNEY | Army | 033 | Cheyenne | 4430 | Sidney | 0.95 | 0.96
US | United States | 31 | Nebraska | 18081-10425 | 700584 | MW04, MW07, MW08 SIDNEY | Army | 033 | Cheyenne | 4430 | Sidney | 0.95 | 0.96
US | United States | 31 | Nebraska | 18081-10426 | 700585 | MW05 AND MW06 SIDNEY | Army | 033 | Cheyenne | 4430 | Sidney | 0.95 | 0.96
US | United States | 31 | Nebraska | 18081-10589 | 700748 | SEC 21, T15N, R50W OF THE 6TH PM SIDNEY | Army | 033 | Cheyenne | 4430 | Sidney | 0.95 | 0.96
US | United States | 31 | Nebraska | 18081-10233 | 700392 | ADAMS COUNTY GLENVIL | Army | 035 | Clay | 2030 | Glenvil | 0.95 | 0.96
US | United States | 31 | Nebraska | 18081-10626 | 700785 | SEC 8, T6N, R8W GLENVIL | Army | 035 | Clay | 2030 | Glenvil | 0.95 | 0.96
US | United States | 31 | Nebraska | 18081-10661 | 700820 | SECTION 4, T6N, R9W GLENVIL | Army | 035 | Clay | 2030 | Glenvil | 0.95 | 0.96
US | United States | 31 | Nebraska | 18081-10730 | 700889 | WELLS 305B, BB, 306B, BB GLENVIL | Army | 035 | Clay | 2030 | Glenvil | 0.95 | 0.96
US | United States | 31 | Nebraska | 31A25 | 4149 | BROKEN BOW READINESS CENTER | Army | 041 | Custer | 0720 | Broken Bow | 0.95 | 0.96 | 0.643 | 1.131 | 1.131 | 0.833 | 0.556 | 1.769 | 1.131 | 1.683
US | United States | 31 | Nebraska | 710366 | 710366 | 1000 EAST 17TH STREE SOUTH SIOUX CITY | Army | 043 | Dakota | 4480 | South Sioux City | 0.95 | 0.96
US | United States | 31 | Nebraska | 31A30 | 4370 | CHADRON READINESS CENTER | Army | 045 | Dawes | 0960 | Chadron | 0.95 | 0.96 | 0.643 | 1.131 | 1.131 | 0.833 | 0.556 | 1.769 | 1.131 | 1.683
US | United States | 31 | Nebraska | 18081-10682 | 700841 | SW 1/4 SEC 11,T 31N, R 32 W, CHADRON | Army | 045 | Dawes | 0960 | Chadron | 0.95 | 0.96
US | United States | 31 | Nebraska | 18081-10562 | 700721 | SEC 12, TWSP 24N,R 57W, FORT ROBINSON | Army | 045 | Dawes | 1878 | Fort Robinson | 0.95 | 0.96
US | United States | 31 | Nebraska | 18081-10654 | 700813 | SECS,1,2,9,11 & 12 TWN 25N, R 57W, FORT ROBINSON | Army | 045 | Dawes | 1878 | Fort Robinson | 0.95 | 0.96
US | United States | 31 | Nebraska | 31A90 | 5897 | LEXINGTON READINESS CENTER | Army | 047 | Dawson | 2810 | Lexington | 0.95 | 0.96 | 0.643 | 1.131 | 1.131 | 0.833 | 0.556 | 1.769 | 1.131 | 1.683
US | United States | 31 | Nebraska | 310NG-10001 | 700982 | SEC 14, T30N, R6E PONCA | Army | 051 | Dixon | 3970 | Ponca | 0.95 | 0.96 | 0.643 | 1.131 | 1.131 | 0.833 | 0.556 | 1.769 | 1.131 | 1.683
US | United States | 31 | Nebraska | 31A55 | 5102 | FREMONT READINESS CENTER | Army | 053 | Dodge | 1900 | Fremont | 0.95 | 0.96 | 0.643 | 1.131 | 1.131 | 0.833 | 0.556 | 1.769 | 1.131 | 1.683
US | United States | 31 | Nebraska | 31857 | 5103 | FREMONT USARC | Army | 053 | Dodge | 1900 | Fremont | 0.95 | 0.96 | 0.643 | 1.131 | 1.131 | 0.833 | 0.556 | 1.769 | 1.131 | 1.683
US | United States | 31 | Nebraska | 31895 | 6139 | MEADE WET SITE | Army | 053 | Dodge | 1900 | Fremont | 0.95 | 0.96 | 0.643 | 1.131 | 1.131 | 0.833 | 0.556 | 1.769 | 1.131 | 1.683
US | United States | 31 | Nebraska | 82387-11793 | 703904 | EASTVILLE SHPG PLZ FREMONT | Army | 053 | Dodge | 1900 | Fremont | 0.95 | 0.96
US | United States | 31 | Nebraska | SGDK0001 | 3105 | OFFUTT COMM ANNEX NO 3 GLOBECOM SITE # 1 | Air Force | 053 | Dodge | 2460 | Hooper | 0.95 | 0.96 | 0.643 | 1.131 | 1.131 | 0.833 | 0.556 | 1.769 | 1.131 | 1.683
US | United States | 31 | Nebraska | SGDJ0001 | 3104 | OFFUTT COMMUNICATIONS ANX NO 2 GLOBECOM SITE # 1 | Air Force | 055 | Douglas | 1660 | Elkhorn | 0.95 | 0.96 | 0.643 | 1.131 | 1.131 | 0.833 | 0.556 | 1.769 | 1.131 | 1.683
US | United States | 31 | Nebraska | N00128-OM | 850 | NAVOPSPTCEN OMAHA NE | Navy | 055 | Douglas | 3620 | Omaha | 0.98 | 0.98 | 0.643 | 1.131 | 1.131 | 0.833 | 0.556 | 1.769 | 1.131 | 1.683
US | United States | 31 | Nebraska | 31855 | 3673 | 21/WOOLWORTH OMAHA USARC | Army | 055 | Douglas | 3620 | Omaha | 0.98 | 0.98 | 0.643 | 1.131 | 1.131 | 0.833 | 0.556 | 1.769 | 1.131 | 1.683
US | United States | 31 | Nebraska | 31925 | 4094 | BOOKER/OMAHA USARC | Army | 055 | Douglas | 3620 | Omaha | 0.98 | 0.98 | 0.643 | 1.131 | 1.131 | 0.833 | 0.556 | 1.769 | 1.131 | 1.683
US | United States | 31 | Nebraska | 31C00 | 6564 | NORTH OMAHA READINESS CENTER | Army | 055 | Douglas | 3620 | Omaha | 0.98 | 0.98 | 0.643 | 1.131 | 1.131 | 0.833 | 0.556 | 1.769 | 1.131 | 1.683
US | United States | 31 | Nebraska | 31B40 | 6624 | OMAHA READINESS CENTER | Army | 055 | Douglas | 3620 | Omaha | 0.98 | 0.98 | 0.643 | 1.131 | 1.131 | 0.833 | 0.556 | 1.769 | 1.131 | 1.683
US | United States | 31 | Nebraska | 18081-10032 | 700191 | 106 S 15TH ST OMAHA | Army | 055 | Douglas | 3620 | Omaha | 0.98 | 0.98
US | United States | 31 | Nebraska | 18081-10094 | 700253 | 222 SO. 15TH STREET OMAHA | Army | 055 | Douglas | 3620 | Omaha | 0.98 | 0.98
US | United States | 31 | Nebraska | 18081-10734 | 700893 | WESTERN UNION TOWER OMAHA | Army | 055 | Douglas | 3620 | Omaha | 0.98 | 0.98
US | United States | 31 | Nebraska | 82387-10277 | 702388 | 14533 W. CENTER ROAD OMAHA | Army | 055 | Douglas | 3620 | Omaha | 0.98 | 0.98
US | United States | 31 | Nebraska | 82387-10417 | 702528 | 1941 SOUTH 42ND STREET OMAHA | Army | 055 | Douglas | 3620 | Omaha | 0.98 | 0.98
US | United States | 31 | Nebraska | 82387-11157 | 703268 | 7634 WEST DODGE RD OMAHA | Army | 055 | Douglas | 3620 | Omaha | 0.98 | 0.98
US | United States | 31 | Nebraska | 82387-11318 | 703429 | AMES AVE OMAHA | Army | 055 | Douglas | 3620 | Omaha | 0.98 | 0.98
US | United States | 31 | Nebraska | 82387-11612 | 703723 | DODGE ST OMAHA | Army | 055 | Douglas | 3620 | Omaha | 0.98 | 0.98
US | United States | 31 | Nebraska | 82387-12261 | 704371 | MERCY RD OMAHA | Army | 055 | Douglas | 3620 | Omaha | 0.98 | 0.98
US | United States | 31 | Nebraska | 82387-12318 | 704428 | N 115TH ST OMAHA | Army | 055 | Douglas | 3620 | Omaha | 0.98 | 0.98
US | United States | 31 | Nebraska | 82387-12319 | 704429 | N 120TH ST OMAHA | Army | 055 | Douglas | 3620 | Omaha | 0.98 | 0.98
US | United States | 31 | Nebraska | 82387-12582 | 704692 | OFFUTT AFB | Army | 055 | Douglas | 3620 | Omaha | 0.98 | 0.98
US | United States | 31 | Nebraska | 82387-12747 | 704857 | S 144TH ST OMAHA | Army | 055 | Douglas | 3620 | Omaha | 0.98 | 0.98
US | United States | 31 | Nebraska | 710040 | 710040 | CENTRAL PARK PLAZA OMAHA | Army | 055 | Douglas | 3620 | Omaha | 0.98 | 0.98
US | United States | 31 | Nebraska | 710950 | 710950 | 5303 F STREET OMAHA | Army | 055 | Douglas | 3620 | Omaha | 0.98 | 0.98
US | United States | 31 | Nebraska | 711166 | 711166 | 4101 WOOLWORTH A OMAHA | Army | 055 | Douglas | 3620 | Omaha | 0.98 | 0.98
US | United States | 31 | Nebraska | 711225 | 711225 | ROCKBROOK VILLAGE SHOPPING CENTER OMAHA | Army | 055 | Douglas | 3620 | Omaha | 0.98 | 0.98
US | United States | 31 | Nebraska | 31A20 | 3962 | BEATRICE READINESS CENTER | Army | 067 | Gage | 0390 | Beatrice | 0.95 | 0.96 | 0.643 | 1.131 | 1.131 | 0.833 | 0.556 | 1.769 | 1.131 | 1.683
US | United States | 31 | Nebraska | 82387-12329 | 704439 | N 6TH ST BEATRICE | Army | 067 | Gage | 0390 | Beatrice | 0.95 | 0.96
US | United States | 31 | Nebraska | 3194A | 7978 | WYMORE USARC | Army | 067 | Gage | 5340 | Wymore | 0.95 | 0.96 | 0.643 | 1.131 | 1.131 | 0.833 | 0.556 | 1.769 | 1.131 | 1.683
US | United States | 31 | Nebraska | 31135 | 4551 | CORNHUSKER AAP | Army | 079 | Hall | 2090 | Grand Island | 0.93 | 0.94 | 0.643 | 1.131 | 1.131 | 0.833 | 0.556 | 1.769 | 1.131 | 1.683
US | United States | 31 | Nebraska | 31C10 | 5246 | GRAND ISLAND AASF/RC | Army | 079 | Hall | 2090 | Grand Island | 0.93 | 0.94 | 0.643 | 1.131 | 1.131 | 0.833 | 0.556 | 1.769 | 1.131 | 1.683
US | United States | 31 | Nebraska | 31A65 | 5247 | GRAND ISLAND READINESS CENTER | Army | 079 | Hall | 2090 | Grand Island | 0.93 | 0.94 | 0.643 | 1.131 | 1.131 | 0.833 | 0.556 | 1.769 | 1.131 | 1.683
US | United States | 31 | Nebraska | 18081-10418 | 700577 | MONITOR RD & 60TH RD GRAND ISLAND | Army | 079 | Hall | 2090 | Grand Island | 0.93 | 0.94
US | United States | 31 | Nebraska | 18081-10463 | 700622 | NW1/4 SEC 9 T11N R9W GRAND ISLAND | Army | 079 | Hall | 2090 | Grand Island | 0.93 | 0.94
US | United States | 31 | Nebraska | 18081-10559 | 700718 | SEC 1, T11N, R10W GRAND ISLAND | Army | 079 | Hall | 2090 | Grand Island | 0.93 | 0.94
US | United States | 31 | Nebraska | 18081-10614 | 700773 | SEC 36 T12N R10W GRAND ISLAND | Army | 079 | Hall | 2090 | Grand Island | 0.93 | 0.94
US | United States | 31 | Nebraska | 18081-10619 | 700778 | SEC 5 T11N R9W GRAND ISLAND | Army | 079 | Hall | 2090 | Grand Island | 0.93 | 0.94
US | United States | 31 | Nebraska | 18081-10649 | 700808 | SEC6, T11N, R9W GRAND ISLAND | Army | 079 | Hall | 2090 | Grand Island | 0.93 | 0.94
US | United States | 31 | Nebraska | 18081-10402 | 700561 | LOTS 15 - 24 HORDVILLE | Army | 081 | Hamilton | 2470 | Hordville | 0.95 | 0.96
US | United States | 31 | Nebraska | 18081-10556 | 700715 | SE1/4 SEC 21 T13N HORDVILLE | Army | 081 | Hamilton | 2470 | Hordville | 0.95 | 0.96
US | United States | 31 | Nebraska | 31B45 | 6635 | ONEILL READINESS CENTER | Army | 089 | Holt | 3630 | Oneill | 0.95 | 0.96 | 0.643 | 1.131 | 1.131 | 0.833 | 0.556 | 1.769 | 1.131 | 1.683
US | United States | 31 | Nebraska | 31A45 | 4906 | FAIRBURY READINESS CENTER | Army | 095 | Jefferson | 1790 | Fairbury | 0.95 | 0.96 | 0.643 | 1.131 | 1.131 | 0.833 | 0.556 | 1.769 | 1.131 | 1.683
US | United States | 31 | Nebraska | 31B35 | 6601 | OGALLALA READINESS CENTER | Army | 101 | Keith | 3600 | Ogallala | 0.95 | 0.96 | 0.643 | 1.131 | 1.131 | 0.833 | 0.556 | 1.769 | 1.131 | 1.683
US | United States | 31 | Nebraska | GHSR0001 | 1873 | FRANCIS E WARREN AF MISSILE SITE D7 SITE # 1 | Air Force | 105 | Kimball | 0820 | Bushnell | 0.95 | 0.96 | 0.643 | 1.131 | 1.131 | 0.833 | 0.556 | 1.769 | 1.131 | 1.683
US | United States | 31 | Nebraska | GHSS0001 | 1874 | FRANCIS E WARREN AF MISSILE SITE D8 SITE # 1 | Air Force | 105 | Kimball | 0820 | Bushnell | 0.95 | 0.96 | 0.643 | 1.131 | 1.131 | 0.833 | 0.556 | 1.769 | 1.131 | 1.683
US | United States | 31 | Nebraska | GHST0001 | 1875 | FRANCIS E WARREN AF MISSILE SITE D9 SITE # 1 | Air Force | 105 | Kimball | 0820 | Bushnell | 0.95 | 0.96 | 0.643 | 1.131 | 1.131 | 0.833 | 0.556 | 1.769 | 1.131 | 1.683
US | United States | 31 | Nebraska | GHSU0001 | 1876 | FRANCIS E WARREN AF MISSILE SITE D10 SITE # 1 | Air Force | 105 | Kimball | 0820 | Bushnell | 0.95 | 0.96 | 0.643 | 1.131 | 1.131 | 0.833 | 0.556 | 1.769 | 1.131 | 1.683
US | United States | 31 | Nebraska | GHSV0001 | 1877 | FRANCIS E WARREN AF MISSILE SITE D11 SITE # 1 | Air Force | 105 | Kimball | 0820 | Bushnell | 0.95 | 0.96 | 0.643 | 1.131 | 1.131 | 0.833 | 0.556 | 1.769 | 1.131 | 1.683
US | United States | 31 | Nebraska | GHSW0001 | 1878 | FRANCIS E WARREN AF MISSILE SITE E1 SITE # 1 | Air Force | 105 | Kimball | 0820 | Bushnell | 0.95 | 0.96 | 0.643 | 1.131 | 1.131 | 0.833 | 0.556 | 1.769 | 1.131 | 1.683
US | United States | 31 | Nebraska | GHSX0001 | 1879 | FRANCIS E WARREN AF MISSILE SITE E2 SITE # 1 | Air Force | 105 | Kimball | 0820 | Bushnell | 0.95 | 0.96 | 0.643 | 1.131 | 1.131 | 0.833 | 0.556 | 1.769 | 1.131 | 1.683
US | United States | 31 | Nebraska | GHSY0001 | 1880 | FRANCIS E WARREN AF MISSILE SITE E3 SITE # 1 | Air Force | 105 | Kimball | 0820 | Bushnell | 0.95 | 0.96 | 0.643 | 1.131 | 1.131 | 0.833 | 0.556 | 1.769 | 1.131 | 1.683
US | United States | 31 | Nebraska | GHSZ0001 | 1881 | FRANCIS E WARREN AF MISSILE SITE E4 SITE # 1 | Air Force | 105 | Kimball | 0820 | Bushnell | 0.95 | 0.96 | 0.786 | 1.131 | 1.131 | 0.861 | 0.444 | 0.095 | 1.131 | 3.034
US | United States | 31 | Nebraska | GHTA0001 | 1882 | FRANCIS E WARREN AF MISSILE SITE E5 SITE # 1 | Air Force | 105 | Kimball | 0820 | Bushnell | 0.95 | 0.96 | 0.643 | 1.131 | 1.131 | 0.833 | 0.556 | 1.769 | 1.131 | 1.683
US | United States | 31 | Nebraska | GHTB0001 | 1883 | FRANCIS E WARREN AF MISSILE SITE E6 SITE # 1 | Air Force | 105 | Kimball | 0820 | Bushnell | 0.95 | 0.96 | 0.643 | 1.131 | 1.131 | 0.833 | 0.556 | 1.769 | 1.131 | 1.683
US | United States | 31 | Nebraska | GHTC0001 | 1884 | FRANCIS E WARREN AF MISSILE SITE E7 SITE # 1 | Air Force | 105 | Kimball | 0820 | Bushnell | 0.95 | 0.96 | 0.643 | 1.131 | 1.131 | 0.833 | 0.556 | 1.769 | 1.131 | 1.683
US | United States | 31 | Nebraska | GHTH0001 | 1889 | FRANCIS E WARREN AF MISSILE SITE F1 SITE # 1 | Air Force | 105 | Kimball | 1480 | Dix | 0.95 | 0.96 | 0.643 | 1.131 | 1.131 | 0.833 | 0.556 | 1.769 | 1.131 | 1.683
US | United States | 31 | Nebraska | GHTQ0001 | 1896 | FRANCIS E WARREN AF MISSILE SITE F8 SITE # 1 | Air Force | 105 | Kimball | 1480 | Dix | 0.95 | 0.96 | 0.643 | 1.131 | 1.131 | 0.833 | 0.556 | 1.769 | 1.131 | 1.683
US | United States | 31 | Nebraska | GHVQ0001 | 1944 | FRANCIS E WARREN AF MISSILE SITE K1 SITE # 1 | Air Force | 105 | Kimball | 1480 | Dix | 0.95 | 0.96 | 0.643 | 1.131 | 1.131 | 0.833 | 0.556 | 1.769 | 1.131 | 1.683
US | United States | 31 | Nebraska | GHVR0001 | 1945 | FRANCIS E WARREN AF MISSILE SITE K2 SITE # 1 | Air Force | 105 | Kimball | 1480 | Dix | 0.95 | 0.96 | 0.643 | 1.131 | 1.131 | 0.833 | 0.556 | 1.769 | 1.131 | 1.683
US | United States | 31 | Nebraska | GHWA0001 | 1954 | FRANCIS E WARREN AF MISSILE SITE K11 SITE # 1 | Air Force | 105 | Kimball | 1480 | Dix | 0.95 | 0.96 | 0.643 | 1.131 | 1.131 | 0.833 | 0.556 | 1.769 | 1.131 | 1.683
US | United States | 31 | Nebraska | GHSK0001 | 1867 | FRANCIS E WARREN AF MISSILE SITE D1 SITE # 1 | Air Force | 105 | Kimball | 2720 | Kimball | 0.95 | 0.96 | 0.643 | 1.131 | 1.131 | 0.833 | 0.556 | 1.769 | 1.131 | 1.683
US | United States | 31 | Nebraska | GHSL0001 | 1868 | FRANCIS E WARREN AF MISSILE SITE D2 SITE # 1 | Air Force | 105 | Kimball | 2720 | Kimball | 0.95 | 0.96 | 0.643 | 1.131 | 1.131 | 0.833 | 0.556 | 1.769 | 1.131 | 1.683
US | United States | 31 | Nebraska | GHSN0001 | 1870 | FRANCIS E WARREN AF MISSILE SITE D4 SITE # 1 | Air Force | 105 | Kimball | 2720 | Kimball | 0.95 | 0.96 | 0.643 | 1.131 | 1.131 | 0.833 | 0.556 | 1.769 | 1.131 | 1.683
US | United States | 31 | Nebraska | GHSP0001 | 1871 | FRANCIS E WARREN AF MISSILE SITE D5 SITE # 1 | Air Force | 105 | Kimball | 2720 | Kimball | 0.95 | 0.96 | 0.643 | 1.131 | 1.131 | 0.833 | 0.556 | 1.769 | 1.131 | 1.683
US | United States | 31 | Nebraska | GHSQ0001 | 1872 | FRANCIS E WARREN AF MISSILE SITE D6 SITE # 1 | Air Force | 105 | Kimball | 2720 | Kimball | 0.95 | 0.96 | 0.643 | 1.131 | 1.131 | 0.833 | 0.556 | 1.769 | 1.131 | 1.683
US | United States | 31 | Nebraska | GHTN0001 | 1894 | FRANCIS E WARREN AF MISSILE SITE F6 SITE # 1 | Air Force | 105 | Kimball | 2720 | Kimball | 0.95 | 0.96 | 0.643 | 1.131 | 1.131 | 0.833 | 0.556 | 1.769 | 1.131 | 1.683
US | United States | 31 | Nebraska | GHTR0001 | 1897 | FRANCIS E WARREN AF MISSILE SITE F9 SITE # 1 | Air Force | 105 | Kimball | 2720 | Kimball | 0.95 | 0.96 | 0.643 | 1.131 | 1.131 | 0.833 | 0.556 | 1.769 | 1.131 | 1.683
US | United States | 31 | Nebraska | GHTS0001 | 1898 | FRANCIS E WARREN AF MISSILE SITE F10 SITE # 1 | Air Force | 105 | Kimball | 2720 | Kimball | 0.95 | 0.96 | 0.643 | 1.131 | 1.131 | 0.833 | 0.556 | 1.769 | 1.131 | 1.683
US | United States | 31 | Nebraska | GHVS0001 | 1946 | FRANCIS E WARREN AF MISSILE SITE K3 SITE # 1 | Air Force | 105 | Kimball | 2720 | Kimball | 0.95 | 0.96 | 0.907 | 1.131 | 1.131 | 1.144 | 0.944 | 1.231 | 1.131 | 2.267
US | United States | 31 | Nebraska | GHVT0001 | 1947 | FRANCIS E WARREN AF MISSILE SITE K4 SITE # 1 | Air Force | 105 | Kimball | 2720 | Kimball | 0.95 | 0.96 | 0.643 | 1.131 | 1.131 | 0.833 | 0.556 | 1.769 | 1.131 | 1.683
US | United States | 31 | Nebraska | GHVU0001 | 1948 | FRANCIS E WARREN AF MISSILE SITE K5 SITE # 1 | Air Force | 105 | Kimball | 2720 | Kimball | 0.95 | 0.96 | 0.643 | 1.131 | 1.131 | 0.833 | 0.556 | 1.769 | 1.131 | 1.683
US | United States | 31 | Nebraska | GHVV0001 | 1949 | FRANCIS E WARREN AF MISSILE SITE K6 SITE # 1 | Air Force | 105 | Kimball | 2720 | Kimball | 0.95 | 0.96 | 0.643 | 1.131 | 1.131 | 0.833 | 0.556 | 1.769 | 1.131 | 1.683
US | United States | 31 | Nebraska | GHVW0001 | 1950 | FRANCIS E WARREN AF MISSILE SITE K7 SITE # 1 | Air Force | 105 | Kimball | 2720 | Kimball | 0.95 | 0.96 | 0.643 | 1.131 | 1.131 | 0.833 | 0.556 | 1.769 | 1.131 | 1.683
US | United States | 31 | Nebraska | GHVX0001 | 1951 | FRANCIS E WARREN AF MISSILE SITE K8 SITE # 1 | Air Force | 105 | Kimball | 2720 | Kimball | 0.95 | 0.96 | 0.643 | 1.131 | 1.131 | 0.833 | 0.556 | 1.769 | 1.131 | 1.683
US | United States | 31 | Nebraska | GHVY0001 | 1952 | FRANCIS E WARREN AF MISSILE SITE K9 SITE # 1 | Air Force | 105 | Kimball | 2720 | Kimball | 0.95 | 0.96 | 0.643 | 1.131 | 1.131 | 0.833 | 0.556 | 1.769 | 1.131 | 1.683
US | United States | 31 | Nebraska | GHVZ0001 | 1953 | FRANCIS E WARREN AF MISSILE SITE K10 SITE # 1 | Air Force | 105 | Kimball | 2720 | Kimball | 0.95 | 0.96 | 0.643 | 1.131 | 1.131 | 0.833 | 0.556 | 1.769 | 1.131 | 1.683
US | United States | 31 | Nebraska | N00128-LI | 845 | NAVOPSPTCEN LINCOLN NE | Navy | 109 | Lancaster | 2830 | Lincoln | 0.95 | 0.96 | 0.643 | 1.131 | 1.131 | 0.833 | 0.556 | 1.769 | 1.131 | 1.683
US | United States | 31 | Nebraska | 31A95 | 5904 | LINCOLN 1776 ARMORY | Army | 109 | Lancaster | 2830 | Lincoln | 0.95 | 0.96 | 0.643 | 1.131 | 1.131 | 0.833 | 0.556 | 1.769 | 1.131 | 1.683
US | United States | 31 | Nebraska | 31490 | 5905 | LINCOLN AASF/READINESS CENTER | Army | 109 | Lancaster | 2830 | Lincoln | 0.95 | 0.96 | 0.643 | 1.131 | 1.131 | 0.833 | 0.556 | 1.769 | 1.131 | 1.683
US | United States | 31 | Nebraska | 31B05 | 5906 | LINCOLN COMPLEX/FMS 01 | Army | 109 | Lancaster | 2830 | Lincoln | 0.95 | 0.96 | 0.643 | 1.131 | 1.131 | 0.833 | 0.556 | 1.769 | 1.131 | 1.683
US | United States | 31 | Nebraska | 31B01 | 5907 | LINCOLN CSMS 31/USPFO | Army | 109 | Lancaster | 2830 | Lincoln | 0.95 | 0.96 | 0.643 | 1.131 | 1.131 | 0.833 | 0.556 | 1.769 | 1.131 | 1.683
US | United States | 31 | Nebraska | 31B07 | 5908 | LINCOLN TAG HEADQUARTERS | Army | 109 | Lancaster | 2830 | Lincoln | 0.95 | 0.96 | 0.643 | 1.131 | 1.131 | 0.833 | 0.556 | 1.769 | 1.131 | 1.683
US | United States | 31 | Nebraska | 31875 | 5909 | LINCOLN USARC | Army | 109 | Lancaster | 2830 | Lincoln | 0.95 | 0.96 | 0.643 | 1.131 | 1.131 | 0.833 | 0.556 | 1.769 | 1.131 | 1.683
US | United States | 31 | Nebraska | 31941 | 5910 | LINCOLN USARC #2 | Army | 109 | Lancaster | 2830 | Lincoln | 0.95 | 0.96 | 0.643 | 1.131 | 1.131 | 0.833 | 0.556 | 1.769 | 1.131 | 1.683
US | United States | 31 | Nebraska | 18081-10024 | 700183 | 100 CENTENNIAL LINCOLN1 | Army | 109 | Lancaster | 2830 | Lincoln | 0.95 | 0.96
US | United States | 31 | Nebraska | 18081-10331 | 700490 | FORMER LINCOLN AFB, LINCOLN | Army | 109 | Lancaster | 2830 | Lincoln | 0.95 | 0.96
US | United States | 31 | Nebraska | 18081-10557 | 700716 | SE1/4SEC20 T10N, R11E OF THE 6TH PM LINCOLN | Army | 109 | Lancaster | 2830 | Lincoln | 0.95 | 0.96
US | United States | 31 | Nebraska | 18081-10719 | 700878 | W 1/2, NE1/4 SEC. 26 LINCOLN | Army | 109 | Lancaster | 2830 | Lincoln | 0.95 | 0.96
US | United States | 31 | Nebraska | 20820-10013 | 700921 | AGRICULTURE COLLEGE LINCOLN | Army | 109 | Lancaster | 2830 | Lincoln | 0.95 | 0.96 | 0.643 | 1.131 | 1.131 | 0.833 | 0.556 | 1.769 | 1.131 | 1.683
US | United States | 31 | Nebraska | 82387-10006 | 702117 | 100 CENTENNIAL LINCOLN | Army | 109 | Lancaster | 2830 | Lincoln | 0.95 | 0.96
US | United States | 31 | Nebraska | 82387-10007 | 702118 | 100 CENTENNIAL MALL LINCOLN | Army | 109 | Lancaster | 2830 | Lincoln | 0.95 | 0.96
US | United States | 31 | Nebraska | 82387-10180 | 702291 | 1248 "O" STREET LINCOLN | Army | 109 | Lancaster | 2830 | Lincoln | 0.95 | 0.96
US | United States | 31 | Nebraska | 82387-12277 | 704387 | MIL SCI BLDG U OF NE | Army | 109 | Lancaster | 2830 | Lincoln | 0.95 | 0.96
US | United States | 31 | Nebraska | 82387-12325 | 704435 | N 27TH ST LINCOLN | Army | 109 | Lancaster | 2830 | Lincoln | 0.95 | 0.96
US | United States | 31 | Nebraska | 82387-12644 | 704754 | PINE LAKE RD LINCOLN | Army | 109 | Lancaster | 2830 | Lincoln | 0.95 | 0.96
US | United States | 31 | Nebraska | 710213 | 710213 | 7261 DORCHESTER COURT LINCOLN | Army | 109 | Lancaster | 2830 | Lincoln | 0.95 | 0.96
US | United States | 31 | Nebraska | 710534 | 710534 | 3132 NW 7TH STREET LINCOLN | Army | 109 | Lancaster | 2830 | Lincoln | 0.95 | 0.96
US | United States | 31 | Nebraska | 711018 | 711018 | 5341 PONY HILL COURT LINCOLN | Army | 109 | Lancaster | 2830 | Lincoln | 0.95 | 0.96
US | United States | 31 | Nebraska | 711238 | 711238 | 2430 NW 43RD STREET LINCOLN | Army | 109 | Lancaster | 2830 | Lincoln | 0.95 | 0.96
US | United States | 31 | Nebraska | NGCB0001 | 2493 | LINCOLN MUNICIPAL AIRPORT SITE # 1 | Air Force | 109 | Lancaster | 9999 | Unknown | 0.95 | 0.96 | 0.643 | 1.131 | 1.131 | 0.833 | 0.556 | 1.769 | 1.131 | 1.683
US | United States | 31 | Nebraska | 3162C | 6344 | N PLATTE AMSA | Army | 111 | Lincoln | 3520 | North Platte | 0.95 | 0.96 | 0.643 | 1.131 | 1.131 | 0.833 | 0.556 | 1.769 | 1.131 | 1.683
US | United States | 31 | Nebraska | 31B30 | 6566 | NORTH PLATTE RC/FMS 03 | Army | 111 | Lincoln | 3520 | North Platte | 0.95 | 0.96 | 0.643 | 1.131 | 1.131 | 0.833 | 0.556 | 1.769 | 1.131 | 1.683
US | United States | 31 | Nebraska | 82387-12793 | 704903 | S COTTONWOOD NORTH PLATTE | Army | 111 | Lincoln | 3520 | North Platte | 0.95 | 0.96
US | United States | 31 | Nebraska | 710449 | 710449 | 3111 SOUTH WILLOW STREET NORTH PLATTE | Army | 111 | Lincoln | 3520 | North Platte | 0.95 | 0.96 | 0.643 | 1.131 | 1.131 | 0.833 | 0.556 | 1.769 | 1.131 | 1.683
US | United States | 31 | Nebraska | 31B90 | 6552 | NORFOLK FMS 07 | Army | 119 | Madison | 3480 | Norfolk | 0.95 | 0.96 | 0.643 | 1.131 | 1.131 | 0.833 | 0.556 | 1.769 | 1.131 | 1.683
US | United States | 31 | Nebraska | 31B25 | 6553 | NORFOLK READINESS CENTER | Army | 119 | Madison | 3480 | Norfolk | 0.95 | 0.96 | 0.643 | 1.131 | 1.131 | 0.833 | 0.556 | 1.769 | 1.131 | 1.683
US | United States | 31 | Nebraska | 3162A | 6554 | NORFOLK USARC | Army | 119 | Madison | 3480 | Norfolk | 0.95 | 0.96 | 0.643 | 1.131 | 1.131 | 0.833 | 0.556 | 1.769 | 1.131 | 1.683
US | United States | 31 | Nebraska | 82387-12720 | 704830 | RIVERSIDE BLVD NORFOLK | Army | 119 | Madison | 3480 | Norfolk | 0.95 | 0.96
US | United States | 31 | Nebraska | 710210 | 710210 | 710 S. 13TH STREET NORFOLK | Army | 119 | Madison | 3480 | Norfolk | 0.95 | 0.96
US | United States | 31 | Nebraska | SGDE0001 | 3103 | OFFUTT COMMUNICATIONS FACILITY ANNEX SITE # 1 | Air Force | 121 | Merrick | 9999 | Unknown | 0.95 | 0.96 | 0.643 | 1.131 | 1.131 | 0.833 | 0.556 | 1.769 | 1.131 | 1.683
US | United States | 31 | Nebraska | 31B20 | 6371 | NEBRASKA CITY READINESS CENTER | Army | 131 | Otoe | 3360 | Nebraska City | 0.95 | 0.96 | 0.643 | 1.131 | 1.131 | 0.833 | 0.556 | 1.769 | 1.131 | 1.683
US | United States | 31 | Nebraska | 18081-10561 | 700720 | SEC 12&13,TWNP 25N,R 4W, PARECLS PIERCE | Army | 139 | Pierce | 3880 | Pierce | 0.95 | 0.96
US | United States | 31 | Nebraska | 18081-10563 | 700722 | SEC 13&14 T 25N R 4W PARCELS PIERCE | Army | 139 | Pierce | 3880 | Pierce | 0.95 | 0.96
US | United States | 31 | Nebraska | 18081-10564 | 700723 | SEC 13&14, TWNP 25N, R 4W PARCEL ID PIERCE | Army | 139 | Pierce | 3880 | Pierce | 0.95 | 0.96
US | United States | 31 | Nebraska | 18081-10567 | 700726 | SEC 13, TWSP 25N, R 4W PIERCE | Army | 139 | Pierce | 3880 | Pierce | 0.95 | 0.96
US | United States | 31 | Nebraska | 18081-10568 | 700727 | SEC 14, T 25N, R 4 W PIERCE | Army | 139 | Pierce | 3880 | Pierce | 0.95 | 0.96
US | United States | 31 | Nebraska | 18081-10582 | 700741 | SEC 17, TWSP 25N, RANGE 3 W PIERCE | Army | 139 | Pierce | 3880 | Pierce | 0.95 | 0.96
US | United States | 31 | Nebraska | 18081-10590 | 700749 | SEC 21,T 25N, RANGE 4W PIERCE | Army | 139 | Pierce | 3880 | Pierce | 0.95 | 0.96
US | United States | 31 | Nebraska | 18081-10593 | 700752 | SEC 23, T 25N, R 3 W PIERCE | Army | 139 | Pierce | 3880 | Pierce | 0.95 | 0.96
US | United States | 31 | Nebraska | 18081-10598 | 700757 | SEC 25,T 25N, R 4W PARCEL ID PIERCE | Army | 139 | Pierce | 3880 | Pierce | 0.95 | 0.96
US | United States | 31 | Nebraska | 18081-10599 | 700758 | SEC 26, T 26N, RANGE 4W PIERCE | Army | 139 | Pierce | 3880 | Pierce | 0.95 | 0.96
US | United States | 31 | Nebraska | 18081-10601 | 700760 | SEC 27, T 26 N, R 4 W PIERCE | Army | 139 | Pierce | 3880 | Pierce | 0.95 | 0.96
US | United States | 31 | Nebraska | 18081-10622 | 700781 | SEC 7 T 25N, R 3 PIERCE | Army | 139 | Pierce | 3880 | Pierce | 0.95 | 0.96
US | United States | 31 | Nebraska | 18081-10625 | 700784 | SEC 8, T 25N, R 3,PARCEL 700034909 PIERCE | Army | 139 | Pierce | 3880 | Pierce | 0.95 | 0.96
US | United States | 31 | Nebraska | 18081-10630 | 700789 | SEC 9,T 25N, R 4 W, PIERCE | Army | 139 | Pierce | 3880 | Pierce | 0.95 | 0.96
US | United States | 31 | Nebraska | 31A35 | 4517 | COLUMBUS READINESS CENTER | Army | 141 | Platte | 1100 | Columbus | 0.95 | 0.96 | 0.643 | 1.131 | 1.131 | 0.833 | 0.556 | 1.769 | 1.131 | 1.683
US | United States | 31 | Nebraska | 3117A | 4518 | COLUMBUS USARC | Army | 141 | Platte | 1100 | Columbus | 0.95 | 0.96 | 0.643 | 1.131 | 1.131 | 0.833 | 0.556 | 1.769 | 1.131 | 1.683
US | United States | 31 | Nebraska | 82387-10427 | 702538 | 1ST AVE COLUMBUS | Army | 141 | Platte | 1100 | Columbus | 0.95 | 0.96
US | United States | 31 | Nebraska | 82387-11636 | 703747 | E 23RD ST COLUMBUS | Army | 141 | Platte | 1100 | Columbus | 0.95 | 0.96
US | United States | 31 | Nebraska | 31B10 | 6126 | MCCOOK READINESS CENTER | Army | 145 | Red Willow | 2970 | McCook | 0.95 | 0.96 | 0.643 | 1.131 | 1.131 | 0.833 | 0.556 | 1.769 | 1.131 | 1.683
US | United States | 31 | Nebraska | 3154A | 6127 | MCCOOK USARC | Army | 145 | Red Willow | 2970 | McCook | 0.95 | 0.96 | 0.643 | 1.131 | 1.131 | 0.833 | 0.556 | 1.769 | 1.131 | 1.683
US | United States | 31 | Nebraska | 31A50 | 4915 | FALLS CITY READINESS CENTER | Army | 147 | Richardson | 1820 | Falls City | 0.95 | 0.96 | 0.643 | 1.131 | 1.131 | 0.833 | 0.556 | 1.769 | 1.131 | 1.683
US | United States | 31 | Nebraska | 31A40 | 4592 | CRETE READINESS CENTER | Army | 151 | Saline | 1250 | Crete | 0.95 | 0.96 | 0.643 | 1.131 | 1.131 | 0.833 | 0.556 | 1.769 | 1.131 | 1.683
US | United States | 31 | Nebraska | 18081-10539 | 700698 | S 1/2, SEC 16, T 6N, R 3E, WILBER | Army | 151 | Saline | 5230 | Wilber | 0.95 | 0.96
US | United States | 31 | Nebraska | 18081-10573 | 700732 | SEC 15 T6N R3E WILBER | Army | 151 | Saline | 5230 | Wilber | 0.95 | 0.96
US | United States | 31 | Nebraska | 18081-10552 | 700711 | SE 1/4, SEC11, T 13 N, R 13 E BELLEVUE | Army | 153 | Sarpy | 0460 | Bellevue | 0.98 | 0.98
US | United States | 31 | Nebraska | 82387-11900 | 704011 | FT CROOK RD S BELLEVUE | Army | 153 | Sarpy | 0460 | Bellevue | 0.98 | 0.98
US | United States | 31 | Nebraska | 82387-13098 | 705208 | TWIN CREEK DR BELLEVUE | Army | 153 | Sarpy | 0460 | Bellevue | 0.98 | 0.98
US | United States | 31 | Nebraska | 710538 | 710538 | 11625 S 25TH STREET BELLEVUE | Army | 153 | Sarpy | 0460 | Bellevue | 0.98 | 0.98
US | United States | 31 | Nebraska | 710711 | 710711 | 3906 RAYNOR PARKWAY BELLEVUE | Army | 153 | Sarpy | 0460 | Bellevue | 0.98 | 0.98
US | United States | 31 | Nebraska | SGBP0001 | 3100 | OFFUTTAIRFORCEBSE SITE # 1 | Air Force | 153 | Sarpy | 3595 | Offutt A.F.B. | 0.98 | 0.98 | 0.643 | 1.131 | 1.131 | 0.833 | 0.556 | 1.769 | 1.131 | 1.683
US | United States | 31 | Nebraska | SGBV0001 | 3102 | OFFUTT ILS LOCALIZER ANNEX SITE # 1 | Air Force | 153 | Sarpy | 3595 | Offutt A.F.B. | 0.98 | 0.98 | 0.643 | 1.131 | 1.131 | 0.833 | 0.556 | 1.769 | 1.131 | 1.683
US | United States | 31 | Nebraska | SGER0001 | 3106 | OFFUTT FAMILY HOUSING ANNEX SITE # 1 | Air Force | 153 | Sarpy | 3595 | Offutt A.F.B. | 0.98 | 0.98 | 0.643 | 1.131 | 1.131 | 0.833 | 0.556 | 1.769 | 1.131 | 1.683
US | United States | 31 | Nebraska | SGBS0001 | 3101 | OFFUTT LEVEE ANNEX SITE # 1 | Air Force | 153 | Sarpy | 9999 | Unknown | 0.98 | 0.98 | 0.643 | 1.131 | 1.131 | 0.833 | 0.556 | 1.769 | 1.131 | 1.683
US | United States | 31 | Nebraska | SGEX0001 | 3107 | OFFUTT ILS MIDDLE MARKER ANNEX SITE # 1 | Air Force | 153 | Sarpy | 9999 | Unknown | 0.98 | 0.98 | 0.643 | 1.131 | 1.131 | 0.833 | 0.556 | 1.769 | 1.131 | 1.683
US | United States | 31 | Nebraska | SGLM0001 | 3108 | OFFUTT TACAN ANNEX SITE # 1 | Air Force | 153 | Sarpy | 9999 | Unknown | 0.98 | 0.98 | 0.643 | 1.131 | 1.131 | 0.833 | 0.556 | 1.769 | 1.131 | 1.683
US | United States | 31 | Nebraska | 31A10 | 3866 | ASHLAND FMS 05 | Army | 155 | Saunders | 0210 | Ashland | 0.95 | 0.96 | 0.643 | 1.131 | 1.131 | 0.833 | 0.556 | 1.769 | 1.131 | 1.683
US | United States | 31 | Nebraska | 31475 | 4229 | CAMP ASHLAND | Army | 155 | Saunders | 0210 | Ashland | 0.95 | 0.96 | 0.643 | 1.131 | 1.131 | 0.833 | 0.556 | 1.769 | 1.131 | 1.683
US | United States | 31 | Nebraska | 18081-10432 | 700591 | N1/2 OF SEC34, T14N, R9E ASHLAND | Army | 155 | Saunders | 0210 | Ashland | 0.95 | 0.96
US | United States | 31 | Nebraska | 18081-10433 | 700592 | N1/2 OF THE NW1/4 OF SEC12 ASHLAND | Army | 155 | Saunders | 0210 | Ashland | 0.95 | 0.96
US | United States | 31 | Nebraska | 18081-10543 | 700702 | S1/2NE1/4 OF SEC 27, T14N, R9E OF ASHLAND | Army | 155 | Saunders | 0210 | Ashland | 0.95 | 0.96
US | United States | 31 | Nebraska | 18081-10546 | 700705 | SAUNDERS COUNTY ASHLAND | Army | 155 | Saunders | 0210 | Ashland | 0.95 | 0.96
US | United States | 31 | Nebraska | 31487 | 6138 | MEAD TS/FMS 06/UTES 02 | Army | 155 | Saunders | 3130 | Mead | 0.95 | 0.96 | 0.643 | 1.131 | 1.131 | 0.833 | 0.556 | 1.769 | 1.131 | 1.683
US | United States | 31 | Nebraska | 18081-10316 | 700475 | E1/2 OF THE SW1/4, OF THE SE1/4 MEAD | Army | 155 | Saunders | 3130 | Mead | 0.95 | 0.96
US | United States | 31 | Nebraska | 18081-10317 | 700476 | E1/2, NW1/4, SEC 1, T13N, R8E, OF MEAD | Army | 155 | Saunders | 3130 | Mead | 0.95 | 0.96
US | United States | 31 | Nebraska | 18081-10423 | 700582 | MW CLUSTERS 79 AND 92 MEAD | Army | 155 | Saunders | 3130 | Mead | 0.95 | 0.96
US | United States | 31 | Nebraska | 18081-10428 | 700587 | MW104 - SW1/4 OF SEC 16, T14N,R9E MEAD | Army | 155 | Saunders | 3130 | Mead | 0.95 | 0.96
US | United States | 31 | Nebraska | 18081-10445 | 700604 | NE1/4 OF THE SW1/4 SEC 22, T14N,R9E MEAD | Army | 155 | Saunders | 3130 | Mead | 0.95 | 0.96
US | United States | 31 | Nebraska | 18081-10446 | 700605 | NE1/4 OF THE SW1/4, SEC 22, T14N, MEAD | Army | 155 | Saunders | 3130 | Mead | 0.95 | 0.96
US | United States | 31 | Nebraska | 18081-10461 | 700620 | NW1/4 OF THE NW1/4 SEC 27, T14N, MEAD | Army | 155 | Saunders | 3130 | Mead | 0.95 | 0.96
US | United States | 31 | Nebraska | 18081-10464 | 700623 | NW1/4, SEC 1, T13N, R8E MEAD | Army | 155 | Saunders | 3130 | Mead | 0.95 | 0.96
US | United States | 31 | Nebraska | 18081-10542 | 700701 | S1/2 SEC 34, T14N, R9E OF THE 6THPM MEAD | Army | 155 | Saunders | 3130 | Mead | 0.95 | 0.96
US | United States | 31 | Nebraska | 18081-10587 | 700746 | SEC 21 T14N R9E MEAD | Army | 155 | Saunders | 3130 | Mead | 0.95 | 0.96
US | United States | 31 | Nebraska | 18081-10592 | 700751 | SEC 23 T7N, R9W MEAD | Army | 155 | Saunders | 3130 | Mead | 0.95 | 0.96
US | United States | 31 | Nebraska | 18081-10651 | 700810 | SECS 26 MEAD | Army | 155 | Saunders | 3130 | Mead | 0.95 | 0.96
US | United States | 31 | Nebraska | 18081-10652 | 700811 | SECS 26,27 & 34 MEAD | Army | 155 | Saunders | 3130 | Mead | 0.95 | 0.96
US | United States | 31 | Nebraska | 18081-10655 | 700814 | SECT 2&3 T13N R9E MEAD | Army | 155 | Saunders | 3130 | Mead | 0.95 | 0.96
US | United States | 31 | Nebraska | 18081-10683 | 700842 | SW 1/4, SW 1/4 OF SECTION 33 MEAD | Army | 155 | Saunders | 3130 | Mead | 0.95 | 0.96
US | United States | 31 | Nebraska | 18081-10684 | 700843 | SW1/4 OF SEC 35, T14N, R9E OF THE MEAD | Army | 155 | Saunders | 3130 | Mead | 0.95 | 0.96
US | United States | 31 | Nebraska | 18081-10685 | 700844 | SW1/4NW1/4 OF SEC 22, T14N, R9E MEAD | Army | 155 | Saunders | 3130 | Mead | 0.95 | 0.96
US | United States | 31 | Nebraska | 18081-10710 | 700869 | TRACTS 104L-2 & L-3 MEAD | Army | 155 | Saunders | 3130 | Mead | 0.95 | 0.96
US | United States | 31 | Nebraska | 18081-10722 | 700881 | W1/2 OF THE NW1/4,SEC 34,T14N,R9E MEAD | Army | 155 | Saunders | 3130 | Mead | 0.95 | 0.96
US | United States | 31 | Nebraska | 18081-10723 | 700882 | W1/2 OF THE W1/2 SEC 2, T13N, R9E MEAD | Army | 155 | Saunders | 3130 | Mead | 0.95 | 0.96
US | United States | 31 | Nebraska | 31B75 | 7755 | WAHOO READINESS CENTER | Army | 155 | Saunders | 5050 | Wahoo | 0.95 | 0.96 | 0.643 | 1.131 | 1.131 | 0.833 | 0.556 | 1.769 | 1.131 | 1.683
US | United States | 31 | Nebraska | 31A60 | 5193 | GERING RC/FMS 04 | Army | 157 | Scotts Bluff | 1990 | Gering | 0.95 | 0.96 | 0.643 | 1.131 | 1.131 | 0.833 | 0.556 | 1.769 | 1.131 | 1.683
US | United States | 31 | Nebraska | 31B50 | 7200 | SCOTTSBLUFF READINESS CENTER | Army | 157 | Scotts Bluff | 4340 | Scottsbluff | 0.95 | 0.96 | 0.643 | 1.131 | 1.131 | 0.833 | 0.556 | 1.769 | 1.131 | 1.683
US | United States | 31 | Nebraska | 82387-11899 | 704010 | FRONTAGE RD SCOTTSBLUFF | Army | 157 | Scotts Bluff | 4340 | Scottsbluff | 0.95 | 0.96
US | United States | 31 | Nebraska | 31B55 | 7225 | SEWARD READINESS CENTER | Army | 159 | Seward | 4370 | Seward | 0.95 | 0.96 | 0.643 | 1.131 | 1.131 | 0.833 | 0.556 | 1.769 | 1.131 | 1.683
US | United States | 31 | Nebraska | 18081-10616 | 700775 | SEC 4, T 24N, R 57W HARRISON | Army | 165 | Sioux | 2250 | Harrison | 0.95 | 0.96
US | United States | 31 | Nebraska | 18081-10617 | 700776 | SEC 4, T 24N, R 57W, SEC 9, T24N, HARRISON | Army | 165 | Sioux | 2250 | Harrison | 0.95 | 0.96
US | United States | 31 | Nebraska | 18081-10624 | 700783 | SEC 8, T 25N R 56W, HARRISON | Army | 165 | Sioux | 2250 | Harrison | 0.95 | 0.96
US | United States | 31 | Nebraska | 31B80 | 7824 | WAYNE READINESS CENTER | Army | 179 | Wayne | 5150 | Wayne | 0.95 | 0.96 | 0.643 | 1.131 | 1.131 | 0.833 | 0.556 | 1.769 | 1.131 | 1.683
US | United States | 31 | Nebraska | 31B85 | 7996 | YORK READINESS CENTER | Army | 185 | York | 5360 | York | 0.95 | 0.96 | 0.643 | 1.131 | 1.131 | 0.833 | 0.556 | 1.769 | 1.131 | 1.683
US | United States | 32 | Nevada | N60495 | 175 | Naval Air Station, Fallon NV | Navy | 001 | Churchill | 0090 | Fallon | 1.24 | 1.23 | 1.143 | 1.131 | 1.131 | 1.194 | 2.556 | 2.308 | 1.131 | 1.378
US | United States | 32 | Nevada | N60495-CB | 420 | TARGET B-17 SITE 2 | Navy | 001 | Churchill | 0090 | Fallon | 1.24 | 1.23 | 1.143 | 1.131 | 1.131 | 1.194 | 2.556 | 2.308 | 1.131 | 1.378
US | United States | 32 | Nevada | N60495-CE | 421 | TARGET B-17 SITE 4 | Navy | 001 | Churchill | 0090 | Fallon | 1.24 | 1.23 | 1.143 | 1.131 | 1.131 | 1.194 | 2.556 | 2.308 | 1.131 | 1.378
US | United States | 32 | Nevada | N60495-CF | 422 | TARGET B-17 SITE 5 | Navy | 001 | Churchill | 0090 | Fallon | 1.24 | 1.23 | 1.143 | 1.131 | 1.131 | 1.194 | 2.556 | 2.308 | 1.131 | 1.378
US | United States | 32 | Nevada | N60495-CG | 423 | TARGET B-17 SITE 6 | Navy | 001 | Churchill | 0090 | Fallon | 1.24 | 1.23 | 1.143 | 1.131 | 1.131 | 1.194 | 2.556 | 2.308 | 1.131 | 1.378
US | United States | 32 | Nevada | N60495-FP | 888 | FAIRVIEW PEAK | Navy | 001 | Churchill | 0090 | Fallon | 1.24 | 1.23 | 1.143 | 1.131 | 1.131 | 1.194 | 2.556 | 2.308 | 1.131 | 1.378
US | United States | 32 | Nevada | N60495-AA | 1053 | AUSTIN AIRPORT | Navy | 001 | Churchill | 0090 | Fallon | 1.24 | 1.23 | 1.143 | 1.131 | 1.131 | 1.194 | 2.556 | 2.308 | 1.131 | 1.378
US | United States | 32 | Nevada | N60495-BA | 1055 | TARGET B-16 | Navy | 001 | Churchill | 0090 | Fallon | 1.24 | 1.23 | 1.143 | 1.131 | 1.131 | 1.194 | 2.556 | 2.308 | 1.131 | 1.378
US | United States | 32 | Nevada | N60495-CA | 1056 | TARGET B-17 | Navy | 001 | Churchill | 0090 | Fallon | 1.24 | 1.23 | 1.143 | 1.131 | 1.131 | 1.194 | 2.556 | 2.308 | 1.131 | 1.378
US | United States | 32 | Nevada | N60495-DA | 1057 | TARGET B-19 | Navy | 001 | Churchill | 0090 | Fallon | 1.24 | 1.23 | 1.143 | 1.131 | 1.131 | 1.194 | 2.556 | 2.308 | 1.131 | 1.378
US | United States | 32 | Nevada | N60495-HA | 1059 | EW RANGE FAC | Navy | 001 | Churchill | 0090 | Fallon | 1.24 | 1.23 | 1.143 | 1.131 | 1.131 | 1.194 | 2.556 | 2.308 | 1.131 | 1.378
US | United States | 32 | Nevada | N60495-SC | 1060 | SILVER CREEK RANCH | Navy | 001 | Churchill | 0090 | Fallon | 1.24 | 1.23 | 1.143 | 1.131 | 1.131 | 1.194 | 2.556 | 2.308 | 1.131 | 1.378
US | United States | 32 | Nevada | N60495-CD | 1125 | TARGET B-17 SITE 3 | Navy | 001 | Churchill | 0090 | Fallon | 1.24 | 1.23 | 1.143 | 1.131 | 1.131 | 1.194 | 2.556 | 2.308 | 1.131 | 1.378
US | United States | 32 | Nevada | N60495-CH | 1149 | TARGET B-17 SITE 7 | Navy | 001 | Churchill | 0090 | Fallon | 1.24 | 1.23 | 1.143 | 1.131 | 1.131 | 1.194 | 2.556 | 2.308 | 1.131 | 1.378
US | United States | 32 | Nevada | N60495-EA | 1327 | TARGET B-20 | Navy | 001 | Churchill | 0090 | Fallon | 1.24 | 1.23 | 1.143 | 1.131 | 1.131 | 1.194 | 2.556 | 2.308 | 1.131 | 1.378
US | United States | 32 | Nevada | 32A40 | 4914 | FALLON ARMORY | Army | 001 | Churchill | 0090 | Fallon | 1.24 | 1.23 | 1.143 | 1.131 | 1.131 | 1.194 | 2.556 | 2.308 | 1.131 | 1.378
US | United States | 32 | Nevada | 32A42 | 7615 | TS NAS FALLON RG B19 | Army | 001 | Churchill | 0090 | Fallon | 1.24 | 1.23 | 1.143 | 1.131 | 1.131 | 1.194 | 2.556 | 2.308 | 1.131 | 1.378
US | United States | 32 | Nevada | 82387-13391 | 705500 | WILLIAMS BLVD FALLON | Army | 001 | Churchill | 0090 | Fallon | 1.24 | 1.23
US | United States | 32 | Nevada | AUVJ0001 | 1424 | BALD MOUNTAIN MICROWAVE RELAY ANNEX SITE # 1 | Air Force | 003 | Clark | 0110 | Henderson | 1.22 | 1.25 | 1.143 | 1.131 | 1.131 | 1.194 | 2.556 | 2.308 | 1.131 | 1.378
US | United States | 32 | Nevada | 32A50 | 5421 | HENDERSON COMPLEX | Army | 003 | Clark | 0110 | Henderson | 1.22 | 1.25 | 1.143 | 1.131 | 1.131 | 1.194 | 2.556 | 2.308 | 1.131 | 1.378
US | United States | 32 | Nevada | 710228 | 710228 | GREEN VALLEY STATION HENDERSON | Army | 003 | Clark | 0110 | Henderson | 1.22 | 1.25
US | United States | 32 | Nevada | LKTC0001 | 2374 | CREECH AIR FORCE BASE SITE # 1 | Air Force | 003 | Clark | 0115 | Indian Springs | 1.3 | 1.33 | 1.143 | 1.131 | 1.131 | 1.194 | 2.556 | 2.308 | 1.131 | 1.378
US | United States | 32 | Nevada | N60495-LV | 268 | NAVOPSPTCEN LAS VEGAS | Navy | 003 | Clark | 0120 | Las Vegas | 1.22 | 1.25 | 1.143 | 1.131 | 1.131 | 1.194 | 2.556 | 2.308 | 1.131 | 1.378
US | United States | 32 | Nevada | ALYR0001 | 1387 | APEX COMMUNICATION ANNEX SITE # 1 | Air Force | 003 | Clark | 0120 | Las Vegas | 1.26 | 1.29 | 1.143 | 1.131 | 1.131 | 1.194 | 2.556 | 2.308 | 1.131 | 1.378
US | United States | 32 | Nevada | RATR0001 | 3042 | MT SUNRISE OBSTRUCTION LIGHTS ANNEX SITE # 1 | Air Force | 003 | Clark | 0120 | Las Vegas | 1.26 | 1.29 | 1.143 | 1.131 | 1.131 | 1.194 | 2.556 | 2.308 | 1.131 | 1.378
US | United States | 32 | Nevada | RKMF0001 | 3056 | NELLIS SITE # 1 | Air Force | 003 | Clark | 0120 | Las Vegas | 1.26 | 1.29 | 1.143 | 1.131 | 1.131 | 1.194 | 2.556 | 2.308 | 1.131 | 1.378
US | United States | 32 | Nevada | RKXM0001 | 3058 | NELLIS SMALL ARMS RANGE ANNEX SITE # 1 | Air Force | 003 | Clark | 0120 | Las Vegas | 1.26 | 1.29 | 1.143 | 1.131 | 1.131 | 1.194 | 2.556 | 2.308 | 1.131 | 1.378
US | United States | 32 | Nevada | 32A65 | 4962 | FLOYD EDSALL TRAINING CENTER | Army | 003 | Clark | 0120 | Las Vegas | 1.22 | 1.25 | 1.143 | 1.131 | 1.131 | 1.194 | 2.556 | 2.308 | 1.131 | 1.378
US | United States | 32 | Nevada | 32A55 | 5992 | LV (HENDERSON) READINESS CTR | Army | 003 | Clark | 0120 | Las Vegas | 1.22 | 1.25 | 1.143 | 1.131 | 1.131 | 1.194 | 2.556 | 2.308 | 1.131 | 1.378
US | United States | 32 | Nevada | 32778 | 6377 | NELLIS AFB | Army | 003 | Clark | 0120 | Las Vegas | 1.22 | 1.25 | 1.143 | 1.131 | 1.131 | 1.194 | 2.556 | 2.308 | 1.131 | 1.378
US | United States | 32 | Nevada | 32775 | 7515 | TAYLOR HALL AFRC | Army | 003 | Clark | 0120 | Las Vegas | 1.22 | 1.25 | 1.143 | 1.131 | 1.131 | 1.194 | 2.556 | 2.308 | 1.131 | 1.378
US | United States | 32 | Nevada | 82387-10067 | 702178 | 1050 E. FLAMINGO RD LAS VEGAS | Army | 003 | Clark | 0120 | Las Vegas | 1.22 | 1.25
US | United States | 32 | Nevada | 82387-10569 | 702680 | 242 S. DECATUR BLVD LAS VEGAS | Army | 003 | Clark | 0120 | Las Vegas | 1.22 | 1.25
US | United States | 32 | Nevada | 82387-10894 | 703005 | 4632 S MARYLAND PKWY LAS VEGAS | Army | 003 | Clark | 0120 | Las Vegas | 1.22 | 1.25
US | United States | 32 | Nevada | 82387-11273 | 703384 | 9435 WEST TROPICANA LAS VEGAS | Army | 003 | Clark | 0120 | Las Vegas | 1.22 | 1.25
US | United States | 32 | Nevada | 82387-11475 | 703586 | CENTENNIAL CTR LAS VEGAS | Army | 003 | Clark | 0120 | Las Vegas | 1.22 | 1.25
US | United States | 32 | Nevada | 82387-11683 | 703794 | E FLAMINGO RD LAS VEGAS | Army | 003 | Clark | 0120 | Las Vegas | 1.22 | 1.25
US | United States | 32 | Nevada | 82387-11773 | 703884 | E TROPICANA AVE LAS VEGAS | Army | 003 | Clark | 0120 | Las Vegas | 1.22 | 1.25
US | United States | 32 | Nevada | 82387-12444 | 704554 | N NELLIS BLVD LAS VEGAS | Army | 003 | Clark | 0120 | Las Vegas | 1.22 | 1.25
US | United States | 32 | Nevada | 82387-12860 | 704970 | S RAINBOW BLVD LAS VEGAS | Army | 003 | Clark | 0120 | Las Vegas | 1.22 | 1.25
US | United States | 32 | Nevada | 710240 | 710240 | 3320 PEPPER LANE LAS VEGAS | Army | 003 | Clark | 0120 | Las Vegas | 1.22 | 1.25
US | United States | 32 | Nevada | 711186 | 711186 | 8790 S MARYLAND PKWY #8850 LAS VEGAS | Army | 003 | Clark | 0120 | Las Vegas | 1.22 | 1.25
US | United States | 32 | Nevada | 18081-10191 | 700350 | 6TH RECRUTING BDE NORTH LAS VEGAS | Army | 003 | Clark | 0150 | North Las Vegas | 1.22 | 1.25
US | United States | 32 | Nevada | 82387-10311 | 702422 | 1527 CRAIG ROAD NORTH LAS VEGAS | Army | 003 | Clark | 0150 | North Las Vegas | 1.22 | 1.25
US | United States | 32 | Nevada | 82387-12367 | 704477 | N FIFTH ST NORTH LAS VEGAS | Army | 003 | Clark | 0150 | North Las Vegas | 1.22 | 1.25
US | United States | 32 | Nevada | 710551 | 710551 | 445 W. CRAIG ROAD NORTH LAS VEGAS | Army | 003 | Clark | 0150 | North Las Vegas | 1.22 | 1.25
US | United States | 32 | Nevada | MWQZ0001 | 2482 | NELLIS COMMUNICATION ANNEX SITE # 1 | Air Force | 003 | Clark | 9999 | Unknown | 1.26 | 1.29 | 1.143 | 1.131 | 1.131 | 1.194 | 2.556 | 2.308 | 1.131 | 1.378
US | United States | 32 | Nevada | RKXF0001 | 3057 | NELLIS AIR FORCE RANGE SITE # 1 | Air Force | 003 | Clark | 9999 | Unknown | 1.26 | 1.29 | 1.143 | 1.131 | 1.131 | 1.194 | 2.556 | 2.308 | 1.131 | 1.378
US | United States | 32 | Nevada | RKXT0001 | 3059 | NELLIS WATER SYSTEM ANNEX SITE # 1 | Air Force | 003 | Clark | 9999 | Unknown | 1.26 | 1.29 | 1.143 | 1.131 | 1.131 | 1.194 | 2.556 | 2.308 | 1.131 | 1.378
US | United States | 32 | Nevada | 32A25 | 4856 | ELKO COMPLEX | Army | 007 | Elko | 0075 | Elko | 1.28 | 1.29 | 1.143 | 1.131 | 1.131 | 1.194 | 2.556 | 2.308 | 1.131 | 1.378
US | United States | 32 | Nevada | 82387-12956 | 705066 | SILVER ST ELKO | Army | 007 | Elko | 0075 | Elko | 1.28 | 1.29
US | United States | 32 | Nevada | JEAG0001 | 2132 | GOSHUTE MICROWAVE RELAY ANNEX SITE # 1 | Air Force | 007 | Elko | 9999 | Unknown | 1.28 | 1.29 | 1.143 | 1.131 | 1.131 | 1.194 | 2.556 | 2.308 | 1.131 | 1.378
US | United States | 32 | Nevada | JEAT0001 | 2133 | GOSHUTE RADIO RELAY SITE # 1 | Air Force | 007 | Elko | 9999 | Unknown | 1.28 | 1.29 | 1.143 | 1.131 | 1.131 | 1.194 | 2.556 | 2.308 | 1.131 | 1.378
US | United States | 32 | Nevada | XQVH0001 | 3372 | UTAH TEST AND TRAINING RANGE SOUTH NV SITE # 1 | Air Force | 007 | Elko | 9999 | Unknown | 1.28 | 1.29 | 1.143 | 1.131 | 1.131 | 1.194 | 2.556 | 2.308 | 1.131 | 1.378
US | United States | 32 | Nevada | 32A90 | 7941 | WINNEMUCCA COMPLEX | Army | 013 | Humboldt | 0230 | Winnemucca | 1.28 | 1.29 | 1.143 | 1.131 | 1.131 | 1.194 | 2.556 | 2.308 | 1.131 | 1.378
US | United States | 32 | Nevada | ZHMP0001 | 3529 | WORTHINGTON MOUNTAIN MICROWAVE RELAY ANX SITE # 1 | Air Force | 017 | Lincoln | 9999 | Unknown | 1.28 | 1.29 | 1.143 | 1.131 | 1.131 | 1.194 | 2.556 | 2.308 | 1.131 | 1.378
US | United States | 32 | Nevada | 711191 | 711191 | 160 OAK RIDG DAYTON | Army | 019 | Lyon | 0065 | Dayton | 1.28 | 1.29
US | United States | 32 | Nevada | 32A95 | 7988 | YERINGTON COMPLEX | Army | 019 | Lyon | 0240 | Yerington | 1.28 | 1.29 | 1.143 | 1.131 | 1.131 | 1.194 | 2.556 | 2.308 | 1.131 | 1.378
US | United States | 32 | Nevada | N60495-HN | 512 | HAWTHORNE NEVADA | Navy | 021 | Mineral | 0100 | Hawthorne | 1.34 | 1.32 | 1.143 | 1.131 | 1.131 | 1.194 | 2.556 | 2.308 | 1.131 | 1.378
US | United States | 32 | Nevada | 32225 | 5389 | HAWTHORNE ARMY DEPOT | Army | 021 | Mineral | 0100 | Hawthorne | 1.34 | 1.32 | 1.143 | 1.131 | 1.131 | 1.194 | 2.556 | 2.308 | 1.131 | 1.378
US | United States | 32 | Nevada | N60495-GN | 1058 | GABBS NEVADA EW RANGE | Navy | 023 | Nye | 0094 | Gabbs | 1.28 | 1.29 | 1.143 | 1.131 | 1.131 | 1.194 | 2.556 | 2.308 | 1.131 | 1.378
US | United States | 32 | Nevada | N60495-BM | 887 | BALD MOUNTAIN NV | Navy | 023 | Nye | 0173 | Round Mountain | 1.28 | 1.29 | 1.143 | 1.131 | 1.131 | 1.194 | 2.556 | 2.308 | 1.131 | 1.378
US | United States | 32 | Nevada | N60495-AM | 1054 | AUSTIN MTN | Navy | 023 | Nye | 0173 | Round Mountain | 1.28 | 1.29 | 1.143 | 1.131 | 1.131 | 1.194 | 2.556 | 2.308 | 1.131 | 1.378
US | United States | 32 | Nevada | WZVV0001 | 3347 | TONOPAH AUXILIARY AIRFIELD ANNEX SITE # 1 | Air Force | 023 | Nye | 0200 | Tonopah | 1.28 | 1.29 | 1.143 | 1.131 | 1.131 | 1.194 | 2.556 | 2.308 | 1.131 | 1.378
US | United States | 32 | Nevada | WZVW0001 | 3348 | TONOPAH AUXILIARY AIRFIELD ANNEX #2 SITE # 1 | Air Force | 023 | Nye | 0200 | Tonopah | 1.28 | 1.29 | 1.143 | 1.131 | 1.131 | 1.194 | 2.556 | 2.308 | 1.131 | 1.378
US | United States | 32 | Nevada | WZWG0001 | 3349 | TONOPAH AUXILIARY AIRFIELD ANNEX #1 SITE # 1 | Air Force | 023 | Nye | 0200 | Tonopah | 1.28 | 1.29 | 1.143 | 1.131 | 1.131 | 1.194 | 2.556 | 2.308 | 1.131 | 1.378
US | United States | 32 | Nevada | WZVS0001 | 3346 | TONOPAH AFS Z164 SITE # 1 | Air Force | 023 | Nye | 9999 | Unknown | 1.28 | 1.29 | 1.143 | 1.131 | 1.131 | 1.194 | 2.556 | 2.308 | 1.131 | 1.378
US | United States | 32 | Nevada | YKJV0001 | 3401 | WARM SPRINGS RRL SITE # 1 | Air Force | 023 | Nye | 9999 | Unknown | 1.28 | 1.29 | 1.143 | 1.131 | 1.131 | 1.194 | 2.556 | 2.308 | 1.131 | 1.378
US | United States | 32 | Nevada | YKJX0001 | 3402 | WARM SPRINGS STG SITE # 1 | Air Force | 023 | Nye | 9999 | Unknown | 1.28 | 1.29 | 1.143 | 1.131 | 1.131 | 1.194 | 2.556 | 2.308 | 1.131 | 1.378
US | United States | 32 | Nevada | N60495-RR | 1146 | NAVOPSPTCEN RENO | Navy | 031 | Washoe | 0170 | Reno | 1.28 | 1.29 | 1.143 | 1.131 | 1.131 | 1.194 | 2.556 | 2.308 | 1.131 | 1.378
US | United States | 32 | Nevada | 32A84 | 5369 | HARRY REID TRAINING CENTER | Army | 031 | Washoe | 0170 | Reno | 1.28 | 1.29 | 1.143 | 1.131 | 1.131 | 1.194 | 2.556 | 2.308 | 1.131 | 1.378
US | United States | 32 | Nevada | 32650 | 6823 | PLUMB LANE ARMORY | Army | 031 | Washoe | 0170 | Reno | 1.28 | 1.29 | 1.143 | 1.131 | 1.131 | 1.194 | 2.556 | 2.308 | 1.131 | 1.378
US | United States | 32 | Nevada | 3283A | 7422 | STEAD TRAINING AREA -SWAN LAKE | Army | 031 | Washoe | 0170 | Reno | 1.28 | 1.29 | 1.143 | 1.131 | 1.131 | 1.194 | 2.556 | 2.308 | 1.131 | 1.378
US | United States | 32 | Nevada | 32A75 | 7423 | STEAD TRAINING SITE | Army | 031 | Washoe | 0170 | Reno | 1.28 | 1.29 | 1.143 | 1.131 | 1.131 | 1.194 | 2.556 | 2.308 | 1.131 | 1.378
US | United States | 32 | Nevada | 82387-11708 | 703819 | E LIBERTY ST RENO | Army | 031 | Washoe | 0170 | Reno | 1.28 | 1.29
US | United States | 32 | Nevada | 82387-11737 | 703848 | E MOANA LN RENO | Army | 031 | Washoe | 0170 | Reno | 1.28 | 1.29
US | United States | 32 | Nevada | 710566 | 710566 | RENO/STEAD AIRPOR RENO | Army | 031 | Washoe | 0170 | Reno | 1.28 | 1.29
US | United States | 32 | Nevada | 82387-12429 | 704539 | N MCCARRAN BLVD SPARKS | Army | 031 | Washoe | 0190 | Sparks | 1.28 | 1.29
US | United States | 32 | Nevada | UCTL0001 | 9525 | RENO TAHOE INT'L AIRPORT SITE # 1 | Air Force | 031 | Washoe | 9999 | Unknown | 1.28 | 1.29 | 1.143 | 1.131 | 1.131 | 1.194 | 2.556 | 2.308 | 1.131 | 1.378
US | United States | 32 | Nevada | 32A30 | 4866 | ELY ARMORY | Army | 033 | White Pine | 0080 | Ely | 1.28 | 1.29 | 1.143 | 1.131 | 1.131 | 1.194 | 2.556 | 2.308 | 1.131 | 1.378
US | United States | 32 | Nevada | DNKQ0001 | 1583 | CHERRY CREEK SITE # 1 | Air Force | 033 | White Pine | 9999 | Unknown | 1.28 | 1.29 | 1.143 | 1.131 | 1.131 | 1.194 | 2.556 | 2.308 | 1.131 | 1.378
US | United States | 32 | Nevada | FTBR0001 | 1690 | EGAN RANGE MICROWAVE RELAY ANNEX SITE # 1 | Air Force | 033 | White Pine | 9999 | Unknown | 1.28 | 1.29 | 1.143 | 1.131 | 1.131 | 1.194 | 2.556 | 2.308 | 1.131 | 1.378
US | United States | 32 | Nevada | FYMX0001 | 1823 | ELY RADIO RELAY ANNEX SITE # 1 | Air Force | 033 | White Pine | 9999 | Unknown | 1.28 | 1.29 | 1.143 | 1.131 | 1.131 | 1.194 | 2.556 | 2.308 | 1.131 | 1.378
US | United States | 32 | Nevada | MDLH0001 | 2433 | KERN MOUNTAIN RADIO RELAY ANNEX SITE # 1 | Air Force | 033 | White Pine | 9999 | Unknown | 1.28 | 1.29 | 1.143 | 1.131 | 1.131 | 1.194 | 2.556 | 2.308 | 1.131 | 1.378
US | United States | 32 | Nevada | TWAJ0001 | 3199 | TWIN MOUNTAIN RADIO RELAY ANNEX SITE # 1 | Air Force | 033 | White Pine | 9999 | Unknown | 1.28 | 1.29 | 1.143 | 1.131 | 1.131 | 1.194 | 2.556 | 2.308 | 1.131 | 1.378
US | United States | 32 | Nevada | VARN0001 | 3251 | RED DISH RADIO RELAY SITE # 1 | Air Force | 033 | White Pine | 9999 | Unknown | 1.28 | 1.29 | 1.143 | 1.131 | 1.131 | 1.194 | 2.556 | 2.308 | 1.131 | 1.378
US | United States | 32 | Nevada | WJAV0001 | 3319 | WILD HORSE RADIO RELAY ANNEX NO 1 SITE # 1 | Air Force | 033 | White Pine | 9999 | Unknown | 1.28 | 1.29 | 1.143 | 1.131 | 1.131 | 1.194 | 2.556 | 2.308 | 1.131 | 1.378
US | United States | 32 | Nevada | YYPM0001 | 3521 | WILD HORSE RADIO RELAY ANNEX SITE # 1 | Air Force | 033 | White Pine | 9999 | Unknown | 1.28 | 1.29 | 1.143 | 1.131 | 1.131 | 1.194 | 2.556 | 2.308 | 1.131 | 1.378
US | United States | 32 | Nevada | 32A10 | 4336 | CARSON CITY AMMO | Army | 510 | Carson City | 0050 | Carson City | 1.28 | 1.29 | 1.143 | 1.202 | 1.202 | 1.194 | 2.556 | 2.308 | 1.202 | 1.378
US | United States | 32 | Nevada | 32A15 | 4912 | FAIRVIEW COMPLEX | Army | 510 | Carson City | 0050 | Carson City | 1.28 | 1.29 | 1.143 | 1.202 | 1.202 | 1.194 | 2.556 | 2.308 | 1.202 | 1.378
US | United States | 32 | Nevada | 32A20 | 7323 | SOUTH CARSON COMPLEX | Army | 510 | Carson City | 0050 | Carson City | 1.28 | 1.29 | 1.143 | 1.202 | 1.202 | 1.194 | 2.556 | 2.308 | 1.202 | 1.378
US | United States | 32 | Nevada | 82387-12351 | 704461 | N CARSON ST CARSON CITY | Army | 510 | Carson City | 0050 | Carson City | 1.28 | 1.29
US | United States | 33 | New Hampshire | 82387-12192 | 704302 | MAIN ST LACONIA | Army | 001 | Belknap | 0260 | Laconia | 1.03 | 1.04
US | United States | 33 | New Hampshire | 70132-10327 | 701598 | 29 ATTITASH LOOP BARTLETT | Army | 003 | Carroll | 0015 | Bartlett | 1.03 | 1.04
US | United States | 33 | New Hampshire | 82387-10620 | 702731 | 2686 MAIN ST NORTH CONWAY | Army | 003 | Carroll | 0385 | North Conway | 1.03 | 1.04
US | United States | 33 | New Hampshire | 33A40 | 5708 | KEENE READINESS CENTER | Army | 005 | Cheshire | 0250 | Keene | 1.03 | 1.04 | 0.714 | 1.131 | 1.131 | 1.157 | 1.222 | 1.308 | 1.131 | 3.492
US | United States | 33 | New Hampshire | 33706 | 7676 | USARC KEENE | Army | 005 | Cheshire | 0250 | Keene | 1.03 | 1.04 | 0.714 | 1.131 | 1.131 | 1.157 | 1.222 | 1.308 | 1.131 | 3.492
US | United States | 33 | New Hampshire | 82387-10766 | 702877 | 351 WINCHESTER STRET KEENE | Army | 005 | Cheshire | 0250 | Keene | 1.03 | 1.04
US | United States | 33 | New Hampshire | 33A05 | 4009 | BERLIN READINESS CENTER | Army | 007 | Coos | 0020 | Berlin | 1.03 | 1.04 | 0.714 | 1.131 | 1.131 | 1.157 | 1.222 | 1.308 | 1.131 | 3.492
US | United States | 33 | New Hampshire | 82387-11842 | 703953 | FEDERAL BUILDING BERLIN | Army | 007 | Coos | 0020 | Berlin | 1.03 | 1.04
US | United States | 33 | New Hampshire | 33A45 | 5797 | LANCASTER READINESS CENTER | Army | 007 | Coos | 0270 | Lancaster | 1.03 | 1.04 | 0.714 | 1.131 | 1.131 | 1.157 | 1.222 | 1.308 | 1.131 | 3.492
US | United States | 33 | New Hampshire | 18081-10194 | 700353 | 7 PARCELS OF LAND HANOVER | Army | 009 | Grafton | 0210 | Hanover | 1.03 | 1.04
US | United States | 33 | New Hampshire | 33A50 | 5854 | LEBANON READINESS CENTER | Army | 009 | Grafton | 0280 | Lebanon | 1.03 | 1.04 | 0.714 | 1.131 | 1.131 | 1.157 | 1.222 | 1.308 | 1.131 | 3.492
US | United States | 33 | New Hampshire | 33A55 | 5922 | LITTLETON READINESS CENTER | Army | 009 | Grafton | 0300 | Littleton | 1.03 | 1.04 | 0.714 | 1.131 | 1.131 | 1.157 | 1.222 | 1.308 | 1.131 | 3.492
US | United States | 33 | New Hampshire | 33A80 | 6829 | PLYMOUTH READINESS CENTER | Army | 009 | Grafton | 0420 | Plymouth | 1.03 | 1.04 | 0.714 | 1.131 | 1.131 | 1.157 | 1.222 | 1.308 | 1.131 | 3.492
US | United States | 33 | New Hampshire | 82387-11040 | 703151 | 607 TENNEY MTN HWY PLYMOUTH | Army | 009 | Grafton | 0420 | Plymouth | 1.03 | 1.04
US | United States | 33 | New Hampshire | 33A97 | 7963 | WOODSVILLE READINESS CENTER | Army | 009 | Grafton | 0570 | Woodsville | 1.03 | 1.04 | 0.714 | 1.131 | 1.131 | 1.157 | 1.222 | 1.308 | 1.131 | 3.492
US | United States | 33 | New Hampshire | 82387-11929 | 704040 | GLEN ROAD PLZ WEST LEBANON | Army | 009 | Grafton | 0570 | Woodsville | 1.03 | 1.04
US | United States | 33 | New Hampshire | 82387-12670 | 704780 | POWERHOUSE PLZ WEST LEBANON | Army | 009 | Grafton | 0570 | Woodsville | 1.03 | 1.04
US | United States | 33 | New Hampshire | 710189 | 710189 | 49 TECHNOLOGY DRIVE BEDFORD | Army | 011 | Hillsborough | 0018 | Bedford | 1.03 | 1.04
US | United States | 33 | New Hampshire | 33A30 | 5448 | HILLSBOROUGH READINESS CENTER | Army | 011 | Hillsborough | 0220 | Hillsboro | 1.03 | 1.04 | 0.714 | 1.225 | 1.225 | 1.157 | 1.222 | 1.308 | 1.225 | 3.492
US | United States | 33 | New Hampshire | 33A60 | 6047 | MANCHESTER READINESS CENTER | Army | 011 | Hillsborough | 0310 | Manchester | 1.03 | 1.04 | 0.714 | 1.225 | 1.225 | 1.157 | 1.222 | 1.308 | 1.225 | 3.492
US | United States | 33 | New Hampshire | 33A62 | 6543 | NHARNG MEDICAL COMMAND | Army | 011 | Hillsborough | 0310 | Manchester | 1.03 | 1.04 | 0.714 | 1.225 | 1.225 | 1.157 | 1.222 | 1.308 | 1.225 | 3.492
US | United States | 33 | New Hampshire | 70132-10010 | 701281 | 10 HAZELTON COURT MANCHESTER | Army | 011 | Hillsborough | 0310 | Manchester | 1.03 | 1.04
US | United States | 33 | New Hampshire | 70132-10707 | 701978 | 92A WALKER STREET MANCHESTER | Army | 011 | Hillsborough | 0310 | Manchester | 1.03 | 1.04
US | United States | 33 | New Hampshire | 82387-10018 | 702129 | 1000 ELM STREET MANCHESTER | Army | 011 | Hillsborough | 0310 | Manchester | 1.03 | 1.04
US | United States | 33 | New Hampshire | 82387-11969 | 704080 | HAMPSHIRE PLAZA GARAGE MANCHESTER | Army | 011 | Hillsborough | 0310 | Manchester | 1.03 | 1.04
US | United States | 33 | New Hampshire | 82387-12980 | 705090 | SOUTH WILLOW SHOPPING CENTER MANCHESTER | Army | 011 | Hillsborough | 0310 | Manchester | 1.03 | 1.04
US | United States | 33 | New Hampshire | 82387-13104 | 705214 | TWO WALL STREET MANCHESTER | Army | 011 | Hillsborough | 0310 | Manchester | 1.03 | 1.04
US | United States | 33 | New Hampshire | 33A65 | 6200 | MILFORD READINESS CENTER | Army | 011 | Hillsborough | 0340 | Milford | 1.03 | 1.04 | 0.714 | 1.225 | 1.225 | 1.157 | 1.222 | 1.308 | 1.225 | 3.492
US | United States | 33 | New Hampshire | 33A70 | 6355 | NASHUA READINESS CENTER | Army | 011 | Hillsborough | 0350 | Nashua | 1.03 | 1.04 | 0.714 | 1.225 | 1.225 | 1.157 | 1.222 | 1.308 | 1.225 | 3.492
US | United States | 33 | New Hampshire | 82387-11320 | 703431 | AMHERST ST NASHUA | Army | 011 | Hillsborough | 0350 | Nashua | 1.03 | 1.04
US | United States | 33 | New Hampshire | RNGF0001 | 3062 | NEW BOSTON AIR STATION SITE # 1 | Air Force | 011 | Hillsborough | 0353 | New Boston | 1.03 | 1.04 | 0.714 | 1.225 | 1.225 | 1.157 | 1.222 | 1.308 | 1.225 | 3.492
US | United States | 33 | New Hampshire | 33A75 | 6748 | PETERBOROUGH READINESS CENTER | Army | 011 | Hillsborough | 0400 | Peterborough | 1.03 | 1.04 | 0.714 | 1.225 | 1.225 | 1.157 | 1.222 | 1.308 | 1.225 | 3.492
US | United States | 33 | New Hampshire | 33A16 | 6541 | NH ARMY AVIATION SUPPORT FAC | Army | 013 | Merrimack | 0070 | Concord | 1 | 1 | 0.714 | 1.225 | 1.225 | 1.157 | 1.222 | 1.308 | 1.225 | 3.492
US | United States | 33 | New Hampshire | 33A15 | 7415 | STATE MILITARY RESERVATION | Army | 013 | Merrimack | 0070 | Concord | 1 | 1 | 0.714 | 1.225 | 1.225 | 1.157 | 1.222 | 1.308 | 1.225 | 3.492
US | United States | 33 | New Hampshire | 82387-12154 | 704264 | LOUDON RD CONCORD | Army | 013 | Merrimack | 0070 | Concord | 1 | 1
US | United States | 33 | New Hampshire | 33A25 | 5084 | FRANKLIN READINESS CENTER | Army | 013 | Merrimack | 0150 | Franklin | 1.03 | 1.04 | 0.714 | 1.225 | 1.225 | 1.157 | 1.222 | 1.308 | 1.225 | 3.492
US | United States | 33 | New Hampshire | 710352 | 710352 | 18 WEST STEARNS AVENUE HOOKSETT | Army | 013 | Merrimack | 0236 | Hooksett | 1.03 | 1.04
US | United States | 33 | New Hampshire | 710839 | 710839 | 133A TINA DRIVE PEMBROKE | Army | 013 | Merrimack | 0399 | Pembroke | 1.03 | 1.04
US | United States | 33 | New Hampshire | 82387-13079 | 705189 | TINKHAM AVE DERRY | Army | 015 | Rockingham | 0085 | Derry | 1.03 | 1.04
US | United States | 33 | New Hampshire | 710291 | 710291 | 22 EAST BROADWAY DERRY | Army | 015 | Rockingham | 0085 | Derry | 1.03 | 1.04
US | United States | 33 | New Hampshire | 3331A | 3720 | AFRC, LONDONDERRY, NH | Army | 015 | Rockingham | 0305 | Londonderry | 1.03 | 1.04 | 0.714 | 1.225 | 1.225 | 1.157 | 1.222 | 1.308 | 1.225 | 3.492
US | United States | 33 | New Hampshire | 25140-10003 | 700942 | 64 HARVEY RD LONDONDERRY | Army | 015 | Rockingham | 0305 | Londonderry | 1.03 | 1.04 | 0.714 | 1.225 | 1.225 | 1.157 | 1.222 | 1.308 | 1.225 | 3.492
US | United States | 33 | New Hampshire | 82387-11149 | 703260 | 75 GILCREAST RD LONDONDERRY | Army | 015 | Rockingham | 0305 | Londonderry | 1.03 | 1.04
US | United States | 33 | New Hampshire | SZCQ0001 | 3144 | PEASE ANGB NEWHAMPSHIRE SITE # 1 | Air Force | 015 | Rockingham | 0430 | Portsmouth | 1.06 | 1.07 | 0.714 | 1.225 | 1.225 | 1.157 | 1.222 | 1.308 | 1.225 | 3.492
US | United States | 33 | New Hampshire | 33885 | 6722 | PAUL A. DOBLE USARC | Army | 015 | Rockingham | 0430 | Portsmouth | 1.06 | 1.07 | 0.714 | 1.225 | 1.225 | 1.157 | 1.222 | 1.308 | 1.225 | 3.492
US | United States | 33 | New Hampshire | 33A85 | 6866 | PORTSMOUTH READINESS CENTER | Army | 015 | Rockingham | 0430 | Portsmouth | 1.06 | 1.07 | 0.714 | 1.225 | 1.225 | 1.157 | 1.222 | 1.308 | 1.225 | 3.492
US | United States | 33 | New Hampshire | 82387-10499 | 702610 | 215 COMMERCE WAY PORTSMOUTH | Army | 015 | Rockingham | 0430 | Portsmouth | 1.06 | 1.07
US | United States | 33 | New Hampshire | 82387-11153 | 703264 | 755 BANFIELD ROAD PORTSMOUTH | Army | 015 | Rockingham | 0430 | Portsmouth | 1.06 | 1.07
US | United States | 33 | New Hampshire | 82387-11160 | 703271 | 767 ISLINGTON ST PORTSMOUTH | Army | 015 | Rockingham | 0430 | Portsmouth | 1.06 | 1.07
US | United States | 33 | New Hampshire | 82387-10761 | 702872 | 346 SOUTH BROADWAY SALEM | Army | 015 | Rockingham | 0448 | Salem | 1.03 | 1.04
US | United States | 33 | New Hampshire | 82387-12202 | 704312 | MAIN ST SALEM | Army | 015 | Rockingham | 0448 | Salem | 1.03 | 1.04
US | United States | 33 | New Hampshire | RSWE0001 | 3068 | NEWINGTON DEFENSE FUEL SUPPORT POINT SITE # 1 | Air Force | 015 | Rockingham | 9999 | Unknown | 1.03 | 1.04 | 0.714 | 1.225 | 1.225 | 1.157 | 1.222 | 1.308 | 1.225 | 3.492
US | United States | 33 | New Hampshire | SZDT0001 | 3145 | PEASE AIR FORCE BASE SITE # 1 | Air Force | 015 | Rockingham | 9999 | Unknown | 1.06 | 1.07 | 0.714 | 1.225 | 1.225 | 1.157 | 1.222 | 1.308 | 1.225 | 3.492
US | United States | 33 | New Hampshire | 33A20 | 4755 | DOVER READINESS CENTER | Army | 017 | Strafford | 0090 | Dover | 1.06 | 1.07 | 0.714 | 1.225 | 1.225 | 1.157 | 1.222 | 1.308 | 1.225 | 3.492
US | United States | 33 | New Hampshire | 82387-11481 | 703592 | CENTRAL AVE DOVER | Army | 017 | Strafford | 0090 | Dover | 1.06 | 1.07
US | United States | 33 | New Hampshire | 82387-12071 | 704181 | JENKINS CT DURHAM | Army | 017 | Strafford | 0100 | Durham | 1.06 | 1.07
US | United States | 33 | New Hampshire | 33905 | 6945 | RAYMOND BISSON USARC | Army | 017 | Strafford | 0440 | Rochester | 1.03 | 1.04 | 0.714 | 1.225 | 1.225 | 1.157 | 1.222 | 1.308 | 1.225 | 3.492
US | United States | 33 | New Hampshire | 33A90 | 7036 | ROCHESTER READINESS CENTER | Army | 017 | Strafford | 0440 | Rochester | 1.03 | 1.04 | 0.714 | 1.225 | 1.225 | 1.157 | 1.222 | 1.308 | 1.225 | 3.492
US | United States | 33 | New Hampshire | 33A95 | 7316 | SOMERSWORTH READINESS CENTER | Army | 017 | Strafford | 0470 | Somersworth | 1.03 | 1.04 | 0.714 | 1.225 | 1.225 | 1.157 | 1.222 | 1.308 | 1.225 | 3.492
US | United States | 33 | New Hampshire | 33906 | 7317 | SOMERSWORTH USARC | Army | 017 | Strafford | 0470 | Somersworth | 1.03 | 1.04 | 0.714 | 1.225 | 1.225 | 1.157 | 1.222 | 1.308 | 1.225 | 3.492
US | United States | 33 | New Hampshire | 33A12 | 6542 | NH NG TRAINING SITE | Army | 017 | Strafford | 0481 | Strafford | 1.03 | 1.04 | 0.714 | 1.131 | 1.131 | 1.157 | 1.222 | 1.308 | 1.131 | 3.492
US | United States | 33 | New Hampshire | 33A10 | 4436 | CLAREMONT READINESS CENTER | Army | 019 | Sullivan | 0050 | Claremont | 1.03 | 1.04 | 0.714 | 1.131 | 1.131 | 1.157 | 1.222 | 1.308 | 1.131 | 3.492
US | United States | 34 | New Jersey | 70132-10072 | 701343 | 113 SOUTHTHOREAU TER GALLOWAY | Army | 001 | Atlantic | 0010 | Absecon | 1.19 | 1.25
US | United States | 34 | New Jersey | 34A05 | 3879 | ATLANTIC CITY | Army | 001 | Atlantic | 0090 | Atlantic City | 1.19 | 1.25 | 1.286 | 1.201 | 1.201 | 0.907 | 1.889 | 2.385 | 1.201 | 0.953
US | United States | 34 | New Jersey | 34B00 | 5338 | HAMMONTON | Army | 001 | Atlantic | 1270 | Hammonton | 1.19 | 1.25 | 1.286 | 1.201 | 1.201 | 0.907 | 1.889 | 2.385 | 1.201 | 0.953
US | United States | 34 | New Jersey | 710998 | 710998 | 1114 BLUEBIRD CIRCLE MAYS LANDING | Army | 001 | Atlantic | 1850 | Mays Landing | 1.19 | 1.25
US | United States | 34 | New Jersey | 34985 | 7444 | STORCK USARC | Army | 001 | Atlantic | 2230 | Northfield | 1.19 | 1.25 | 1.286 | 1.201 | 1.201 | 0.907 | 1.889 | 2.385 | 1.201 | 0.953
US | United States | 34 | New Jersey | 82387-12214 | 704324 | MAINLAND PROF PLZ NORTHFIELD | Army | 001 | Atlantic | 2230 | Northfield | 1.19 | 1.25
US | United States | 34 | New Jersey | 82387-13078 | 705188 | TILTON RD NORTHFIELD | Army | 001 | Atlantic | 2230 | Northfield | 1.19 | 1.25
US | United States | 34 | New Jersey | 710194 | 710194 | 303 BUFFALO AVE SOMERS POINT | Army | 001 | Atlantic | 3090 | Somers Point | 1.19 | 1.25
US | United States | 34 | New Jersey | AQRC0001 | 1395 | ATLANTIC CITY IAP SITE # 1 | Air Force | 001 | Atlantic | 9999 | Unknown | 1.19 | 1.25 | 1.286 | 1.201 | 1.201 | 0.907 | 1.889 | 2.385 | 1.201 | 0.953
US | United States | 34 | New Jersey | 710996 | 710996 | STORE NO 2075 MAYS LANDING | Army | 001 | Atlantic | 9999 | Unknown | 1.19 | 1.25
US | United States | 34 | New Jersey | 82387-11364 | 703475 | BANTA PL HAKENSACK | Army | 003 | Bergen | 1210 | Hackensack | 1.19 | 1.25
US | United States | 34 | New Jersey | 34935 | 3745 | ALEXANDER HAMILTON USARC | Army | 003 | Bergen | 1750 | Lodi | 1.19 | 1.25 | 1.286 | 1.201 | 1.201 | 0.907 | 1.889 | 2.385 | 1.201 | 0.953
US | United States | 34 | New Jersey | 34B25 | 5937 | LODI ARMORY | Army | 003 | Bergen | 1750 | Lodi | 1.19 | 1.25 | 1.286 | 1.201 | 1.201 | 0.907 | 1.889 | 2.385 | 1.201 | 0.953
US | United States | 34 | New Jersey | 82387-11749 | 703860 | E RIDGEWOOD AVE RIDGEWOOD | Army | 003 | Bergen | 2790 | Ridgewood | 1.19 | 1.25
US | United States | 34 | New Jersey | 34C05 | 7521 | TEANECK | Army | 003 | Bergen | 3335 | Teaneck | 1.19 | 1.25 | 1.286 | 1.263 | 1.263 | 0.907 | 1.889 | 2.385 | 1.263 | 0.953
US | United States | 34 | New Jersey | 34A10 | 4100 | BORDENTOWN 206 | Army | 005 | Burlington | 0370 | Bordentown | 1.2 | 1.26 | 1.286 | 1.201 | 1.201 | 0.907 | 1.889 | 2.385 | 1.201 | 0.953
US | United States | 34 | New Jersey | 34A15 | 4101 | BORDENTOWN CSMS | Army | 005 | Burlington | 0370 | Bordentown | 1.2 | 1.26 | 1.286 | 1.201 | 1.201 | 0.907 | 1.889 | 2.385 | 1.201 | 0.953
US | United States | 34 | New Jersey | CULT0001 | 1533 | BURLINGTON POL RETAIL DISTRIBUTION STN SITE # 1 | Air Force | 005 | Burlington | 0480 | Burlington | 1.2 | 1.26 | 1.286 | 1.131 | 1.131 | 0.907 | 1.889 | 2.385 | 1.131 | 0.953
US | United States | 34 | New Jersey | HEKQ0001 | 2093 | FT DIX COMMUNICATION ANNEX SITE # 1 | Air Force | 005 | Burlington | 0480 | Burlington | 1.2 | 1.26 | 1.286 | 1.201 | 1.201 | 0.907 | 1.889 | 2.385 | 1.201 | 0.953
US | United States | 34 | New Jersey | 34A30 | 4188 | BURLINGTON | Army | 005 | Burlington | 0480 | Burlington | 1.2 | 1.26 | 1.286 | 1.131 | 1.131 | 0.907 | 1.889 | 2.385 | 1.131 | 0.953
US | United States | 34 | New Jersey | 18081-10108 | 700267 | 3 TERRI LANE BURLINGTON | Army | 005 | Burlington | 0480 | Burlington | 1.2 | 1.26
US | United States | 34 | New Jersey | 82387-13106 | 705216 | U-HAUL SELF STORAGE BURLINGTON | Army | 005 | Burlington | 0480 | Burlington | 1.2 | 1.26
US | United States | 34 | New Jersey | 34B45 | 6293 | MOUNT HOLLY | Army | 005 | Burlington | 0777 | Eastampton Township | 1.2 | 1.26 | 1.286 | 1.201 | 1.201 | 0.907 | 1.889 | 2.385 | 1.201 | 0.953
US | United States | 34 | New Jersey | N32414-FB | 1003 | NAVOPSPTCEN FORT DIX NJ 3 | Navy | 005 | Burlington | 1052 | Fort Dix | 1.2 | 1.26 | 1.286 | 1.201 | 1.201 | 0.907 | 1.889 | 2.385 | 1.201 | 0.953
US | United States | 34 | New Jersey | N32414-FC | 1004 | NAVOPSPTCEN FORT DIX NJ 4 | Navy | 005 | Burlington | 1052 | Fort Dix | 1.2 | 1.26 | 1.286 | 1.201 | 1.201 | 0.907 | 1.889 | 2.385 | 1.201 | 0.953
US | United States | 34 | New Jersey | N32414-FD | 1005 | NAVOPSPTCEN FORT DIX NJ 5 | Navy | 005 | Burlington | 1052 | Fort Dix | 1.2 | 1.26 | 1.286 | 1.201 | 1.201 | 0.907 | 1.889 | 2.385 | 1.201 | 0.953
US | United States | 34 | New Jersey | N32414-FA | 1104 | NAVOPSPTCEN FORT DIX NJ 2 | Navy | 005 | Burlington | 1052 | Fort Dix | 1.2 | 1.26 | 1.286 | 1.201 | 1.201 | 0.907 | 1.889 | 2.385 | 1.201 | 0.953
US | United States | 34 | New Jersey | N32414-NF | 1307 | NAVOPSPTCEN FORT DIX NJ | Navy | 005 | Burlington | 1052 | Fort Dix | 1.2 | 1.26 | 1.286 | 1.201 | 1.201 | 0.907 | 1.889 | 2.385 | 1.201 | 0.953
US | United States | 34 | New Jersey | PTFX0001 | 2796 | AIR MOBILITY WARFARE CENTER SITE # 1 | Air Force | 005 | Burlington | 1052 | Fort Dix | 1.2 | 1.26 | 1.286 | 1.201 | 1.201 | 0.907 | 1.889 | 2.385 | 1.201 | 0.953
US | United States | 34 | New Jersey | PTFY0001 | 2797 | MCGUIRE MIDDLE MARKER ANNEX SITE # 1 | Air Force | 005 | Burlington | 1052 | Fort Dix | 1.2 | 1.26 | 1.286 | 1.201 | 1.201 | 0.907 | 1.889 | 2.385 | 1.201 | 0.953
US | United States | 34 | New Jersey | 34245 | 4996 | FORT DIX | Army | 005 | Burlington | 1052 | Fort Dix | 1.2 | 1.26 | 1.286 | 1.201 | 1.201 | 0.907 | 1.889 | 2.385 | 1.201 | 0.953
US | United States | 34 | New Jersey | 710948 | 710948 | 5645 TEXAS AVENUE FORT DIX | Army | 005 | Burlington | 1052 | Fort Dix | 1.2 | 1.26
US | United States | 34 | New Jersey | PTFL0001 | 2795 | MCGUIRE AFB SITE # 1 | Air Force | 005 | Burlington | 1778 | McGuire AFB | 1.2 | 1.26 | 1.286 | 1.131 | 1.131 | 0.907 | 1.889 | 2.385 | 1.131 | 0.953
US | United States | 34 | New Jersey | 82387-12255 | 704365 | MEETING HOUSE SQ EVESHAM | Army | 005 | Burlington | 1833 | Marlton | 1.19 | 1.25
US | United States | 34 | New Jersey | 710510 | 710510 | 3000 MIDLANTIC DRIVE MOUNT LAUREL | Army | 005 | Burlington | 1837 | Masonville | 1.2 | 1.26
US | United States | 34 | New Jersey | 82387-12254 | 704364 | MEDFORD PLZ MEDFORD | Army | 005 | Burlington | 1880 | Medford | 1.19 | 1.25
US | United States | 34 | New Jersey | N69213-EG | 994 | AEGIS MOORESTOWN | Navy | 005 | Burlington | 2015 | Moorestown | 1.19 | 1.25 | 1.286 | 1.201 | 1.201 | 0.907 | 1.889 | 2.385 | 1.201 | 0.953
US | United States | 34 | New Jersey | 82387-11984 | 704094 | HIGH ST MT HOLLY | Army | 005 | Burlington | 2080 | Mt Holly | 1.2 | 1.26
US | United States | 34 | New Jersey | 82387-11466 | 703577 | CASEL ROUTE 130 WILLINGBORO | Army | 005 | Burlington | 3691 | Willingboro | 1.2 | 1.26
US | United States | 34 | New Jersey | EQTL0001 | 1618 | COYLE ANG TRAINING ANNEX SITE # 1 | Air Force | 005 | Burlington | 9999 | Unknown | 1.19 | 1.25 | 1.286 | 1.263 | 1.263 | 0.907 | 1.889 | 2.385 | 1.263 | 0.953
US | United States | 34 | New Jersey | HEKR0001 | 2094 | FORT DIX FAMILY HOUSING SITE # 1 | Air Force | 005 | Burlington | 9999 | Unknown | 1.2 | 1.26 | 1.286 | 1.201 | 1.201 | 0.907 | 1.889 | 2.385 | 1.201 | 0.953
US | United States | 34 | New Jersey | 34905 | 7231 | SFC NELSON B.BRITTIN USARC | Army | 007 | Camden | 0520 | Camden | 1.19 | 1.25 | 1.286 | 1.201 | 1.201 | 0.907 | 1.889 | 2.385 | 1.201 | 0.953
US | United States | 34 | New Jersey | 18081-10431 | 700590 | N/W/C THIRD & FEDERAL ST CAMDEN | Army | 007 | Camden | 0520 | Camden | 1.19 | 1.25
US | United States | 34 | New Jersey | 82387-12310 | 704420 | MT EPHRAIM PLZ CAMDEN | Army | 007 | Camden | 0520 | Camden | 1.19 | 1.25
US | United States | 34 | New Jersey | 34A45 | 4414 | CHERRY HILL | Army | 007 | Camden | 0598 | Cherry Hill | 1.19 | 1.25 | 1.286 | 1.201 | 1.201 | 0.907 | 1.889 | 2.385 | 1.201 | 0.953
US | United States | 34 | New Jersey | 82387-13016 | 705126 | STATE HWY 38 CHERRY HILL | Army | 007 | Camden | 0598 | Cherry Hill | 1.19 | 1.25
US | United States | 34 | New Jersey | 82387-10003 | 702114 | 10 S. HADDON AVE. HADDONFIELD | Army | 007 | Camden | 1230 | Haddonfield | 1.19 | 1.25
US | United States | 34 | New Jersey | 82387-10803 | 702914 | 3C ELLIS STREET HADDONFIELD | Army | 007 | Camden | 1230 | Haddonfield | 1.19 | 1.25
US | United States | 34 | New Jersey | 82387-11530 | 703641 | COMMERCE PLZ II LINDENWOLD | Army | 007 | Camden | 1710 | Lindenwold | 1.19 | 1.25
US | United States | 34 | New Jersey | N69213-CM | 984 | CAPE MAY, NJ | Navy | 009 | Cape May | 0530 | Cape May | 1.15 | 1.18 | 1.286 | 1.201 | 1.201 | 0.907 | 1.889 | 2.385 | 1.201 | 0.953
US | United States | 34 | New Jersey | 34A40 | 4315 | CAPE MAY | Army | 009 | Cape May | 0540 | Cape May Courthouse | 1.15 | 1.18 | 1.286 | 1.201 | 1.201 | 0.907 | 1.889 | 2.385 | 1.201 | 0.953
US | United States | 34 | New Jersey | 82387-12123 | 704233 | LE RIC PLAZA RIO GRANDE | Army | 009 | Cape May | 2804 | Rio Grande | 1.15 | 1.18
US | United States | 34 | New Jersey | 34A25 | 4137 | BRIDGETON | Army | 011 | Cumberland | 0420 | Bridgeton | 1.19 | 1.25 | 1.286 | 1.201 | 1.201 | 0.907 | 1.889 | 2.385 | 1.201 | 0.953
US | United States | 34 | New Jersey | 34C25 | 7727 | VINELAND | Army | 011 | Cumberland | 3460 | Vineland | 1.19 | 1.25 | 1.286 | 1.201 | 1.201 | 0.907 | 1.889 | 2.385 | 1.201 | 0.953
US | United States | 34 | New Jersey | 82387-12116 | 704226 | LANDIS AVE VINELAND | Army | 011 | Cumberland | 3460 | Vineland | 1.19 | 1.25
US | United States | 34 | New Jersey | 82387-11398 | 703509 | BLOOMFIELD AVE BLOOMFIELD | Army | 013 | Essex | 0320 | Bloomfield | 1.19 | 1.25
US | United States | 34 | New Jersey | 82387-11399 | 703510 | BLOOMFIELD AVENUE LOT BLOOMFIELD | Army | 013 | Essex | 0320 | Bloomfield | 1.19 | 1.25
US | United States | 34 | New Jersey | 82387-12240 | 704350 | MARTIN LUTHER EAST ORANGE | Army | 013 | Essex | 0800 | East Orange | 1.19 | 1.25
US | United States | 34 | New Jersey | 34B50 | 6414 | NEWARK | Army | 013 | Essex | 2130 | Newark | 1.19 | 1.25 | 1.286 | 1.263 | 1.263 | 0.907 | 1.889 | 2.385 | 1.263 | 0.953
US | United States | 34 | New Jersey | 82387-11147 | 703258 | 744 BROAD STREET NEWARK | Army | 013 | Essex | 2130 | Newark | 1.19 | 1.25
US | United States | 34 | New Jersey | 82387-12278 | 704388 | MILITARY PK BLDG NEWARK | Army | 013 | Essex | 2130 | Newark | 1.19 | 1.25
US | United States | 34 | New Jersey | 34C40 | 7846 | WEST ORANGE | Army | 013 | Essex | 3600 | West Orange | 1.19 | 1.25 | 1.286 | 1.263 | 1.263 | 0.907 | 1.889 | 2.385 | 1.263 | 0.953
US | United States | 34 | New Jersey | 34B70 | 6809 | PITMAN | Army | 015 | Gloucester | 2620 | Pitman | 1.19 | 1.25 | 1.286 | 1.201 | 1.201 | 0.907 | 1.889 | 2.385 | 1.201 | 0.953
US | United States | 34 | New Jersey | 82387-11573 | 703684 | CROSS KEYS COMMON TURNERSVILLE | Army | 015 | Gloucester | 3393 | Turnersville | 1.19 | 1.25
US | United States | 34 | New Jersey | 34C50 | 7956 | WOODBURY | Army | 015 | Gloucester | 3710 | Woodbury | 1.19 | 1.25 | 1.286 | 1.201 | 1.201 | 0.907 | 1.889 | 2.385 | 1.201 | 0.953
US | United States | 34 | New Jersey | 82387-12772 | 704882 | S BROAD ST WOODBURY | Army | 015 | Gloucester | 3710 | Woodbury | 1.19 | 1.25
US | United States | 34 | New Jersey | N69213-SC | 988 | MSCLANT BAYONNE | Navy | 017 | Hudson | 0190 | Bayonne | 1.18 | 1.24 | 1.286 | 1.263 | 1.263 | 0.907 | 1.889 | 2.385 | 1.263 | 0.953
US | United States | 34 | New Jersey | 34915 | 4348 | CAVEN POINT USARC | Army | 017 | Hudson | 1520 | Jersey City | 1.19 | 1.25 | 1.286 | 1.263 | 1.263 | 0.907 | 1.889 | 2.385 | 1.263 | 0.953
US | United States | 34 | New Jersey | 34B05 | 5625 | JERSEY CITY | Army | 017 | Hudson | 1520 | Jersey City | 1.19 | 1.25 | 1.286 | 1.263 | 1.263 | 0.907 | 1.889 | 2.385 | 1.263 | 0.953
US | United States | 34 | New Jersey | 82387-12086 | 704196 | KENNEDY BLVD JERSEY CITY | Army | 017 | Hudson | 1520 | Jersey City | 1.19 | 1.25
US | United States | 34 | New Jersey | 82387-11382 | 703493 | BERGENLINE AVE NORTH BERGEN | Army | 017 | Hudson | 2205 | North Bergen | 1.19 | 1.25
US | United States | 34 | New Jersey | 82387-11383 | 703494 | BERGENLINE AVE UNION CITY | Army | 017 | Hudson | 3410 | Union City | 1.19 | 1.25
US | United States | 34 | New Jersey | 82387-11384 | 703495 | BERGENLINE AVE WEST NEW YORK | Army | 017 | Hudson | 3590 | West New York | 1.19 | 1.25
US | United States | 34 | New Jersey | 82387-12313 | 704423 | MUNICIPAL PARKING LOT @ 62ND ST WEST NEW YORK | Army | 017 | Hudson | 3590 | West New York | 1.19 | 1.25
US | United States | 34 | New Jersey | 34A80 | 4953 | FLEMINGTON | Army | 019 | Hunterdon | 1020 | Flemington | 1.19 | 1.25 | 1.286 | 1.263 | 1.263 | 0.907 | 1.889 | 2.385 | 1.263 | 0.953
US | United States | 34 | New Jersey | 82387-13128 | 705238 | UNIVERSITY PLZ MERCEVILLE | Army | 021 | Mercer | 1898 | Mercerville | 1.2 | 1.26
US | United States | 34 | New Jersey | N32414-WU | 1006 | NAVOPSPTCEN WEST TRENTON NJ 1 | Navy | 021 | Mercer | 3380 | Trenton | 1.2 | 1.26 | 1.286 | 1.263 | 1.263 | 0.907 | 1.889 | 2.385 | 1.263 | 0.953
US | United States | 34 | New Jersey | N32414-WT | 1319 | NAVOPSPTCEN WEST TRENTON NJ | Navy | 021 | Mercer | 3380 | Trenton | 1.2 | 1.26 | 1.286 | 1.263 | 1.263 | 0.907 | 1.889 | 2.385 | 1.263 | 0.953
US | United States | 34 | New Jersey | 34B15 | 5841 | LAWRENCEVILLE | Army | 021 | Mercer | 3380 | Trenton | 1.2 | 1.26 | 1.286 | 1.263 | 1.263 | 0.907 | 1.889 | 2.385 | 1.263 | 0.953
US | United States | 34 | New Jersey | 34995 | 6177 | MG WILLIAM S. STRYKER USARC | Army | 021 | Mercer | 3380 | Trenton | 1.2 | 1.26 | 1.286 | 1.263 | 1.263 | 0.907 | 1.889 | 2.385 | 1.263 | 0.953
US | United States | 34 | New Jersey | 34C15 | 7590 | TRENTON MERCER AVIATION | Army | 021 | Mercer | 3380 | Trenton | 1.2 | 1.26 | 1.286 | 1.263 | 1.263 | 0.907 | 1.889 | 2.385 | 1.263 | 0.953
US | United States | 34 | New Jersey | 18081-10393 | 700552 | LAWRENCEVILLE RD TRENTON | Army | 021 | Mercer | 3380 | Trenton | 1.2 | 1.26
US | United States | 34 | New Jersey | 82387-12771 | 704881 | S BROAD ST TRENTON | Army | 021 | Mercer | 3380 | Trenton | 1.2 | 1.26
US | United States | 34 | New Jersey | 82387-12742 | 704852 | RTE 18 EAST BRUNSWICK | Army | 023 | Middlesex | 0779 | East Brunswick | 1.19 | 1.25
US | United States | 34 | New Jersey | 34965 | 6178 | MG WILLIAM WEIGEL USARC | Army | 023 | Middlesex | 0844 | Edison | 1.19 | 1.25 | 1.286 | 1.263 | 1.263 | 0.907 | 1.889 | 2.385 | 1.263 | 0.953
US | United States | 34 | New Jersey | 34027 | 7241 | SGT J.W. JOYCE KILMER USARC | Army | 023 | Middlesex | 0844 | Edison | 1.19 | 1.25 | 1.286 | 1.263 | 1.263 | 0.907 | 1.889 | 2.385 | 1.263 | 0.953
US | United States | 34 | New Jersey | 82387-12589 | 704699 | OLD POST RD EDISON | Army | 023 | Middlesex | 0844 | Edison | 1.19 | 1.25
US | United States | 34 | New Jersey | 82387-10685 | 702796 | 303 GEORGE STREET NEW BRUNSWICK | Army | 023 | Middlesex | 2140 | New Brunswick | 1.19 | 1.25
US | United States | 34 | New Jersey | 34C45 | 7954 | WOODBRIDGE | Army | 023 | Middlesex | 3705 | Woodbridge | 1.19 | 1.25 | 1.286 | 1.263 | 1.263 | 0.907 | 1.889 | 2.385 | 1.263 | 0.953
US | United States | 34 | New Jersey | 82387-12213 | 704323 | MAIN ST WOODBRIDGE | Army | 023 | Middlesex | 3705 | Woodbridge | 1.19 | 1.25
US | United States | 34 | New Jersey | 34558 | 5033 | FORT MONMOUTH EVANS | Army | 025 | Monmouth | 0250 | Belmar | 1.23 | 1.29 | 1.286 | 1.263 | 1.263 | 0.907 | 1.889 | 2.385 | 1.263 | 0.953
US | United States | 34 | New Jersey | 82387-12179 | 704289 | MAIN ST BRADLEY BEACH | Army | 025 | Monmouth | 0390 | Bradley Beach | 1.23 | 1.29
US | United States | 34 | New Jersey | 82387-12180 | 704290 | MAIN ST BRADLEY BEACH 1 | Army | 025 | Monmouth | 0390 | Bradley Beach | 1.23 | 1.29
US | United States | 34 | New Jersey | N69213 | 214 | Naval Weapons Station Earle NJ | Navy | 025 | Monmouth | 0692 | Colts Neck | 1.23 | 1.29 | 1.286 | 1.263 | 1.263 | 0.907 | 1.889 | 2.385 | 1.263 | 0.953
US | United States | 34 | New Jersey | N69213-OB | 655 | OLD BRIDGE | Navy | 025 | Monmouth | 0692 | Colts Neck | 1.23 | 1.29 | 1.286 | 1.263 | 1.263 | 0.907 | 1.889 | 2.385 | 1.263 | 0.953
US | United States | 34 | New Jersey | N69213-WF | 656 | WATERFRONT EARLE | Navy | 025 | Monmouth | 0692 | Colts Neck | 1.23 | 1.29 | 1.286 | 1.263 | 1.263 | 0.907 | 1.889 | 2.385 | 1.263 | 0.953
US | United States | 34 | New Jersey | N69213-EB | 1289 | NWSTA EARLE 2 | Navy | 025 | Monmouth | 0692 | Colts Neck | 1.23 | 1.29 | 1.286 | 1.263 | 1.263 | 0.907 | 1.889 | 2.385 | 1.263 | 0.953
US | United States | 34 | New Jersey | N69213-EC | 1290 | NWSTA EARLE 3 | Navy | 025 | Monmouth | 0692 | Colts Neck | 1.23 | 1.29 | 1.286 | 1.263 | 1.263 | 0.907 | 1.889 | 2.385 | 1.263 | 0.953
US | United States | 34 | New Jersey | N69213-WH | 1292 | WATERFRONT EARLE 2 | Navy | 025 | Monmouth | 0692 | Colts Neck | 1.23 | 1.29 | 1.286 | 1.263 | 1.263 | 0.907 | 1.889 | 2.385 | 1.263 | 0.953
US | United States | 34 | New Jersey | 18081-10265 | 700424 | BOARD OF CHOSEN EAST FREEHOLD | Army | 025 | Monmouth | 0782 | East Freehold | 1.23 | 1.29
US | United States | 34 | New Jersey | 18081-10266 | 700425 | BOARD OF CHOSEN FREE EAST FREEHOLD | Army | 025 | Monmouth | 0782 | East Freehold | 1.23 | 1.29
US | United States | 34 | New Jersey | 18081-10530 | 700689 | ROE EAST FREEHOLD | Army | 025 | Monmouth | 0782 | East Freehold | 1.23 | 1.29
US | United States | 34 | New Jersey | 18081-10071 | 700230 | 168 TINTON AVENUE EATONTOWN | Army | 025 | Monmouth | 0830 | Eatontown | 1.23 | 1.29
US | United States | 34 | New Jersey | 18081-10320 | 700479 | EATONTOWN COUNTY EATONTOWN | Army | 025 | Monmouth | 0830 | Eatontown | 1.23 | 1.29
US | United States | 34 | New Jersey | 18081-10525 | 700684 | RD ON TINTON AVE EATONTOWN | Army | 025 | Monmouth | 0830 | Eatontown | 1.23 | 1.29
US | United States | 34 | New Jersey | 18081-10531 | 700690 | ROE EATONTOWN | Army | 025 | Monmouth | 0830 | Eatontown | 1.23 | 1.29
US | United States | 34 | New Jersey | 34A90 | 5095 | FREEHOLD | Army | 025 | Monmouth | 1090 | Freehold | 1.23 | 1.29 | 1.286 | 1.263 | 1.263 | 0.907 | 1.889 | 2.385 | 1.263 | 0.953
US | United States | 34 | New Jersey | 82387-11493 | 703604 | CHADWICK SQ MALL FREEHOLD | Army | 025 | Monmouth | 1090 | Freehold | 1.23 | 1.29
US | United States | 34 | New Jersey | 82387-13259 | 705368 | W MAIN ST FREEHOLD | Army | 025 | Monmouth | 1090 | Freehold | 1.23 | 1.29
US | United States | 34 | New Jersey | 18081-10520 | 700679 | POLE LINE NEPTUNE | Army | 025 | Monmouth | 2109 | Neptune | 1.23 | 1.29
US | United States | 34 | New Jersey | 18081-10533 | 700692 | ROE NEPTUNE | Army | 025 | Monmouth | 2109 | Neptune | 1.23 | 1.29
US | United States | 34 | New Jersey | 18081-10536 | 700695 | ROW IN THE TOWN OF NEPTUNE | Army | 025 | Monmouth | 2109 | Neptune | 1.23 | 1.29
US | United States | 34 | New Jersey | 34555 | 5034 | FORT MONMOUTH MAIN POST | Army | 025 | Monmouth | 2760 | Red Bank | 1.23 | 1.29 | 1.286 | 1.263 | 1.263 | 0.907 | 1.889 | 2.385 | 1.263 | 0.953
US | United States | 34 | New Jersey | 34010 | 6237 | MONMOUTH AFRC | Army | 025 | Monmouth | 2760 | Red Bank | 1.23 | 1.29 | 1.286 | 1.263 | 1.263 | 0.907 | 1.889 | 2.385 | 1.263 | 0.953
US | United States | 34 | New Jersey | 18081-10240 | 700399 | ALLAIRE STATE PARK | Army | 025 | Monmouth | 2760 | Red Bank | 1.23 | 1.29
US | United States | 34 | New Jersey | 18081-10694 | 700853 | TINTON-WAYSIDE FORT MONMOUTH | Army | 025 | Monmouth | 2760 | Red Bank | 1.23 | 1.29
US | United States | 34 | New Jersey | 34B90 | 7206 | SEA GIRT NJ NGTC | Army | 025 | Monmouth | 2990 | Sea Girt | 1.23 | 1.29 | 1.286 | 1.263 | 1.263 | 0.907 | 1.889 | 2.385 | 1.263 | 0.953
US | United States | 34 | New Jersey | 18081-10355 | 700514 | HANCE AVE. SHREWSBURY | Army | 025 | Monmouth | 3070 | Shrewsbury | 1.23 | 1.29
US | United States | 34 | New Jersey | 18081-10519 | 700678 | POLE LINE -HANCE AVE SHREWSBURY | Army | 025 | Monmouth | 3070 | Shrewsbury | 1.23 | 1.29
US | United States | 34 | New Jersey | 18081-10521 | 700680 | POLE LINE ON SHREWSBURY TOWNSHIP | Army | 025 | Monmouth | 3070 | Shrewsbury | 1.23 | 1.29
US | United States | 34 | New Jersey | 18081-10693 | 700852 | TINTON AVE. SHREWSBURY | Army | 025 | Monmouth | 3070 | Shrewsbury | 1.23 | 1.29
US | United States | 34 | New Jersey | 18081-10001 | 700160 | .005 AC ON TINTON FALLS | Army | 025 | Monmouth | 3357 | Tinton Falls | 1.23 | 1.29
US | United States | 34 | New Jersey | 18081-10002 | 700161 | .005 AC TINTON FALLS | Army | 025 | Monmouth | 3357 | Tinton Falls | 1.23 | 1.29
US | United States | 34 | New Jersey | 18081-10516 | 700675 | PINE BROOK RD POLE TINTON FALLS | Army | 025 | Monmouth | 3357 | Tinton Falls | 1.23 | 1.29
US | United States | 34 | New Jersey | 82387-12951 | 705061 | SHREWSBURY AVE TITON FALLS | Army | 025 | Monmouth | 3357 | Tinton Falls | 1.23 | 1.29
US | United States | 34 | New Jersey | 18081-10262 | 700421 | BLOCK 60717 WALL | Army | 025 | Monmouth | 3475 | Wall Township | 1.23 | 1.29
US | United States | 34 | New Jersey | 18081-10527 | 700686 | REMSEN MILL ROAD WALL | Army | 025 | Monmouth | 3475 | Wall Township | 1.23 | 1.29
US | United States | 34 | New Jersey | 34A50 | 4754 | DOVER | Army | 027 | Morris | 0750 | Dover | 1.22 | 1.28 | 1.286 | 1.263 | 1.263 | 0.907 | 1.889 | 2.385 | 1.263 | 0.953
US | United States | 34 | New Jersey | 34855 | 6785 | PICATINNY ARSENAL | Army | 027 | Morris | 0750 | Dover | 1.22 | 1.28 | 1.286 | 1.263 | 1.263 | 0.907 | 1.889 | 2.385 | 1.263 | 0.953
US | United States | 34 | New Jersey | 34B40 | 6279 | MORRISTOWN | Army | 027 | Morris | 2030 | Morristown | 1.22 | 1.28 | 1.286 | 1.263 | 1.263 | 0.907 | 1.889 | 2.385 | 1.263 | 0.953
US | United States | 34 | New Jersey | 82387-12978 | 705088 | SOUTH ST MORRISTOWN | Army | 027 | Morris | 2030 | Morristown | 1.22 | 1.28
US | United States | 34 | New Jersey | 34B85 | 7018 | RIVERDALE | Army | 027 | Morris | 2810 | Riverdale | 1.22 | 1.28 | 1.286 | 1.263 | 1.263 | 0.907 | 1.889 | 2.385 | 1.263 | 0.953
US | United States | 34 | New Jersey | 82387-11884 | 703995 | FRANKLIN PLZ ROCKAWAY | Army | 027 | Morris | 2850 | Rockaway | 1.22 | 1.28
US | United States | 34 | New Jersey | 34C27 | 7781 | WARREN GROVE TS | Army | 029 | Ocean | 0145 | Barnegat | 1.2 | 1.26 | 1.286 | 1.263 | 1.263 | 0.907 | 1.889 | 2.385 | 1.263 | 0.953
US | United States | 34 | New Jersey | 82387-11495 | 703606 | CHAMBERS BRDG RD BRICKTOWN | Army | 029 | Ocean | 0416 | Brick Town | 1.2 | 1.26
US | United States | 34 | New Jersey | N48558 | 210 | Naval Air Warfare Center, Aircraft Division NON-NIF, Lakehurst NJ | Navy | 029 | Ocean | 1580 | Lakehurst | 1.2 | 1.26 | 1.286 | 1.263 | 1.263 | 0.907 | 1.889 | 2.385 | 1.263 | 0.953
US | United States | 34 | New Jersey | N48558-BA | 979 | PINEHURST ESTATES | Navy | 029 | Ocean | 1580 | Lakehurst | 1.2 | 1.26 | 1.286 | 1.263 | 1.263 | 0.907 | 1.889 | 2.385 | 1.263 | 0.953
US | United States | 34 | New Jersey | 34B10 | 5789 | LAKEHURST TS NAVAL AIR STATION | Army | 029 | Ocean | 1580 | Lakehurst | 1.2 | 1.26 | 1.286 | 1.263 | 1.263 | 0.907 | 1.889 | 2.385 | 1.263 | 0.953
US | United States | 34 | New Jersey | 82387-12107 | 704217 | LAKEHURST NAVAL BASE | Army | 029 | Ocean | 1580 | Lakehurst | 1.2 | 1.26
US | United States | 34 | New Jersey | 82387-11655 | 703766 | E BAY ST MANAHAWKIN | Army | 029 | Ocean | 1797 | Manahawkin | 1.2 | 1.26
US | United States | 34 | New Jersey | 82387-12195 | 704305 | MAIN ST MANAHAWKIN | Army | 029 | Ocean | 1797 | Manahawkin | 1.2 | 1.26
US | United States | 34 | New Jersey | PTGE0001 | 2798 | MCGUIRE AIR DEFENSE MISSILE SITE SITE # 1 | Air Force | 029 | Ocean | 2160 | New Egypt | 1.2 | 1.26 | 1.286 | 1.263 | 1.263 | 0.907 | 1.889 | 2.385 | 1.263 | 0.953
US | United States | 34 | New Jersey | 34C10 | 7570 | TOMS RIVER | Army | 029 | Ocean | 3360 | Toms River | 1.2 | 1.26 | 1.286 | 1.263 | 1.263 | 0.907 | 1.889 | 2.385 | 1.263 | 0.953
US | United States | 34 | New Jersey | 82387-12927 | 705037 | SEACORT PAVILLON CTR TOMS RIVER | Army | 029 | Ocean | 3360 | Toms River | 1.2 | 1.26
US | United States | 34 | New Jersey | 34C20 | 7632 | TUCKERTON | Army | 029 | Ocean | 3390 | Tuckerton | 1.19 | 1.25 | 1.286 | 1.263 | 1.263 | 0.907 | 1.889 | 2.385 | 1.263 | 0.953
US | United States | 34 | New Jersey | 18081-10472 | 700631 | OTIS BOG ROAD LITTLE EGG HARBOR TW | Army | 029 | Ocean | 3390 | Tuckerton | 1.19 | 1.25
US | United States | 34 | New Jersey | YKSX0001 | 3403 | WARREN GROVE RANGE SITE # 1 | Air Force | 029 | Ocean | 9999 | Unknown | 1.19 | 1.25 | 1.286 | 1.263 | 1.263 | 0.907 | 1.889 | 2.385 | 1.263 | 0.953
US | United States | 34 | New Jersey | 82387-12178 | 704288 | MAIN ST BLOOMINGDALE | Army | 031 | Passaic | 0330 | Bloomingdale | 1.19 | 1.25
US | United States | 34 | New Jersey | 82387-11522 | 703633 | COLFAX AVE CLIFTON | Army | 031 | Passaic | 0660 | Clifton | 1.19 | 1.25
US | United States | 34 | New Jersey | 82387-10434 | 702545 | 200 FEDERAL PLAZA PATERSON | Army | 031 | Passaic | 2510 | Paterson | 1.19 | 1.25
US | United States | 34 | New Jersey | 82387-12246 | 704356 | MCBRIDE AVE WEST PATERSON | Army | 031 | Passaic | 3610 | West Paterson | 1.19 | 1.25
US | United States | 34 | New Jersey | 34775 | 6732 | PEDRICKTOWN SUPPORT FACILITY | Army | 033 | Salem | 2535 | Pedricktown | 1.19 | 1.25 | 1.286 | 1.201 | 1.201 | 0.907 | 1.889 | 2.385 | 1.201 | 0.953
US | United States | 34 | New Jersey | 82387-11548 | 703659 | CORDREY PROF CTR PENNSVILLE | Army | 033 | Salem | 2565 | Pennsville | 1.19 | 1.25
US | United States | 34 | New Jersey | 34C53 | 7962 | WOODSTOWN | Army | 033 | Salem | 3760 | Woodstown | 1.19 | 1.25 | 1.286 | 1.201 | 1.201 | 0.907 | 1.889 | 2.385 | 1.201 | 0.953
US | United States | 34 | New Jersey | 34B98 | 7312 | SOMERSET | Army | 035 | Somerset | 3096 | Somerset | 1.19 | 1.25 | 1.286 | 1.263 | 1.263 | 0.907 | 1.889 | 2.385 | 1.263 | 0.953
US | United States | 34 | New Jersey | 82387-13269 | 705378 | W MAIN ST SOMMERVILLE | Army | 035 | Somerset | 3100 | Somerville | 1.19 | 1.25
US | United States | 34 | New Jersey | 34A85 | 5082 | FRANKLIN | Army | 037 | Sussex | 1070 | Franklin | 1.19 | 1.25 | 1.286 | 1.131 | 1.131 | 0.907 | 1.889 | 2.385 | 1.131 | 0.953
US | United States | 34 | New Jersey | 34B55 | 6432 | NEWTON | Army | 037 | Sussex | 2190 | Newton | 1.19 | 1.25 | 1.286 | 1.131 | 1.131 | 0.907 | 1.889 | 2.385 | 1.131 | 0.953
US | United States | 34 | New Jersey | 82387-12992 | 705102 | SPARTA RD NEWTON | Army | 037 | Sussex | 2190 | Newton | 1.19 | 1.25
US | United States | 34 | New Jersey | 82387-11806 | 703917 | ELIZABETH AVE ELIZABETH | Army | 039 | Union | 0860 | Elizabeth | 1.19 | 1.25
US | United States | 34 | New Jersey | 82387-12067 | 704177 | JEFFERSON AVE ELIZABETH | Army | 039 | Union | 0860 | Elizabeth | 1.19 | 1.25
US | United States | 34 | New Jersey | 34B75 | 6817 | PLAINFIELD | Army | 039 | Union | 2630 | Plainfield | 1.19 | 1.25 | 1.286 | 1.263 | 1.263 | 0.907 | 1.889 | 2.385 | 1.263 | 0.953
US | United States | 34 | New Jersey | 82387-11690 | 703801 | E FRONT ST PLAINFIELD | Army | 039 | Union | 2630 | Plainfield | 1.19 | 1.25
US | United States | 34 | New Jersey | 82387-11815 | 703926 | EMERSON AVE UNION | Army | 039 | Union | 3395 | Union | 1.19 | 1.25
US | United States | 34 | New Jersey | 82387-13035 | 705145 | STUYVESANT AVE UNION | Army | 039 | Union | 3395 | Union | 1.19 | 1.25
US | United States | 34 | New Jersey | 34C35 | 7865 | WESTFIELD | Army | 039 | Union | 3570 | Westfield | 1.19 | 1.25 | 1.286 | 1.239 | 1.239 | 0.907 | 1.889 | 2.385 | 1.239 | 0.953
US | United States | 34 | New Jersey | 82387-11811 | 703922 | ELM ST WESTFIELD | Army | 039 | Union | 3570 | Westfield | 1.19 | 1.25
US | United States | 34 | New Jersey | 34A95 | 5322 | HACKETTSTOWN | Army | 041 | Warren | 1220 | Hackettstown | 1.19 | 1.25 | 1.286 | 1.263 | 1.263 | 0.907 | 1.889 | 2.385 | 1.263 | 0.953
US | United States | 34 | New Jersey | 82387-12189 | 704299 | MAIN ST HACKETTSTOWN | Army | 041 | Warren | 1220 | Hackettstown | 1.19 | 1.25
US | United States | 34 | New Jersey | 34B65 | 6779 | PHILLIPSBURG | Army | 041 | Warren | 2580 | Phillipsburg | 1.19 | 1.25
US | United States | 34 | New Jersey | 34C30 | 7791 | WASHINGTON | Army | 041 | Warren | 2682 | Port Murray | 1.19 | 1.25 | 1.286 | 1.131 | 1.131 | 0.907 | 1.889 | 2.385 | 1.131 | 0.953
US | United States | 34 | New Jersey | 82387-13345 | 705454 | WASHINGTON AVE W WASHINGTON | Army | 041 | Warren | 3510 | Washington | 1.19 | 1.25
US | United States | 35 | New Mexico | N60042-AL | 1187 | NAVOPSPTCEN ALBUQUERQU | Navy | 001 | Bernalillo | 0030 | Albuquerque | 0.99 | 0.98 | 1.286 | 1.131 | 1.131 | 0.755 | 0.944 | 0.962 | 1.131 | 0.679
US | United States | 35 | New Mexico | 35A15 | 3743 | ALBUQUERQUE | Army | 001 | Bernalillo | 0030 | Albuquerque | 0.99 | 0.98 | 1.286 | 1.131 | 1.131 | 0.755 | 0.944 | 0.962 | 1.131 | 0.679
US | United States | 35 | New Mexico | 35856 | 3744 | ALBUQUERQUE #2 WET SITE | Army | 001 | Bernalillo | 0030 | Albuquerque | 0.99 | 0.98 | 1.286 | 1.131 | 1.131 | 0.755 | 0.944 | 0.962 | 1.131 | 0.679
US | United States | 35 | New Mexico | 35855 | 5621 | JENKINS AFRC | Army | 001 | Bernalillo | 0030 | Albuquerque | 0.99 | 0.98 | 1.286 | 1.131 | 1.131 | 0.755 | 0.944 | 0.962 | 1.131 | 0.679
US | United States | 35 | New Mexico | 18081-10286 | 700445 | COE ALBUQUERQUE | Army | 001 | Bernalillo | 0030 | Albuquerque | 0.99 | 0.98
US | United States | 35 | New Mexico | 82387-10021 | 702132 | 10000 COORS BLVD NW ALBUQUERQUE | Army | 001 | Bernalillo | 0030 | Albuquerque | 0.99 | 0.98
US | United States | 35 | New Mexico | 82387-10971 | 703082 | 5338 MONTGOMERY ALBUQUERQUE | Army | 001 | Bernalillo | 0030 | Albuquerque | 0.99 | 0.98
US | United States | 35 | New Mexico | 82387-11480 | 703591 | CENTRAL AVE ALBUQUERQUE | Army | 001 | Bernalillo | 0030 | Albuquerque | 0.99 | 0.98
US | United States | 35 | New Mexico | 82387-11545 | 703656 | COORS BLVD NW ALBUQUERQUE | Army | 001 | Bernalillo | 0030 | Albuquerque | 0.99 | 0.98
US | United States | 35 | New Mexico | 82387-11546 | 703657 | COORS RD NW ALBUQUERQUE | Army | 001 | Bernalillo | 0030 | Albuquerque | 0.99 | 0.98
US | United States | 35 | New Mexico | 82387-12052 | 704162 | INDIAN SCHOOL ALBUQUERQUE | Army | 001 | Bernalillo | 0030 | Albuquerque | 0.99 | 0.98
US | United States | 35 | New Mexico | 82387-12093 | 704203 | KIRTLAND AFB ALBUQUERQUE | Army | 001 | Bernalillo | 0030 | Albuquerque | 0.99 | 0.98
US | United States | 35 | New Mexico | 82387-12304 | 704414 | MONTGOMERY NE ALBUQUERQUE | Army | 001 | Bernalillo | 0030 | Albuquerque | 0.99 | 0.98
US | United States | 35 | New Mexico | 82387-12901 | 705011 | SAN MATEO ALBUQUERQUE | Army | 001 | Bernalillo | 0030 | Albuquerque | 0.99 | 0.98
US | United States | 35 | New Mexico | 82387-12902 | 705012 | SAN MATEO NE ALBUQUERQUE | Army | 001 | Bernalillo | 0030 | Albuquerque | 0.99 | 0.98
US | United States | 35 | New Mexico | 82387-13129 | 705239 | UPTOWN BLVD NE ALBUQUERQUE | Army | 001 | Bernalillo | 0030 | Albuquerque | 0.99 | 0.98
US | United States | 35 | New Mexico | 710123 | 710123 | 505 CENTRAL AVE NW ALBUQUERQUE | Army | 001 | Bernalillo | 0030 | Albuquerque | 0.99 | 0.98
US | United States | 35 | New Mexico | 710135 | 710135 | 10000 COORS BLVD BYPASS NW ALBUQUERQUE | Army | 001 | Bernalillo | 0030 | Albuquerque | 0.99 | 0.98
US | United States | 35 | New Mexico | 710594 | 710594 | USAR CENTER ALBUQUERQUE | Army | 001 | Bernalillo | 0030 | Albuquerque | 0.99 | 0.98
US | United States | 35 | New Mexico | 710769 | 710769 | 400 6TH STREET SW ALBUQUERQUE | Army | 001 | Bernalillo | 0030 | Albuquerque | 0.99 | 0.98
US | United States | 35 | New Mexico | AEBR0001 | 1357 | ALBSEWERMETERINGS SITE # 1 | Air Force | 001 | Bernalillo | 9999 | Unknown | 0.99 | 0.98 | 1.286 | 1.131 | 1.131 | 0.755 | 0.944 | 0.962 | 1.131 | 0.679
US | United States | 35 | New Mexico | MHMV0001 | 2445 | KIRTLAND SITE # 1 | Air Force | 001 | Bernalillo | 9999 | Unknown | 0.99 | 0.98 | 1.286 | 1.131 | 1.131 | 0.755 | 0.944 | 0.962 | 1.131 | 0.679
US | United States | 35 | New Mexico | NNPL0001 | 2501 | 850 ELSG/NGM | Air Force | 001 | Bernalillo | 9999 | Unknown | 0.99 | 0.98 | 1.286 | 1.131 | 1.131 | 0.755 | 0.944 | 0.962 | 1.131 | 0.679
US | United States | 35 | New Mexico | FVLW0001 | 1707 | ELIDA MINI-MUTE RBS SITE #10 SITE # 1 | Air Force | 005 | Chaves | 0670 | Roswell | 0.99 | 0.97 | 1.286 | 1.131 | 1.131 | 0.755 | 0.944 | 0.962 | 1.131 | 0.679
US | United States | 35 | New Mexico | 35B44 | 4667 | DE BREMOND TRAINING SITE | Army | 005 | Chaves | 0670 | Roswell | 0.99 | 0.97 | 1.286 | 1.131 | 1.131 | 0.755 | 0.944 | 0.962 | 1.131 | 0.679
US | United States | 35 | New Mexico | 35B45 | 7072 | ROSWELL | Army | 005 | Chaves | 0670 | Roswell | 0.99 | 0.97 | 1.286 | 1.131 | 1.131 | 0.755 | 0.944 | 0.962 | 1.131 | 0.679
US | United States | 35 | New Mexico | 35545 | 7073 | ROSWELL WETS | Army | 005 | Chaves | 0670 | Roswell | 0.99 | 0.97 | 1.286 | 1.131 | 1.131 | 0.755 | 0.944 | 0.962 | 1.131 | 0.679
US | United States | 35 | New Mexico | 70132-10614 | 701885 | 710 E. VISTA PARKWAY ROSWELL | Army | 005 | Chaves | 0670 | Roswell | 0.99 | 0.97
US | United States | 35 | New Mexico | 82387-12411 | 704521 | N MAIN ROSWELL | Army | 005 | Chaves | 0670 | Roswell | 0.99 | 0.97
US | United States | 35 | New Mexico | 35A97 | 5259 | GRANTS | Army | 006 | Cibola | 0360 | Grants | 0.99 | 0.97 | 1.286 | 1.131 | 1.131 | 0.755 | 0.944 | 0.962 | 1.131 | 0.679
US | United States | 35 | New Mexico | 35B40 | 6938 | RATON | Army | 007 | Colfax | 0660 | Raton | 0.99 | 0.97 | 1.286 | 1.131 | 1.131 | 0.755 | 0.944 | 0.962 | 1.131 | 0.679
US | United States | 35 | New Mexico | 35B81 | 7346 | SPRINGER | Army | 007 | Colfax | 0770 | Springer | 0.99 | 0.97 | 1.286 | 1.131 | 1.131 | 0.755 | 0.944 | 0.962 | 1.131 | 0.679
US | United States | 35 | New Mexico | CZQZ0001 | 1551 | CANNON AFB SITE # 1 | Air Force | 009 | Curry | 0121 | Cannon AFB | 1.02 | 1 | 1.286 | 1.131 | 1.131 | 0.755 | 0.944 | 0.962 | 1.131 | 0.679
US | United States | 35 | New Mexico | CZRP0001 | 1553 | CANNON PLACE HOUSING AREA SITE # 1 | Air Force | 009 | Curry | 0190 | Clovis | 1.02 | 1 | 1.286 | 1.131 | 1.131 | 0.755 | 0.944 | 0.962 | 1.131 | 0.679
US | United States | 35 | New Mexico | 35A50 | 4473 | CLOVIS | Army | 009 | Curry | 0190 | Clovis | 1.02 | 1 | 1.286 | 1.131 | 1.131 | 0.755 | 0.944 | 0.962 | 1.131 | 0.679
US | United States | 35 | New Mexico | 82387-12456 | 704566 | N PRINCE ST CLOVIS | Army | 009 | Curry | 0190 | Clovis | 1.02 | 1
US | United States | 35 | New Mexico | EAPP0001 | 1601 | CLOVIS NEXRAD WEATHER SITE SITE # 1 | Air Force | 009 | Curry | 0580 | Melrose | 1.02 | 1 | 1.286 | 1.131 | 1.131 | 0.755 | 0.944 | 0.962 | 1.131 | 0.679
US | United States | 35 | New Mexico | FNCQ0001 | 1670 | DUNLAP MINI-MUTE RBS SITE 4 SITE # 1 | Air Force | 011 | De Baca | 0330 | Fort Sumner | 0.99 | 0.97 | 1.286 | 1.131 | 1.131 | 0.755 | 0.944 | 0.962 | 1.131 | 0.679
US | United States | 35 | New Mexico | HKWN0001 | 2105 | FT SUMNER MINI-MUTE RBS SITE 8 SITE # 1 | Air Force | 011 | De Baca | 0330 | Fort Sumner | 0.99 | 0.97 | 1.286 | 1.131 | 1.131 | 0.755 | 0.944 | 0.962 | 1.131 | 0.679
US | United States | 35 | New Mexico | HKWM0001 | 2104 | YESO MINI-MUTE RBS SITE 7 SITE # 1 | Air Force | 011 | De Baca | 0876 | Yeso | 0.99 | 0.97 | 1.286 | 1.131 | 1.131 | 0.755 | 0.944 | 0.962 | 1.131 | 0.679
US | United States | 35 | New Mexico | 35895 | 5148 | GALLAGHER MEMORIAL USARC | Army | 013 | Dona Ana | 0470 | Las Cruces | 1.03 | 1.01 | 1.286 | 1.131 | 1.131 | 0.755 | 0.944 | 0.962 | 1.131 | 0.679
US | United States | 35 | New Mexico | 16690 | 5526 | IDAHO LAUNCH COMPLEX ID | Army | 013 | Dona Ana | 0470 | Las Cruces | 1.03 | 1.01 | 1.286 | 1.131 | 1.131 | 0.755 | 0.944 | 0.962 | 1.131 | 1.184
US | United States | 35 | New Mexico | 35B10 | 5827 | LAS CRUCES | Army | 013 | Dona Ana | 0470 | Las Cruces | 1.03 | 1.01 | 1.286 | 1.131 | 1.131 | 0.755 | 0.944 | 0.962 | 1.131 | 0.679
US | United States | 35 | New Mexico | 35966 | 5828 | LAS CRUCES HANGER | Army | 013 | Dona Ana | 0470 | Las Cruces | 1.03 | 1.01 | 1.286 | 1.131 | 1.131 | 0.755 | 0.944 | 0.962 | 1.131 | 0.679
US | United States | 35 | New Mexico | 35955 | 7880 | WHITE SANDS MISSLE RANGE NM | Army | 013 | Dona Ana | 0470 | Las Cruces | 1.03 | 1.01 | 1.286 | 1.131 | 1.131 | 0.755 | 0.944 | 0.962 | 1.131 | 0.679
US | United States | 35 | New Mexico | 350NG-10002 | 700992 | NM ARMY NAT'L GUARD LAS CRUCES | Army | 013 | Dona Ana | 0470 | Las Cruces | 1.03 | 1.01 | 1.286 | 1.131 | 1.131 | 0.755 | 0.944 | 0.962 | 1.131 | 0.679
US | United States | 35 | New Mexico | 35955-10001 | 700993 | 102 HEADQUARTERS AVE. WHITE SANDS MISSLE R | Army | 013 | Dona Ana | 0470 | Las Cruces | 1.03 | 1.01 | 1.286 | 1.131 | 1.131 | 0.755 | 0.944 | 0.962 | 1.131 | 0.679
US | United States | 35 | New Mexico | 82387-11712 | 703823 | E LOHMAN ST LAS CRUCES | Army | 013 | Dona Ana | 0470 | Las Cruces | 1.03 | 1.01
US | United States | 35 | New Mexico | 82387-11713 | 703824 | E LOHMAN ST LAS CRUCES 1 | Army | 013 | Dona Ana | 0470 | Las Cruces | 1.03 | 1.01
US | United States | 35 | New Mexico | 82387-12835 | 704945 | S MAIN ST LAS CRUCES | Army | 013 | Dona Ana | 0470 | Las Cruces | 1.03 | 1.01
US | United States | 35 | New Mexico | N60042-WS | 385 | WHITE SANDS NM | Navy | 013 | Dona Ana | 0871 | White Sands Msl Rge | 1.03 | 1.01 | 1.286 | 1.131 | 1.131 | 0.755 | 0.944 | 0.962 | 1.131 | 0.679
US | United States | 35 | New Mexico | 35A25 | 3854 | ARTESIA | Army | 015 | Eddy | 0050 | Artesia | 0.99 | 0.97 | 1.286 | 1.131 | 1.131 | 0.755 | 0.944 | 0.962 | 1.131 | 0.679
US | United States | 35 | New Mexico | 35865 | 7780 | WARREN BROTHERS MEMORIAL USARC | Army | 015 | Eddy | 0050 | Artesia | 0.99 | 0.97 | 1.286 | 1.131 | 1.131 | 0.755 | 0.944 | 0.962 | 1.131 | 0.679
US | United States | 35 | New Mexico | 35A35 | 4327 | CARLSBAD | Army | 015 | Eddy | 0130 | Carlsbad | 0.99 | 0.97 | 1.286 | 1.131 | 1.131 | 0.755 | 0.944 | 0.962 | 1.131 | 0.679
US | United States | 35 | New Mexico | 35922 | 5353 | HAPPY VALLEY | Army | 015 | Eddy | 0130 | Carlsbad | 0.99 | 0.97 | 1.286 | 1.131 | 1.131 | 0.755 | 0.944 | 0.962 | 1.131 | 0.679
US | United States | 35 | New Mexico | 35A42 | 7170 | SANTA CLARA (CENTRAL) | Army | 017 | Grant | 0150 | Central | 0.99 | 0.97 | 1.286 | 1.131 | 1.131 | 0.755 | 0.944 | 0.962 | 1.131 | 0.679
US | United States | 35 | New Mexico | 35925 | 7366 | SSG JAMES L PHILLIPS USARC | Army | 017 | Grant | 0750 | Silver City | 0.99 | 0.97 | 1.286 | 1.131 | 1.131 | 0.755 | 0.944 | 0.962 | 1.131 | 0.679
US | United States | 35 | New Mexico | 82387-12816 | 704926 | S HUDSON ST SILVER CITY | Army | 017 | Grant | 0750 | Silver City | 0.99 | 0.97
US | United States | 35 | New Mexico | 711047 | 711047 | 2005 HWY 180 E SILVER CITY | Army | 017 | Grant | 0750 | Silver City | 0.99 | 0.97
US | United States | 35 | New Mexico | UWZA0001 | 3243 | SANTA ROSA MINI-MUTE RBS SITE #6 SITE # 1 | Air Force | 019 | Guadalupe | 0730 | Santa Rosa | 0.99 | 0.97 | 1.286 | 1.131 | 1.131 | 0.755 | 0.944 | 0.962 | 1.131 | 0.679
US | United States | 35 | New Mexico | 35B70 | 7174 | SANTA ROSA | Army | 019 | Guadalupe | 0730 | Santa Rosa | 0.99 | 0.97 | 1.286 | 1.131 | 1.131 | 0.755 | 0.944 | 0.962 | 1.131 | 0.679
US | United States | 35 | New Mexico | 35B25 | 5954 | LORDSBURG | Army | 023 | Hidalgo | 0500 | Lordsburg | 0.99 | 0.97 | 1.286 | 1.131 | 1.131 | 0.755 | 0.944 | 0.962 | 1.131 | 0.679
US | United States | 35 | New Mexico | 35B00 | 5456 | HOBBS | Army | 025 | Lea | 0410 | Hobbs | 0.99 | 0.97 | 1.286 | 1.131 | 1.131 | 0.755 | 0.944 | 0.962 | 1.131 | 0.679
US | United States | 35 | New Mexico | 82387-13207 | 705316 | W BROADWAY HOBBS | Army | 025 | Lea | 0410 | Hobbs | 0.99 | 0.97
US | United States | 35 | New Mexico | 35A60 | 4693 | DEMING | Army | 029 | Luna | 0230 | Deming | 0.99 | 0.97 | 1.286 | 1.131 | 1.131 | 0.755 | 0.944 | 0.962 | 1.131 | 0.679
US | United States | 35 | New Mexico | 35505 | 6450 | NG DEMING (BLACK MTN)FIRING RG | Army | 029 | Luna | 0230 | Deming | 0.99 | 0.97 | 1.286 | 1.131 | 1.131 | 0.755 | 0.944 | 0.962 | 1.131 | 0.679
US | United States | 35 | New Mexico | 350NG-10001 | 700991 | 18330 HWY 27 NE DEMING | Army | 029 | Luna | 0230 | Deming | 0.99 | 0.97 | 1.286 | 1.131 | 1.131 | 0.755 | 0.944 | 0.962 | 1.131 | 0.679
US | United States | 35 | New Mexico | FECV0001 | 1656 | DEMING RADAR SITE (TARS #3) SITE # 1 | Air Force | 029 | Luna | 9999 | Unknown | 0.99 | 0.97 | 1.286 | 1.131 | 1.131 | 0.755 | 0.944 | 0.962 | 1.131 | 0.679
US | United States | 35 | New Mexico | 35965 | 5059 | FORT WINGATE DEPOT ACTIVITY | Army | 031 | McKinley | 0332 | Fort Wingate | 0.99 | 0.97 | 1.286 | 1.131 | 1.131 | 0.755 | 0.944 | 0.962 | 1.131 | 0.679
US | United States | 35 | New Mexico | 35A90 | 5150 | GALLUP | Army | 031 | McKinley | 0340 | Gallup | 0.99 | 0.97 | 1.286 | 1.131 | 1.131 | 0.755 | 0.944 | 0.962 | 1.131 | 0.679
US | United States | 35 | New Mexico | 82387-13241 | 705350 | W I-40 FRONTAGE GALLUP | Army | 031 | McKinley | 0340 | Gallup | 0.99 | 0.97
US | United States | 35 | New Mexico | 35A12 | 3732 | ALAMOGORDO | Army | 035 | Otero | 0020 | Alamogordo | 0.98 | 0.97 | 1.286 | 1.131 | 1.131 | 0.755 | 0.944 | 0.962 | 1.131 | 0.679
US | United States | 35 | New Mexico | 82387-12891 | 705001 | S WHITE SANDS BLVD ALAMOGORDO | Army | 035 | Otero | 0020 | Alamogordo | 0.98 | 0.97
US | United States | 35 | New Mexico | 82387-13385 | 705494 | WHITE SANDS MALL ALAMOGORDO | Army | 035 | Otero | 0020 | Alamogordo | 0.98 | 0.97
US | United States | 35 | New Mexico | ALAY0001 | 1380 | ALAMOGORDO SITE # 1 | Air Force | 035 | Otero | 9999 | Unknown | 1.01 | 0.99 | 1.286 | 1.131 | 1.131 | 0.755 | 0.944 | 0.962 | 1.131 | 0.679
US | United States | 35 | New Mexico | BXSR0001 | 1498 | BOLES WELLS WATER SYSTEM ANNEX SITE # 1 | Air Force | 035 | Otero | 9999 | Unknown | 1.01 | 0.99 | 1.286 | 1.131 | 1.131 | 0.755 | 0.944 | 0.962 | 1.131 | 0.679
US | United States | 35 | New Mexico | BYPV0001 | 1502 | BONITO LAKE WATER SYSTEM ANNEX SITE # 1 | Air Force | 035 | Otero | 9999 | Unknown | 1.01 | 0.99 | 1.286 | 1.131 | 1.131 | 0.755 | 0.944 | 0.962 | 1.131 | 0.679
US | United States | 35 | New Mexico | KWRD0001 | 2352 | HOLLOMAN SITE # 1 | Air Force | 035 | Otero | 9999 | Unknown | 1.01 | 0.99 | 1.286 | 1.131 | 1.131 | 0.755 | 0.944 | 0.962 | 1.131 | 0.679
US | United States | 35 | New Mexico | TUAL0001 | 3192 | TULAROSA SITE # 1 | Air Force | 035 | Otero | 9999 | Unknown | 1.01 | 0.99 | 1.286 | 1.131 | 1.131 | 0.755 | 0.944 | 0.962 | 1.131 | 0.679
US | United States | 35 | New Mexico | 35125 | 4986 | FORT BLISS AAA RANGES | Army | 035 | Otero | 9999 | Unknown | 0.98 | 0.97 | 0.929 | 1.131 | 1.131 | 0.713 | 0.556 | 1.231 | 1.131 | 0.679
US | United States | 35 | New Mexico | LWBN0001 | 2401 | JORDAN MINI MUTE RADAR BOMB SCORING SITE SITE # 1 | Air Force | 037 | Quay | 0555 | Mcalister | 0.99 | 0.97 | 1.286 | 1.131 | 1.131 | 0.755 | 0.944 | 0.962 | 1.131 | 0.679
US | United States | 35 | New Mexico | PQGT0001 | 2781 | MCALLISTER MINI-MUTE RBS SITE #5 SITE # 1 | Air Force | 037 | Quay | 0555 | Mcalister | 0.99 | 0.97 | 1.286 | 1.131 | 1.131 | 0.755 | 0.944 | 0.962 | 1.131 | 0.679
US | United States | 35 | New Mexico | 35C00 | 7633 | TUCUMCARI | Army | 037 | Quay | 0820 | Tucumcari | 0.99 | 0.97 | 1.286 | 1.131 | 1.131 | 0.755 | 0.944 | 0.962 | 1.131 | 0.679
US | United States | 35 | New Mexico | 35A70 | 4884 | ESPANOLA | Army | 039 | Rio Arriba | 0280 | Espanola | 0.99 | 0.97 | 1.286 | 1.131 | 1.131 | 0.755 | 0.944 | 0.962 | 1.131 | 0.679
US | United States | 35 | New Mexico | PXLY0001 | 2801 | MELROSE AIR FORCE RANGE SITE # 1 | Air Force | 041 | Roosevelt | 0318 | Floyd | 0.99 | 0.97 | 1.286 | 1.131 | 1.131 | 0.755 | 0.944 | 0.962 | 1.131 | 0.679
US | United States | 35 | New Mexico | CZRM0001 | 1552 | CANNON MEADOWS HOUSING AREA SITE # 1 | Air Force | 041 | Roosevelt | 0640 | Portales | 0.99 | 0.97 | 1.286 | 1.131 | 1.131 | 0.755 | 0.944 | 0.962 | 1.131 | 0.679
US | United States | 35 | New Mexico | 35B35 | 6858 | PORTALES | Army | 041 | Roosevelt | 0640 | Portales | 0.99 | 0.97 | 1.286 | 1.131 | 1.131 | 0.755 | 0.944 | 0.962 | 1.131 | 0.679
US | United States | 35 | New Mexico | 35B43 | 7010 | RIO RANCHO TS | Army | 043 | Sandoval | 0677 | Rio Rancho | 0.99 | 0.98 | 1.286 | 1.131 | 1.131 | 0.755 | 0.944 | 0.962 | 1.131 | 0.679
US | United States | 35 | New Mexico | 35A75 | 4923 | FARMINGTON | Army | 045 | San Juan | 0310 | Farmington | 0.99 | 0.97 | 1.286 | 1.131 | 1.131 | 0.755 | 0.944 | 0.962 | 1.131 | 0.679
US | United States | 35 | New Mexico | 82387-10771 | 702882 | 3554 EAST MAIN FARMINGTON | Army | 045 | San Juan | 0310 | Farmington | 0.99 | 0.97
US | United States | 35 | New Mexico | 35B20 | 7604 | TS CAMP LUNA | Army | 047 | San Miguel | 0480 | Las Vegas | 0.99 | 0.97 | 1.286 | 1.131 | 1.131 | 0.755 | 0.944 | 0.962 | 1.131 | 0.679
US | United States | 35 | New Mexico | 82387-12283 | 704393 | MILLS AVE LAS VEGAS | Army | 047 | San Miguel | 0480 | Las Vegas | 0.99 | 0.97
US | United States | 35 | New Mexico | 35B61 | 3942 | BATAAN MEMORIAL MUSEUM | Army | 049 | Santa Fe | 0710 | Santa Fe | 0.99 | 0.97 | 1.286 | 1.131 | 1.131 | 0.755 | 0.944 | 0.962 | 1.131 | 0.679
US | United States | 35 | New Mexico | 35921 | 4226 | CAMEL TRACKS TNG SITE | Army | 049 | Santa Fe | 0710 | Santa Fe | 0.99 | 0.97 | 1.286 | 1.131 | 1.131 | 0.755 | 0.944 | 0.962 | 1.131 | 0.679
US | United States | 35 | New Mexico | 35935 | 5664 | JOSEPH I GONZALES USARC | Army | 049 | Santa Fe | 0710 | Santa Fe | 0.99 | 0.97 | 1.286 | 1.131 | 1.131 | 0.755 | 0.944 | 0.962 | 1.131 | 0.679
US | United States | 35 | New Mexico | 35B67 | 6633 | ONATE COMPLEX TS | Army | 049 | Santa Fe | 0710 | Santa Fe | 0.99 | 0.97 | 1.286 | 1.131 | 1.131 | 0.755 | 0.944 | 0.962 | 1.131 | 0.679
US | United States | 35 | New Mexico | 35B60 | 7172 | SANTA FE AASF | Army | 049 | Santa Fe | 0710 | Santa Fe | 0.99 | 0.97 | 1.286 | 1.131 | 1.131 | 0.755 | 0.944 | 0.962 | 1.131 | 0.679
US | United States | 35 | New Mexico | 82387-11491 | 703602 | CERRILLOS RD SANTA FE | Army | 049 | Santa Fe | 0710 | Santa Fe | 0.99 | 0.97
US | United States | 35 | New Mexico | 35B95 | 7599 | TRUTH OR CONSE | Army | 051 | Sierra | 0810 | Truth Or Consequences | 0.99 | 0.97 | 1.286 | 1.131 | 1.131 | 0.755 | 0.944 | 0.962 | 1.131 | 0.679
US | United States | 35 | New Mexico | 35B75 | 7308 | SOCORRO | Army | 053 | Socorro | 0760 | Socorro | 0.99 | 0.97 | 1.286 | 1.131 | 1.131 | 0.755 | 0.944 | 0.962 | 1.131 | 0.679
US | United States | 35 | New Mexico | 35955-10002 | 700994 | WHITE SANDS MISSILE RANGE SOCORRO | Army | 053 | Socorro | 0760 | Socorro | 0.99 | 0.97 | 1.286 | 1.131 | 1.131 | 0.755 | 0.944 | 0.962 | 1.131 | 0.679
US | United States | 35 | New Mexico | 35B85 | 7503 | TAOS | Army | 055 | Taos | 0650 | Ranches of Taos | 0.99 | 0.97 | 1.286 | 1.131 | 1.131 | 0.755 | 0.944 | 0.962 | 1.131 | 0.679
US | United States | 35 | New Mexico | 35B90 | 7600 | TS | Army | 055 | Taos | 0780 | Taos | 0.99 | 0.97 | 1.286 | 1.131 | 1.131 | 0.755 | 0.944 | 0.962 | 1.131 | 0.679
US | United States | 35 | New Mexico | 35A45 | 4450 | CLAYTON | Army | 059 | Union | 0170 | Clayton | 0.99 | 0.97 | 1.286 | 1.131 | 1.131 | 0.755 | 0.944 | 0.962 | 1.131 | 0.679
US | United States | 35 | New Mexico | 35A30 | 3977 | BELEN | Army | 061 | Valencia | 0100 | Belen | 0.99 | 0.97 | 1.286 | 1.131 | 1.131 | 0.755 | 0.944 | 0.962 | 1.131 | 0.679
US | United States | 35 | New Mexico | 82387-11722 | 703833 | E MAIN ST LOS LUNAS | Army | 061 | Valencia | 0530 | Los Lunas | 0.99 | 0.97
US | United States | 35 | New Mexico | 82387-11997 | 704107 | HIGHWAY 47 LOS LUNAS | Army | 061 | Valencia | 0530 | Los Lunas | 0.99 | 0.97
US | United States | 36 | New York | N32414-NA | 1308 | NAVOPSPTCEN ALBANY NY | Navy | 001 | Albany | 0050 | Albany | 1.03 | 1.04 | 0.571 | 1.131 | 1.131 | 1.435 | 0.778 | 1.231 | 1.131 | 3.371
US | United States | 36 | New York | 36A15 | 3735 | ALBANY AASF 3 | Army | 001 | Albany | 0050 | Albany | 1.03 | 1.04 | 0.571 | 1.131 | 1.131 | 1.435 | 0.778 | 1.231 | 1.131 | 3.371
US | United States | 36 | New York | 2101B | 3737 | ALBANY USARC | Army | 001 | Albany | 0050 | Albany | 1.03 | 1.04 | 1.214 | 1.131 | 1.131 | 0.722 | 1.889 | 2.154 | 1.131 | 0.963
US | United States | 36 | New York | 36A25 | 3738 | ALBANY USP&FO LEASED WAREHOUSE | Army | 001 | Albany | 0050 | Albany | 1.03 | 1.04 | 0.571 | 1.131 | 1.131 | 1.435 | 0.778 | 1.231 | 1.131 | 3.371
US | United States | 36 | New York | 36825 | 6038 | MAJ JAMES J.O'DONOVAN USARC | Army | 001 | Albany | 0050 | Albany | 1.03 | 1.04 | 0.571 | 1.131 | 1.131 | 1.435 | 0.778 | 1.231 | 1.131 | 3.371
US | United States | 36 | New York | 82387-11356 | 703467 | AVIATION RD ALBANY | Army | 001 | Albany | 0050 | Albany | 1.03 | 1.04
US | United States | 36 | New York | 82387-11518 | 703629 | CLINTON-PEARL ST ALBANY | Army | 001 | Albany | 0050 | Albany | 1.03 | 1.04
US | United States | 36 | New York | 82387-11533 | 703644 | COMPUTER DR ALBANY | Army | 001 | Albany | 0050 | Albany | 1.03 | 1.04
US | United States | 36 | New York | 82387-11534 | 703645 | COMPUTER DR E ALBANY | Army | 001 | Albany | 0050 | Albany | 1.03 | 1.04
US | United States | 36 | New York | 82387-13033 | 705143 | STORE #234 ALBANY | Army | 001 | Albany | 0050 | Albany | 1.03 | 1.04
US | United States | 36 | New York | 82387-13371 | 705480 | WESTERN AVE ALBANY | Army | 001 | Albany | 0050 | Albany | 1.03 | 1.04
US | United States | 36 | New York | 70132-10021 | 701292 | 101 WILLOW LANE GLENVILLE | Army | 001 | Albany | 2286 | Glenmont | 1.03 | 1.04
US | United States | 36 | New York | 36B55 | 5308 | GUILDERLAND TNG SITE | Army | 001 | Albany | 2464 | Guilderland | 1.03 | 1.04 | 0.571 | 1.131 | 1.131 | 1.435 | 0.778 | 1.231 | 1.131 | 3.371
US | United States | 36 | New York | 36C03 | 4731 | DMNA HQ OMS19 | Army | 001 | Albany | 3155 | Latham | 1.03 | 1.04 | 0.571 | 1.131 | 1.131 | 1.435 | 0.778 | 1.231 | 1.131 | 3.371
US | United States | 36 | New York | 36990-10001 | 701119 | ACCESS RD WATERVLIET | Army | 001 | Albany | 6470 | Watervliet | 1.03 | 1.04 | 0.571 | 1.131 | 1.131 | 1.435 | 0.778 | 1.231 | 1.131 | 3.371
US | United States | 36 | New York | 710844 | 710844 | WATERVLIET ARSENAL WATERVLIET | Army | 001 | Albany | 6470 | Watervliet | 1.03 | 1.04
US | United States | 36 | New York | 82387-12425 | 704535 | N MAIN ST WELLSVILLE | Army | 003 | Allegany | 6540 | Wellsville | 1.06 | 1.08
US | United States | 36 | New York | N32446-NF | 1318 | NAVOPSPTCEN FORT SCHUYLER NY | Navy | 005 | Bronx | 4170 | New York City | 1.47 | 1.56 | 0.571 | 1.263 | 1.263 | 1.435 | 0.778 | 1.231 | 1.263 | 3.371
US | United States | 36 | New York | 36840 | 7246 | SGT JOSEPH E.MULLER USARC | Army | 005 | Bronx | 4170 | New York City | 1.47 | 1.56 | 0.571 | 1.263 | 1.263 | 1.435 | 0.778 | 1.231 | 1.263 | 3.371
US | United States | 36 | New York | 82387-10949 | 703060 | 52 WESTCHESTER SQUAE BRONX | Army | 005 | Bronx | 4170 | New York City | 1.47 | 1.56
US | United States | 36 | New York | 82387-10991 | 703102 | 558 MELROSE BRONX | Army | 005 | Bronx | 4170 | New York City | 1.47 | 1.56
US | United States | 36 | New York | 82387-11635 | 703746 | E 238TH ST BRONX | Army | 005 | Bronx | 4170 | New York City | 1.47 | 1.56
US | United States | 36 | New York | 82387-11942 | 704053 | GRAND CONCOURSE BRONX | Army | 005 | Bronx | 4170 | New York City | 1.47 | 1.56
US | United States | 36 | New York | 82387-12258 | 704368 | MELROSE AVE BRONX | Army | 005 | Bronx | 4170 | New York City | 1.47 | 1.56
US | United States | 36 | New York | 36A45 | 4048 | BINGHAMTON RC OMS 13 | Army | 007 | Broome | 0540 | Binghamton | 1.06 | 1.08 | 0.571 | 1.131 | 1.131 | 1.435 | 0.778 | 1.231 | 1.131 | 3.371
US | United States | 36 | New York | ACHQ0001 | 1352 | AIR FORCE PLANT NO 59 SITE # 1 | Air Force | 007 | Broome | 2970 | Johnson City | 1.06 | 1.08 | 0.571 | 1.131 | 1.131 | 1.435 | 0.778 | 1.231 | 1.131 | 3.371
US | United States | 36 | New York | 82387-13155 | 705264 | VESTAL PK VESTAL | Army | 007 | Broome | 6277 | Vestal | 1.06 | 1.08
US | United States | 36 | New York | 36E57 | 7939 | WINDSOR TRAINING SITE | Army | 007 | Broome | 6740 | Windsor | 1.06 | 1.08 | 0.571 | 1.131 | 1.131 | 1.435 | 0.778 | 1.231 | 1.131 | 3.371
US | United States | 36 | New York | 36C95 | 6619 | OLEAN READINESS CENTER | Army | 009 | Cattaraugus | 4460 | Olean | 1.06 | 1.08 | 0.571 | 1.154 | 1.154 | 1.435 | 0.778 | 1.231 | 1.154 | 3.371
US | United States | 36 | New York | 70132-10216 | 701487 | 1941 FAULKNER ROAD OLEAN | Army | 009 | Cattaraugus | 4460 | Olean | 1.06 | 1.08
US | United States | 36 | New York | 82387-11599 | 703710 | DELAWARE EXEC STES OLEAN | Army | 009 | Cattaraugus | 4460 | Olean | 1.06 | 1.08
US | United States | 36 | New York | 82387-12339 | 704449 | N BARRY ST OLEAN | Army | 009 | Cattaraugus | 4460 | Olean | 1.06 | 1.08
US | United States | 36 | New York | 36A30 | 3884 | AUBURN RC OMS 4 | Army | 011 | Cayuga | 0310 | Auburn | 1.06 | 1.08 | 0.571 | 1.131 | 1.131 | 1.435 | 0.778 | 1.231 | 1.131 | 3.371
US | United States | 36 | New York | 82387-11919 | 704030 | GENESEE ST AUBURN | Army | 011 | Cayuga | 0310 | Auburn | 1.06 | 1.08
US | United States | 36 | New York | 36B15 | 4777 | DUNKIRK READINESS CENTER | Army | 013 | Chautauqua | 1610 | Dunkirk | 1.06 | 1.08 | 0.571 | 1.131 | 1.131 | 1.435 | 0.778 | 1.231 | 1.131 | 3.371
US | United States | 36 | New York | 82387-11482 | 703593 | CENTRAL AVE DUNKIRK | Army | 013 | Chautauqua | 1610 | Dunkirk | 1.06 | 1.08
US | United States | 36 | New York | 36874 | 5197 | GERRY USARC | Army | 013 | Chautauqua | 2267 | Gerry | 1.06 | 1.08 | 0.571 | 1.131 | 1.131 | 1.435 | 0.778 | 1.231 | 1.131 | 3.371
US | United States | 36 | New York | N69138 | 211 | Jamestown NY Naval Reserve Center CS | Navy | 013 | Chautauqua | 2950 | Jamestown | 1.06 | 1.08 | 0.571 | 1.131 | 1.131 | 1.435 | 0.778 | 1.231 | 1.131 | 3.371
US | United States | 36 | New York | 36B95 | 5600 | JAMESTOWN RC OMS 2 | Army | 013 | Chautauqua | 2950 | Jamestown | 1.06 | 1.08 | 0.571 | 1.131 | 1.131 | 1.435 | 0.778 | 1.231 | 1.131 | 3.371
US | United States | 36 | New York | 82387-11627 | 703738 | E 3RD-PENDERGAST JAMESTOWN | Army | 013 | Chautauqua | 2950 | Jamestown | 1.06 | 1.08
US | United States | 36 | New York | N32414-NH | 1312 | NOSC HORSEHEADS NY | Navy | 015 | Chemung | 2800 | Horseheads | 1.06 | 1.08 | 0.571 | 1.131 | 1.131 | 1.435 | 0.778 | 1.231 | 1.131 | 3.371
US | United States | 36 | New York | 36870 | 4576 | CPT ALDEN D ALLEN AFRC | Army | 015 | Chemung | 2800 | Horseheads | 1.06 | 1.08 | 0.571 | 1.131 | 1.131 | 1.435 | 0.778 | 1.231 | 1.131 | 3.371
US | United States | 36 | New York | 36A43 | 5487 | HORSEHEADS READINESS CENTER | Army | 015 | Chemung | 2800 | Horseheads | 1.06 | 1.08 | 0.571 | 1.131 | 1.131 | 1.435 | 0.778 | 1.231 | 1.131 | 3.371
US | United States | 36 | New York | 82387-10736 | 702847 | 3300 CHAMBERS ROAD HORSEHEADS | Army | 015 | Chemung | 2800 | Horseheads | 1.06 | 1.08
US | United States | 36 | New York | 36D37 | 6277 | MORRISONVILLE READINESS CENTER | Army | 019 | Clinton | 3895 | Morrisonville | 1.06 | 1.08 | 0.571 | 1.131 | 1.131 | 1.435 | 0.778 | 1.231 | 1.131 | 3.371
US | United States | 36 | New York | THWR0001 | 3157 | PLATTSBURGH ANNEX 1 SITE # 1 | Air Force | 019 | Clinton | 4767 | Peru | 1.06 | 1.08 | 0.571 | 1.131 | 1.131 | 1.435 | 0.778 | 1.231 | 1.131 | 3.371
US | United States | 36 | New York | THWS0001 | 3158 | PLATTSBURGH ANNEX NO 2 SITE # 1 | Air Force | 019 | Clinton | 4880 | Plattsburgh | 1.06 | 1.08 | 0.571 | 1.131 | 1.131 | 1.435 | 0.778 | 1.231 | 1.131 | 3.371
US | United States | 36 | New York | THXY0001 | 3160 | PLATTSBURGH ILS MIDDLE MARKER ANNEX SITE # 1 | Air Force | 019 | Clinton | 4880 | Plattsburgh | 1.06 | 1.08 | 0.571 | 1.131 | 1.131 | 1.435 | 0.778 | 1.231 | 1.131 | 3.371
US | United States | 36 | New York | TJLB0001 | 3161 | PLATTSBURGH TACAN ANNEX SITE # 1 | Air Force | 019 | Clinton | 4880 | Plattsburgh | 1.06 | 1.08 | 0.571 | 1.131 | 1.131 | 1.435 | 0.778 | 1.231 | 1.131 | 3.371
US | United States | 36 | New York | 36930 | 6759 | PFC HAROLD P LYNCH USARC | Army | 019 | Clinton | 4880 | Plattsburgh | 1.06 | 1.08 | 0.571 | 1.131 | 1.131 | 1.435 | 0.778 | 1.231 | 1.131 | 3.371
US | United States | 36 | New York | 82387-11028 | 703139 | 601 CORNELIA STREET PLATTSBURGH | Army | 019 | Clinton | 4880 | Plattsburgh | 1.06 | 1.08
US | United States | 36 | New York | THWA0001 | 3156 | PLATTSBURG AFB SITE # 1 | Air Force | 019 | Clinton | 9999 | Unknown | 1.06 | 1.08 | 0.571 | 1.131 | 1.131 | 1.435 | 0.778 | 1.231 | 1.131 | 3.371
US | United States | 36 | New York | 82387-11833 | 703944 | FAIRVIEW PLZ HUDSON | Army | 021 | Columbia | 2810 | Hudson | 1.06 | 1.08
US | United States | 36 | New York | 82387-12184 | 704294 | MAIN ST CORTLAND | Army | 023 | Cortland | 1380 | Cortland | 1.06 | 1.08
US | United States | 36 | New York | 36E40 | 7772 | WALTON READINESS CENTER | Army | 025 | Delaware | 6360 | Walton | 1.06 | 1.08 | 0.571 | 1.131 | 1.131 | 1.435 | 0.778 | 1.231 | 1.131 | 3.371
US | United States | 36 | New York | 36935 | 3678 | 2LT GLEN CARPENTER USARC | Army | 027 | Dutchess | 5030 | Poughkeepsie | 1.06 | 1.08 | 0.571 | 1.263 | 1.263 | 1.435 | 0.778 | 1.231 | 1.263 | 3.371
US | United States | 36 | New York | 36D40 | 6871 | POUGHKEEPSIE READINESS CENTER | Army | 027 | Dutchess | 5030 | Poughkeepsie | 1.06 | 1.08 | 0.571 | 1.263 | 1.263 | 1.435 | 0.778 | 1.231 | 1.263 | 3.371
US | United States | 36 | New York | 82387-11503 | 703614 | CHESTNUT PLAZA POUGHKEEPSIE | Army | 027 | Dutchess | 5030 | Poughkeepsie | 1.06 | 1.08
US | United States | 36 | New York | 82387-10008 | 702119 | 100 CORPORATE PARKWAY AMHERST | Army | 029 | Erie | 0156 | Amherst | 1.1 | 1.12
US | United States | 36 | New York | 82387-11553 | 703664 | CORPORATE PKWY AMHERST | Army | 029 | Erie | 0156 | Amherst | 1.1 | 1.12
US | United States | 36 | New York | 710033 | 710033 | 11 CHESTNUT RIDGE LA AMHERST | Army | 029 | Erie | 0156 | Amherst | 1.1 | 1.12
US | United States | 36 | New York | N32414-NB | 1309 | NAVOPSPTCEN BUFFALO NY | Navy | 029 | Erie | 0750 | Buffalo | 1.1 | 1.12 | 0.571 | 1.154 | 1.154 | 1.435 | 0.778 | 1.231 | 1.154 | 3.371
US | United States | 36 | New York | 36830 | 3780 | AMHERST USARC | Army | 029 | Erie | 0750 | Buffalo | 1.1 | 1.12 | 0.571 | 1.154 | 1.154 | 1.435 | 0.778 | 1.231 | 1.154 | 3.371
US | United States | 36 | New York | 36A85 | 4534 | CONNECTICUT ST RC OMS 10 | Army | 029 | Erie | 0750 | Buffalo | 1.1 | 1.12 | 0.571 | 1.154 | 1.154 | 1.435 | 0.778 | 1.231 | 1.154 | 3.371
US | United States | 36 | New York | 36A95 | 6109 | MASTEN AVE RC OMS 1 | Army | 029 | Erie | 0750 | Buffalo | 1.1 | 1.12 | 0.571 | 1.154 | 1.154 | 1.435 | 0.778 | 1.231 | 1.154 | 3.371
US | United States | 36 | New York | 36A90 | 6859 | PORTER AVENUE GARAGE | Army | 029 | Erie | 0750 | Buffalo | 1.1 | 1.12 | 0.571 | 1.154 | 1.154 | 1.435 | 0.778 | 1.231 | 1.154 | 3.371
US | United States | 36 | New York | 82387-10672 | 702783 | 300 PEARL STREET BUFFALO | Army | 029 | Erie | 0750 | Buffalo | 1.1 | 1.12
US | United States | 36 | New York | 82387-12102 | 704212 | LAFAYETTE SQ BUFFALO | Army | 029 | Erie | 0750 | Buffalo | 1.1 | 1.12
US | United States | 36 | New York | 82387-13333 | 705442 | WALDEN AVE CHEEKTOWAGA | Army | 029 | Erie | 1117 | Cheektowaga | 1.1 | 1.12
US | United States | 36 | New York | 710997 | 710997 | 2137 TOWNHALL TERRAC GRAND ISLAND | Army | 029 | Erie | 2348 | Grand Island | 1.1 | 1.12
US | United States | 36 | New York | 82387-12190 | 704300 | MAIN ST HAMBURG | Army | 029 | Erie | 2485 | Hamburg | 1.1 | 1.12
US | United States | 36 | New York | 36960 | 6753 | PFC CHARLES N DEGLOPPER USARC | Army | 029 | Erie | 6090 | Tonawanda | 1.1 | 1.12 | 0.571 | 1.154 | 1.154 | 1.435 | 0.778 | 1.231 | 1.154 | 3.371
US | United States | 36 | New York | 82387-12944 | 705054 | SHERIDAN DR TONAWANDA | Army | 029 | Erie | 6090 | Tonawanda | 1.1 | 1.12
US | United States | 36 | New York | 710512 | 710512 | 192 GREENFIELD DRIVE TONAWNDA | Army | 029 | Erie | 6090 | Tonawanda | 1.1 | 1.12
US | United States | 36 | New York | 82387-11895 | 704006 | FRENCH LEA RD W SENECA | Army | 029 | Erie | 6642 | West Seneca | 1.1 | 1.12
US | United States | 36 | New York | 82387-12987 | 705097 | SOUTHGATE PLZ W SENECA | Army | 029 | Erie | 6642 | West Seneca | 1.1 | 1.12
US | United States | 36 | New York | 82387-10984 | 703095 | 5500 MAIN STREET WILLIAMSVILLE | Army | 029 | Erie | 6700 | Williamsville | 1.1 | 1.12
US | United States | 36 | New York | 36890 | 7631 | TSG HAROLD C LOCKWOOD USARC | Army | 033 | Franklin | 3460 | Malone | 1.06 | 1.08 | 0.571 | 1.131 | 1.131 | 1.435 | 0.778 | 1.231 | 1.131 | 3.371
US | United States | 36 | New York | 82387-11849 | 703960 | FINNEY BLVD MALONE | Army | 033 | Franklin | 3460 | Malone | 1.06 | 1.08
US | United States | 36 | New York | 36D80 | 7177 | SARANAC LAKE READINESS CENTER | Army | 033 | Franklin | 5460 | Saranac Lake | 1.06 | 1.08 | 0.571 | 1.131 | 1.131 | 1.435 | 0.778 | 1.231 | 1.131 | 3.371
US | United States | 36 | New York | 82387-12203 | 704313 | MAIN ST SARANAC LK | Army | 033 | Franklin | 5460 | Saranac Lake | 1.06 | 1.08
US | United States | 36 | New York | 36B50 | 5223 | GLOVERSVILLE READINESS CENTER | Army | 035 | Fulton | 2310 | Gloversville | 1.06 | 1.08 | 0.571 | 1.131 | 1.131 | 1.435 | 0.778 | 1.231 | 1.131 | 3.371
US | United States | 36 | New York | 82387-10777 | 702888 | 363 NORTH COMRIE AVENUE JOHNSTOWN | Army | 035 | Fulton | 2980 | Johnstown | 1.06 | 1.08
US | United States | 36 | New York | 36A35 | 3943 | BATAVIA READINESS CENTER | Army | 037 | Genesee | 0410 | Batavia | 1.06 | 1.08 | 0.571 | 1.131 | 1.131 | 1.435 | 0.778 | 1.231 | 1.131 | 3.371
US | United States | 36 | New York | 82387-12130 | 704240 | LEWISTON RD BATAVIA | Army | 037 | Genesee | 0410 | Batavia | 1.06 | 1.08
US | United States | 36 | New York | 36C05 | 5856 | LEEDS READINESS CENTER | Army | 039 | Greene | 3197 | Leeds | 1.06 | 1.08 | 0.571 | 1.131 | 1.131 | 1.435 | 0.778 | 1.231 | 1.131 | 3.371
US | United States | 36 | New York | RTVW0001 | 3072 | NEWPORT TEST ANNEX NO 1 RECEIVER SITE # 1 | Air Force | 043 | Herkimer | 9999 | Unknown | 1.06 | 1.08 | 0.571 | 1.131 | 1.131 | 1.435 | 0.778 | 1.231 | 1.131 | 3.371
US | United States | 36 | New York | RTWC0001 | 3073 | NEWPORT TEST ANNEX NO 2 TRANSMITTER SITE # 1 | Air Force | 043 | Herkimer | 9999 | Unknown | 1.06 | 1.08 | 0.571 | 1.131 | 1.131 | 1.435 | 0.778 | 1.231 | 1.131 | 3.371
US | United States | 36 | New York | 36205-10099 | 701093 | SPRING ST ADAMS | Army | 045 | Jefferson | 0010 | Adams | 1.15 | 1.16 | 0.571 | 1.131 | 1.131 | 1.435 | 0.778 | 1.231 | 1.131 | 3.371
US | United States | 36 | New York | 70132-10592 | 701863 | 65 N PARK STREET ADAMS | Army | 045 | Jefferson | 0010 | Adams | 1.15 | 1.16
US | United States | 36 | New York | 36205-10004 | 700998 | ANTHONY ST CPLEX ALEX BAY | Army | 045 | Jefferson | 0090 | Alexandria Bay | 1.15 | 1.16 | 0.571 | 1.131 | 1.131 | 1.435 | 0.778 | 1.231 | 1.131 | 3.371
US | United States | 36 | New York | 36205-10006 | 701000 | BETHUNE ST ALEXANDRIA BAY | Army | 045 | Jefferson | 0090 | Alexandria Bay | 1.15 | 1.16 | 0.571 | 1.131 | 1.131 | 1.435 | 0.778 | 1.231 | 1.131 | 3.371
US | United States | 36 | New York | 36205-10015 | 701009 | CHURCH ST ALEXANDRIA BAY | Army | 045 | Jefferson | 0090 | Alexandria Bay | 1.15 | 1.16 | 0.571 | 1.131 | 1.131 | 1.435 | 0.778 | 1.231 | 1.131 | 3.371
US | United States | 36 | New York | 36205-10019 | 701013 | COUNTY RD ALEXANDRIA BAY | Army | 045 | Jefferson | 0090 | Alexandria Bay | 1.15 | 1.16 | 0.571 | 1.131 | 1.131 | 1.435 | 0.778 | 1.231 | 1.131 | 3.371
US | United States | 36 | New York | 36205-10026 | 701020 | DINGMAN PT RD ALEXANDRIA BAY | Army | 045 | Jefferson | 0090 | Alexandria Bay | 1.15 | 1.16 | 0.571 | 1.131 | 1.131 | 1.435 | 0.778 | 1.231 | 1.131 | 3.371
US | United States | 36 | New York | 36205-10042 | 701036 | HIGHLAND AVE ALEXANDRIA BAY | Army | 045 | Jefferson | 0090 | Alexandria Bay | 1.15 | 1.16 | 0.571 | 1.131 | 1.131 | 1.435 | 0.778 | 1.231 | 1.131 | 3.371
US | United States | 36 | New York | 36205-10058 | 701052 | MARGARET AVE ALEXANDRIA BAY | Army | 045 | Jefferson | 0090 | Alexandria Bay | 1.15 | 1.16 | 0.571 | 1.131 | 1.131 | 1.435 | 0.778 | 1.231 | 1.131 | 3.371
US | United States | 36 | New York | 36205-10096 | 701090 | SEAWAY AVE ALEXANDRIA BAY | Army | 045 | Jefferson | 0090 | Alexandria Bay | 1.15 | 1.16 | 0.571 | 1.131 | 1.131 | 1.435 | 0.778 | 1.231 | 1.131 | 3.371
US | United States | 36 | New York | 36205-10100 | 701094 | STATE RTE 1 ALEXANDRIA BAY | Army | 045 | Jefferson | 0090 | Alexandria Bay | 1.15 | 1.16 | 0.571 | 1.131 | 1.131 | 1.435 | 0.778 | 1.231 | 1.131 | 3.371
US | United States | 36 | New York | 36205-10112 | 701106 | WALTON ST ALEXANDRIA BAY | Army | 045 | Jefferson | 0090 | Alexandria Bay | 1.15 | 1.16 | 0.571 | 1.131 | 1.131 | 1.435 | 0.778 | 1.231 | 1.131 | 3.371
US | United States | 36 | New York | 36205-10113 | 701107 | WALTON ST ALEXANDRIA BAY 1 | Army | 045 | Jefferson | 0090 | Alexandria Bay | 1.15 | 1.16 | 0.571 | 1.131 | 1.131 | 1.435 | 0.778 | 1.231 | 1.131 | 3.371
US | United States | 36 | New York | 70132-10011 | 701282 | 10 ST. LAWRENCE STREET ALEXANDRIA BAY | Army | 045 | Jefferson | 0090 | Alexandria Bay | 1.15 | 1.16
US | United States | 36 | New York | 70132-10095 | 701366 | 12 WASHINGTON STREET ALEXANDRIA BAY | Army | 045 | Jefferson | 0090 | Alexandria Bay | 1.15 | 1.16
US | United States | 36 | New York | 70132-10221 | 701492 | 2 ROCK STREET ALEXANDRIA BAY | Army | 045 | Jefferson | 0090 | Alexandria Bay | 1.15 | 1.16
US | United States | 36 | New York | 70132-10487 | 701758 | 45902 RABBIT HILL ROAD ALEXANDRIA BAY | Army | 045 | Jefferson | 0090 | Alexandria Bay | 1.15 | 1.16
US | United States | 36 | New York | 70132-10544 | 701815 | 53B WALTON STREET ALEXANDRIA BAY | Army | 045 | Jefferson | 0090 | Alexandria Bay | 1.15 | 1.16
US | United States | 36 | New York | FPBB0001 | 1679 | FORT DRUM MIL RES SITE # 1 | Air Force | 045 | Jefferson | 0220 | Antwerp | 1.15 | 1.16 | 0.571 | 1.131 | 1.131 | 1.435 | 0.778 | 1.231 | 1.131 | 3.371
US | United States | 36 | New York | 36205-10055 | 701049 | MAIN ST ANTWERP | Army | 045 | Jefferson | 0220 | Antwerp | 1.15 | 1.16 | 0.571 | 1.131 | 1.131 | 1.435 | 0.778 | 1.231 | 1.131 | 3.371
US | United States | 36 | New York | 36205-10088 | 701082 | ROUTE 289T BELLEVILLE | Army | 045 | Jefferson | 0493 | Belleville | 1.15 | 1.16 | 0.571 | 1.131 | 1.131 | 1.435 | 0.778 | 1.231 | 1.131 | 3.371
US | United States | 36 | New York | 70132-10644 | 701915 | 7774 SWAN ROAD BELLEVILLE | Army | 045 | Jefferson | 0493 | Belleville | 1.15 | 1.16
US | United States | 36 | New York | 36205-10003 | 700997 | ANDREWS RD BLACK RIVER | Army | 045 | Jefferson | 0550 | Black River | 1.15 | 1.16 | 0.571 | 1.131 | 1.131 | 1.435 | 0.778 | 1.231 | 1.131 | 3.371
US | United States | 36 | New York | 36205-10032 | 701026 | E REMINGTON BLACK RIVER | Army | 045 | Jefferson | 0550 | Black River | 1.15 | 1.16 | 0.571 | 1.131 | 1.131 | 1.435 | 0.778 | 1.231 | 1.131 | 3.371
US | United States | 36 | New York | 36205-10056 | 701050 | MAIN ST BLACK RIVER | Army | 045 | Jefferson | 0550 | Black River | 1.15 | 1.16 | 0.571 | 1.131 | 1.131 | 1.435 | 0.778 | 1.231 | 1.131 | 3.371
US | United States | 36 | New York | 36205-10090 | 701084 | S MAIN ST BLACK RIVER | Army | 045 | Jefferson | 0550 | Black River | 1.15 | 1.16 | 0.571 | 1.131 | 1.131 | 1.435 | 0.778 | 1.231 | 1.131 | 3.371
US | United States | 36 | New York | 36205-10108 | 701102 | UNION ST BLACK RIVER | Army | 045 | Jefferson | 0550 | Black River | 1.15 | 1.16 | 0.571 | 1.131 | 1.131 | 1.435 | 0.778 | 1.231 | 1.131 | 3.371
US | United States | 36 | New York | 36205-10110 | 701104 | W REMINGTON BLACK RIVER | Army | 045 | Jefferson | 0550 | Black River | 1.15 | 1.16 | 0.571 | 1.131 | 1.131 | 1.435 | 0.778 | 1.231 | 1.131 | 3.371
US | United States | 36 | New York | 36205-10030 | 701024 | E MAIN BROWNVILLE | Army | 045 | Jefferson | 0720 | Brownville | 1.15 | 1.16 | 0.571 | 1.131 | 1.131 | 1.435 | 0.778 | 1.231 | 1.131 | 3.371
US | United States | 36 | New York | 36205-10085 | 701079 | ROAD 464 BROWNVILLE | Army | 045 | Jefferson | 0720 | Brownville | 1.15 | 1.16 | 0.571 | 1.131 | 1.131 | 1.435 | 0.778 | 1.231 | 1.131 | 3.371
US | United States | 36 | New York | 36205-10014 | 701008 | CHRYSLER CALCIUM | Army | 045 | Jefferson | 0777 | Calcium | 1.15 | 1.16 | 0.571 | 1.131 | 1.131 | 1.435 | 0.778 | 1.231 | 1.131 | 3.371
US | United States | 36 | New York | 70132-10760 | 702031 | NORTH COUNTRY ASSC CALCIUM | Army | 045 | Jefferson | 0777 | Calcium | 1.15 | 1.16
US | United States | 36 | New York | 70132-10761 | 702032 | NORTH COUNTRY ASSC SITE B CALCIUM | Army | 045 | Jefferson | 0777 | Calcium | 1.15 | 1.16
US | United States | 36 | New York | 36205-10028 | 701022 | E JOSEPH CAPE VINCENT | Army | 045 | Jefferson | 0890 | Cape Vincent | 1.15 | 1.16 | 0.571 | 1.131 | 1.131 | 1.435 | 0.778 | 1.231 | 1.131 | 3.371
US | United States | 36 | New York | 70132-10137 | 701408 | 139 ESSELTYNE STREET CAPE VINCENT | Army | 045 | Jefferson | 0890 | Cape Vincent | 1.15 | 1.16
US | United States | 36 | New York | 70132-10264 | 701535 | 222 LEE STREET CAPE VINCENT | Army | 045 | Jefferson | 0890 | Cape Vincent | 1.15 | 1.16
US | United States | 36 | New York | 70132-10349 | 701620 | 308 JOSEPH STREET CAPE VINCENT | Army | 045 | Jefferson | 0890 | Cape Vincent | 1.15 | 1.16
US | United States | 36 | New York | 70132-10633 | 701904 | 742 EAST BROADWAY CAPE VINCENT | Army | 045 | Jefferson | 0890 | Cape Vincent | 1.15 | 1.16
US | United States | 36 | New York | 36205-10002 | 700996 | ALEXANDRIA ST CARTHAGE | Army | 045 | Jefferson | 0910 | Carthage | 1.15 | 1.16 | 0.571 | 1.131 | 1.131 | 1.435 | 0.778 | 1.231 | 1.131 | 3.371
US | United States | 36 | New York | 36205-10008 | 701002 | BRIDGE ST W CARTHAGE | Army | 045 | Jefferson | 0910 | Carthage | 1.15 | 1.16 | 0.571 | 1.131 | 1.131 | 1.435 | 0.778 | 1.231 | 1.131 | 3.371
US | United States | 36 | New York | 36205-10022 | 701016 | CROWNER RD CARTHAGE | Army | 045 | Jefferson | 0910 | Carthage | 1.15 | 1.16 | 0.571 | 1.131 | 1.131 | 1.435 | 0.778 | 1.231 | 1.131 | 3.371
US | United States | 36 | New York | 36205-10041 | 701035 | HIGH ST W CARTHAGE | Army | 045 | Jefferson | 0910 | Carthage | 1.15 | 1.16 | 0.571 | 1.131 | 1.131 | 1.435 | 0.778 | 1.231 | 1.131 | 3.371
US | United States | 36 | New York | 36205-10052 | 701046 | LIBERTY ST CARTHAGE | Army | 045 | Jefferson | 0910 | Carthage | 1.15 | 1.16 | 0.571 | 1.131 | 1.131 | 1.435 | 0.778 | 1.231 | 1.131 | 3.371
US | United States | 36 | New York | 36205-10054 | 701048 | LINE SCHOOL RD CARTHAGE | Army | 045 | Jefferson | 0910 | Carthage | 1.15 | 1.16 | 0.571 | 1.131 | 1.131 | 1.435 | 0.778 | 1.231 | 1.131 | 3.371
US | United States | 36 | New York | 36205-10060 | 701054 | MICHIGAN AVE CARTHAGE | Army | 045 | Jefferson | 0910 | Carthage | 1.15 | 1.16 | 0.571 | 1.131 | 1.131 | 1.435 | 0.778 | 1.231 | 1.131 | 3.371
US | United States | 36 | New York | 36205-10071 | 701065 | NORRIS AVE CARTHAGE | Army | 045 | Jefferson | 0910 | Carthage | 1.15 | 1.16 | 0.571 | 1.131 | 1.131 | 1.435 | 0.778 | 1.231 | 1.131 | 3.371
US | United States | 36 | New York | 36205-10074 | 701068 | OXFORD ST CARTHAGE | Army | 045 | Jefferson | 0910 | Carthage | 1.15 | 1.16 | 0.571 | 1.131 | 1.131 | 1.435 | 0.778 | 1.231 | 1.131 | 3.371
US | United States | 36 | New York | 36205-10075 | 701069 | OXFORD ST CARTHAGE 1 | Army | 045 | Jefferson | 0910 | Carthage | 1.15 | 1.16 | 0.571 | 1.131 | 1.131 | 1.435 | 0.778 | 1.231 | 1.131 | 3.371
US | United States | 36 | New York | 36205-10093 | 701087 | S SCHOOL ST CARTHAGE | Army | 045 | Jefferson | 0910 | Carthage | 1.15 | 1.16 | 0.571 | 1.131 | 1.131 | 1.435 | 0.778 | 1.231 | 1.131 | 3.371
US | United States | 36 | New York | 36205-10102 | 701096 | STATE RTE 3 CARTHAGE | Army | 045 | Jefferson | 0910 | Carthage | 1.15 | 1.16 | 0.571 | 1.131 | 1.131 | 1.435 | 0.778 | 1.231 | 1.131 | 3.371
US | United States | 36 | New York | 36205-10104 | 701098 | STATE RTE 3 CARTHAGE 2 | Army | 045 | Jefferson | 0910 | Carthage | 1.15 | 1.16 | 0.571 | 1.131 | 1.131 | 1.435 | 0.778 | 1.231 | 1.131 | 3.371
US | United States | 36 | New York | 36205-10117 | 701111 | WEST END AVE CARTHAGE | Army | 045 | Jefferson | 0910 | Carthage | 1.15 | 1.16 | 0.571 | 1.131 | 1.131 | 1.435 | 0.778 | 1.231 | 1.131 | 3.371
US | United States | 36 | New York | 36205-10118 | 701112 | WEST ST CARTHAGE | Army | 045 | Jefferson | 0910 | Carthage | 1.15 | 1.16 | 0.571 | 1.131 | 1.131 | 1.435 | 0.778 | 1.231 | 1.131 | 3.371
US | United States | 36 | New York | 36205-10119 | 701113 | WEST ST CARTHAGE 1 | Army | 045 | Jefferson | 0910 | Carthage | 1.15 | 1.16 | 0.571 | 1.131 | 1.131 | 1.435 | 0.778 | 1.231 | 1.131 | 3.371
US | United States | 36 | New York | 70132-10410 | 701681 | 36920 STATE ROUTE 26 CARTHAGE | Army | 045 | Jefferson | 0910 | Carthage | 1.15 | 1.16
US | United States | 36 | New York | 70132-10546 | 701817 | 544 S. MECHANIC STREET CARTHAGE | Army | 045 | Jefferson | 0910 | Carthage | 1.15 | 1.16
US | United States | 36 | New York | 70132-10730 | 702001 | CARTHAGE ASSOCIATES CARTHAGE | Army | 045 | Jefferson | 0910 | Carthage | 1.15 | 1.16
US | United States | 36 | New York | 70132-10781 | 702052 | W CARTHAGE ASSC CARTHAGE | Army | 045 | Jefferson | 0910 | Carthage | 1.15 | 1.16
US | United States | 36 | New York | 36205-10018 | 701012 | COUNTY RD 179 CHAUMONT | Army | 045 | Jefferson | 1110 | Chaumont | 1.15 | 1.16
US | United States | 36 | New York | 36205-10115 | 701109 | WATER ST CHAUMONT | Army | 045 | Jefferson | 1110 | Chaumont | 1.15 | 1.16 | 0.571 | 1.131 | 1.131 | 1.435 | 0.778 | 1.231 | 1.131 | 3.371
US | United States | 36 | New York | 36205-10047 | 701041 | JAMES ST CLAYTON | Army | 045 | Jefferson | 1182 | Clayton | 1.15 | 1.16 | 0.571 | 1.131 | 1.131 | 1.435 | 0.778 | 1.231 | 1.131 | 3.371
US | United States | 36 | New York | 36205-10086 | 701080 | ROBINSON RD CLAYTON | Army | 045 | Jefferson | 1182 | Clayton | 1.15 | 1.16 | 0.571 | 1.131 | 1.131 | 1.435 | 0.778 | 1.231 | 1.131 | 3.371
US | United States | 36 | New York | 36205-10116 | 701110 | WEBB ST CLAYTON | Army | 045 | Jefferson | 1182 | Clayton | 1.15 | 1.16 | 0.571 | 1.131 | 1.131 | 1.435 | 0.778 | 1.231 | 1.131 | 3.371
US | United States | 36 | New York | 70132-10454 | 701725 | 424 WEBB STREET CLAYTON | Army | 045 | Jefferson | 1182 | Clayton | 1.15 | 1.16
US | United States | 36 | New York | 70132-10733 | 702004 | CLAYTON HOUSING ASSC CLAYTON | Army | 045 | Jefferson | 1182 | Clayton | 1.15 | 1.16
US | United States | 36 | New York | 36205-10010 | 701004 | BROWN ST DEXTER | Army | 045 | Jefferson | 1540 | Dexter | 1.15 | 1.16 | 0.571 | 1.131 | 1.131 | 1.435 | 0.778 | 1.231 | 1.131 | 3.371
US | United States | 36 | New York | 36205-10029 | 701023 | E KIRBY ST DEXTER | Army | 045 | Jefferson | 1540 | Dexter | 1.15 | 1.16 | 0.571 | 1.131 | 1.131 | 1.435 | 0.778 | 1.231 | 1.131 | 3.371
US | United States | 36 | New York | 36205-10067 | 701061 | N SHORE RD DEXTER | Army | 045 | Jefferson | 1540 | Dexter | 1.15 | 1.16 | 0.571 | 1.131 | 1.131 | 1.435 | 0.778 | 1.231 | 1.131 | 3.371
US | United States | 36 | New York | 36205-10068 | 701062 | N SHORE RD DEXTER 1 | Army | 045 | Jefferson | 1540 | Dexter | 1.15 | 1.16 | 0.571 | 1.131 | 1.131 | 1.435 | 0.778 | 1.231 | 1.131 | 3.371
US | United States | 36 | New York | 36205-10037 | 701031 | GARDNERVILLE EVANS MILLS | Army | 045 | Jefferson | 1900 | Evans Mills | 1.15 | 1.16 | 0.571 | 1.131 | 1.131 | 1.435 | 0.778 | 1.231 | 1.131 | 3.371
US | United States | 36 | New York | 36205-10091 | 701085 | S MAIN ST EVANS MILLS | Army | 045 | Jefferson | 1900 | Evans Mills | 1.15 | 1.16 | 0.571 | 1.131 | 1.131 | 1.435 | 0.778 | 1.231 | 1.131 | 3.371
US | United States | 36 | New York | 36205-10121 | 701115 | WILLOW ST EVANS MILLS | Army | 045 | Jefferson | 1900 | Evans Mills | 1.15 | 1.16 | 0.571 | 1.131 | 1.131 | 1.435 | 0.778 | 1.231 | 1.131 | 3.371
US | United States | 36 | New York | 70132-10297 | 701568 | 25031 COUNTY ROUTE 16 EVANS MILLS | Army | 045 | Jefferson | 1900 | Evans Mills | 1.15 | 1.16
US | United States | 36 | New York | 70132-10360 | 701631 | 31285 GARDNERVILLE ROAD EVANS MILLS | Army | 045 | Jefferson | 1900 | Evans Mills | 1.15 | 1.16
US | United States | 36 | New York | 70132-10737 | 702008 | COUNTY RTE 17 EVANS MILLS | Army | 045 | Jefferson | 1900 | Evans Mills | 1.15 | 1.16
US | United States | 36 | New York | 70132-10751 | 702022 | LERAY HOUSING LE RAY | Army | 045 | Jefferson | 1900 | Evans Mills | 1.15 | 1.16
US | United States | 36 | New York | 70132-10766 | 702037 | PO BOX 331 EVANS MILLS | Army | 045 | Jefferson | 1900 | Evans Mills | 1.15 | 1.16
US | United States | 36 | New York | 36205 | 5001 | FORT DRUM | Army | 045 | Jefferson | 2085 | Fort Drum | 1.15 | 1.16 | 0.571 | 1.131 | 1.131 | 1.435 | 0.778 | 1.231 | 1.131 | 3.371
US | United States | 36 | New York | 36205-10089 | 701083 | ROUTE 3 GREAT BEND | Army | 045 | Jefferson | 2367 | Great Bend | 1.15 | 1.16 | 0.571 | 1.131 | 1.131 | 1.435 | 0.778 | 1.231 | 1.131 | 3.371
US | United States | 36 | New York | 36205-10087 | 701081 | ROUTE 180 LEFARGEVILLE | Army | 045 | Jefferson | 3075 | La Fargeville | 1.15 | 1.16 | 0.571 | 1.131 | 1.131 | 1.435 | 0.778 | 1.231 | 1.131 | 3.371
US | United States | 36 | New York | 36205-10053 | 701047 | LILAC PK MANNSVILLE | Army | 045 | Jefferson | 3510 | Mannsville | 1.15 | 1.16 | 0.571 | 1.131 | 1.131 | 1.435 | 0.778 | 1.231 | 1.131 | 3.371
US | United States | 36 | New York | 36205-10021 | 701015 | COUNTY RTE 28 PHILADELPHIA | Army | 045 | Jefferson | 4780 | Philadelphia | 1.15 | 1.16 | 0.571 | 1.131 | 1.131 | 1.435 | 0.778 | 1.231 | 1.131 | 3.371
US | United States | 36 | New York | 36205-10036 | 701030 | GARDEN RD PHILADELPHIA | Army | 045 | Jefferson | 4780 | Philadelphia | 1.15 | 1.16 | 0.571 | 1.131 | 1.131 | 1.435 | 0.778 | 1.231 | 1.131 | 3.371
US | United States | 36 | New York | 70132-10765 | 702036 | PHILADEPHIA HOUSING PHILA | Army | 045 | Jefferson | 4780 | Philadelphia | 1.15 | 1.16
US | United States | 36 | New York | 36205-10120 | 701114 | WHITFORD RD RODMAN | Army | 045 | Jefferson | 5257 | Rodman | 1.15 | 1.16 | 0.571 | 1.131 | 1.131 | 1.435 | 0.778 | 1.231 | 1.131 | 3.371
US | United States | 36 | New York | 36205-10033 | 701027 | EDDY RD THERESA | Army | 045 | Jefferson | 6050 | Theresa | 1.15 | 1.16 | 0.571 | 1.131 | 1.131 | 1.435 | 0.778 | 1.231 | 1.131 | 3.371
US | United States | 36 | New York | 36205-10073 | 701067 | OXBOW RD THERESA | Army | 045 | Jefferson | 6050 | Theresa | 1.15 | 1.16 | 0.571 | 1.131 | 1.131 | 1.435 | 0.778 | 1.231 | 1.131 | 3.371
US | United States | 36 | New York | 36205-10083 | 701077 | RIVERSIDE 110 THERESA | Army | 045 | Jefferson | 6050 | Theresa | 1.15 | 1.16 | 0.571 | 1.131 | 1.131 | 1.435 | 0.778 | 1.231 | 1.131 | 3.371
US | United States | 36 | New York | 36205-10084 | 701078 | RIVERSIDE 220 THERESA | Army | 045 | Jefferson | 6050 | Theresa | 1.15 | 1.16 | 0.571 | 1.131 | 1.131 | 1.435 | 0.778 | 1.231 | 1.131 | 3.371
US | United States | 36 | New York | 36970 | 5873 | LESO-LEANO USARC | Army | 045 | Jefferson | 6450 | Watertown | 1.15 | 1.16 | 0.571 | 1.131 | 1.131 | 1.435 | 0.778 | 1.231 | 1.131 | 3.371
US | United States | 36 | New York | 36205-10001 | 700995 | ACADEMY ST WATERTOWN | Army | 045 | Jefferson | 6450 | Watertown | 1.15 | 1.16 | 0.571 | 1.131 | 1.131 | 1.435 | 0.778 | 1.231 | 1.131 | 3.371
US | United States | 36 | New York | 36205-10007 | 701001 | BOYD ST WATERTOWN | Army | 045 | Jefferson | 6450 | Watertown | 1.15 | 1.16 | 0.571 | 1.131 | 1.131 | 1.435 | 0.778 | 1.231 | 1.131 | 3.371
US | United States | 36 | New York | 36205-10009 | 701003 | BRONSON ST WATERTOWN | Army | 045 | Jefferson | 6450 | Watertown | 1.15 | 1.16 | 0.571 | 1.131 | 1.131 | 1.435 | 0.778 | 1.231 | 1.131 | 3.371
US | United States | 36 | New York | 36205-10016 | 701010 | COOPER ST WATERTOWN | Army | 045 | Jefferson | 6450 | Watertown | 1.15 | 1.16 | 0.571 | 1.131 | 1.131 | 1.435 | 0.778 | 1.231 | 1.131 | 3.371
US | United States | 36 | New York | 36205-10020 | 701014 | COUNTY RTE 156 WATERTOWN | Army | 045 | Jefferson | 6450 | Watertown | 1.15 | 1.16 | 0.571 | 1.131 | 1.131 | 1.435 | 0.778 | 1.231 | 1.131 | 3.371
US | United States | 36 | New York | 36205-10024 | 701018 | DAVIDSON ST WATERTOWN | Army | 045 | Jefferson | 6450 | Watertown | 1.15 | 1.16 | 0.571 | 1.131 | 1.131 | 1.435 | 0.778 | 1.231 | 1.131 | 3.371
US | United States | 36 | New York | 36205-10025 | 701019 | DAVIDSON ST WATERTOWN 1 | Army | 045 | Jefferson | 6450 | Watertown | 1.15 | 1.16 | 0.571 | 1.131 | 1.131 | 1.435 | 0.778 | 1.231 | 1.131 | 3.371
US | United States | 36 | New York | 36205-10038 | 701032 | GIFFORD ST RD WATERTOWN | Army | 045 | Jefferson | 6450 | Watertown | 1.15 | 1.16 | 0.571 | 1.131 | 1.131 | 1.435 | 0.778 | 1.231 | 1.131 | 3.371
US | United States | 36 | New York | 36205-10039 | 701033 | GILL ST WATERTOWN | Army | 045 | Jefferson | 6450 | Watertown | 1.15 | 1.16 | 0.571 | 1.131 | 1.131 | 1.435 | 0.778 | 1.231 | 1.131 | 3.371
US | United States | 36 | New York | 36205-10040 | 701034 | GIRARD AVE WATERTOWN | Army | 045 | Jefferson | 6450 | Watertown | 1.15 | 1.16 | 0.571 | 1.131 | 1.131 | 1.435 | 0.778 | 1.231 | 1.131 | 3.371
US | United States | 36 | New York | 36205-10043 | 701037 | HOLCOMB ST WATERTOWN | Army | 045 | Jefferson | 6450 | Watertown | 1.15 | 1.16 | 0.571 | 1.131 | 1.131 | 1.435 | 0.778 | 1.231 | 1.131 | 3.371
US | United States | 36 | New York | 36205-10044 | 701038 | HOWK ST WATERTOWN | Army | 045 | Jefferson | 6450 | Watertown | 1.15 | 1.16 | 0.571 | 1.131 | 1.131 | 1.435 | 0.778 | 1.231 | 1.131 | 3.371
US | United States | 36 | New York | 36205-10045 | 701039 | HUNGERFORD ST WATERTOWN | Army | 045 | Jefferson | 6450 | Watertown | 1.15 | 1.16 | 0.571 | 1.131 | 1.131 | 1.435 | 0.778 | 1.231 | 1.131 | 3.371
US | United States | 36 | New York | 36205-10046 | 701040 | HYCLIFF CPLEX WATERTOWN | Army | 045 | Jefferson | 6450 | Watertown | 1.15 | 1.16 | 0.571 | 1.131 | 1.131 | 1.435 | 0.778 | 1.231 | 1.131 | 3.371
US | United States | 36 | New York | 36205-10049 | 701043 | LANE RD WATERTOWN | Army | 045 | Jefferson | 6450 | Watertown | 1.15 | 1.16 | 0.571 | 1.131 | 1.131 | 1.435 | 0.778 | 1.231 | 1.131 | 3.371
US | United States | 36 | New York | 36205-10051 | 701045 | LERAY ST WATERTOWN | Army | 045 | Jefferson | 6450 | Watertown | 1.15 | 1.16 | 0.571 | 1.131 | 1.131 | 1.435 | 0.778 | 1.231 | 1.131 | 3.371
US | United States | 36 | New York | 36205-10061 | 701055 | MORRISON ST WATERTOWN | Army | 045 | Jefferson | 6450 | Watertown | 1.15 | 1.16 | 0.571 | 1.131 | 1.131 | 1.435 | 0.778 | 1.231 | 1.131 | 3.371
US | United States | 36 | New York | 36205-10062 | 701056 | MYRTLE AVE WATERTOWN | Army | 045 | Jefferson | 6450 | Watertown | 1.15 | 1.16
US | United States | 36 | New York | 36205-10063 | 701057 | MYRTLE AVE WATERTOWN 1 | Army | 045 | Jefferson | 6450 | Watertown | 1.15 | 1.16 | 0.571 | 1.131 | 1.131 | 1.435 | 0.778 | 1.231 | 1.131 | 3.371
US | United States | 36 | New York | 36205-10064 | 701058 | N HAMILTON ST WATERTOWN | Army | 045 | Jefferson | 6450 | Watertown | 1.15 | 1.16 | 0.571 | 1.131 | 1.131 | 1.435 | 0.778 | 1.231 | 1.131 | 3.371
US | United States | 36 | New York | 36205-10065 | 701059 | N INDIANA AVE WATERTOWN | Army | 045 | Jefferson | 6450 | Watertown | 1.15 | 1.16 | 0.571 | 1.131 | 1.131 | 1.435 | 0.778 | 1.231 | 1.131 | 3.371
US | United States | 36 | New York | 36205-10072 | 701066 | ONTARIO DR S WATERTOWN | Army | 045 | Jefferson | 6450 | Watertown | 1.15 | 1.16 | 0.571 | 1.131 | 1.131 | 1.435 | 0.778 | 1.231 | 1.131 | 3.371
US | United States | 36 | New York | 36205-10077 | 701071 | PADDOCK ST WATERTOWN 1 | Army | 045 | Jefferson | 6450 | Watertown | 1.15 | 1.16 | 0.571 | 1.131 | 1.131 | 1.435 | 0.778 | 1.231 | 1.131 | 3.371
US | United States | 36 | New York | 36205-10079 | 701073 | PARK DR W WATERTOWN | Army | 045 | Jefferson | 6450 | Watertown | 1.15 | 1.16 | 0.571 | 1.131 | 1.131 | 1.435 | 0.778 | 1.231 | 1.131 | 3.371
US | United States | 36 | New York | 36205-10080 | 701074 | PAWLING ST WATERTOWN | Army | 045 | Jefferson | 6450 | Watertown | 1.15 | 1.16 | 0.571 | 1.131 | 1.131 | 1.435 | 0.778 | 1.231 | 1.131 | 3.371
US | United States | 36 | New York | 36205-10092 | 701086 | S MEADOW ST WATERTOWN | Army | 045 | Jefferson | 6450 | Watertown | 1.15 | 1.16 | 0.571 | 1.131 | 1.131 | 1.435 | 0.778 | 1.231 | 1.131 | 3.371
US | United States | 36 | New York | 36205-10098 | 701092 | SEYMOUR ST WATERTOWN 1 | Army | 045 | Jefferson | 6450 | Watertown | 1.15 | 1.16 | 0.571 | 1.131 | 1.131 | 1.435 | 0.778 | 1.231 | 1.131 | 3.371
US | United States | 36 | New York | 36205-10107 | 701101 | SUNSET RIDGE WATERTOWN | Army | 045 | Jefferson | 6450 | Watertown | 1.15 | 1.16 | 0.571 | 1.131 | 1.131 | 1.435 | 0.778 | 1.231 | 1.131 | 3.371
US | United States | 36 | New York | 36205-10109 | 701103 | W MAIN ST WATERTOWN | Army | 045 | Jefferson | 6450 | Watertown | 1.15 | 1.16 | 0.571 | 1.131 | 1.131 | 1.435 | 0.778 | 1.231 | 1.131 | 3.371
US | United States | 36 | New York | 36205-10122 | 701116 | WINSLOW ST WATERTOWN | Army | 045 | Jefferson | 6450 | Watertown | 1.15 | 1.16 | 0.571 | 1.131 | 1.131 | 1.435 | 0.778 | 1.231 | 1.131 | 3.371
US | United States | 36 | New York | 36205-10123 | 701117 | WINSLOW ST WATERTOWN 1 | Army | 045 | Jefferson | 6450 | Watertown | 1.15 | 1.16 | 0.571 | 1.131 | 1.131 | 1.435 | 0.778 | 1.231 | 1.131 | 3.371
US | United States | 36 | New York | 36993-10001 | 701120 | DL PARK AVE WATERTOWN | Army | 045 | Jefferson | 6450 | Watertown | 1.15 | 1.16 | 0.571 | 1.131 | 1.131 | 1.435 | 0.778 | 1.231 | 1.131 | 3.371
US | United States | 36 | New York | 70132-10066 | 701337 | 1117 ACADEMY STREET WATERTOWN | Army | 045 | Jefferson | 6450 | Watertown | 1.15 | 1.16
US | United States | 36 | New York | 70132-10069 | 701340 | 1119 ACADEMY STREET WATERTOWN | Army | 045 | Jefferson | 6450 | Watertown | 1.15 | 1.16
US | United States | 36 | New York | 70132-10088 | 701359 | 118 PARK DRIVE, WEST WATERTOWN | Army | 045 | Jefferson | 6450 | Watertown | 1.15 | 1.16
US | United States | 36 | New York | 70132-10147 | 701418 | 141 WARD STREET WATERTOWN | Army | 045 | Jefferson | 6450 | Watertown | 1.15 | 1.16
US | United States | 36 | New York | 70132-10238 | 701509 | 206 ARLINGTON STREET WATERTOWN | Army | 045 | Jefferson | 6450 | Watertown | 1.15 | 1.16
US | United States | 36 | New York | 70132-10248 | 701519 | 211 PHELPS STREET WATERTOWN | Army | 045 | Jefferson | 6450 | Watertown | 1.15 | 1.16
US | United States | 36 | New York | 70132-10319 | 701590 | 27652 STATE ROUTE 3 WATERTOWN | Army | 045 | Jefferson | 6450 | Watertown | 1.15 | 1.16
US | United States | 36 | New York | 70132-10350 | 701621 | 309 KEYES AVENUE WATERTOWN | Army | 045 | Jefferson | 6450 | Watertown | 1.15 | 1.16
US | United States | 36 | New York | 70132-10665 | 701936 | 823 MILL STREET WATERTOWN | Army | 045 | Jefferson | 6450 | Watertown | 1.15 | 1.16
US | United States | 36 | New York | 70132-10725 | 701996 | ACADEMY HOUSING ASSC WATERTOWN | Army | 045 | Jefferson | 6450 | Watertown | 1.15 | 1.16
US | United States | 36 | New York | 70132-10726 | 701997 | ARSENAL HOUSING ASSC WATERTOWN | Army | 045 | Jefferson | 6450 | Watertown | 1.15 | 1.16
US | United States | 36 | New York | 82387-13348 | 705457 | WASHINGTON ST WATERTOWN | Army | 045 | Jefferson | 6450 | Watertown | 1.15 | 1.16
US | United States | 36 | New York | 710693 | 710693 | STATEWAY PLAZA WATERTOWN | Army | 045 | Jefferson | 6450 | Watertown | 1.15 | 1.16
US | United States | 36 | New York | 36205-10013 | 701007 | CHAMPION ST W CARTHAGE | Army | 045 | Jefferson | 6560 | West Carthage | 1.15 | 1.16 | 0.571 | 1.131 | 1.131 | 1.435 | 0.778 | 1.231 | 1.131 | 3.371
US | United States | 36 | New York | 36205-10066 | 701060 | N JEFFERSON ST W CARTHAGE | Army | 045 | Jefferson | 6560 | West Carthage | 1.15 | 1.16 | 0.571 | 1.131 | 1.131 | 1.435 | 0.778 | 1.231 | 1.131 | 3.371
US | United States | 36 | New York | M68479-0010 | 112 | BROOKLYN NY | Marine Corps | 047 | Kings | 4170 | New York City | 1.47 | 1.56 | 0.571 | 1.263 | 1.263 | 1.435 | 0.778 | 1.231 | 1.263 | 3.371
US | United States | 36 | New York | N69122 | 237 | BROOKLYN NY NS CSO | Navy | 047 | Kings | 4170 | New York City | 1.47 | 1.56 | 0.571 | 1.263 | 1.263 | 1.435 | 0.778 | 1.231 | 1.263 | 3.371
US | United States | 36 | New York | 36A75 | 3973 | BEDFORD AVE RC OMS12 | Army | 047 | Kings | 4170 | New York City | 1.47 | 1.56 | 0.571 | 1.263 | 1.263 | 1.435 | 0.778 | 1.231 | 1.263 | 3.371
US | United States | 36 | New York | 36325 | 5009 | FORT HAMILTON | Army | 047 | Kings | 4170 | New York City | 1.47 | 1.56 | 0.571 | 1.263 | 1.263 | 1.435 | 0.778 | 1.231 | 1.263 | 3.371
US | United States | 36 | New York | 36A70 | 6066 | MARCY AVE READINESS CENTER | Army | 047 | Kings | 4170 | New York City | 1.47 | 1.56 | 0.571 | 1.263 | 1.263 | 1.435 | 0.778 | 1.231 | 1.263 | 3.371
US | United States | 36 | New York | 36785-10001 | 701118 | 75 LEWIS AVENUE BROOKLYN | Army | 047 | Kings | 4170 | New York City | 1.47 | 1.56 | 0.571 | 1.263 | 1.263 | 1.435 | 0.778 | 1.231 | 1.263 | 3.371
US | United States | 36 | New York | 82387-10278 | 702389 | 1456 ROCKAWAY BROOKLYN | Army | 047 | Kings | 4170 | New York City | 1.47 | 1.56
US | United States | 36 | New York | 82387-10352 | 702463 | 1669 SHEEPSHEAD BAY ROAD BROOKLYN | Army | 047 | Kings | 4170 | New York City | 1.47 | 1.56
US | United States | 36 | New York | 82387-10610 | 702721 | 2629 ATLANTIC AVENUE BROOKLYN | Army | 047 | Kings | 4170 | New York City | 1.47 | 1.56
US | United States | 36 | New York | 82387-10791 | 702902 | 3800 NOSTRAND AVENUE BROOKLYN | Army | 047 | Kings | 4170 | New York City | 1.47 | 1.56
US | United States | 36 | New York | 82387-10829 | 702940 | 41 FLATBUSH AVENUE BROOKLYN | Army | 047 | Kings | 4170 | New York City | 1.47 | 1.56
US | United States | 36 | New York | 82387-11219 | 703330 | 8501 5TH AVENUE BROOKLYN | Army | 047 | Kings | 4170 | New York City | 1.47 | 1.56
US | United States | 36 | New York | 82387-11221 | 703332 | 8516 FOURTH STREET BROOKLYN | Army | 047 | Kings | 4170 | New York City | 1.47 | 1.56
US | United States | 36 | New York | 82387-11230 | 703341 | 86TH ST BROOKLYN | Army | 047 | Kings | 4170 | New York City | 1.47 | 1.56
US | United States | 36 | New York | 82387-11334 | 703445 | ARMY BATTALION-NYC | Army | 047 | Kings | 4170 | New York City | 1.47 | 1.56
US | United States | 36 | New York | 82387-11425 | 703536 | BROADWAY NEW YORK | Army | 047 | Kings | 4170 | New York City | 1.47 | 1.56
US | United States | 36 | New York | 82387-11549 | 703660 | CORNER OF CONKLIN AVE BROOKLYN | Army | 047 | Kings | 4170 | New York City | 1.47 | 1.56
US | United States | 36 | New York | 82387-11852 | 703963 | FLATBUSH AVE BROOKLYN | Army | 047 | Kings | 4170 | New York City | 1.47 | 1.56
US | United States | 36 | New York | 82387-11853 | 703964 | FLATBUSH AVE BROOKLYN 2 | Army | 047 | Kings | 4170 | New York City | 1.47 | 1.56
US | United States | 36 | New York | 82387-11901 | 704012 | FT HAMILTON | Army | 047 | Kings | 4170 | New York City | 1.47 | 1.56
US | United States | 36 | New York | 82387-12159 | 704269 | LUNA PARKING BROOKLYN | Army | 047 | Kings | 4170 | New York City | 1.47 | 1.56
US | United States | 36 | New York | 82387-12554 | 704664 | NOSTRAND AVE BROOKLYN | Army | 047 | Kings | 4170 | New York City | 1.47 | 1.56
US | United States | 36 | New York | 82387-12653 | 704763 | PITKIN AVE BROOKLYN | Army | 047 | Kings | 4170 | New York City | 1.47 | 1.56
US | United States | 36 | New York | 82387-13148 | 705257 | UTICA AVE BROOKLYN | Army | 047 | Kings | 4170 | New York City | 1.47 | 1.56
US | United States | 36 | New York | 82387-13149 | 705258 | UTICA AVE BROOKLYN 1 | Army | 047 | Kings | 4170 | New York City | 1.47 | 1.56
US | United States | 36 | New York | 710918 | 710918 | 116 WHITE AVENUE BROOKLYN | Army | 047 | Kings | 4170 | New York City | 1.47 | 1.56
US | United States | 36 | New York | 36205-10027 | 701021 | DORAN RD COPENHAGEN | Army | 049 | Lewis | 1330 | Copenhagen | 1.15 | 1.16 | 0.571 | 1.263 | 1.263 | 1.435 | 0.778 | 1.231 | 1.263 | 3.371
US | United States | 36 | New York | 70132-10736 | 702007 | COPENHAGEN HOUSING COPENHAGEN | Army | 049 | Lewis | 1330 | Copenhagen | 1.15 | 1.16
US | United States | 36 | New York | 36205-10081 | 701075 | PINE GROVE GLENVILLE | Army | 049 | Lewis | 2283 | Glenfield | 1.15 | 1.16 | 0.571 | 1.263 | 1.263 | 1.435 | 0.778 | 1.231 | 1.263 | 3.371
US | United States | 36 | New York | 36205-10057 | 701051 | MAPLE ST HARRISVILLE | Army | 049 | Lewis | 2560 | Harrisville | 1.15 | 1.16 | 0.571 | 1.263 | 1.263 | 1.435 | 0.778 | 1.231 | 1.263 | 3.371
US | United States | 36 | New York | 36205-10012 | 701006 | CASCADE AVE LOWVILLE | Army | 049 | Lewis | 3370 | Lowville | 1.15 | 1.16 | 0.571 | 1.263 | 1.263 | 1.435 | 0.778 | 1.231 | 1.263 | 3.371
US | United States | 36 | New York | 36205-10023 | 701017 | DAVAN ST LOWVILLE | Army | 049 | Lewis | 3370 | Lowville | 1.15 | 1.16 | 0.571 | 1.263 | 1.263 | 1.435 | 0.778 | 1.231 | 1.263 | 3.371
US | United States | 36 | New York | 36205-10031 | 701025 | E MARTINSBURG RD LOWVILLE | Army | 049 | Lewis | 3370 | Lowville | 1.15 | 1.16 | 0.571 | 1.263 | 1.263 | 1.435 | 0.778 | 1.231 | 1.263 | 3.371
US | United States | 36 | New York | 36205-10034 | 701028 | FLAT ROCK RD 00 LOWVILLE | Army | 049 | Lewis | 3370 | Lowville | 1.15 | 1.16 | 0.571 | 1.263 | 1.263 | 1.435 | 0.778 | 1.231 | 1.263 | 3.371
US | United States | 36 | New York | 36205-10035 | 701029 | FLAT ROCK RD 12 LOWVILLE | Army | 049 | Lewis | 3370 | Lowville | 1.15 | 1.16 | 0.571 | 1.263 | 1.263 | 1.435 | 0.778 | 1.231 | 1.263 | 3.371
US | United States | 36 | New York | 36205-10069 | 701063 | N STATE ST LOWVILLE | Army | 049 | Lewis | 3370 | Lowville | 1.15 | 1.16 | 0.571 | 1.263 | 1.263 | 1.435 | 0.778 | 1.231 | 1.263 | 3.371
US | United States | 36 | New York | 36205-10070 | 701064 | NEFSEY RD LOWVILLE | Army | 049 | Lewis | 3370 | Lowville | 1.15 | 1.16 | 0.571 | 1.263 | 1.263 | 1.435 | 0.778 | 1.231 | 1.263 | 3.371
US | United States | 36 | New York | 36205-10078 | 701072 | PARK AVE LOWVILLE | Army | 049 | Lewis | 3370 | Lowville | 1.15 | 1.16 | 0.571 | 1.263 | 1.263 | 1.435 | 0.778 | 1.231 | 1.263 | 3.371
US | United States | 36 | New York | 36205-10094 | 701088 | S STATE ST 36 LOWVILLE | Army | 049 | Lewis | 3370 | Lowville | 1.15 | 1.16 | 0.571 | 1.263 | 1.263 | 1.435 | 0.778 | 1.231 | 1.263 | 3.371
US | United States | 36 | New York | 36205-10095 | 701089 | S STATE ST 38 LOWVILLE | Army | 049 | Lewis | 3370 | Lowville | 1.15 | 1.16 | 0.571 | 1.263 | 1.263 | 1.435 | 0.778 | 1.231 | 1.263 | 3.371
US | United States | 36 | New York | 36205-10101 | 701095 | STATE RTE 2 LOWVILLE | Army | 049 | Lewis | 3370 | Lowville | 1.15 | 1.16 | 0.571 | 1.263 | 1.263 | 1.435 | 0.778 | 1.231 | 1.263 | 3.371
US | United States | 36 | New York | 36205-10106 | 701100 | STOWE ST LOWVILLE | Army | 049 | Lewis | 3370 | Lowville | 1.15 | 1.16 | 0.571 | 1.263 | 1.263 | 1.435 | 0.778 | 1.231 | 1.263 | 3.371
US | United States | 36 | New York | 70132-10535 | 701806 | 5214 HILLCREST CIRCLE LOWVILLE | Army | 049 | Lewis | 3370 | Lowville | 1.15 | 1.16
US | United States | 36 | New York | 70132-10551 | 701822 | 5644 MAPLE STREET LOWVILLE | Army | 049 | Lewis | 3370 | Lowville | 1.15 | 1.16
US | United States | 36 | New York | 70132-10753 | 702024 | LOWVILLE ASSOCIATES LOWVILLE | Army | 049 | Lewis | 3370 | Lowville | 1.15 | 1.16
US | United States | 36 | New York | 82387-11155 | 703266 | 7611 STATE STREET LOWVILLE | Army | 049 | Lewis | 3370 | Lowville | 1.15 | 1.16
US | United States | 36 | New York | 70132-10594 | 701865 | 6669 STREET ROUTE 26 MARTINSBURG | Army | 049 | Lewis | 3567 | Martinsburg | 1.15 | 1.16
US | United States | 36 | New York | 36B35 | 5181 | GENESEO RC OMS 3 | Army | 051 | Livingston | 2250 | Geneseo | 1.06 | 1.08 | 0.571 | 1.131 | 1.131 | 1.435 | 0.778 | 1.231 | 1.131 | 3.371
US | United States | 36 | New York | 82387-12188 | 704298 | MAIN ST GENESEO | Army | 051 | Livingston | 2250 | Geneseo | 1.06 | 1.08
US | United States | 36 | New York | WHXP0001 | 3318 | STOCKBRIDGE TEST ANNEX SITE # 1 | Air Force | 053 | Madison | 4470 | Oneida | 1.06 | 1.08 | 0.571 | 1.131 | 1.131 | 1.435 | 0.778 | 1.231 | 1.131 | 3.371
US | United States | 36 | New York | 82387-12597 | 704707 | ONEIDA PLZ ONEIDA | Army | 053 | Madison | 4470 | Oneida | 1.06 | 1.08
US | United States | 36 | New York | 82387-12708 | 704818 | RIDGE RD W GREECE | Army | 055 | Monroe | 2395 | Greece | 1.06 | 1.08
US | United States | 36 | New York | 82387-12709 | 704819 | RIDGE RD W GREECE 1 | Army | 055 | Monroe | 2395 | Greece | 1.06 | 1.08
US | United States | 36 | New York | 82387-13404 | 705513 | WINTON RD S HENRIETTA | Army | 055 | Monroe | 2606 | Henrietta | 1.06 | 1.08
US | United States | 36 | New York | N32414-NR | 1310 | NAVOPSPTCEN ROCHESTER NY | Navy | 055 | Monroe | 5230 | Rochester | 1.06 | 1.08 | 0.571 | 1.131 | 1.131 | 1.435 | 0.778 | 1.231 | 1.131 | 3.371
US | United States | 36 | New York | 36945 | 5595 | JAMES W WADSWORTH USARC | Army | 055 | Monroe | 5230 | Rochester | 1.06 | 1.08 | 0.571 | 1.131 | 1.131 | 1.435 | 0.778 | 1.231 | 1.131 | 3.371
US | United States | 36 | New York | 36490 | 6511 | NG ROCHESTER CSMS C | Army | 055 | Monroe | 5230 | Rochester | 1.06 | 1.08 | 0.571 | 1.131 | 1.131 | 1.435 | 0.778 | 1.231 | 1.131 | 3.371
US | United States | 36 | New York | 36D50 | 7033 | ROCHESTER CULVER RD READINESS | Army | 055 | Monroe | 5230 | Rochester | 1.06 | 1.08 | 0.571 | 1.131 | 1.131 | 1.435 | 0.778 | 1.231 | 1.131 | 3.371
US | United States | 36 | New York | 36D52 | 7035 | ROCHESTER RC OMS 11 | Army | 055 | Monroe | 5230 | Rochester | 1.06 | 1.08 | 0.571 | 1.131 | 1.131 | 1.435 | 0.778 | 1.231 | 1.131 | 3.371
US | United States | 36 | New York | 82387-10015 | 702126 | 100 STATE STREET ROCHESTER | Army | 055 | Monroe | 5230 | Rochester | 1.06 | 1.08
US | United States | 36 | New York | 82387-10329 | 702440 | 16 EAST MAIN STREET ROCHESTER | Army | 055 | Monroe | 5230 | Rochester | 1.06 | 1.08
US | United States | 36 | New York | 36976 | 6034 | MAJ D W HOLLEDER USARC | Army | 055 | Monroe | 6510 | Webster | 1.06 | 1.08 | 0.571 | 1.131 | 1.131 | 1.435 | 0.778 | 1.231 | 1.131 | 3.371
US | United States | 36 | New York | N90845 | 204 | Naval Weapons Industrial Reserve Plant, Bethpage NY | Navy | 059 | Nassau | 0533 | Bethpage | 1.06 | 1.08 | 0.571 | 1.131 | 1.131 | 1.435 | 0.778 | 1.231 | 1.131 | 3.371
US | United States | 36 | New York | N90845-BA | 803 | MANORVILLE | Navy | 059 | Nassau | 0533 | Bethpage | 1.06 | 1.08 | 0.571 | 1.131 | 1.131 | 1.435 | 0.778 | 1.231 | 1.131 | 3.371
US | United States | 36 | New York | N00129-PA | 632 | MITCHEL MANOR 2 NY | Navy | 059 | Nassau | 1678 | East Meadow | 1.06 | 1.08 | 0.571 | 1.131 | 1.131 | 1.435 | 0.778 | 1.231 | 1.131 | 3.371
US | United States | 36 | New York | 82387-10421 | 702532 | 1975 EAST MEADOW EAST MEADOW | Army | 059 | Nassau | 1678 | East Meadow | 1.06 | 1.08
US | United States | 36 | New York | 82387-11978 | 704088 | HEMPSTEAD TPK EAST MEADOW | Army | 059 | Nassau | 1678 | East Meadow | 1.06 | 1.08
US | United States | 36 | New York | 36999 | 6457 | NG FARMINGDALE TNG SITE OMS 18 | Army | 059 | Nassau | 1960 | Farmingdale | 1.06 | 1.08 | 0.571 | 1.131 | 1.131 | 1.435 | 0.778 | 1.231 | 1.131 | 3.371
US | United States | 36 | New York | 710691 | 710691 | 256 JERICHO TURNPIKE FLORAL PARK | Army | 059 | Nassau | 2020 | Floral Park | 1.06 | 1.08
US | United States | 36 | New York | 36B30 | 5098 | FREEPORT READINESS CENTER | Army | 059 | Nassau | 2160 | Freeport | 1.06 | 1.08 | 0.571 | 1.131 | 1.131 | 1.435 | 0.778 | 1.231 | 1.131 | 3.371
US | United States | 36 | New York | 710999 | 710999 | 53 WEST SUNRISE HWY FREEPORT | Army | 059 | Nassau | 2160 | Freeport | 1.06 | 1.08
US | United States | 36 | New York | M67011-0001 | 69 | Marine Corps Dist 1, Garden City | Marine Corps | 059 | Nassau | 2240 | Garden City | 1.06 | 1.08 | 0.571 | 1.131 | 1.131 | 1.435 | 0.778 | 1.231 | 1.131 | 3.371
US | United States | 36 | New York | 710516 | 710516 | US MARINE CORP DIST GARDEN CITY | Army | 059 | Nassau | 2240 | Garden City | 1.06 | 1.08
US | United States | 36 | New York | 710513 | 710513 | 279 GLEN STREET GLEN COVE | Army | 059 | Nassau | 2280 | Glen Cove | 1.06 | 1.08
US | United States | 36 | New York | N00129-OA | 631 | MITCHEL MANOR 1 NY | Navy | 059 | Nassau | 2600 | Hempstead | 1.06 | 1.08 | 0.571 | 1.131 | 1.131 | 1.435 | 0.778 | 1.231 | 1.131 | 3.371
US | United States | 36 | New York | N00129-QA | 633 | MITCHEL FIELD NY | Navy | 059 | Nassau | 2600 | Hempstead | 1.06 | 1.08 | 0.571 | 1.131 | 1.131 | 1.435 | 0.778 | 1.231 | 1.131 | 3.371
US | United States | 36 | New York | 82387-11907 | 704018 | FULTON AVE HEMPSTEAD | Army | 059 | Nassau | 2600 | Hempstead | 1.06 | 1.08
US | United States | 36 | New York | 82387-12586 | 704696 | OLD COUNTRY RD HICKSVILLE | Army | 059 | Nassau | 2675 | Hicksville | 1.06 | 1.08
US | United States | 36 | New York | 711158 | 711158 | DELCO PLAZA MALL HICKSVILLE | Army | 059 | Nassau | 2675 | Hicksville | 1.06 | 1.08
US | United States | 36 | New York | 82387-11341 | 703452 | ATLANTIC AVE LYNBROOK | Army | 059 | Nassau | 3380 | Lynbrook | 1.06 | 1.08
US | United States | 36 | New York | 710692 | 710692 | 431 SUNRISE HIGHWAY LYNBROOK | Army | 059 | Nassau | 3380 | Lynbrook | 1.06 | 1.08
US | United States | 36 | New York | 710690 | 710690 | 5070 A SUNRISE HIGHWAY MASSAPEQUA | Army | 059 | Nassau | 3565 | Massapequa | 1.06 | 1.08
US | United States | 36 | New York | 36875 | 4029 | BG THEODORE ROOSEVELT JR USARC | Army | 059 | Nassau | 6174 | Uniondale | 1.06 | 1.08 | 0.571 | 1.131 | 1.131 | 1.435 | 0.778 | 1.231 | 1.131 | 3.371
US | United States | 36 | New York | 36795 | 4879 | ERNIE PYLE USARC/AMSA #12 | Army | 061 | New York | 4170 | New York City | 1.47 | 1.56 | 0.571 | 1.263 | 1.263 | 1.435 | 0.778 | 1.231 | 1.263 | 3.371
US | United States | 36 | New York | 36C70 | 4938 | FIFTH AVE READINESS CENTER | Army | 061 | New York | 4170 | New York City | 1.47 | 1.56 | 0.571 | 1.263 | 1.263 | 1.435 | 0.778 | 1.231 | 1.263 | 3.371
US | United States | 36 | New York | 36C50 | 5893 | LEXINGTON AVE READINESS CTR | Army | 061 | New York | 4170 | New York City | 1.47 | 1.56 | 0.571 | 1.263 | 1.263 | 1.435 | 0.778 | 1.231 | 1.263 | 3.371
US | United States | 36 | New York | 36C60 | 6701 | PARK AVE READINESS CENTER | Army | 061 | New York | 4170 | New York City | 1.47 | 1.56 | 0.571 | 1.263 | 1.263 | 1.435 | 0.778 | 1.231 | 1.263 | 3.371
US | United States | 36 | New York | 70132-10741 | 702012 | E 25TH ST NEW YORK | Army | 061 | New York | 4170 | New York City | 1.47 | 1.56
US | United States | 36 | New York | 82387-10269 | 702380 | 1427 FLATBUSH AVE BROOKLYN | Army | 061 | New York | 4170 | New York City | 1.47 | 1.56
US | United States | 36 | New York | 82387-10321 | 702432 | 1559 LEXINGTON AVENUE NEW YORK | Army | 061 | New York | 4170 | New York City | 1.47 | 1.56
US | United States | 36 | New York | 82387-10326 | 702437 | 157 CHAMBERS STREET MANHATTAN | Army | 061 | New York | 4170 | New York City | 1.47 | 1.56
US | United States | 36 | New York | 82387-10695 | 702806 | 308 1/2 GREENWICH STREET NEW YORK | Army | 061 | New York | 4170 | New York City | 1.47 | 1.56
US | United States | 36 | New York | 82387-10872 | 702983 | 43RD ST & BROADWAY MANHATTAN | Army | 061 | New York | 4170 | New York City | 1.47 | 1.56
US | United States | 36 | New York | 82387-10887 | 702998 | 45 BAY STREET STATEN ISLAND | Army | 061 | New York | 4170 | New York City | 1.47 | 1.56
US | United States | 36 | New York | 82387-10915 | 703026 | 4TH AVE BROOKLYN | Army | 061 | New York | 4170 | New York City | 1.47 | 1.56
US | United States | 36 | New York | 82387-10916 | 703027 | 4TH AVE BROOKLYN 1 | Army | 061 | New York | 4170 | New York City | 1.47 | 1.56
US | United States | 36 | New York | 82387-11350 | 703461 | AVE Z BROOKLYN | Army | 061 | New York | 4170 | New York City | 1.47 | 1.56
US | United States | 36 | New York | 82387-11628 | 703739 | E 103RD ST MANHATTAN | Army | 061 | New York | 4170 | New York City | 1.47 | 1.56
US | United States | 36 | New York | 82387-11685 | 703796 | E FORDHAM RD BRONX | Army | 061 | New York | 4170 | New York City | 1.47 | 1.56
US | United States | 36 | New York | 82387-11851 | 703962 | FLATBUSH AV BROOKLYN 1 | Army | 061 | New York | 4170 | New York City | 1.47 | 1.56
US | United States | 36 | New York | 82387-13046 | 705156 | SURF-STILLWELL BROOKLYN | Army | 061 | New York | 4170 | New York City | 1.47 | 1.56
US | United States | 36 | New York | 82387-13169 | 705278 | W 125TH ST MANHATTAN | Army | 061 | New York | 4170 | New York City | 1.47 | 1.56
US | United States | 36 | New York | 82387-13173 | 705282 | W 181ST ST MANHATTAN | Army | 061 | New York | 4170 | New York City | 1.47 | 1.56
US | United States | 36 | New York | 82387-13186 | 705295 | W 72ND ST MANHATTAN | Army | 061 | New York | 4170 | New York City | 1.47 | 1.56
US | United States | 36 | New York | 82387-13369 | 705478 | WESTCHESTER SQ BRONX | Army | 061 | New York | 4170 | New York City | 1.47 | 1.56
US | United States | 36 | New York | 82387-13370 | 705479 | WESTCHESTER SQ BRONX 1 | Army | 061 | New York | 4170 | New York City | 1.47 | 1.56
US | United States | 36 | New York | 82387-13384 | 705493 | WHITE PLAINS RD BRONX | Army | 061 | New York | 4170 | New York City | 1.47 | 1.56
US | United States | 36 | New York | 710193 | 710193 | 249-253 WEST 43RD ST NEW YORK | Army | 061 | New York | 4170 | New York City | 1.47 | 1.56
US | United States | 36 | New York | 36C10 | 5934 | LOCKPORT READINESS CENTER | Army | 063 | Niagara | 3340 | Lockport | 1.1 | 1.12 | 0.571 | 1.154 | 1.154 | 1.435 | 0.778 | 1.231 | 1.154 | 3.371
US | United States | 36 | New York | 82387-12148 | 704258 | LOCKVIEW PLZ LOCKPORT | Army | 063 | Niagara | 3340 | Lockport | 1.1 | 1.12
US | United States | 36 | New York | 36555 | 6544 | NIAGARA FALLS AFRC | Army | 063 | Niagara | 4210 | Niagara Falls | 1.1 | 1.12 | 0.571 | 1.154 | 1.154 | 1.435 | 0.778 | 1.231 | 1.154 | 3.371
US | United States | 36 | New York | 36C75 | 6545 | NIAGARA FALLS READINESS CENTER | Army | 063 | Niagara | 4210 | Niagara Falls | 1.1 | 1.12 | 0.571 | 1.154 | 1.154 | 1.435 | 0.778 | 1.231 | 1.154 | 3.371
US | United States | 36 | New York | 82387-12279 | 704389 | MILITARY RD NIAGRA FALLS | Army | 063 | Niagara | 4210 | Niagara Falls | 1.1 | 1.12
US | United States | 36 | New York | 710292 | 710292 | 2024 ENT AVENUE NIAGARA FALLS | Army | 063 | Niagara | 4210 | Niagara Falls | 1.1 | 1.12
US | United States | 36 | New York | 36998 | 6540 | NG YOUNGSTOWN TNG SITE | Army | 063 | Niagara | 5081 | Ransomville | 1.1 | 1.12 | 0.571 | 1.154 | 1.154 | 1.435 | 0.778 | 1.231 | 1.154 | 3.371
US | United States | 36 | New York | 82387-11896 | 704007 | FRESH POND RD RIDGEWOOD | Army | 063 | Niagara | 5197 | Ridgewood | 1.1 | 1.12
US | United States | 36 | New York | 82387-12316 | 704426 | MYRTLE AVE RIDGEWOOD | Army | 063 | Niagara | 5197 | Ridgewood | 1.1 | 1.12
US | United States | 36 | New York | 710196 | 710196 | 54-40 MYRTLE AVE RIDGEWOOD | Army | 063 | Niagara | 5197 | Ridgewood | 1.1 | 1.12
US | United States | 36 | New York | ZQER0001 | 3544 | YOUNGSTOWN TEST SITE SITE # 1 | Air Force | 063 | Niagara | 6840 | Youngstown | 1.1 | 1.12
US | United States | 36 | New York | RVKQ0001 | 3074 | NIAGARA FALLS SITE # 1 | Air Force | 063 | Niagara | 9999 | Unknown | 1.1 | 1.12 | 0.571 | 1.154 | 1.154 | 1.435 | 0.778 | 1.231 | 1.154 | 3.371
US | United States | 36 | New York | 36871 | 4964 | FLOYD WET SITE | Army | 065 | Oneida | 2132 | Franklin Springs | 1.07 | 1.07 | 0.571 | 1.131 | 1.131 | 1.435 | 0.778 | 1.231 | 1.131 | 3.371
US | United States | 36 | New York | 82387-11355 | 703466 | AVENUE PLZ NEW HARTFORD | Army | 065 | Oneida | 4080 | New Hartford | 1.07 | 1.07
US | United States | 36 | New York | 36965 | 4844 | ELIHU ROOT USARC | Army | 065 | Oneida | 4200 | New York Mills | 1.07 | 1.07 | 0.571 | 1.131 | 1.131 | 1.435 | 0.778 | 1.231 | 1.131 | 3.371
US | United States | 36 | New York | XQYA0001 | 3373 | UTICA RADAR SITE SITE # 1 | Air Force | 065 | Oneida | 5120 | Remsen | 1.07 | 1.07 | 0.571 | 1.131 | 1.131 | 1.435 | 0.778 | 1.231 | 1.131 | 3.371
US | United States | 36 | New York | N32414-FF | 1250 | NAVOPSPTCEN FRANKFORT NY | Navy | 065 | Oneida | 5260 | Rome | 1.07 | 1.07 | 0.571 | 1.131 | 1.131 | 1.435 | 0.778 | 1.231 | 1.131 | 3.371
US | United States | 36 | New York | 36D65 | 7058 | ROME READINESS CENTER | Army | 065 | Oneida | 5260 | Rome | 1.07 | 1.07 | 0.571 | 1.131 | 1.131 | 1.435 | 0.778 | 1.231 | 1.131 | 3.371
US | United States | 36 | New York | 82387-12296 | 704406 | MOHAWK ACRES ROME | Army | 065 | Oneida | 5260 | Rome | 1.07 | 1.07
US | United States | 36 | New York | 710511 | 710511 | 1008 WOOD STREET ROME | Army | 065 | Oneida | 5260 | Rome | 1.07 | 1.07
US | United States | 36 | New York | 36E35 | 7685 | UTICA READINESS CENTER OMS 6 | Army | 065 | Oneida | 6220 | Utica | 1.07 | 1.07 | 0.571 | 1.131 | 1.131 | 1.435 | 0.778 | 1.231 | 1.131 | 3.371
US | United States | 36 | New York | 82387-10087 | 702198 | 110 LOMOND COURT UTICA | Army | 065 | Oneida | 6220 | Utica | 1.07 | 1.07
US | United States | 36 | New York | XWUQ0001 | 3387 | VERONA TEST ANNEX SITE # 1 | Air Force | 065 | Oneida | 6270 | Vernon | 1.07 | 1.07 | 0.571 | 1.131 | 1.131 | 1.435 | 0.778 | 1.231 | 1.131 | 3.371
US | United States | 36 | New York | XWUM0001 | 3386 | VERONA DEFENSE FUEL SUPPORT POINT SITE # 1 | Air Force | 065 | Oneida | 6275 | Verona | 1.07 | 1.07 | 0.571 | 1.131 | 1.131 | 1.435 | 0.778 | 1.231 | 1.131 | 3.371
US | United States | 36 | New York | GRCL0001 | 2074 | NEADS UNIT, ROME, NY SITE # 1 | Air Force | 065 | Oneida | 9999 | Unknown | 1.07 | 1.07 | 0.571 | 1.131 | 1.131 | 1.435 | 0.778 | 1.231 | 1.131 | 3.371
US | United States | 36 | New York | ULDF0001 | 3220 | ROME LABORATORY SITE # 1 | Air Force | 065 | Oneida | 9999 | Unknown | 1.07 | 1.07 | 0.571 | 1.131 | 1.131 | 1.435 | 0.778 | 1.231 | 1.131 | 3.371
US | United States | 36 | New York | 36955 | 3662 | 1LT JAMES MCCONNELL USARC | Army | 067 | Onondaga | 3310 | Liverpool | 1.06 | 1.08 | 0.571 | 1.131 | 1.131 | 1.435 | 0.778 | 1.231 | 1.131 | 3.371
US | United States | 36 | New York | 710616 | 710616 | 101 SEVENTH STREET LIVERPOOL | Army | 067 | Onondaga | 3310 | Liverpool | 1.06 | 1.08
US | United States | 36 | New York | 711157 | 711157 | 4038 MARLTON CIRCLE LIVERPOOL | Army | 067 | Onondaga | 3310 | Liverpool | 1.06 | 1.08
US | United States | 36 | New York | 82387-12421 | 704531 | N MAIN ST N SYRACUSE | Army | 067 | Onondaga | 4310 | North Syracuse | 1.06 | 1.08
US | United States | 36 | New York | 82387-12543 | 704653 | NORTHERN LIGHTS PLZ N SYRACUSE | Army | 067 | Onondaga | 4310 | North Syracuse | 1.06 | 1.08
US | United States | 36 | New York | 70132-10459 | 701730 | 4308 NOVEMBER LANE ONONDAGA | Army | 067 | Onondaga | 4491 | Onondaga | 1.06 | 1.08
US | United States | 36 | New York | M68479-0002 | 105 | SYRACUSE MCRC | Marine Corps | 067 | Onondaga | 6010 | Syracuse | 1.06 | 1.08 | 0.571 | 1.131 | 1.131 | 1.435 | 0.778 | 1.231 | 1.131 | 3.371
US | United States | 36 | New York | N32414-NS | 1313 | NAVOPSPTCEN SYRACUSE NY | Navy | 067 | Onondaga | 6010 | Syracuse | 1.06 | 1.08 | 0.571 | 1.131 | 1.131 | 1.435 | 0.778 | 1.231 | 1.131 | 3.371
US | United States | 36 | New York | 36E13 | 5345 | HANCOCK FIELD RC OMS 5 | Army | 067 | Onondaga | 6010 | Syracuse | 1.06 | 1.08 | 0.571 | 1.131 | 1.131 | 1.435 | 0.778 | 1.231 | 1.131 | 3.371
US | United States | 36 | New York | 36956 | 7908 | WILLIAM H SEWARD AFRC | Army | 067 | Onondaga | 6010 | Syracuse | 1.06 | 1.08 | 0.571 | 1.131 | 1.131 | 1.435 | 0.778 | 1.231 | 1.131 | 3.371
US | United States | 36 | New York | 82387-10430 | 702541 | 2 CLINTON SQUARE SYRACUSE | Army | 067 | Onondaga | 6010 | Syracuse | 1.06 | 1.08
US | United States | 36 | New York | 82387-10757 | 702868 | 344 W. GENESSE ST SYRACUSE | Army | 067 | Onondaga | 6010 | Syracuse | 1.06 | 1.08
US | United States | 36 | New York | 82387-10869 | 702980 | 432 NORTH FRANKLIN SYRACUSE | Army | 067 | Onondaga | 6010 | Syracuse | 1.06 | 1.08
US | United States | 36 | New York | 82387-11517 | 703628 | CLINTON ST SYRACUSE | Army | 067 | Onondaga | 6010 | Syracuse | 1.06 | 1.08
US | United States | 36 | New York | 82387-11819 | 703930 | ERIE BLVD E SYRACUSE | Army | 067 | Onondaga | 6010 | Syracuse | 1.06 | 1.08
US | United States | 36 | New York | 82387-11820 | 703931 | ERIE BLVD W SYRACUSE | Army | 067 | Onondaga | 6010 | Syracuse | 1.06 | 1.08
US | United States | 36 | New York | 710947 | 710947 | 6001 EAST MOLLOY RD SYRACUSE | Army | 067 | Onondaga | 6010 | Syracuse | 1.06 | 1.08
US | United States | 36 | New York | HAAW0001 | 2090 | HANCOCK FIELD SITE # 1 | Air Force | 067 | Onondaga | 9999 | Unknown | 1.06 | 1.08 | 0.571 | 1.131 | 1.131 | 1.435 | 0.778 | 1.231 | 1.131 | 3.371
US | United States | 36 | New York | 36850 | 5863 | LEMMA-WHYMAN USARC | Army | 069 | Ontario | 0830 | Canandaigua | 1.06 | 1.08 | 0.571 | 1.131 | 1.131 | 1.435 | 0.778 | 1.231 | 1.131 | 3.371
US | United States | 36 | New York | 82387-12100 | 704210 | LAFAYETTE AVE CANANDAIGUA | Army | 069 | Ontario | 0830 | Canandaigua | 1.06 | 1.08
US | United States | 36 | New York | 36B40 | 5182 | GENEVA READINESS CENTER | Army | 069 | Ontario | 2260 | Geneva | 1.06 | 1.08 | 0.571 | 1.131 | 1.131 | 1.435 | 0.778 | 1.231 | 1.131 | 3.371
US | United States | 36 | New York | 82387-11469 | 703580 | CASTLE ST GENEVA | Army | 069 | Ontario | 2260 | Geneva | 1.06 | 1.08
US | United States | 36 | New York | 82387-12594 | 704704 | ONE FRANKLIN SQ GENEVA | Army | 069 | Ontario | 2260 | Geneva | 1.06 | 1.08
US | United States | 36 | New York | 36225 | 7363 | SSG FREDERICK J. ILL JR. USARC | Army | 071 | Orange | 0755 | Bullville | 1.37 | 1.41 | 0.571 | 1.263 | 1.263 | 1.435 | 0.778 | 1.231 | 1.263 | 3.371
US | United States | 36 | New York | 82387-11751 | 703862 | E RTE 211 MIDDLETOWN | Army | 071 | Orange | 3730 | Middletown | 1.37 | 1.41
US | United States | 36 | New York | 36C45 | 6418 | NEWBURGH READINESS CENTER | Army | 071 | Orange | 4060 | Newburgh | 1.37 | 1.41 | 0.571 | 1.263 | 1.263 | 1.435 | 0.778 | 1.231 | 1.263 | 3.371
US | United States | 36 | New York | 82387-12105 | 704215 | LAKE ST NEWBURGH | Army | 071 | Orange | 4060 | Newburgh | 1.37 | 1.41
US | United States | 36 | New York | 82387-12678 | 704788 | PROFESSIONAL BLDG NEWBURGH | Army | 071 | Orange | 4060 | Newburgh | 1.37 | 1.41
US | United States | 36 | New York | 82387-12737 | 704847 | ROUTE 17K NEWBURGH | Army | 071 | Orange | 4060 | Newburgh | 1.37 | 1.41
US | United States | 36 | New York | 36100 | 7431 | STEWART NEWBURGH USARC | Army | 071 | Orange | 4130 | New Windsor | 1.37 | 1.41 | 0.571 | 1.263 | 1.263 | 1.435 | 0.778 | 1.231 | 1.263 | 3.371
US | United States | 36 | New York | M67021-0007 | 9456 | PPV HOUSING | Marine Corps | 071 | Orange | 4130 | New Windsor | 1.37 | 1.41 | 0.571 | 1.263 | 1.263 | 1.435 | 0.778 | 1.231 | 1.263 | 3.371
US | United States | 36 | New York | 18081-10705 | 700864 | TRACT BE16 NEW WINDSOR | Army | 071 | Orange | 4130 | New Windsor | 1.37 | 1.41
US | United States | 36 | New York | 36993 | 7859 | WEST POINT MIL RESERVATION | Army | 071 | Orange | 6627 | West Point | 1.37 | 1.41 | 0.571 | 1.263 | 1.263 | 1.435 | 0.778 | 1.231 | 1.263 | 3.371
US | United States | 36 | New York | WHAY0001 | 3317 | STEWART IAP SITE # 1 | Air Force | 071 | Orange | 9999 | Unknown | 1.37 | 1.41 | 0.571 | 1.263 | 1.263 | 1.435 | 0.778 | 1.231 | 1.263 | 3.371
US | United States | 36 | New York | 36920 | 5129 | FT ONTARIO USARC | Army | 075 | Oswego | 4540 | Oswego | 1.06 | 1.08 | 0.571 | 1.131 | 1.131 | 1.435 | 0.778 | 1.231 | 1.131 | 3.371
US | United States | 36 | New York | 82387-10017 | 702128 | 100-102 MAIN STREET ONEONTA | Army | 077 | Otsego | 4490 | Oneonta | 1.06 | 1.08
US | United States | 36 | New York | 82387-11904 | 704015 | FT TOTTEN RESERVE CTR FORT TOTTEN | Army | 081 | Queens | 2118 | Fort Totten | 1.47 | 1.56
US | United States | 36 | New York | 36780 | 5056 | FORT TILDEN USAR | Army | 081 | Queens | 4170 | New York City | 1.47 | 1.56 | 0.571 | 1.263 | 1.263 | 1.435 | 0.778 | 1.231 | 1.263 | 3.371
US | United States | 36 | New York | 82387-11195 | 703306 | 82-13 37TH AVENUE ELMHURST | Army | 081 | Queens | 4170 | New York City | 1.47 | 1.56
US | United States | 36 | New York | 82387-11412 | 703523 | BRIDGE PLZ N LONG ISLAND CITY | Army | 081 | Queens | 4170 | New York City | 1.47 | 1.56
US | United States | 36 | New York | 82387-12064 | 704174 | JAMAICA AVE JAMAICA | Army | 081 | Queens | 4170 | New York City | 1.47 | 1.56
US | United States | 36 | New York | 82387-12126 | 704236 | LEFFERTS BLVD S RICHMOND HILL | Army | 081 | Queens | 4170 | New York City | 1.47 | 1.56
US | United States | 36 | New York | 82387-12187 | 704297 | MAIN ST FLUSHING | Army | 081 | Queens | 4170 | New York City | 1.47 | 1.56
US | United States | 36 | New York | 82387-12542 | 704652 | NORTHERN BLVD FLUSHING | Army | 081 | Queens | 4170 | New York City | 1.47 | 1.56
US | United States | 36 | New York | 82387-12687 | 704797 | QUEENS BLVD ELMHURST | Army | 081 | Queens | 4170 | New York City | 1.47 | 1.56
US | United States | 36 | New York | 82387-12688 | 704798 | QUEENS PLAZA MUNICIPAL GARAGE LONG ISLAND CITY | Army | 081 | Queens | 4170 | New York City | 1.47 | 1.56
US | United States | 36 | New York | 82387-12731 | 704841 | ROOSEVELT AVE ELMHURST | Army | 081 | Queens | 4170 | New York City | 1.47 | 1.56
US | United States | 36 | New York | 36B65 | 5480 | HOOSICK FALLS READINESS CENTER | Army | 083 | Rensselaer | 2780 | Hoosick Falls | 1.06 | 1.08 | 0.571 | 1.131 | 1.131 | 1.435 | 0.778 | 1.231 | 1.131 | 3.371
US | United States | 36 | New York | 36E30 | 7594 | TROY GLENMORE ROAD RC OMS 17 | Army | 083 | Rensselaer | 6110 | Troy | 1.03 | 1.04 | 0.571 | 1.131 | 1.131 | 1.435 | 0.778 | 1.231 | 1.131 | 3.371
US | United States | 36 | New York | 36E31 | 7596 | TROY SOUTH LAKE READINESS CTR | Army | 083 | Rensselaer | 6110 | Troy | 1.03 | 1.04 | 0.571 | 1.131 | 1.131 | 1.435 | 0.778 | 1.231 | 1.131 | 3.371
US | United States | 36 | New York | 36990 | 7806 | WATERVLIET ARSENAL | Army | 083 | Rensselaer | 6110 | Troy | 1.03 | 1.04 | 0.571 | 1.131 | 1.131 | 1.435 | 0.778 | 1.231 | 1.131 | 3.371
US | United States | 36 | New York | 36842 | 7417 | STATEN ISLAND USARC | Army | 085 | Richmond | 4170 | New York City | 1.47 | 1.56 | 0.571 | 1.263 | 1.263 | 1.435 | 0.778 | 1.231 | 1.263 | 3.371
US | United States | 36 | New York | 82387-12703 | 704813 | RICHMOND AVE STATEN ISLAND | Army | 085 | Richmond | 4170 | New York City | 1.47 | 1.56
US | United States | 36 | New York | 82387-13365 | 705474 | WEST ROUTE 59 NANUET | Army | 087 | Rockland | 3975 | Nanuet | 1.06 | 1.08
US | United States | 36 | New York | 36D10 | 6646 | ORANGEBURG READINESS CENTER | Army | 087 | Rockland | 4495 | Orangeburg | 1.06 | 1.08 | 0.571 | 1.263 | 1.263 | 1.435 | 0.778 | 1.231 | 1.263 | 3.371
US | United States | 36 | New York | 36575 | 6647 | ORANGEBURG USARC | Army | 087 | Rockland | 4495 | Orangeburg | 1.06 | 1.08 | 0.571 | 1.263 | 1.263 | 1.435 | 0.778 | 1.231 | 1.263 | 3.371
US | United States | 36 | New York | 36958 | 7504 | TAPPAN USARC | Army | 087 | Rockland | 6032 | Tappan | 1.06 | 1.08 | 0.571 | 1.263 | 1.263 | 1.435 | 0.778 | 1.231 | 1.263 | 3.371
US | United States | 36 | New York | 36855 | 4310 | CANTON USARC | Army | 089 | St. Lawrence | 0880 | Canton | 1.06 | 1.08 | 0.571 | 1.131 | 1.131 | 1.435 | 0.778 | 1.231 | 1.131 | 3.371
US | United States | 36 | New York | 36205-10017 | 701011 | COUNTRY CLUB GOUVERNEUR | Army | 089 | St. Lawrence | 2330 | Gouverneur | 1.15 | 1.16 | 0.571 | 1.131 | 1.131 | 1.435 | 0.778 | 1.231 | 1.131 | 3.371
US | United States | 36 | New York | 36205-10048 | 701042 | JEFFERSON ST GOUVERNEUR | Army | 089 | St. Lawrence | 2330 | Gouverneur | 1.15 | 1.16 | 0.571 | 1.131 | 1.131 | 1.435 | 0.778 | 1.231 | 1.131 | 3.371
US | United States | 36 | New York | 36205-10059 | 701053 | MCKEAN ST GOUVERNEUR | Army | 089 | St. Lawrence | 2330 | Gouverneur | 1.15 | 1.16 | 0.571 | 1.131 | 1.131 | 1.435 | 0.778 | 1.231 | 1.131 | 3.371
US | United States | 36 | New York | 36205-10082 | 701076 | PROSPECT ST GOUVERNEUR | Army | 089 | St. Lawrence | 2330 | Gouverneur | 1.15 | 1.16
US | United States | 36 | New York | 36205-10111 | 701105 | WALL ST GOUVERNEUR | Army | 089 | St. Lawrence | 2330 | Gouverneur | 1.15 | 1.16 | 0.571 | 1.131 | 1.131 | 1.435 | 0.778 | 1.231 | 1.131 | 3.371
US | United States | 36 | New York | 36205-10114 | 701108 | WASHINGTON ST GOUVERNEUR | Army | 089 | St. Lawrence | 2330 | Gouverneur | 1.15 | 1.16
US | United States | 36 | New York | 70132-10375 | 701646 | 326 US HWY 11 GOUVERNEUR | Army | 089 | St. Lawrence | 2330 | Gouverneur | 1.15 | 1.16
US | United States | 36 | New York | 70132-10744 | 702015 | GOUVERNEUR ASSC GOUVERNEUR | Army | 089 | St. Lawrence | 2330 | Gouverneur | 1.15 | 1.16
US | United States | 36 | New York | 70132-10745 | 702016 | GOUVERNEUR HOUSING GOUVERNEUR | Army | 089 | St. Lawrence | 2330 | Gouverneur | 1.15 | 1.16
US | United States | 36 | New York | 82387-11720 | 703831 | E MAIN ST GOUVERNEUR | Army | 089 | St. Lawrence | 2330 | Gouverneur | 1.15 | 1.16
US | United States | 36 | New York | 36C85 | 6605 | OGDENSBURG READINESS CENTER | Army | 089 | St. Lawrence | 4420 | Ogdensburg | 1.06 | 1.08 | 0.571 | 1.131 | 1.131 | 1.435 | 0.778 | 1.231 | 1.131 | 3.371
US | United States | 36 | New York | 82387-12234 | 704344 | MARKET ST POTSDAM | Army | 089 | St. Lawrence | 5020 | Potsdam | 1.06 | 1.08
US | United States | 36 | New York | N68317 | 172 | Naval Support Unit, Saratoga Springs NY | Navy | 091 | Saratoga | 5470 | Saratoga Spgs | 1.06 | 1.08 | 0.571 | 1.131 | 1.131 | 1.435 | 0.778 | 1.231 | 1.131 | 3.371
US | United States | 36 | New York | N68317-CA | 818 | HOUSING BALLSTON SPA | Navy | 091 | Saratoga | 5470 | Saratoga Spgs | 1.06 | 1.08 | 0.571 | 1.131 | 1.131 | 1.435 | 0.778 | 1.231 | 1.131 | 3.371
US | United States | 36 | New York | 36D85 | 7179 | SARATOGA SPRINGS MUSEUM | Army | 091 | Saratoga | 5470 | Saratoga Spgs | 1.06 | 1.08 | 0.571 | 1.131 | 1.131 | 1.435 | 0.778 | 1.231 | 1.131 | 3.371
US | United States | 36 | New York | 710195 | 710195 | 91 PEPPER COURT SARATOGA SPRINGS | Army | 091 | Saratoga | 5470 | Saratoga Spgs | 1.06 | 1.08
US | United States | 36 | New York | 82387-13005 | 705115 | ST JAMES SQ NISKAYUNA | Army | 093 | Schenectady | 4225 | Niskayuna | 1.06 | 1.08
US | United States | 36 | New York | 36D93 | 6516 | NG SCOTIA TNG FAC | Army | 093 | Schenectady | 5550 | Schenectady | 1.06 | 1.08 | 0.571 | 1.131 | 1.131 | 1.435 | 0.778 | 1.231 | 1.131 | 3.371
US | United States | 36 | New York | 36951 | 7077 | ROTTERDAM USARC | Army | 093 | Schenectady | 5550 | Schenectady | 1.06 | 1.08 | 0.571 | 1.131 | 1.131 | 1.435 | 0.778 | 1.231 | 1.131 | 3.371
US | United States | 36 | New York | 36D90 | 7186 | SCHENECTADY READINESS CENTER | Army | 093 | Schenectady | 5550 | Schenectady | 1.06 | 1.08 | 0.571 | 1.131 | 1.131 | 1.435 | 0.778 | 1.231 | 1.131 | 3.371
US | United States | 36 | New York | 36950 | 7240 | SGT HORACE D BRADT USARC | Army | 093 | Schenectady | 5550 | Schenectady | 1.06 | 1.08 | 0.571 | 1.131 | 1.131 | 1.435 | 0.778 | 1.231 | 1.131 | 3.371
US | United States | 36 | New York | N32414-SC | 170008 | NAVOPSPTCEN SCHENECTADY | Navy | 093 | Schenectady | 5550 | Schenectady | 1.06 | 1.08 | 0.571 | 1.131 | 1.131 | 1.435 | 0.778 | 1.231 | 1.131 | 3.371
US | United States | 36 | New York | VBDZ0001 | 3252 | SCHENECTADY ANG MAP SITE # 1 | Air Force | 093 | Schenectady | 9999 | Unknown | 1.06 | 1.08 | 0.571 | 1.131 | 1.131 | 1.435 | 0.778 | 1.231 | 1.131 | 3.371
US | United States | 36 | New York | 82387-11575 | 703686 | CROSSROADS BARN COBLESKILL | Army | 095 | Schoharie | 1240 | Cobleskill | 1.06 | 1.08
US | United States | 36 | New York | 36760 | 7223 | SENECA ARMY DEPOT ACTIVITY | Army | 099 | Seneca | 5265 | Romulus | 1.07 | 1.07 | 0.571 | 1.131 | 1.131 | 1.435 | 0.778 | 1.231 | 1.131 | 3.371
US | United States | 36 | New York | 18081-10440 | 700599 | NAVIGATION LIGHT ROMULUS | Army | 099 | Seneca | 5265 | Romulus | 1.07 | 1.07
US | United States | 36 | New York | 18081-10727 | 700886 | WATER LINE SENECA CASTLE | Army | 099 | Seneca | 5630 | Seneca Falls | 1.07 | 1.07
US | United States | 36 | New York | 82387-10199 | 702310 | 13 LIBERTY STREET BATH | Army | 101 | Steuben | 0420 | Bath | 1.06 | 1.08
US | United States | 36 | New York | 36B70 | 5486 | HORNELL READINESS CENTER | Army | 101 | Steuben | 2790 | Hornell | 1.06 | 1.08 | 0.571 | 1.131 | 1.131 | 1.435 | 0.778 | 1.231 | 1.131 | 3.371
US | United States | 36 | New York | 82387-13006 | 705116 | ST ROUTE 36 HORNELL | Army | 101 | Steuben | 2790 | Hornell | 1.06 | 1.08
US | United States | 36 | New York | 36610 | 3781 | AMITYVILLE AFRC | Army | 103 | Suffolk | 0160 | Amityville | 1.28 | 1.36 | 0.571 | 1.263 | 1.263 | 1.435 | 0.778 | 1.231 | 1.263 | 3.371
US | United States | 36 | New York | 36A40 | 3955 | BAY SHORE RC OMS 21 | Army | 103 | Suffolk | 0450 | Bay Shore | 1.28 | 1.36 | 0.571 | 1.263 | 1.263 | 1.435 | 0.778 | 1.231 | 1.263 | 3.371
US | United States | 36 | New York | 82387-11716 | 703827 | E MAIN ST BAYSHORE | Army | 103 | Suffolk | 0450 | Bay Shore | 1.28 | 1.36
US | United States | 36 | New York | N96095 | 206 | Naval Weapons Industrial Reserve Plant, Calverton NY | Navy | 103 | Suffolk | 0785 | Calverton | 1.28 | 1.36 | 0.571 | 1.263 | 1.263 | 1.435 | 0.778 | 1.231 | 1.263 | 3.371
US | United States | 36 | New York | N32411-FI | 1264 | NUWC FISHERS ISLAND NY | Navy | 103 | Suffolk | 1995 | Fishers Island | 1.28 | 1.36 | 0.571 | 1.263 | 1.263 | 1.435 | 0.778 | 1.231 | 1.263 | 3.371
US | United States | 36 | New York | 710514 | 710514 | BROADWAY COMMONS/247 BROADWAY GREENLAWN | Army | 103 | Suffolk | 2420 | Greenlawn | 1.28 | 1.36
US | United States | 36 | New York | 710354 | 710354 | 389 NESCONSET HIGHWAY HAUPPAUGE | Army | 103 | Suffolk | 2577 | Hauppauge | 1.28 | 1.36
US | United States | 36 | New York | 82387-10849 | 702960 | 4175 VETERANS MEMORIAL HIGHWAY HOLBROOK | Army | 103 | Suffolk | 2728 | Holbrook | 1.28 | 1.36
US | United States | 36 | New York | 36777 | 3622 | STEWART ANNEX | Army | 103 | Suffolk | 2758 | Holtsville | 1.28 | 1.36 | 0.571 | 1.263 | 1.263 | 1.435 | 0.778 | 1.231 | 1.263 | 3.371
US | United States | 36 | New York | 82387-12191 | 704301 | MAIN ST HUNTINGTON | Army | 103 | Suffolk | 2840 | Huntington | 1.28 | 1.36
US | United States | 36 | New York | 82387-12735 | 704845 | ROUTE 110 HUNTINGTON | Army | 103 | Suffolk | 2840 | Huntington | 1.28 | 1.36
US | United States | 36 | New York | 36B85 | 5509 | HUNTINGTON STAT READINESS CTR | Army | 103 | Suffolk | 2860 | Huntington Station | 1.28 | 1.36 | 0.571 | 1.263 | 1.263 | 1.435 | 0.778 | 1.231 | 1.263 | 3.371
US | United States | 36 | New York | 82387-12515 | 704625 | NEW YORK AVE HUNTINGTON STA | Army | 103 | Suffolk | 2860 | Huntington Station | 1.28 | 1.36
US | United States | 36 | New York | 82387-11766 | 703877 | E SUNRISE HWY LINDENHURST | Army | 103 | Suffolk | 3270 | Lindenhurst | 1.28 | 1.36
US | United States | 36 | New York | 82387-12885 | 704995 | S WELLWOOD AVE LINDENHURST | Army | 103 | Suffolk | 3270 | Lindenhurst | 1.28 | 1.36
US | United States | 36 | New York | 36D25 | 6716 | PATCHOGUE READINESS CENTER | Army | 103 | Suffolk | 4670 | Patchogue | 1.28 | 1.36 | 0.571 | 1.263 | 1.263 | 1.435 | 0.778 | 1.231 | 1.263 | 3.371
US | United States | 36 | New York | 82387-11726 | 703837 | E MAIN ST PATCHOGUE | Army | 103 | Suffolk | 4670 | Patchogue | 1.28 | 1.36
US | United States | 36 | New York | 82387-13354 | 705463 | WAVERLY AVE PATCHOGUE | Army | 103 | Suffolk | 4670 | Patchogue | 1.28 | 1.36
US | United States | 36 | New York | UGQU0001 | 3218 | RIVERHEAD CITY SITE # 1 | Air Force | 103 | Suffolk | 5210 | Riverhead | 1.28 | 1.36 | 0.571 | 1.263 | 1.263 | 1.435 | 0.778 | 1.231 | 1.263 | 3.371
US | United States | 36 | New York | 36D45 | 7019 | RIVERHEAD READINESS CENTER | Army | 103 | Suffolk | 5210 | Riverhead | 1.28 | 1.36 | 0.571 | 1.263 | 1.263 | 1.435 | 0.778 | 1.231 | 1.263 | 3.371
US | United States | 36 | New York | 82387-11727 | 703838 | E MAIN ST RIVERHEAD | Army | 103 | Suffolk | 5210 | Riverhead | 1.28 | 1.36
US | United States | 36 | New York | 36D75 | 7061 | RONKONKOMA READINESS CTR OMS | Army | 103 | Suffolk | 5270 | Ronkonkoma | 1.28 | 1.36 | 0.571 | 1.263 | 1.263 | 1.435 | 0.778 | 1.231 | 1.263 | 3.371
US | United States | 36 | New York | 82387-12272 | 704382 | MIDDLE COUNTRY RD SELDEN | Army | 103 | Suffolk | 5620 | Selden | 1.28 | 1.36
US | United States | 36 | New York | 36800 | 4618 | CW2 KERRY P. HEIN USARC | Army | 103 | Suffolk | 5680 | Shoreham | 1.28 | 1.36 | 0.571 | 1.263 | 1.263 | 1.435 | 0.778 | 1.231 | 1.263 | 3.371
US | United States | 36 | New York | 711159 | 711159 | 83 WEST MAIN STREET SMITHTOWN | Army | 103 | Suffolk | 5769 | Smithtown | 1.28 | 1.36
US | United States | 36 | New York | WKVB0001 | 3322 | FRANCIS S. GABRESKI AIRPORT SITE # 1 | Air Force | 103 | Suffolk | 6610 | Westhampton Beach | 1.28 | 1.36 | 0.571 | 1.131 | 1.131 | 1.435 | 0.778 | 1.231 | 1.131 | 3.371
US | United States | 36 | New York | 82387-11423 | 703534 | BROADWAY MONTICELLO | Army | 105 | Sullivan | 3850 | Monticello | 1.06 | 1.08
US | United States | 36 | New York | 36B87 | 5560 | ITHACA READINESS CENTER | Army | 109 | Tompkins | 2940 | Ithaca | 1.06 | 1.08 | 0.571 | 1.131 | 1.131 | 1.435 | 0.778 | 1.231 | 1.131 | 3.371
US | United States | 36 | New York | 36880 | 7369 | SSG REYNOLD J KING USARC | Army | 109 | Tompkins | 2940 | Ithaca | 1.06 | 1.08 | 0.571 | 1.131 | 1.131 | 1.435 | 0.778 | 1.231 | 1.131 | 3.371
US | United States | 36 | New York | 82387-11471 | 703582 | CAYUGA PLZ ITHACA | Army | 109 | Tompkins | 2940 | Ithaca | 1.06 | 1.08
US | United States | 36 | New York | 36C00 | 5737 | KINGSTON RC OMS 7 | Army | 111 | Ulster | 3060 | Kingston | 1.06 | 1.08 | 0.571 | 1.263 | 1.263 | 1.435 | 0.778 | 1.231 | 1.263 | 3.371
US | United States | 36 | New York | 36885 | 7370 | SSG ROBERT H DIETZ USARC | Army | 111 | Ulster | 3060 | Kingston | 1.06 | 1.08 | 0.571 | 1.263 | 1.263 | 1.435 | 0.778 | 1.231 | 1.263 | 3.371
US | United States | 36 | New York | 82387-12091 | 704201 | KINGS MALL KINGSTON | Army | 111 | Ulster | 3060 | Kingston | 1.06 | 1.08
US | United States | 36 | New York | N32414-NG | 1311 | NAVOPSPTCEN GLENS FALL NY | Navy | 113 | Warren | 2300 | Glens Falls | 1.06 | 1.08 | 0.571 | 1.131 | 1.131 | 1.435 | 0.778 | 1.231 | 1.131 | 3.371
US | United States | 36 | New York | 36B45 | 5221 | GLENS FALLS READINESS CENTER | Army | 113 | Warren | 2300 | Glens Falls | 1.06 | 1.08 | 0.571 | 1.131 | 1.131 | 1.435 | 0.778 | 1.231 | 1.131 | 3.371
US | United States | 36 | New York | 82387-12312 | 704422 | MT ROYAL PLZ QUEENSBURY | Army | 113 | Warren | 5068 | Queensbury | 1.06 | 1.08
US | United States | 36 | New York | 82387-12551 | 704661 | NORTHWAY PLZ QUEENSBURY | Army | 113 | Warren | 5068 | Queensbury | 1.06 | 1.08
US | United States | 36 | New York | 36E50 | 7882 | WHITEHALL RC OMS 15 | Army | 115 | Washington | 6660 | Whitehall | 1.06 | 1.08 | 0.571 | 1.131 | 1.131 | 1.435 | 0.778 | 1.231 | 1.131 | 3.371
US | United States | 36 | New York | 36C40 | 6498 | NG NEWARK TNG AREA | Army | 117 | Wayne | 4030 | Newark | 1.06 | 1.08 | 0.571 | 1.131 | 1.131 | 1.435 | 0.778 | 1.231 | 1.131 | 3.371
US | United States | 36 | New York | 82387-13319 | 705428 | W UNION ST NEWARK | Army | 117 | Wayne | 4030 | Newark | 1.06 | 1.08
US | United States | 36 | New York | 82387-11938 | 704049 | GRAMATAN AVE MOUNT VERNON | Army | 119 | Westchester | 3940 | Mount Vernon | 1.47 | 1.56
US | United States | 36 | New York | 36D35 | 4288 | CAMP SMITH | Army | 119 | Westchester | 4700 | Peekskill | 1.06 | 1.08 | 0.571 | 1.263 | 1.263 | 1.435 | 0.778 | 1.231 | 1.263 | 3.371
US | United States | 36 | New York | 36D30 | 6733 | PEEKSKILL READINESS CENTER | Army | 119 | Westchester | 4700 | Peekskill | 1.06 | 1.08 | 0.571 | 1.263 | 1.263 | 1.435 | 0.778 | 1.231 | 1.263 | 3.371
US | United States | 36 | New York | 82387-12608 | 704718 | PARK MALL PEEKSKILL | Army | 119 | Westchester | 4700 | Peekskill | 1.06 | 1.08
US | United States | 36 | New York | 36C25 | 7691 | VALHALLA RC OMS 8 | Army | 119 | Westchester | 6235 | Valhalla | 1.47 | 1.56 | 0.571 | 1.263 | 1.263 | 1.435 | 0.778 | 1.231 | 1.263 | 3.371
US | United States | 36 | New York | 82387-11746 | 703857 | E POST RD WHITE PLAINS | Army | 119 | Westchester | 6670 | White Plains | 1.47 | 1.56
US | United States | 36 | New York | 36E60 | 7993 | YONKERS READINESS CENTER | Army | 119 | Westchester | 6820 | Yonkers | 1.47 | 1.56 | 0.571 | 1.263 | 1.263 | 1.435 | 0.778 | 1.231 | 1.263 | 3.371
US | United States | 36 | New York | 82387-11489 | 703600 | CENTRAL YONKERS | Army | 119 | Westchester | 6820 | Yonkers | 1.47 | 1.56
US | United States | 36 | New York | 82387-11572 | 703683 | CROSS COUNTY MALL YONKERS | Army | 119 | Westchester | 6820 | Yonkers | 1.47 | 1.56
US | United States | 36 | New York | 82387-12776 | 704886 | S BROADWAY YONKERS | Army | 119 | Westchester | 6820 | Yonkers | 1.47 | 1.56
US | United States | 36 | New York | N32411-SL | 986 | NUWC SENECA LAKE DET | Navy | 123 | Yates | 1580 | Dresden | 1.06 | 1.08 | 0.571 | 1.131 | 1.131 | 1.435 | 0.778 | 1.231 | 1.131 | 3.371
US | United States | 36 | New York | 36925 | 7522 | TEC 3 OLAF A FREDERIKSEN USARC | Army | 123 | Yates | 4740 | Penn Yan | 1.06 | 1.08 | 0.571 | 1.131 | 1.131 | 1.435 | 0.778 | 1.231 | 1.131 | 3.371
US | United States | 36 | New York | 710515 | 710515 | 3229/3231 RICHMOND A STATEN ISLAND | Army | 999 | Unknown | 9999 | Unknown | 1.47 | 1.56
US | United States | 37 | North Carolina | 37A50 | 4186 | BURLINGTON | Army | 001 | Alamance | 0700 | Burlington | 0.87 | 0.83 | 1.357 | 1.131 | 1.131 | 0.611 | 0.889 | 2.423 | 1.131 | 0.445
US | United States | 37 | North Carolina | 82387-12782 | 704892 | S CHURCH ST BURLINGTON | Army | 001 | Alamance | 0700 | Burlington | 0.87 | 0.83
US | United States | 37 | North Carolina | 18081-10016 | 700175 | 1 MOORE COUNTY LITTLE RIVER | Army | 003 | Alexander | 3677 | Little River | 0.87 | 0.83
US | United States | 37 | North Carolina | 37E60 | 7519 | TAYLORSVILLE | Army | 003 | Alexander | 4570 | Taylorsville | 0.87 | 0.83 | 1.357 | 1.131 | 1.131 | 0.611 | 0.889 | 2.423 | 1.131 | 0.445
US | United States | 37 | North Carolina | 3700A | 9528 | PEACHLAND TOWER | Army | 007 | Anson | 3540 | Peachland | 0.87 | 0.83 | 1.357 | 1.168 | 1.168 | 0.611 | 0.889 | 2.423 | 1.168 | 0.445
US | United States | 37 | North Carolina | 18081-10007 | 700166 | 1 FEDERAL AVIATION PEACHLAND | Army | 007 | Anson | 3540 | Peachland | 0.87 | 0.83
US | United States | 37 | North Carolina | 37E70 | 7751 | WADESBORO | Army | 007 | Anson | 4770 | Wadesboro | 0.87 | 0.83 | 1.357 | 1.131 | 1.131 | 0.611 | 0.889 | 2.423 | 1.131 | 0.445
US | United States | 37 | North Carolina | 37C20 | 5609 | JEFFERSON | Army | 009 | Ashe | 2360 | Jefferson | 0.87 | 0.83 | 1.357 | 1.131 | 1.131 | 0.611 | 0.889 | 2.423 | 1.131 | 0.445
US | United States | 37 | North Carolina | 37E90 | 7789 | WASHINGTON | Army | 013 | Beaufort | 4860 | Washington | 0.87 | 0.83 | 1.357 | 1.131 | 1.131 | 0.611 | 0.889 | 2.423 | 1.131 | 0.445
US | United States | 37 | North Carolina | 37F30 | 7938 | WINDSOR | Army | 015 | Bertie | 5090 | Windsor | 0.87 | 0.83 | 1.357 | 1.131 | 1.131 | 0.611 | 0.889 | 2.423 | 1.131 | 0.445
US | United States | 37 | North Carolina | 37B20 | 4847 | ELIZABETHTOWN | Army | 017 | Bladen | 1470 | Elizabethtown | 0.87 | 0.83 | 1.357 | 1.131 | 1.131 | 0.611 | 0.889 | 2.423 | 1.131 | 0.445
US | United States | 37 | North Carolina | 37E15 | 7249 | SHALLOTTE | Army | 019 | Brunswick | 4160 | Shallotte | 0.89 | 0.85 | 1.357 | 1.131 | 1.131 | 0.611 | 0.889 | 2.423 | 1.131 | 0.445
US | United States | 37 | North Carolina | 37745 | 6203 | MILITARY OCEAN TML SUNNY POINT | Army | 019 | Brunswick | 4300 | Southport | 0.89 | 0.85 | 1.357 | 1.131 | 1.131 | 0.611 | 0.889 | 2.423 | 1.131 | 0.445
US | United States | 37 | North Carolina | 710912 | 710912 | 1000 CASWELL BEACH ROAD OAK ISLAND | Army | 019 | Brunswick | 4506 | Sunny Point Army Term | 0.89 | 0.85
US | United States | 37 | North Carolina | 37A20 | 3860 | ASHEVILLE | Army | 021 | Buncombe | 0170 | Asheville | 0.87 | 0.83 | 1.357 | 1.131 | 1.131 | 0.611 | 0.889 | 2.423 | 1.131 | 0.445
US | United States | 37 | North Carolina | 37A21 | 6370 | NCMA WEST | Army | 021 | Buncombe | 0170 | Asheville | 0.87 | 0.83 | 1.357 | 1.131 | 1.131 | 0.611 | 0.889 | 2.423 | 1.131 | 0.445
US | United States | 37 | North Carolina | 37875 | 7767 | WALTER HATCH LEE USARC | Army | 021 | Buncombe | 0170 | Asheville | 0.87 | 0.83 | 1.357 | 1.131 | 1.131 | 0.611 | 0.889 | 2.423 | 1.131 | 0.445
US | United States | 37 | North Carolina | 18081-10020 | 700179 | 1 PISGAH NATIONAL FORREST ASHEVILLE | Army | 021 | Buncombe | 0170 | Asheville | 0.87 | 0.83
US | United States | 37 | North Carolina | 82387-10330 | 702441 | 16 REGENT PARK BLVD ASHEVILLE | Army | 021 | Buncombe | 0170 | Asheville | 0.87 | 0.83
US | United States | 37 | North Carolina | 82387-12574 | 704684 | OAK PLZ ASHEVILLE | Army | 021 | Buncombe | 0170 | Asheville | 0.87 | 0.83
US | United States | 37 | North Carolina | 37C85 | 6272 | MORGANTON | Army | 023 | Burke | 3130 | Morganton | 0.87 | 0.83 | 1.357 | 1.131 | 1.131 | 0.611 | 0.889 | 2.423 | 1.131 | 0.445
US | United States | 37 | North Carolina | 82387-10185 | 702296 | 125-B WAMSUTTA MILL ROAD MORGANTON | Army | 023 | Burke | 3130 | Morganton | 0.87 | 0.83
US | United States | 37 | North Carolina | 82387-11437 | 703548 | BURKEMONT AVE MORGANTON | Army | 023 | Burke | 3130 | Morganton | 0.87 | 0.83
US | United States | 37 | North Carolina | 710586 | 710586 | 127 WAMSUTTA MILL ROAD MORGANTON | Army | 023 | Burke | 3130 | Morganton | 0.87 | 0.83
US | United States | 37 | North Carolina | 37A85 | 4527 | CONCORD | Army | 025 | Cabarrus | 1040 | Concord | 0.87 | 0.83 | 1.357 | 1.325 | 1.325 | 0.611 | 0.889 | 2.423 | 1.325 | 0.445
US | United States | 37 | North Carolina | 37901 | 4529 | CONCORD USARC | Army | 025 | Cabarrus | 1040 | Concord | 0.87 | 0.83 | 1.357 | 1.131 | 1.131 | 0.611 | 0.889 | 2.423 | 1.131 | 0.445
US | United States | 37 | North Carolina | 82387-13406 | 705515 | WONDER DR KANNAPOLIS | Army | 025 | Cabarrus | 2390 | Kannapolis | 0.87 | 0.83
US | United States | 37 | North Carolina | 37C40 | 5867 | LENOIR | Army | 027 | Caldwell | 2590 | Lenoir | 0.87 | 0.83 | 1.357 | 1.131 | 1.131 | 0.611 | 0.889 | 2.423 | 1.131 | 0.445
US | United States | 37 | North Carolina | M00146-0023 | 1138 | POINT OF MARSH TARGET | Marine Corps | 031 | Carteret | 0190 | Atlantic | 1.06 | 1.01 | 1.357 | 1.131 | 1.131 | 0.611 | 0.889 | 2.423 | 1.131 | 0.445
US | United States | 37 | North Carolina | M00146-0020 | 17 | ALF BOGUE | Marine Corps | 031 | Carteret | 0525 | Bogue | 1.06 | 1.01 | 1.357 | 1.131 | 1.131 | 0.611 | 0.889 | 2.423 | 1.131 | 0.445
US | United States | 37 | North Carolina | M00146-0021 | 18 | OLF ATLANTIC | Marine Corps | 031 | Carteret | 0525 | Bogue | 1.06 | 1.01 | 1.357 | 1.131 | 1.131 | 0.611 | 0.889 | 2.423 | 1.131 | 0.445
US | United States | 37 | North Carolina | M67001-0004 | 64 | MOREHEAD CITY NC | Marine Corps | 031 | Carteret | 3120 | Morehead City | 1.06 | 1.01 | 1.357 | 1.131 | 1.131 | 0.611 | 0.889 | 2.423 | 1.131 | 0.445
US | United States | 37 | North Carolina | N62688-PA | 336 | PORT OPERATIONS NC | Navy | 031 | Carteret | 3120 | Morehead City | 1.06 | 1.01 | 1.357 | 1.131 | 1.131 | 0.611 | 0.889 | 2.423 | 1.131 | 0.445
US | United States | 37 | North Carolina | N62688-AE | 1246 | RADIO ISLAND | Navy | 031 | Carteret | 3120 | Morehead City | 1.06 | 1.01 | 1.357 | 1.131 | 1.131 | 0.611 | 0.889 | 2.423 | 1.131 | 0.445
US | United States | 37 | North Carolina | 37C80 | 6265 | MOREHEAD CITY | Army | 031 | Carteret | 3120 | Morehead City | 1.06 | 1.01 | 1.357 | 1.131 | 1.131 | 0.611 | 0.889 | 2.423 | 1.131 | 0.445
US | United States | 37 | North Carolina | 37960 | 6266 | MOREHEAD CITY USARC/AMSA #128 | Army | 031 | Carteret | 3120 | Morehead City | 1.06 | 1.01 | 1.357 | 1.131 | 1.131 | 0.611 | 0.889 | 2.423 | 1.131 | 0.445
US | United States | 37 | North Carolina | 37C00 | 5439 | HICKORY | Army | 035 | Catawba | 2150 | Hickory | 0.87 | 0.83 | 1.357 | 1.131 | 1.131 | 0.611 | 0.889 | 2.423 | 1.131 | 0.445
US | United States | 37 | North Carolina | 01530-10004 | 700005 | 1500 12TH STREET DRIVE NW HICKORY | Army | 035 | Catawba | 2150 | Hickory | 0.87 | 0.83 | 1.357 | 1.131 | 1.131 | 0.611 | 0.889 | 2.423 | 1.131 | 0.445
US | United States | 37 | North Carolina | 82387-12041 | 704151 | HWY 64 AND 70 HICKORY | Army | 035 | Catawba | 2150 | Hickory | 0.87 | 0.83
US | United States | 37 | North Carolina | 710279 | 710279 | 1730, 1736, 1738 HWY 64/70 HICKORY | Army | 035 | Catawba | 2150 | Hickory | 0.87 | 0.83
US | United States | 37 | North Carolina | 37D20 | 6430 | NEWTON | Army | 035 | Catawba | 3300 | Newton | 0.87 | 0.83 | 1.357 | 1.131 | 1.131 | 0.611 | 0.889 | 2.423 | 1.131 | 0.445
US | United States | 37 | North Carolina | 37E25 | 7281 | SILER CITY | Army | 037 | Chatham | 4200 | Siler City | 0.87 | 0.83 | 1.357 | 1.168 | 1.168 | 0.611 | 0.889 | 2.423 | 1.168 | 0.445
US | United States | 37 | North Carolina | 37D05 | 6334 | MURPHY | Army | 039 | Cherokee | 3230 | Murphy | 0.87 | 0.83 | 1.357 | 1.131 | 1.131 | 0.611 | 0.889 | 2.423 | 1.131 | 0.445
US | United States | 37 | North Carolina | 37B05 | 4817 | EDENTON | Army | 041 | Chowan | 1440 | Edenton | 0.87 | 0.83 | 1.357 | 1.131 | 1.131 | 0.611 | 0.889 | 2.423 | 1.131 | 0.445
US | United States | 37 | North Carolina | 37C25 | 5733 | KINGS MOUNTAIN | Army | 045 | Cleveland | 2440 | Kings Mountain | 0.87 | 0.83 | 1.357 | 1.131 | 1.131 | 0.611 | 0.889 | 2.423 | 1.131 | 0.445
US | United States | 37 | North Carolina | 82387-11513 | 703624 | CLEVELAND ST SHELBY | Army | 045 | Cleveland | 4180 | Shelby | 0.87 | 0.83
US | United States | 37 | North Carolina | 710121 | 710121 | 1606 EAST DIXON SHELBY | Army | 045 | Cleveland | 4180 | Shelby | 0.87 | 0.83
US | United States | 37 | North Carolina | 37B30 | 4902 | FAIR BLUFF | Army | 047 | Columbus | 1600 | Fair Bluff | 0.87 | 0.83 | 1.357 | 1.131 | 1.131 | 0.611 | 0.889 | 2.423 | 1.131 | 0.445
US | United States | 37 | North Carolina | 37F05 | 7885 | WHITEVILLE | Army | 047 | Columbus | 5020 | Whiteville | 0.87 | 0.83 | 1.357 | 1.131 | 1.131 | 0.611 | 0.889 | 2.423 | 1.131 | 0.445
US | United States | 37 | North Carolina | 82387-11528 | 703639 | COLUMBUS CORNERS DR WHITEVILLE | Army | 047 | Columbus | 5020 | Whiteville | 0.87 | 0.83
US | United States | 37 | North Carolina | M00146-0001 | 1 | Marine Corps Air Station, Cherry Point | Marine Corps | 049 | Craven | 0885 | Cherry Point | 1.06 | 1.01 | 1.357 | 1.131 | 1.131 | 0.611 | 0.889 | 2.423 | 1.131 | 0.445
US | United States | 37 | North Carolina | M00146-0003 | 2 | AREA 5A | Marine Corps | 049 | Craven | 0885 | Cherry Point | 1.06 | 1.01 | 1.357 | 1.131 | 1.131 | 0.611 | 0.889 | 2.423 | 1.131 | 0.445
US | United States | 37 | North Carolina | M00146-0004 | 3 | AREA 5B | Marine Corps | 049 | Craven | 0885 | Cherry Point | 1.06 | 1.01 | 1.357 | 1.131 | 1.131 | 0.611 | 0.889 | 2.423 | 1.131 | 0.445
US | United States | 37 | North Carolina | M00146-0005 | 4 | FT MACON HOUSING | Marine Corps | 049 | Craven | 0885 | Cherry Point | 1.06 | 1.01 | 1.357 | 1.131 | 1.131 | 0.611 | 0.889 | 2.423 | 1.131 | 0.445
US | United States | 37 | North Carolina | M00146-0006 | 5 | LAYDOWN AREA 1 | Marine Corps | 049 | Craven | 0885 | Cherry Point | 1.06 | 1.01 | 1.357 | 1.131 | 1.131 | 0.611 | 0.889 | 2.423 | 1.131 | 0.445
US | United States | 37 | North Carolina | M00146-0007 | 6 | LAYDOWN AREA 2 | Marine Corps | 049 | Craven | 0885 | Cherry Point | 1.06 | 1.01 | 1.357 | 1.131 | 1.131 | 0.611 | 0.889 | 2.423 | 1.131 | 0.445
US | United States | 37 | North Carolina | M00146-0008 | 7 | LAYDOWN AREA 3 | Marine Corps | 049 | Craven | 0885 | Cherry Point | 1.06 | 1.01 | 1.357 | 1.131 | 1.131 | 0.611 | 0.889 | 2.423 | 1.131 | 0.445
US | United States | 37 | North Carolina | M00146-0009 | 8 | LAYDOWN AREA 4 | Marine Corps | 049 | Craven | 0885 | Cherry Point | 1.06 | 1.01 | 1.357 | 1.131 | 1.131 | 0.611 | 0.889 | 2.423 | 1.131 | 0.445
US | United States | 37 | North Carolina | M00146-0010 | 9 | HANCOCK ISLAND 1 | Marine Corps | 049 | Craven | 0885 | Cherry Point | 1.06 | 1.01 | 1.357 | 1.131 | 1.131 | 0.611 | 0.889 | 2.423 | 1.131 | 0.445
US | United States | 37 | North Carolina | M00146-0011 | 10 | HANCOCK ISLAND 2 | Marine Corps | 049 | Craven | 0885 | Cherry Point | 1.06 | 1.01 | 1.357 | 1.131 | 1.131 | 0.611 | 0.889 | 2.423 | 1.131 | 0.445
US | United States | 37 | North Carolina | M00146-0015 | 13 | FILE 128 | Marine Corps | 049 | Craven | 0885 | Cherry Point | 1.06 | 1.01 | 1.357 | 1.131 | 1.131 | 0.611 | 0.889 | 2.423 | 1.131 | 0.445
US | United States | 37 | North Carolina | M00146-0016 | 132 | FILE 126 | Marine Corps | 049 | Craven | 0885 | Cherry Point | 1.06 | 1.01 | 1.357 | 1.131 | 1.131 | 0.611 | 0.889 | 2.423 | 1.131 | 0.445
US | United States | 37 | North Carolina | 82387-12004 | 704114 | HIGHWAY 70 W HAVELOCK | Army | 049 | Craven | 2078 | Havelock | 1.06 | 1.01
US | United States | 37 | North Carolina | 710910 | 710910 | 480 HWY 70 HAVELOCK | Army | 049 | Craven | 2078 | Havelock | 1.06 | 1.01
US | United States | 37 | North Carolina | 3729D | 4593 | CROATAN NATIONAL FOREST | Army | 049 | Craven | 3250 | New Bern | 1.06 | 1.01 | 1.357 | 1.131 | 1.131 | 0.611 | 0.889 | 2.423 | 1.131 | 0.445
US | United States | 37 | North Carolina | 37D15 | 6389 | NEW BERN | Army | 049 | Craven | 3250 | New Bern | 1.06 | 1.01 | 1.357 | 1.131 | 1.131 | 0.611 | 0.889 | 2.423 | 1.131 | 0.445
US | United States | 37 | North Carolina | 82387-12806 | 704916 | S GLENBURNIE NEW BERN | Army | 049 | Craven | 3250 | New Bern | 1.06 | 1.01
US | United States | 37 | North Carolina | 37301 | 3710 | ABN AND SP OPERATIONS MUSEUM | Army | 051 | Cumberland | 1670 | Fayetteville | 0.92 | 0.88 | 1.357 | 1.168 | 1.168 | 0.611 | 0.889 | 2.423 | 1.168 | 0.445
US | United States | 37 | North Carolina | 3728H | 4928 | FAYETTEVILLE | Army | 051 | Cumberland | 1670 | Fayetteville | 0.92 | 0.88 | 1.357 | 1.131 | 1.131 | 0.611 | 0.889 | 2.423 | 1.131 | 0.445
US | United States | 37 | North Carolina | 37B42 | 4929 | FAYETTEVILLE | Army | 051 | Cumberland | 1670 | Fayetteville | 0.9 | 0.86 | 1.357 | 1.131 | 1.131 | 0.611 | 0.889 | 2.423 | 1.131 | 0.445
US | United States | 37 | North Carolina | 3722A | 4932 | FAYETTEVILLE REGIONAL AIRPORT | Army | 051 | Cumberland | 1670 | Fayetteville | 0.92 | 0.88 | 1.357 | 1.168 | 1.131 | 0.611 | 0.889 | 2.423 | 1.168 | 0.445
US | United States | 37 | North Carolina | 3730A | 6949 | READINESS BUS CTR WAREHOUSE | Army | 051 | Cumberland | 1670 | Fayetteville | 0.92 | 0.88 | 1.357 | 1.168 | 1.131 | 0.611 | 0.889 | 2.423 | 1.168 | 0.445
US | United States | 37 | North Carolina | 18081-10675 | 700834 | SOUTHERN AVE FAYETTEVILLE | Army | 051 | Cumberland | 1670 | Fayetteville | 0.9 | 0.86
US | United States | 37 | North Carolina | 82387-11409 | 703520 | BRAGG BLVD FAYETTEVILLE | Army | 051 | Cumberland | 1670 | Fayetteville | 0.9 | 0.86
US | United States | 37 | North Carolina | 82387-11505 | 703616 | CHICAGO DR FAYETTEVILLE | Army | 051 | Cumberland | 1670 | Fayetteville | 0.9 | 0.86
US | United States | 37 | North Carolina | 710280 | 710280 | 419 CROSS CREEK MALL FAYETTEVILLE | Army | 051 | Cumberland | 1670 | Fayetteville | 0.9 | 0.86
US | United States | 37 | North Carolina | 711103 | 711103 | 902 SOUTHERNLAND AVENUE FAYETTEVILLE | Army | 051 | Cumberland | 1670 | Fayetteville | 0.9 | 0.86
US | United States | 37 | North Carolina | 37225 | 4987 | FORT BRAGG | Army | 051 | Cumberland | 1685 | Fort Bragg | 0.92 | 0.88 | 1.357 | 1.168 | 1.168 | 0.611 | 0.889 | 2.423 | 1.168 | 0.445
US | United States | 37 | North Carolina | 70132-10003 | 701274 | 1 ARMY COMMUNITY HOUSING FORT BRAGG | Army | 051 | Cumberland | 1685 | Fort Bragg | 0.92 | 0.88
US | United States | 37 | North Carolina | 82387-12416 | 704526 | N MAIN ST HOPE MILLS | Army | 051 | Cumberland | 2250 | Hope Mills | 0.9 | 0.86
US | United States | 37 | North Carolina | 710422 | 710422 | 3061 NORTH MAIN STREET HOPE MILLS | Army | 051 | Cumberland | 2250 | Hope Mills | 0.9 | 0.86
US | United States | 37 | North Carolina | TMKG0001 | 3172 | POPE AFB MUNITIONS STORAGE AREA SITE # 1 | Air Force | 051 | Cumberland | 4374 | Spring Lake | 0.92 | 0.88 | 1.357 | 1.168 | 1.168 | 0.611 | 0.889 | 2.423 | 1.168 | 0.445
US | United States | 37 | North Carolina | TMKH0001 | 3173 | POPEAIRFORCEBASE SITE # 1 | Air Force | 051 | Cumberland | 4374 | Spring Lake | 0.92 | 0.88 | 1.357 | 1.168 | 1.168 | 0.611 | 0.889 | 2.423 | 1.168 | 0.445
US | United States | 37 | North Carolina | TMKL0001 | 3174 | POPE ILS LOCALIZER ANNEX SITE # 1 | Air Force | 051 | Cumberland | 4374 | Spring Lake | 0.92 | 0.88 | 1.357 | 1.168 | 1.168 | 0.611 | 0.889 | 2.423 | 1.168 | 0.445
US | United States | 37 | North Carolina | TMKM0001 | 3175 | POPE MILITARY AFFILIATE RADIO SYS ANNEX SITE # 1 | Air Force | 051 | Cumberland | 4374 | Spring Lake | 0.92 | 0.88 | 1.357 | 1.168 | 1.168 | 0.611 | 0.889 | 2.423 | 1.168 | 0.445
US | United States | 37 | North Carolina | TMKT0001 | 3177 | POPE ILS MIDDLE MARKER ANNEX SITE # 1 | Air Force | 051 | Cumberland | 4374 | Spring Lake | 0.92 | 0.88 | 1.357 | 1.168 | 1.168 | 0.611 | 0.889 | 2.423 | 1.168 | 0.445
US | United States | 37 | North Carolina | TMKX0001 | 3178 | POPE ILS OUTER MARKER ANNEX SITE # 1 | Air Force | 051 | Cumberland | 4374 | Spring Lake | 0.92 | 0.88 | 1.357 | 1.168 | 1.168 | 0.611 | 0.889 | 2.423 | 1.168 | 0.445
US | United States | 37 | North Carolina | 82387-12344 | 704454 | N BRAGG BLVD SPRING LAKE | Army | 051 | Cumberland | 4374 | Spring Lake | 0.92 | 0.88
US | United States | 37 | North Carolina | 710423 | 710423 | 408 N.BRAGG BLVD, STES 103&104 SPRING LAKE | Army | 051 | Cumberland | 4374 | Spring Lake | 0.92 | 0.88
US | United States | 37 | North Carolina | 37680 | 6927 | RADIO BEACON SITE SAAF | Army | 051 | Cumberland | 4767 | Wade | 0.92 | 0.88 | 1.357 | 1.168 | 1.168 | 0.611 | 0.889 | 2.423 | 1.168 | 0.445
US | United States | 37 | North Carolina | N60191-AN | 1043 | AN OFFSHORE TACT TOWER | Navy | 055 | Dare | 2435 | Kill Devil Hills | 0.87 | 0.83 | 1.357 | 1.131 | 1.131 | 0.611 | 0.889 | 2.423 | 1.131 | 0.445
US | United States | 37 | North Carolina | N60191-AM | 629 | PEA ISLAND NC | Navy | 055 | Dare | 4827 | Wanchese | 0.87 | 0.83 | 1.357 | 1.131 | 1.131 | 0.611 | 0.889 | 2.423 | 1.131 | 0.445
US | United States | 37 | North Carolina | N60191-AL | 1042 | BODIE ISLAND CAPE HATT | Navy | 055 | Dare | 4827 | Wanchese | 0.87 | 0.83 | 1.357 | 1.131 | 1.131 | 0.611 | 0.889 | 2.423 | 1.131 | 0.445
US | United States | 37 | North Carolina | SUYA0001 | 3136 | DARE COUNTY RANGE SITE # 1 | Air Force | 055 | Dare | 9999 | Unknown | 0.87 | 0.83 | 1.357 | 1.131 | 1.131 | 0.611 | 0.889 | 2.423 | 1.131 | 0.445
US | United States | 37 | North Carolina | 37C45 | 5889 | LEXINGTON | Army | 057 | Davidson | 2620 | Lexington | 0.87 | 0.83 | 1.357 | 1.131 | 1.131 | 0.611 | 0.889 | 2.423 | 1.131 | 0.445
US | United States | 37 | North Carolina | 37E65 | 7545 | THOMASVILLE | Army | 057 | Davidson | 4590 | Thomasville | 0.87 | 0.83 | 1.357 | 1.131 | 1.131 | 0.611 | 0.889 | 2.423 | 1.131 | 0.445
US | United States | 37 | North Carolina | 3729B | 6351 | NANTAHALA NATIONAL FOREST | Army | 059 | Davie | 0040 | Advance | 0.87 | 0.83 | 1.357 | 1.168 | 1.168 | 0.611 | 0.889 | 2.423 | 1.168 | 0.445
US | United States | 37 | North Carolina | 37C65 | 6229 | MOCKSVILLE | Army | 059 | Davie | 3090 | Mocksville | 0.87 | 0.83 | 1.357 | 1.131 | 1.131 | 0.611 | 0.889 | 2.423 | 1.131 | 0.445
US | United States | 37 | North Carolina | 37A35 | 4020 | BEULAVILLE | Army | 061 | Duplin | 0450 | Beulaville | 0.87 | 0.83 | 1.357 | 1.131 | 1.131 | 0.611 | 0.889 | 2.423 | 1.131 | 0.445
US | United States | 37 | North Carolina | 37E75 | 7763 | WALLACE | Army | 061 | Duplin | 4800 | Wallace | 0.87 | 0.83 | 1.357 | 1.131 | 1.131 | 0.611 | 0.889 | 2.423 | 1.131 | 0.445
US | United States | 37 | North Carolina | 3711A | 3850 | ARMY RESEARCH OFFICE | Army | 063 | Durham | 1360 | Durham | 0.87 | 0.83 | 1.357 | 1.168 | 1.168 | 0.611 | 0.889 | 2.423 | 1.168 | 0.445
US | United States | 37 | North Carolina | 37915 | 4332 | CARROLL STREET USARC | Army | 063 | Durham | 1360 | Durham | 0.87 | 0.83 | 1.357 | 1.168 | 1.168 | 0.611 | 0.889 | 2.423 | 1.168 | 0.445
US | United States | 37 | North Carolina | 37A95 | 4784 | DURHAM | Army | 063 | Durham | 1360 | Durham | 0.87 | 0.83 | 1.357 | 1.168 | 1.168 | 0.611 | 0.889 | 2.423 | 1.168 | 0.445
US | United States | 37 | North Carolina | 82387-13375 | 705484 | WESTGATE DR DURHAM | Army | 063 | Durham | 1360 | Durham | 0.87 | 0.83
US | United States | 37 | North Carolina | 37D75 | 7048 | ROCKY MOUNT | Army | 065 | Edgecombe | 3930 | Rocky Mount | 0.87 | 0.83 | 1.357 | 1.131 | 1.131 | 0.611 | 0.889 | 2.423 | 1.131 | 0.445
US | United States | 37 | North Carolina | 37975 | 7050 | ROCKY MOUNT USARC | Army | 065 | Edgecombe | 3930 | Rocky Mount | 0.87 | 0.83 | 1.357 | 1.131 | 1.131 | 0.611 | 0.889 | 2.423 | 1.131 | 0.445
US | United States | 37 | North Carolina | 37E55 | 7505 | TARBORO | Army | 065 | Edgecombe | 4560 | Tarboro | 0.87 | 0.83 | 1.357 | 1.131 | 1.131 | 0.611 | 0.889 | 2.423 | 1.131 | 0.445
US | United States | 37 | North Carolina | 70132-10215 | 701486 | 1935 HWY 66 SOUTH KERNERSVILLE | Army | 067 | Forsyth | 2430 | Kernersville | 0.87 | 0.83
US | United States | 37 | North Carolina | 82387-12496 | 704606 | NC HWY 150 KERNERSVILLE | Army | 067 | Forsyth | 2430 | Kernersville | 0.87 | 0.83
US | United States | 37 | North Carolina | 37990 | 7543 | THOMAS SMOTHERS USARC | Army | 067 | Forsyth | 5120 | Winston Salem | 0.87 | 0.83 | 1.357 | 1.131 | 1.131 | 0.611 | 0.889 | 2.423 | 1.131 | 0.445
US | United States | 37 | North Carolina | 37F35 | 7948 | WINSTON SALEM | Army | 067 | Forsyth | 5120 | Winston Salem | 0.87 | 0.83 | 1.357 | 1.131 | 1.131 | 0.611 | 0.889 | 2.423 | 1.131 | 0.445
US | United States | 37 | North Carolina | 01530-10003 | 700004 | 1245 MARTIN LUTHER KING JR DR WINSTON SALEM | Army | 067 | Forsyth | 5120 | Winston Salem | 0.87 | 0.83 | 1.357 | 1.131 | 1.131 | 0.611 | 0.889 | 2.423 | 1.131 | 0.445
US | United States | 37 | North Carolina | 82387-12942 | 705052 | SHEPHERD ST WINSTON SALEM | Army | 067 | Forsyth | 5120 | Winston Salem | 0.87 | 0.83
US | United States | 37 | North Carolina | 82387-12955 | 705065 | SILAS CREEK PKWY WINSTON SALEM | Army | 067 | Forsyth | 5120 | Winston Salem | 0.87 | 0.83
US | United States | 37 | North Carolina | 37C55 | 5958 | LOUISBURG | Army | 069 | Franklin | 2730 | Louisburg | 0.87 | 0.83 | 1.357 | 1.131 | 1.131 | 0.611 | 0.889 | 2.423 | 1.131 | 0.445
US | United States | 37 | North Carolina | 37F45 | 8002 | YOUNGSVILLE | Army | 069 | Franklin | 5220 | Youngsville | 0.87 | 0.83 | 1.357 | 1.131 | 1.131 | 0.611 | 0.889 | 2.423 | 1.131 | 0.445
US | United States | 37 | North Carolina | 37A25 | 3987 | BELMONT | Army | 071 | Gaston | 0390 | Belmont | 0.87 | 0.83 | 1.357 | 1.131 | 1.131 | 0.611 | 0.889 | 2.423 | 1.131 | 0.445
US | United States | 37 | North Carolina | 370NG-10002 | 701122 | GASTON COLLEGE REGIONAL TRNG CENTER DALLAS | Army | 071 | Gaston | 1180 | Dallas | 0.87 | 0.83 | 1.357 | 1.131 | 1.131 | 0.611 | 0.889 | 2.423 | 1.131 | 0.445
US | United States | 37 | North Carolina | 37B65 | 5171 | GASTONIA | Army | 071 | Gaston | 1800 | Gastonia | 0.87 | 0.83 | 1.357 | 1.131 | 1.131 | 0.611 | 0.889 | 2.423 | 1.131 | 0.445
US | United States | 37 | North Carolina | 82387-11688 | 703799 | E FRANKLIN BLVD GASTONIA | Army | 071 | Gaston | 1800 | Gastonia | 0.87 | 0.83
US | United States | 37 | North Carolina | 37A55 | 4194 | BUTNER | Army | 077 | Granville | 0713 | Butner | 0.87 | 0.83 | 1.357 | 1.168 | 1.168 | 0.611 | 0.889 | 2.423 | 1.168 | 0.445
US | United States | 37 | North Carolina | 37D35 | 6675 | OXFORD | Army | 077 | Granville | 3460 | Oxford | 0.87 | 0.83 | 1.357 | 1.131 | 1.131 | 0.611 | 0.889 | 2.423 | 1.131 | 0.445
US | United States | 37 | North Carolina | 37E35 | 7305 | SNOW HILL | Army | 079 | Greene | 4250 | Snow Hill | 0.87 | 0.83 | 1.357 | 1.131 | 1.131 | 0.611 | 0.889 | 2.423 | 1.131 | 0.445
US | United States | 37 | North Carolina | N60191-GR | 1190 | NAVOPSPTCEN GREENSBORO NC | Navy | 081 | Guilford | 1940 | Greensboro | 0.87 | 0.83 | 1.357 | 1.131 | 1.131 | 0.611 | 0.889 | 2.423 | 1.131 | 0.445
US | United States | 37 | North Carolina | 37925 | 4787 | E. EARLE RIVES AFRC | Army | 081 | Guilford | 1940 | Greensboro | 0.87 | 0.83 | 1.357 | 1.131 | 1.131 | 0.611 | 0.889 | 2.423 | 1.131 | 0.445
US | United States | 37 | North Carolina | 37B75 | 5276 | GREENSBORO | Army | 081 | Guilford | 1940 | Greensboro | 0.87 | 0.83 | 1.357 | 1.131 | 1.131 | 0.611 | 0.889 | 2.423 | 1.131 | 0.445
US | United States | 37 | North Carolina | 01530-10012 | 700013 | 400 S. ELEM STREET GREENSBORO | Army | 081 | Guilford | 1940 | Greensboro | 0.87 | 0.83 | 1.357 | 1.131 | 1.131 | 0.611 | 0.889 | 2.423 | 1.131 | 0.445
US | United States | 37 | North Carolina | 82387-12263 | 704373 | MERRITT DR GREENSBORO | Army | 081 | Guilford | 1940 | Greensboro | 0.87 | 0.83
US | United States | 37 | North Carolina | 82387-13273 | 705382 | W MEADOWVIEW GREENBORO | Army | 081 | Guilford | 1940 | Greensboro | 0.87 | 0.83
US | United States | 37 | North Carolina | 37C10 | 5440 | HIGH POINT | Army | 081 | Guilford | 2170 | High Point | 0.87 | 0.83 | 1.357 | 1.131 | 1.131 | 0.611 | 0.889 | 2.423 | 1.131 | 0.445
US | United States | 37 | North Carolina | 37945 | 5441 | HIGH POINT USARC | Army | 081 | Guilford | 2170 | High Point | 0.87 | 0.83 | 1.357 | 1.131 | 1.131 | 0.611 | 0.889 | 2.423 | 1.131 | 0.445
US | United States | 37 | North Carolina | 82387-13292 | 705401 | W PARRIS AVE HIGH POINT | Army | 081 | Guilford | 2170 | High Point | 0.87 | 0.83
US | United States | 37 | North Carolina | 37D65 | 7023 | ROANOKE RAPIDS | Army | 083 | Halifax | 3860 | Roanoke Rapids | 0.87 | 0.83 | 1.357 | 1.131 | 1.131 | 0.611 | 0.889 | 2.423 | 1.131 | 0.445
US | United States | 37 | North Carolina | 82387-11630 | 703741 | E 10TH ST ROANOKE RAPIDS | Army | 083 | Halifax | 3860 | Roanoke Rapids | 0.87 | 0.83
US | United States | 37 | North Carolina | 37E10 | 7197 | SCOTLAND NECK | Army | 083 | Halifax | 4110 | Scotland Neck | 0.87 | 0.83 | 1.357 | 1.131 | 1.131 | 0.611 | 0.889 | 2.423 | 1.131 | 0.445
US | United States | 37 | North Carolina | 37A90 | 4779 | DUNN | Army | 085 | Harnett | 1350 | Dunn | 0.87 | 0.83 | 1.357 | 1.168 | 1.168 | 0.611 | 0.889 | 2.423 | 1.168 | 0.445
US | United States | 37 | North Carolina | 37A82 | 4474 | CLYDE | Army | 087 | Haywood | 0980 | Clyde | 0.87 | 0.83 | 1.357 | 1.131 | 1.131 | 0.611 | 0.889 | 2.423 | 1.131 | 0.445
US | United States | 37 | North Carolina | 37B00 | 4786 | E FLAT ROCK | Army | 089 | Henderson | 1378 | East Flat Rock | 0.87 | 0.83 | 1.357 | 1.131 | 1.131 | 0.611 | 0.889 | 2.423 | 1.131 | 0.445
US | United States | 37 | North Carolina | 710591 | 710591 | 4 KIRSCHMAN LANE FLETCHER | Army | 089 | Henderson | 1674 | Fletcher | 0.87 | 0.83
US | United States | 37 | North Carolina | 82387-12993 | 705103 | SPARTANBURG HWY HENDERSONVILLE | Army | 089 | Henderson | 2130 | Hendersonville | 0.87 | 0.83
US | United States | 37 | North Carolina | 37A05 | 3724 | AHOSKIE | Army | 091 | Hertford | 0050 | Ahoskie | 0.87 | 0.83 | 1.357 | 1.131 | 1.131 | 0.611 | 0.889 | 2.423 | 1.131 | 0.445
US | United States | 37 | North Carolina | 37D45 | 6928 | RAEFORD | Army | 093 | Hoke | 3740 | Raeford | 0.92 | 0.88 | 1.357 | 1.131 | 1.131 | 0.611 | 0.889 | 2.423 | 1.131 | 0.445
US | United States | 37 | North Carolina | N60191-SQ | 1045 | SWAN QUARTER, NC | Navy | 095 | Hyde | 4520 | Swanquarter | 0.87 | 0.83 | 1.357 | 1.131 | 1.131 | 0.611 | 0.889 | 2.423 | 1.131 | 0.445
US | United States | 37 | North Carolina | 37C75 | 6263 | MOORESVILLE | Army | 097 | Iredell | 3110 | Mooresville | 0.87 | 0.83 | 1.357 | 1.131 | 1.131 | 0.611 | 0.889 | 2.423 | 1.131 | 0.445
US | United States | 37 | North Carolina | 37E45 | 7419 | STATESVILLE | Army | 097 | Iredell | 4430 | Statesville | 0.87 | 0.83 | 1.357 | 1.131 | 1.131 | 0.611 | 0.889 | 2.423 | 1.131 | 0.445
US | United States | 37 | North Carolina | 82387-10118 | 702229 | 115 S CENTER STREET STATESVILLE | Army | 097 | Iredell | 4430 | Statesville | 0.87 | 0.83
US | United States | 37 | North Carolina | 82387-10310 | 702421 | 1525-C CINEMA DRIVE STATESVILLE | Army | 097 | Iredell | 4430 | Statesville | 0.87 | 0.83
US | United States | 37 | North Carolina | 37E50 | 7488 | SYLVA | Army | 099 | Jackson | 4540 | Sylva | 0.87 | 0.83 | 1.357 | 1.131 | 1.131 | 0.611 | 0.889 | 2.423 | 1.131 | 0.445
US | United States | 37 | North Carolina | 82387-11768 | 703879 | E SYLVA SHP CTR SYLVA | Army | 099 | Jackson | 4540 | Sylva | 0.87 | 0.83
US | United States | 37 | North Carolina | 37A30 | 4003 | BENSON | Army | 101 | Johnston | 0410 | Benson | 0.87 | 0.83 | 1.357 | 1.131 | 1.131 | 0.611 | 0.889 | 2.423 | 1.131 | 0.445
US | United States | 37 | North Carolina | 710119 | 710119 | 28 EDINBURGH PLACE CLAYTON | Army | 101 | Johnston | 0930 | Clayton | 0.87 | 0.83
US | United States | 37 | North Carolina | 37E30 | 7300 | SMITHFIELD | Army | 101 | Johnston | 4230 | Smithfield | 0.87 | 0.83 | 1.357 | 1.168 | 1.168 | 0.611 | 0.889 | 2.423 | 1.168 | 0.445
US | United States | 37 | North Carolina | 82387-12346 | 704456 | N BRIGHTLEAF SMITHFIELD | Army | 101 | Johnston | 4230 | Smithfield | 0.87 | 0.83
US | United States | 37 | North Carolina | M67001-0002 | 62 | OAK GROVE | Marine Corps | 103 | Jones | 3690 | Pollocksville | 0.87 | 0.83 | 1.357 | 1.131 | 1.131 | 0.611 | 0.889 | 2.423 | 1.131 | 0.445
US | United States | 37 | North Carolina | 37E05 | 7165 | SANFORD | Army | 105 | Lee | 4090 | Sanford | 0.87 | 0.83 | 1.357 | 1.168 | 1.168 | 0.611 | 0.889 | 2.423 | 1.168 | 0.445
US | United States | 37 | North Carolina | 82387-10413 | 702524 | 1919 BRAGG STREET SANFORD | Army | 105 | Lee | 4090 | Sanford | 0.87 | 0.83
US | United States | 37 | North Carolina | 82387-12815 | 704925 | S HORNER BLVD SANFORD | Army | 105 | Lee | 4090 | Sanford | 0.87 | 0.83
US | United States | 37 | North Carolina | 37C30 | 5741 | KINSTON | Army | 107 | Lenoir | 2450 | Kinston | 0.87 | 0.83 | 1.357 | 1.131 | 1.131 | 0.611 | 0.889 | 2.423 | 1.131 | 0.445
US | United States | 37 | North Carolina | 37950 | 5742 | KINSTON USARC | Army | 107 | Lenoir | 2450 | Kinston | 0.87 | 0.83 | 1.357 | 1.131 | 1.131 | 0.611 | 0.889 | 2.423 | 1.131 | 0.445
US | United States | 37 | North Carolina | 01530-10032 | 700033 | ROUTE 7, BOX 89-E KINSTON | Army | 107 | Lenoir | 2450 | Kinston | 0.87 | 0.83 | 1.357 | 1.131 | 1.131 | 0.611 | 0.889 | 2.423 | 1.131 | 0.445
US | United States | 37 | North Carolina | 82387-10846 | 702957 | 4155 W VERNON AVE KINSTON | Army | 107 | Lenoir | 2450 | Kinston | 0.87 | 0.83
US | United States | 37 | North Carolina | 37C50 | 5915 | LINCOLNTON | Army | 109 | Lincoln | 2660 | Lincolnton | 0.87 | 0.83 | 1.357 | 1.131 | 1.131 | 0.611 | 0.889 | 2.423 | 1.131 | 0.445
US | United States | 37 | North Carolina | 37C63 | 6074 | MARION | Army | 111 | McDowell | 2900 | Marion | 0.87 | 0.83 | 1.357 | 1.131 | 1.131 | 0.611 | 0.889 | 2.423 | 1.131 | 0.445
US | United States | 37 | North Carolina | 82387-12099 | 704209 | LADY MARION PLZ MARION | Army | 111 | McDowell | 2900 | Marion | 0.87 | 0.83
US | United States | 37 | North Carolina | 37B55 | 5080 | FRANKLIN | Army | 113 | Macon | 1710 | Franklin | 0.87 | 0.83 | 1.357 | 1.168 | 1.168 | 0.611 | 0.889 | 2.423 | 1.168 | 0.445
US | United States | 37 | North Carolina | 37F10 | 7919 | WILLIAMSTON | Army | 117 | Martin | 5050 | Williamston | 0.87 | 0.83 | 1.357 | 1.131 | 1.131 | 0.611 | 0.889 | 2.423 | 1.131 | 0.445
US | United States | 37 | North Carolina | N60191-CH | 1189 | NOSC-MCRC CHARLOTTE NC | Navy | 119 | Mecklenburg | 0870 | Charlotte | 0.87 | 0.83 | 1.357 | 1.131 | 1.131 | 0.611 | 0.889 | 2.423 | 1.131 | 0.445
US | United States | 37 | North Carolina | FJRP0001 | 1661 | CHAR/DOUGLAS IAP SITE # 1 | Air Force | 119 | Mecklenburg | 0870 | Charlotte | 0.87 | 0.83 | 1.357 | 1.131 | 1.131 | 0.611 | 0.889 | 2.423 | 1.131 | 0.445
US | United States | 37 | North Carolina | 37A73 | 4401 | CHARLOTTE CONSOLIDATED SITE | Army | 119 | Mecklenburg | 0870 | Charlotte | 0.87 | 0.83 | 1.357 | 1.131 | 1.131 | 0.611 | 0.889 | 2.423 | 1.131 | 0.445
US | United States | 37 | North Carolina | 37895 | 4402 | CHARLOTTE USARC | Army | 119 | Mecklenburg | 0870 | Charlotte | 0.87 | 0.83 | 1.357 | 1.131 | 1.131 | 0.611 | 0.889 | 2.423 | 1.131 | 0.445
US | United States | 37 | North Carolina | 70132-10131 | 701402 | 1325 NEW LIFE RD CHARLOTTE | Army | 119 | Mecklenburg | 0870 | Charlotte | 0.87 | 0.83
US | United States | 37 | North Carolina | 82387-10205 | 702316 | 1300 BAXTER STREET CHARLOTTE | Army | 119 | Mecklenburg | 0870 | Charlotte | 0.87 | 0.83
US | United States | 37 | North Carolina | 82387-10876 | 702987 | 440 EAST MCCULLOUGH CHARLOTTE | Army | 119 | Mecklenburg | 0870 | Charlotte | 0.87 | 0.83
US | United States | 37 | North Carolina | 82387-11216 | 703327 | 8401 UNIVERSITY EXECUTIVE PARK DR CHARLOTTE | Army | 119 | Mecklenburg | 0870 | Charlotte | 0.87 | 0.83
US | United States | 37 | North Carolina | 82387-11794 | 703905 | EASTWAY DR CHARLOTTE | Army | 119 | Mecklenburg | 0870 | Charlotte | 0.87 | 0.83
US | United States | 37 | North Carolina | 82387-12936 | 705046 | SHARON LAKES RD CHARLOTTE | Army | 119 | Mecklenburg | 0870 | Charlotte | 0.87 | 0.83
US | United States | 37 | North Carolina | 710115 | 710115 | 8307 UNIVERSITY EXECUTIVE PARK CHARLOTTE | Army | 119 | Mecklenburg | 0870 | Charlotte | 0.87 | 0.83
US | United States | 37 | North Carolina | 710278 | 710278 | 5414 CRISFIELD ROAD CHARLOTTE | Army | 119 | Mecklenburg | 0870 | Charlotte | 0.87 | 0.83
US | United States | 37 | North Carolina | 710421 | 710421 | 615 ACORN VALLEY COU CHARLOTTE | Army | 119 | Mecklenburg | 0870 | Charlotte | 0.87 | 0.83
US | United States | 37 | North Carolina | 710451 | 710451 | 615 ACORN VALLEY COURT CHARLOTTE | Army | 119 | Mecklenburg | 0870 | Charlotte | 0.87 | 0.83
US | United States | 37 | North Carolina | 710590 | 710590 | 9017 SOCATA WAY CHARLOTTE | Army | 119 | Mecklenburg | 0870 | Charlotte | 0.87 | 0.83
US | United States | 37 | North Carolina | 710623 | 710623 | 1509 LONG PAW LANE CHARLOTTE | Army | 119 | Mecklenburg | 0870 | Charlotte | 0.87 | 0.83
US | United States | 37 | North Carolina | 710624 | 710624 | 1325 NEW LIFE ROAD CHARLOTTE | Army | 119 | Mecklenburg | 0870 | Charlotte | 0.87 | 0.83
US | United States | 37 | North Carolina | 710765 | 710765 | 1532 PEACHCROFT RD. CHARLOTTE | Army | 119 | Mecklenburg | 0870 | Charlotte | 0.87 | 0.83
US | United States | 37 | North Carolina | 710913 | 710913 | 12426 DERVISH LN CHARLOTTE | Army | 119 | Mecklenburg | 0870 | Charlotte | 0.87 | 0.83
US | United States | 37 | North Carolina | 711242 | 711242 | 13403 WILLOW FALLS CHARLOTTE | Army | 119 | Mecklenburg | 0870 | Charlotte | 0.87 | 0.83
US | United States | 37 | North Carolina | 82387-12696 | 704806 | REESE BLVD HUNTERSVILLE | Army | 119 | Mecklenburg | 2280 | Huntersville | 0.87 | 0.83
US | United States | 37 | North Carolina | 710425 | 710425 | C-1 GILEAD ROAD HUNTERSVILLE | Army | 119 | Mecklenburg | 2280 | Huntersville | 0.87 | 0.83
US | United States | 37 | North Carolina | 3728D | 7028 | ROBIN SAGE TNG STAR, NC | Army | 123 | Montgomery | 4420 | Star | 0.87 | 0.83 | 1.357 | 1.131 | 1.131 | 0.611 | 0.889 | 2.423 | 1.131 | 0.445
US | United States | 37 | North Carolina | 70132-10171 | 701442 | 1575 ETHER ROAD STAR | Army | 123 | Montgomery | 4420 | Star | 0.87 | 0.83
US | United States | 37 | North Carolina | 3729A | 7687 | UWHARRIE NATIONAL FOREST | Army | 123 | Montgomery | 4660 | Troy | 0.87 | 0.83 | 1.357 | 1.131 | 1.131 | 0.611 | 0.889 | 2.423 | 1.131 | 0.445
US | United States | 37 | North Carolina | 82387-12462 | 704572 | N SANDHILLS BLVD ABERDEEN | Army | 125 | Moore | 0010 | Aberdeen | 0.92 | 0.88
US | United States | 37 | North Carolina | 3723A | 4339 | CARTHAGE TRAINING AREA | Army | 125 | Moore | 0790 | Carthage | 0.92 | 0.88 | 1.357 | 1.131 | 1.131 | 0.611 | 0.889 | 2.423 | 1.131 | 0.445
US | United States | 37 | North Carolina | 18081-10019 | 700178 | 1 PETTY ROAD CARTHAGE | Army | 125 | Moore | 0790 | Carthage | 0.92 | 0.88
US | United States | 37 | North Carolina | 37225-10002 | 701124 | TRAINING PERMIT | Army | 125 | Moore | 0790 | Carthage | 0.92 | 0.88 | 1.357 | 1.131 | 1.131 | 0.611 | 0.889 | 2.423 | 1.131 | 0.445
US | United States | 37 | North Carolina | 37445 | 4268 | CAMP MACKALL | Army | 125 | Moore | 3590 | Pinebluff | 0.92 | 0.88 | 1.357 | 1.131 | 1.131 | 0.611 | 0.889 | 2.423 | 1.131 | 0.445
US | United States | 37 | North Carolina | 37E40 | 7328 | SOUTHERN PINES | Army | 125 | Moore | 4270 | Southern Pines | 0.92 | 0.88 | 1.357 | 1.131 | 1.131 | 0.611 | 0.889 | 2.423 | 1.131 | 0.445
US | United States | 37 | North Carolina | 37D10 | 6357 | NASHVILLE | Army | 127 | Nash | 3240 | Nashville | 0.87 | 0.83 | 1.357 | 1.131 | 1.131 | 0.611 | 0.889 | 2.423 | 1.131 | 0.445
US | United States | 37 | North Carolina | 01530-10015 | 700016 | 804 FAIRVIEW ROAD ROCKY MOUNT | Army | 127 | Nash | 3930 | Rocky Mount | 0.87 | 0.83 | 1.357 | 1.131 | 1.131 | 0.611 | 0.889 | 2.423 | 1.131 | 0.445
US | United States | 37 | North Carolina | 82387-13042 | 705152 | SUNSET AVE ROCKY MOUNT | Army | 127 | Nash | 3930 | Rocky Mount | 0.87 | 0.83
US | United States | 37 | North Carolina | 37C34 | 6320 | MTA FT FISHER AFS | Army | 129 | New Hanover | 2480 | Kure Beach | 0.89 | 0.85 | 1.357 | 1.131 | 1.131 | 0.611 | 0.889 | 2.423 | 1.131 | 0.445
US | United States | 37 | North Carolina | M68479-0019 | 120 | WILMINGTON NC MCRC | Marine Corps | 129 | New Hanover | 5060 | Wilmington | 0.89 | 0.85 | 1.357 | 1.201 | 1.131 | 0.611 | 0.889 | 2.423 | 1.201 | 0.445
US | United States | 37 | North Carolina | N60191-WI | 1175 | NAVOPSPTCEN WILMINGTON NC | Navy | 129 | New Hanover | 5060 | Wilmington | 0.89 | 0.85 | 1.357 | 1.201 | 1.131 | 0.611 | 0.889 | 2.423 | 1.201 | 0.445
US | United States | 37 | North Carolina | 37985 | 3717 | ADRIAN B RHODES AFRC | Army | 129 | New Hanover | 5060 | Wilmington | 0.89 | 0.85 | 1.357 | 1.131 | 1.131 | 0.611 | 0.889 | 2.423 | 1.131 | 0.445
US | United States | 37 | North Carolina | 37579 | 6497 | NG NEW HANOVER | Army | 129 | New Hanover | 5060 | Wilmington | 0.89 | 0.85 | 1.357 | 1.131 | 1.131 | 0.611 | 0.889 | 2.423 | 1.131 | 0.445
US | United States | 37 | North Carolina | 37F15 | 7928 | WILMINGTON | Army | 129 | New Hanover | 5060 | Wilmington | 0.89 | 0.85 | 1.357 | 1.201 | 1.131 | 0.611 | 0.889 | 2.423 | 1.201 | 0.445
US | United States | 37 | North Carolina | 18081-10187 | 700346 | 68 DARLINGTON AVENUE WILMINGTON | Army | 129 | New Hanover | 5060 | Wilmington | 0.89 | 0.85
US | United States | 37 | North Carolina | 18081-10737 | 700896 | WILMINGTON TERMINAL | Army | 129 | New Hanover | 5060 | Wilmington | 0.89 | 0.85
US | United States | 37 | North Carolina | 82387-10783 | 702894 | 3715 PATRIOT WAY WILMINGTON | Army | 129 | New Hanover | 5060 | Wilmington | 0.89 | 0.85
US | United States | 37 | North Carolina | 710275 | 710275 | 415 PUTNAM DR WILMINGTON | Army | 129 | New Hanover | 5060 | Wilmington | 0.89 | 0.85
US | United States | 37 | North Carolina | 710424 | 710424 | 650 LAVEEN DRIVE WILMINGTON | Army | 129 | New Hanover | 5060 | Wilmington | 0.89 | 0.85
US | United States | 37 | North Carolina | HEVT0001 | 2097 | FORT FISHER RECREATION SITE SITE # 1 | Air Force | 129 | New Hanover | 9999 | Unknown | 0.89 | 0.85 | 1.357 | 1.131 | 1.131 | 0.611 | 0.889 | 2.423 | 1.131 | 0.445
US | United States | 37 | North Carolina | 37F40 | 7958 | WOODLAND | Army | 131 | Northampton | 5160 | Woodland | 0.89 | 0.85 | 1.357 | 1.201 | 1.131 | 0.611 | 0.889 | 2.423 | 1.201 | 0.445
US | United States | 37 | North Carolina | M67001-0001 | 61 | Marine Corps Base, Camp LeJeune | Marine Corps | 133 | Onslow | 0735 | Camp Lejeune | 1.06 | 1.02 | 1.357 | 1.201 | 1.131 | 0.611 | 0.889 | 2.423 | 1.201 | 0.445
US | United States | 37 | North Carolina | M67001-0005 | 65 | WEST SITE | Marine Corps | 133 | Onslow | 0735 | Camp Lejeune | 1.06 | 1.02 | 1.357 | 1.201 | 1.131 | 0.611 | 0.889 | 2.423 | 1.201 | 0.445
US | United States | 37 | North Carolina | M67001-0006 | 66 | MIDWAY PARK | Marine Corps | 133 | Onslow | 0735 | Camp Lejeune | 1.06 | 1.02 | 1.357 | 1.201 | 1.131 | 0.611 | 0.889 | 2.423 | 1.201 | 0.445
US | United States | 37 | North Carolina | M67001-0007 | 67 | NORTH SITE | Marine Corps | 133 | Onslow | 0735 | Camp Lejeune | 1.06 | 1.02 | 1.357 | 1.201 | 1.131 | 0.611 | 0.889 | 2.423 | 1.201 | 0.445
US | United States | 37 | North Carolina | N60191-HR | 977 | HOLLY RIDGE TOWER SITE | Navy | 133 | Onslow | 2220 | Holly Ridge | 1.06 | 1.02 | 1.357 | 1.131 | 1.131 | 0.611 | 0.889 | 2.423 | 1.131 | 0.445
US | United States | 37 | North Carolina | M67001-0003 | 63 | USO 9 TALLMAN JAX NC | Marine Corps | 133 | Onslow | 2330 | Jacksonville | 1.06 | 1.02 | 1.357 | 1.131 | 1.131 | 0.611 | 0.889 | 2.423 | 1.131 | 0.445
US | United States | 37 | North Carolina | 37C15 | 5585 | JACKSONVILLE | Army | 133 | Onslow | 2330 | Jacksonville | 1.06 | 1.02 | 1.357 | 1.131 | 1.131 | 0.611 | 0.889 | 2.423 | 1.131 | 0.445
US | United States | 37 | North Carolina | 3737C | 5587 | JACKSONVILLE USARC | Army | 133 | Onslow | 2330 | Jacksonville | 1.06 | 1.02 | 1.357 | 1.131 | 1.131 | 0.611 | 0.889 | 2.423 | 1.131 | 0.445
US | United States | 37 | North Carolina | 82387-10122 | 702233 | 1150 WESTERN BLVD JACKSONVILLE | Army | 133 | Onslow | 2330 | Jacksonville | 1.06 | 1.02
US | United States | 37 | North Carolina | 82387-11689 | 703800 | E FRANKLIN ST CHAPEL HILL | Army | 135 | Orange | 0860 | Chapel Hill | 0.87 | 0.83
US | United States | 37 | North Carolina | M00146-0026 | 19 | MAW POINT TARGET | Marine Corps | 137 | Pamlico | 0330 | Bayboro | 1.06 | 1.01 | 1.357 | 1.131 | 1.131 | 0.611 | 0.889 | 2.423 | 1.131 | 0.445
US | United States | 37 | North Carolina | M00146-0027 | 20 | PAMLICO POINT TARGET | Marine Corps | 137 | Pamlico | 0330 | Bayboro | 1.06 | 1.01 | 1.357 | 1.131 | 1.131 | 0.611 | 0.889 | 2.423 | 1.131 | 0.445
US | United States | 37 | North Carolina | M00146-0029 | 9446 | BRANT ISLAND | Marine Corps | 137 | Pamlico | 0330 | Bayboro | 1.06 | 1.01 | 1.357 | 1.131 | 1.131 | 0.611 | 0.889 | 2.423 | 1.131 | 0.445
US | United States | 37 | North Carolina | M00146-0028 | 9447 | CAT ISLAND TARGET | Marine Corps | 137 | Pamlico | 0330 | Bayboro | 1.06 | 1.01 | 1.357 | 1.131 | 1.131 | 0.611 | 0.889 | 2.423 | 1.131 | 0.445
US | United States | 37 | North Carolina | N60191-HT | 976 | HOBUCKEN TOWER SITE | Navy | 137 | Pamlico | 2205 | Hobucken | 1.06 | 1.01 | 1.357 | 1.131 | 1.131 | 0.611 | 0.889 | 2.423 | 1.131 | 0.445
US | United States | 37 | North Carolina | 5413A | 4244 | CAMP DAWSON | Army | 137 | Pamlico | 2205 | Hobucken | 1.06 | 1.01 | 1.214 | 1.131 | 1.131 | 0.741 | 0.444 | 1.769 | 1.131 | 1.888
US | United States | 37 | North Carolina | 37B10 | 4845 | ELIZABETH CITY | Army | 139 | Pasquotank | 1460 | Elizabeth City | 0.87 | 0.83 | 1.357 | 1.131 | 1.131 | 0.611 | 0.889 | 2.423 | 1.131 | 0.445
US | United States | 37 | North Carolina | 82387-13227 | 705336 | W EHRINGHAUS S ELIZABETH CITY | Army | 139 | Pasquotank | 1460 | Elizabeth City | 0.87 | 0.83
US | United States | 37 | North Carolina | 82387-11991 | 704101 | HIGHWAY 17 N HAMPSTEAD | Army | 141 | Pender | 2023 | Hampstead | 0.87 | 0.83
US | United States | 37 | North Carolina | N62688-ZG | 1076 | HARVEY PT NC | Navy | 143 | Perquimans | 2140 | Hertford | 0.87 | 0.83 | 1.357 | 1.131 | 1.131 | 0.611 | 0.889 | 2.423 | 1.131 | 0.445
US | United States | 37 | North Carolina | 37D85 | 7080 | ROXBORO | Army | 145 | Person | 4010 | Roxboro | 0.87 | 0.83 | 1.357 | 1.131 | 1.131 | 0.611 | 0.889 | 2.423 | 1.131 | 0.445
US | United States | 37 | North Carolina | 37B35 | 4926 | FARMVILLE | Army | 147 | Pitt | 1660 | Farmville | 0.87 | 0.83 | 1.357 | 1.131 | 1.131 | 0.611 | 0.889 | 2.423 | 1.131 | 0.445
US | United States | 37 | North Carolina | 37B80 | 5286 | GREENVILLE | Army | 147 | Pitt | 1950 | Greenville | 0.87 | 0.83 | 1.357 | 1.131 | 1.131 | 0.611 | 0.889 | 2.423 | 1.131 | 0.445
US | United States | 37 | North Carolina | 37992 | 5290 | GREENVILLE USARC | Army | 147 | Pitt | 1950 | Greenville | 0.87 | 0.83 | 1.357 | 1.131 | 1.131 | 0.611 | 0.889 | 2.423 | 1.131 | 0.445
US | United States | 37 | North Carolina | 82387-11651 | 703762 | E ARLINGTON BLVD GREENVILLE | Army | 147 | Pitt | 1950 | Greenville | 0.87 | 0.83
US | United States | 37 | North Carolina | 82387-11877 | 703988 | FOX HAVEN DR GREENVILLE | Army | 147 | Pitt | 1950 | Greenville | 0.87 | 0.83
US | United States | 37 | North Carolina | 710116 | 710116 | 2517A BLUFF VIEW COU GREENVILLE | Army | 147 | Pitt | 1950 | Greenville | 0.87 | 0.83
US | United States | 37 | North Carolina | 710117 | 710117 | 4051-A S MEMORIAL DRIVE GREENVILLE | Army | 147 | Pitt | 1950 | Greenville | 0.87 | 0.83
US | United States | 37 | North Carolina | 710593 | 710593 | 2049 MARES WAY GREENVILLE | Army | 147 | Pitt | 1950 | Greenville | 0.87 | 0.83
US | United States | 37 | North Carolina | 711216 | 711216 | 1415 NORTH OVERLOOK GREENVILLE | Army | 147 | Pitt | 1950 | Greenville | 0.87 | 0.83
US | United States | 37 | North Carolina | 37A15 | 3859 | ASHEBORO | Army | 151 | Randolph | 0160 | Asheboro | 0.87 | 0.83 | 1.357 | 1.131 | 1.131 | 0.611 | 0.889 | 2.423 | 1.131 | 0.445
US | United States | 37 | North Carolina | 3728B | 4358 | CEDAR ROCK MOUNTAIN | Army | 151 | Randolph | 0160 | Asheboro | 0.87 | 0.83 | 1.357 | 1.131 | 1.131 | 0.611 | 0.889 | 2.423 | 1.131 | 0.445
US | United States | 37 | North Carolina | 3724A | 7029 | ROBIN SAGE TNG PISGAH | Army | 151 | Randolph | 0160 | Asheboro | 0.87 | 0.83 | 1.357 | 1.131 | 1.131 | 0.611 | 0.889 | 2.423 | 1.131 | 0.445
US | United States | 37 | North Carolina | 37225-10001 | 701123 | PINE CHURCH PISGAH TNG | Army | 151 | Randolph | 0160 | Asheboro | 0.87 | 0.83 | 1.357 | 1.131 | 1.131 | 0.611 | 0.889 | 2.423 | 1.131 | 0.445
US | United States | 37 | North Carolina | 82387-11678 | 703789 | E DIXIE DR ASHEBORO | Army | 151 | Randolph | 0160 | Asheboro | 0.87 | 0.83
US | United States | 37 | North Carolina | 3728A | 4859 | ELLERBE FORT BRAGG LEASE | Army | 153 | Richmond | 1510 | Ellerbe | 0.87 | 0.83 | 1.357 | 1.168 | 1.168 | 0.611 | 0.889 | 2.423 | 1.168 | 0.445
US | United States | 37 | North Carolina | 18081-10301 | 700460 | CRAWFORD RD ELLERBE | Army | 153 | Richmond | 1510 | Ellerbe | 0.87 | 0.83
US | United States | 37 | North Carolina | 370NG-10001 | 701121 | 1458 HIGHWAY PATROL TOWER ELLERBE | Army | 153 | Richmond | 1510 | Ellerbe | 0.87 | 0.83 | 1.357 | 1.131 | 1.131 | 0.611 | 0.889 | 2.423 | 1.131 | 0.445
US | United States | 37 | North Carolina | 37B85 | 5333 | HAMLET | Army | 153 | Richmond | 2020 | Hamlet | 0.87 | 0.83 | 1.357 | 1.168 | 1.168 | 0.611 | 0.889 | 2.423 | 1.168 | 0.445
US | United States | 37 | North Carolina | 37450 | 6133 | MCKINNEY FISH HATCHERY HOFFMAN | Army | 153 | Richmond | 2210 | Hoffman | 0.87 | 0.83 | 1.357 | 1.168 | 1.168 | 0.611 | 0.889 | 2.423 | 1.168 | 0.445
US | United States | 37 | North Carolina | 37808 | 7409 | STANDBY MANEUVER AREA HOFFMAN | Army | 153 | Richmond | 2210 | Hoffman | 0.87 | 0.83 | 1.357 | 1.168 | 1.168 | 0.611 | 0.889 | 2.423 | 1.168 | 0.445
US | United States | 37 | North Carolina | 18081-10176 | 700335 | 5913 HOFFMAN ROAD HOFFMAN | Army | 153 | Richmond | 2210 | Hoffman | 0.87 | 0.83
US | United States | 37 | North Carolina | 37D70 | 7043 | ROCKINGHAM | Army | 153 | Richmond | 3910 | Rockingham | 0.87 | 0.83 | 1.357 | 1.168 | 1.168 | 0.611 | 0.889 | 2.423 | 1.168 | 0.445
US | United States | 37 | North Carolina | 82387-11657 | 703768 | E BROAD AVE ROCKINGHAM | Army | 153 | Richmond | 3910 | Rockingham | 0.87 | 0.83
US | United States | 37 | North Carolina | 37C60 | 5987 | LUMBERTON | Army | 155 | Robeson | 2770 | Lumberton | 0.87 | 0.83 | 1.357 | 1.131 | 1.131 | 0.611 | 0.889 | 2.423 | 1.131 | 0.445
US | United States | 37 | North Carolina | 37955 | 7540 | THOMAS ERWIN ALLEN USARC | Army | 155 | Robeson | 2770 | Lumberton | 0.87 | 0.83 | 1.357 | 1.131 | 1.131 | 0.611 | 0.889 | 2.423 | 1.131 | 0.445
US | United States | 37 | North Carolina | 82387-10938 | 703049 | 5085 FAYETTEVILLE ROAD LUMBERTON | Army | 155 | Robeson | 2770 | Lumberton | 0.87 | 0.83
US | United States | 37 | North Carolina | 82387-11837 | 703948 | FAYETTEVILLE RD LUMBERTON | Army | 155 | Robeson | 2770 | Lumberton | 0.87 | 0.83
US | United States | 37 | North Carolina | 18081-10237 | 700396 | AIRPORT RD MAXTON | Army | 155 | Robeson | 2960 | Maxton | 0.87 | 0.83
US | United States | 37 | North Carolina | 37D40 | 6707 | PARKTON | Army | 155 | Robeson | 3510 | Parkton | 0.87 | 0.83 | 1.357 | 1.131 | 1.131 | 0.611 | 0.889 | 2.423 | 1.131 | 0.445
US | United States | 37 | North Carolina | 37D55 | 6956 | RED SPRINGS | Army | 155 | Robeson | 3790 | Red Springs | 0.87 | 0.83 | 1.357 | 1.131 | 1.131 | 0.611 | 0.889 | 2.423 | 1.131 | 0.445
US | United States | 37 | North Carolina | 37D90 | 7119 | SAINT PAULS | Army | 155 | Robeson | 4050 | St. Pauls | 0.87 | 0.83 | 1.357 | 1.131 | 1.131 | 0.611 | 0.889 | 2.423 | 1.131 | 0.445
US | United States | 37 | North Carolina | 37D60 | 6975 | REIDSVILLE | Army | 157 | Rockingham | 3800 | Reidsville | 0.87 | 0.83 | 1.357 | 1.131 | 1.131 | 0.611 | 0.889 | 2.423 | 1.131 | 0.445
US | United States | 37 | North Carolina | 82387-10322 | 702433 | 1560 FREEWAY DRIVE REIDSVILLE | Army | 157 | Rockingham | 3800 | Reidsville | 0.87 | 0.83
US | United States | 37 | North Carolina | 3700B | 166958 | GOLD HILL TOWER SITE | Army | 159 | Rowan | 1868 | Gold Hill | 0.87 | 0.83 | 1.357 | 1.131 | 1.131 | 0.611 | 0.889 | 2.423 | 1.131 | 0.445
US | United States | 37 | North Carolina | 18081-10062 | 700221 | 14550 OLD BEATTY FORK GOLD HILL | Army | 159 | Rowan | 1868 | Gold Hill | 0.87 | 0.83
US | United States | 37 | North Carolina | 37E00 | 7134 | SALISBURY | Army | 159 | Rowan | 4070 | Salisbury | 0.87 | 0.83 | 1.357 | 1.131 | 1.131 | 0.611 | 0.889 | 2.423 | 1.131 | 0.445
US | United States | 37 | North Carolina | 37980 | 7663 | URIAH G LUCAS USARC | Army | 159 | Rowan | 4070 | Salisbury | 0.87 | 0.83 | 1.357 | 1.131 | 1.131 | 0.611 | 0.889 | 2.423 | 1.131 | 0.445
US | United States | 37 | North Carolina | 01530-10001 | 700002 | 1 ARMY RESERVE CENTER SALISBURY | Army | 159 | Rowan | 4070 | Salisbury | 0.87 | 0.83 | 1.357 | 1.131 | 1.131 | 0.611 | 0.889 | 2.423 | 1.131 | 0.445
US | United States | 37 | North Carolina | 01530-10006 | 700007 | 1835 SALISBURG BLVD SALISBURY | Army | 159 | Rowan | 4070 | Salisbury | 0.87 | 0.83 | 1.357 | 1.131 | 1.131 | 0.611 | 0.889 | 2.423 | 1.131 | 0.445
US | United States | 37 | North Carolina | 82387-11333 | 703444 | ARLINGTON ST SALISBURY | Army | 159 | Rowan | 4070 | Salisbury | 0.87 | 0.83
US | United States | 37 | North Carolina | 37B50 | 4972 | FOREST CITY | Army | 161 | Rutherford | 1680 | Forest City | 0.87 | 0.83 | 1.357 | 1.131 | 1.131 | 0.611 | 0.889 | 2.423 | 1.131 | 0.445
US | United States | 37 | North Carolina | 37A79 | 4467 | CLINTON ARMORY | Army | 163 | Sampson | 0970 | Clinton | 0.87 | 0.83 | 1.357 | 1.131 | 1.131 | 0.611 | 0.889 | 2.423 | 1.131 | 0.445
US | United States | 37 | North Carolina | 82387-12691 | 704801 | RALEIGH RD CLINTON | Army | 163 | Sampson | 0970 | Clinton | 0.87 | 0.83
US | United States | 37 | North Carolina | 711069 | 711069 | 1505 SUNSET AVENUE CLINTON | Army | 163 | Sampson | 0970 | Clinton | 0.87 | 0.83
US | United States | 37 | North Carolina | 37D80 | 7065 | ROSEBORO | Army | 163 | Sampson | 3970 | Roseboro | 0.87 | 0.83 | 1.357 | 1.131 | 1.131 | 0.611 | 0.889 | 2.423 | 1.131 | 0.445
US | United States | 37 | North Carolina | 37A81 | 7508 | TARHEEL CHALLENGE ACADEMY | Army | 163 | Sampson | 4060 | Salemburg | 0.87 | 0.83 | 1.357 | 1.131 | 1.131 | 0.611 | 0.889 | 2.423 | 1.131 | 0.445
US | United States | 37 | North Carolina | 37C35 | 5833 | LAURINBURG | Army | 165 | Scotland | 2560 | Laurinburg | 0.87 | 0.83 | 1.357 | 1.131 | 1.131 | 0.611 | 0.889 | 2.423 | 1.131 | 0.445
US | United States | 37 | North Carolina | 3728C | 5834 | LAURINBURG MAXTON AIRPORT | Army | 165 | Scotland | 2560 | Laurinburg | 0.87 | 0.83 | 1.357 | 1.131 | 1.131 | 0.611 | 0.889 | 2.423 | 1.131 | 0.445
US | United States | 37 | North Carolina | 18081-10236 | 700395 | AIRPORT RD LAURINBURG | Army | 165 | Scotland | 2560 | Laurinburg | 0.87 | 0.83
US | United States | 37 | North Carolina | 37A10 | 3739 | ALBEMARLE | Army | 167 | Stanly | 0060 | Albemarle | 0.87 | 0.83 | 1.357 | 1.131 | 1.131 | 0.611 | 0.889 | 2.423 | 1.131 | 0.445
US | United States | 37 | North Carolina | 37855 | 5626 | JESSE F NIVEN JR USARC | Army | 167 | Stanly | 0060 | Albemarle | 0.87 | 0.83 | 1.357 | 1.131 | 1.131 | 0.611 | 0.889 | 2.423 | 1.131 | 0.445
US | United States | 37 | North Carolina | ATNV0001 | 1421 | BADIN ANG STATION SITE # 1 | Air Force | 167 | Stanly | 0250 | Badin | 0.87 | 0.83 | 1.357 | 1.131 | 1.131 | 0.611 | 0.889 | 2.423 | 1.131 | 0.445
US | United States | 37 | North Carolina | WEFM0001 | 3312 | STANLY COUNTY AIRPORT SITE # 1 | Air Force | 167 | Stanly | 3280 | New London | 0.87 | 0.83 | 1.357 | 1.131 | 1.131 | 0.611 | 0.889 | 2.423 | 1.131 | 0.445
US | United States | 37 | North Carolina | 37B25 | 4853 | ELKIN | Army | 171 | Surry | 1480 | Elkin | 0.87 | 0.83 | 1.357 | 1.131 | 1.131 | 0.611 | 0.889 | 2.423 | 1.131 | 0.445
US | United States | 37 | North Carolina | 37C95 | 6292 | MOUNT AIRY | Army | 171 | Surry | 3170 | Mount Airy | 0.87 | 0.83 | 1.357 | 1.131 | 1.131 | 0.611 | 0.889 | 2.423 | 1.131 | 0.445
US | United States | 37 | North Carolina | 82387-10496 | 702607 | 2133 ROCKFORD STREET MOUNT AIRY | Army | 171 | Surry | 3170 | Mount Airy | 0.87 | 0.83
US | United States | 37 | North Carolina | 37885 | 6208 | MILLER-DUCKETT USARC | Army | 175 | Transylvania | 0600 | Brevard | 0.87 | 0.83 | 1.357 | 1.131 | 1.131 | 0.611 | 0.889 | 2.423 | 1.131 | 0.445
US | United States | 37 | North Carolina | 3729C | 6808 | PISGAH NATIONAL FOREST | Army | 175 | Transylvania | 3655 | Pisgah Forest | 0.87 | 0.83 | 1.357 | 1.131 | 1.131 | 0.611 | 0.889 | 2.423 | 1.131 | 0.445
US | United States | 37 | North Carolina | N60191-AF | 871 | PALMETTO POINT | Navy | 177 | Tyrrell | 1020 | Columbia | 0.87 | 0.83 | 1.357 | 1.131 | 1.131 | 0.611 | 0.889 | 2.423 | 1.131 | 0.445
US | United States | 37 | North Carolina | N60191-CO | 1241 | COLUMBIA, NC | Navy | 177 | Tyrrell | 1020 | Columbia | 0.87 | 0.83 | 1.357 | 1.131 | 1.131 | 0.611 | 0.889 | 2.423 | 1.131 | 0.445
US | United States | 37 | North Carolina | N60191-PP | 1298 | PALMETTO POINT 1 | Navy | 177 | Tyrrell | 1020 | Columbia | 0.87 | 0.83 | 1.357 | 1.131 | 1.131 | 0.611 | 0.889 | 2.423 | 1.131 | 0.445
US | United States | 37 | North Carolina | N60191-PQ | 1299 | PALMETTO POINT 2 | Navy | 177 | Tyrrell | 1020 | Columbia | 0.87 | 0.83 | 1.357 | 1.131 | 1.131 | 0.611 | 0.889 | 2.423 | 1.131 | 0.445
US | United States | 37 | North Carolina | N60191-PR | 1300 | PALMETTO POINT 3 | Navy | 177 | Tyrrell | 1020 | Columbia | 0.87 | 0.83 | 1.357 | 1.131 | 1.131 | 0.611 | 0.889 | 2.423 | 1.131 | 0.445
US | United States | 37 | North Carolina | N60191-PS | 1301 | PALMETTO POINT 4 | Navy | 177 | Tyrrell | 1020 | Columbia | 0.87 | 0.83 | 1.357 | 1.131 | 1.131 | 0.611 | 0.889 | 2.423 | 1.131 | 0.445
US | United States | 37 | North Carolina | N60191-PT | 1302 | PALMETTO POINT 5 | Navy | 177 | Tyrrell | 1020 | Columbia | 0.87 | 0.83 | 1.357 | 1.131 | 1.131 | 0.611 | 0.889 | 2.423 | 1.131 | 0.445
US | United States | 37 | North Carolina | 37C70 | 6242 | MONROE | Army | 179 | Union | 3100 | Monroe | 0.87 | 0.83 | 1.357 | 1.173 | 1.173 | 0.611 | 0.889 | 2.423 | 1.173 | 0.445
US | United States | 37 | North Carolina | 82387-12962 | 705072 | SKYWAY DR MONROE | Army | 179 | Union | 3100 | Monroe | 0.87 | 0.83
US | United States | 37 | North Carolina | 82387-13303 | 705412 | W ROOSEVELT MONROE | Army | 179 | Union | 3100 | Monroe | 0.87 | 0.83
US | United States | 37 | North Carolina | 710911 | 710911 | 1827 DICKERSON BOULEVARD MONROE | Army | 179 | Union | 3100 | Monroe | 0.87 | 0.83
US | United States | 37 | North Carolina | 82387-12767 | 704877 | S BECKFORD RD HENDERSON | Army | 181 | Vance | 2120 | Henderson | 0.87 | 0.83
US | United States | 37 | North Carolina | 710589 | 710589 | 855 SOUTH BECKFORD DRIVE HENDERSON | Army | 181 | Vance | 2120 | Henderson | 0.87 | 0.83
US | United States | 37 | North Carolina | 37967 | 3828 | AR CENTER | Army | 183 | Wake | 0800 | Cary | 0.87 | 0.83 | 1.357 | 1.168 | 1.168 | 0.611 | 0.889 | 2.423 | 1.168 | 0.445
US | United States | 37 | North Carolina | 82387-13337 | 705446 | WALNUT ST CARY | Army | 183 | Wake | 0800 | Cary | 0.87 | 0.83
US | United States | 37 | North Carolina | 711104 | 711104 | 105 FOXCREST COURT CARY | Army | 183 | Wake | 0800 | Cary | 0.87 | 0.83
US | United States | 37 | North Carolina | 711220 | 711220 | 223 HARVEST ROW CT. CARY | Army | 183 | Wake | 0800 | Cary | 0.87 | 0.83
US | United States | 37 | North Carolina | 82387-13161 | 705270 | VILLAGE CT GARNER | Army | 183 | Wake | 1770 | Garner | 0.87 | 0.83
US | United States | 37 | North Carolina | 710420 | 710420 | 2562 TIMBER DRIVE GARNER | Army | 183 | Wake | 1770 | Garner | 0.87 | 0.83
US | United States | 37 | North Carolina | 37C90 | 6280 | MORRISVILLE | Army | 183 | Wake | 3140 | Morrisville | 0.87 | 0.83 | 1.357 | 1.168 | 1.168 | 0.611 | 0.889 | 2.423 | 1.168 | 0.445
US | United States | 37 | North Carolina | 710450 | 710450 | 104 HUNTERSVILLE ROAD MORRISVILLE | Army | 183 | Wake | 3140 | Morrisville | 0.87 | 0.83
US | United States | 37 | North Carolina | N60191-RA | 1191 | NAVOPSPTCEN RALEIGH NC | Navy | 183 | Wake | 3750 | Raleigh | 0.87 | 0.83 | 1.357 | 1.168 | 1.168 | 0.611 | 0.889 | 2.423 | 1.168 | 0.445
US | United States | 37 | North Carolina | 37940 | 4628 | D.W. HUDSON USARC | Army | 183 | Wake | 3750 | Raleigh | 0.87 | 0.83 | 1.357 | 1.131 | 1.131 | 0.611 | 0.889 | 2.423 | 1.131 | 0.445
US | United States | 37 | North Carolina | 37D50 | 6930 | RALEIGH | Army | 183 | Wake | 3750 | Raleigh | 0.87 | 0.83 | 1.357 | 1.168 | 1.168 | 0.611 | 0.889 | 2.423 | 1.168 | 0.445
US | United States | 37 | North Carolina | 01530-10010 | 700011 | 2710 GARNER ROAD RALEIGH | Army | 183 | Wake | 3750 | Raleigh | 0.87 | 0.83 | 1.357 | 1.168 | 1.168 | 0.611 | 0.889 | 2.423 | 1.168 | 0.445
US | United States | 37 | North Carolina | 82387-10093 | 702204 | 1100-116 CORPORATION RALEIGH | Army | 183 | Wake | 3750 | Raleigh | 0.87 | 0.83
US | United States | 37 | North Carolina | 82387-10659 | 702770 | 2920 HIGHWOODS BLVD RALEIGH | Army | 183 | Wake | 3750 | Raleigh | 0.87 | 0.83
US | United States | 37 | North Carolina | 82387-10703 | 702814 | 3117 POPLARWOOD CT RALEIGH | Army | 183 | Wake | 3750 | Raleigh | 0.87 | 0.83
US | United States | 37 | North Carolina | 82387-10929 | 703040 | 5000 FALLS OF NEUSE RALEIGH | Army | 183 | Wake | 3750 | Raleigh | 0.87 | 0.83
US | United States | 37 | North Carolina | 82387-11183 | 703294 | 801 OBERLIN ROAD RALEIGH | Army | 183 | Wake | 3750 | Raleigh | 0.87 | 0.83
US | United States | 37 | North Carolina | 82387-11366 | 703477 | BARRETT DR RALEIGH | Army | 183 | Wake | 3750 | Raleigh | 0.87 | 0.83
US | United States | 37 | North Carolina | 82387-11445 | 703556 | CALVARY DR RALEIGH | Army | 183 | Wake | 3750 | Raleigh | 0.87 | 0.83
US | United States | 37 | North Carolina | 82387-12011 | 704121 | HIGHWOODS BLVD RALEIGH | Army | 183 | Wake | 3750 | Raleigh | 0.87 | 0.83
US | United States | 37 | North Carolina | 82387-12575 | 704685 | OBERLIN RD RALEIGH | Army | 183 | Wake | 3750 | Raleigh | 0.87 | 0.83
US | United States | 37 | North Carolina | 82387-13332 | 705441 | WAKE FOREST RD RALEIGH | Army | 183 | Wake | 3750 | Raleigh | 0.87 | 0.83
US | United States | 37 | North Carolina | 710584 | 710584 | 3212 PEACHFORD LANE RALEIGH | Army | 183 | Wake | 3750 | Raleigh | 0.87 | 0.83
US | United States | 37 | North Carolina | 710604 | 710604 | 4030 WAKE FOREST RD RALEIGH | Army | 183 | Wake | 3750 | Raleigh | 0.87 | 0.83
US | United States | 37 | North Carolina | 710638 | 710638 | 3212 PEACHFORD LN. RALEIGH | Army | 183 | Wake | 3750 | Raleigh | 0.87 | 0.83
US | United States | 37 | North Carolina | 710804 | 710804 | 2625 APPLIANCE COURT RALEIGH | Army | 183 | Wake | 3750 | Raleigh | 0.87 | 0.83
US | United States | 37 | North Carolina | 711068 | 711068 | 2515 SPRING OAKS WAY RALEIGH | Army | 183 | Wake | 3750 | Raleigh | 0.87 | 0.83
US | United States | 37 | North Carolina | 711219 | 711219 | 12371 HONEYCHURCH ST. RALEIGH | Army | 183 | Wake | 3750 | Raleigh | 0.87 | 0.83
US | United States | 37 | North Carolina | 82387-12136 | 704246 | LIGON MILL RD WAKE FOREST | Army | 183 | Wake | 4790 | Wake Forest | 0.87 | 0.83
US | United States | 37 | North Carolina | 37966 | 4025 | BG JAMES MOORE USARC | Army | 183 | Wake | 4940 | Wendell | 0.87 | 0.83 | 1.357 | 1.168 | 1.168 | 0.611 | 0.889 | 2.423 | 1.168 | 0.445
US | United States | 37 | North Carolina | 37F50 | 8010 | ZEBULON | Army | 183 | Wake | 5230 | Zebulon | 0.87 | 0.83 | 1.357 | 1.168 | 1.168 | 0.611 | 0.889 | 2.423 | 1.168 | 0.445
US | United States | 37 | North Carolina | N60191-WA | 301 | WASHINGTON COUNTY, NC | Navy | 187 | Washington | 3670 | Plymouth | 0.87 | 0.83 | 1.357 | 1.131 | 1.131 | 0.611 | 0.889 | 2.423 | 1.131 | 0.445
US | United States | 37 | North Carolina | 37A45 | 4096 | BOONE | Army | 189 | Watauga | 0560 | Boone | 0.87 | 0.83 | 1.357 | 1.131 | 1.131 | 0.611 | 0.889 | 2.423 | 1.131 | 0.445
US | United States | 37 | North Carolina | 82387-11072 | 703183 | 643-719 GREENWOOD ROAD BOONE | Army | 189 | Watauga | 0560 | Boone | 0.87 | 0.83
US | United States | 37 | North Carolina | 18081-10392 | 700551 | LAUREL CREEK RD SUGAR GROVE | Army | 189 | Watauga | 4503 | Sugar Grove | 0.87 | 0.83
US | United States | 37 | North Carolina | 37B60 | 5100 | FREMONT | Army | 191 | Wayne | 1740 | Fremont | 0.84 | 0.8 | 1.357 | 1.168 | 1.168 | 0.611 | 0.889 | 2.423 | 1.168 | 0.445
US | United States | 37 | North Carolina | 37B71 | 5226 | GOLDSBORO ARMORY | Army | 191 | Wayne | 1880 | Goldsboro | 0.84 | 0.8 | 1.357 | 1.168 | 1.168 | 0.611 | 0.889 | 2.423 | 1.168 | 0.445
US | United States | 37 | North Carolina | 82387-12343 | 704453 | N BERKELEY BLVD GOLDSBORO | Army | 191 | Wayne | 1880 | Goldsboro | 0.84 | 0.8
US | United States | 37 | North Carolina | 82387-12617 | 704727 | PARKWAY DR GOLDSBORO | Army | 191 | Wayne | 1880 | Goldsboro | 0.84 | 0.8
US | United States | 37 | North Carolina | 37D00 | 6294 | MOUNT OLIVE | Army | 191 | Wayne | 3200 | Mount Olive | 0.84 | 0.8 | 1.357 | 1.168 | 1.168 | 0.611 | 0.889 | 2.423 | 1.168 | 0.445
US | United States | 37 | North Carolina | RMKF0001 | 3061 | NEUSE MIDDLE MARKER ANNEX SITE # 1 | Air Force | 191 | Wayne | 9999 | Unknown | 0.84 | 0.8 | 1.357 | 1.168 | 1.168 | 0.611 | 0.889 | 2.423 | 1.168 | 0.445
US | United States | 37 | North Carolina | UZJM0001 | 3246 | SAULSTON ANNEX SITE # 1 | Air Force | 191 | Wayne | 9999 | Unknown | 0.84 | 0.8 | 1.357 | 1.168 | 1.168 | 0.611 | 0.889 | 2.423 | 1.168 | 0.445
US | United States | 37 | North Carolina | VKAG0001 | 3268 | SEYMOUR JOHNSON AIR FORCE BS SITE # 1 | Air Force | 191 | Wayne | 9999 | Unknown | 0.84 | 0.8 | 1.357 | 1.168 | 1.168 | 0.611 | 0.889 | 2.423 | 1.168 | 0.445
US | United States | 37 | North Carolina | WLUH0001 | 3324 | SUMMERALL TACAN ANNEX SITE # 1 | Air Force | 191 | Wayne | 9999 | Unknown | 0.84 | 0.8 | 1.357 | 1.168 | 1.168 | 0.611 | 0.889 | 2.423 | 1.168 | 0.445
US | United States | 37 | North Carolina | 37D25 | 6346 | N. WILKESBORO | Army | 193 | Wilkes | 3370 | North Wilkesboro | 0.87 | 0.83 | 1.357 | 1.131 | 1.131 | 0.611 | 0.889 | 2.423 | 1.131 | 0.445
US | United States | 37 | North Carolina | 82387-10207 | 702318 | 1301 WESTWOOD LANE WILKESBORO | Army | 193 | Wilkes | 5040 | Wilkesboro | 0.87 | 0.83
US | United States | 37 | North Carolina | 37987 | 7930 | WILSON USARC | Army | 195 | Wilson | 5070 | Wilson | 0.87 | 0.83 | 1.357 | 1.131 | 1.131 | 0.611 | 0.889 | 2.423 | 1.131 | 0.445
US | United States | 37 | North Carolina | 01530-10009 | 700010 | 2200 AIRPORT ROAD WILSON | Army | 195 | Wilson | 5070 | Wilson | 0.87 | 0.83 | 1.357 | 1.131 | 1.131 | 0.611 | 0.889 | 2.423 | 1.131 | 0.445
US | United States | 37 | North Carolina | 82387-13058 | 705168 | TARBORO ST WILSON | Army | 195 | Wilson | 5070 | Wilson | 0.87 | 0.83
US | United States | 38 | North Dakota | 38A95 | 5434 | HETTINGER ARMORY | Army | 001 | Adams | 1520 | Hettinger | 1.04 | 1 | 0.907 | 1.131 | 1.131 | 1.144 | 0.944 | 1.231 | 1.131 | 2.43
US | United States | 38 | North Dakota | JFYN0001 | 2282 | GRAND FORKS AF MISSILE SITE N0 SITE # 1 | Air Force | 003 | Barnes | 0750 | Dazey | 1.04 | 1
US | United States | 38 | North Dakota | JFYH0001 | 2277 | GRAND FORKS AF MISSILE SITE M26 SITE # 1 | Air Force | 003 | Barnes | 2420 | Oriska | 1.04 | 1
US | United States | 38 | North Dakota | JFXZ0001 | 2269 | GRAND FORKS AF MISSILE SITE L19 SITE # 1 | Air Force | 003 | Barnes | 2540 | Pillsbury | 1.04 | 1
US | United States | 38 | North Dakota | JFYF0001 | 2275 | GRAND FORKS AF MISSILE SITE M24 SITE # 1 | Air Force | 003 | Barnes | 3100 | Tower City | 1.04 | 1
US | United States | 38 | North Dakota | JFYK0001 | 2279 | GRAND FORKS AF MISSILE SITE M28 SITE # 1 | Air Force | 003 | Barnes | 3160 | Valley City | 1.04 | 1
US | United States | 38 | North Dakota | 38B75 | 7625 | TS VALLEY CTY AKA CAMP DAVIS | Army | 003 | Barnes | 3160 | Valley City | 1.04 | 1 | 0.907 | 1.131 | 1.131 | 1.144 | 0.944 | 1.231 | 1.131 | 2.43
US | United States | 38 | North Dakota | 38B65 | 7693 | VALLEY CITY ARMORY | Army | 003 | Barnes | 3160 | Valley City | 1.04 | 1 | 0.907 | 1.131 | 1.131 | 1.144 | 0.944 | 1.231 | 1.131 | 2.43
US | United States | 38 | North Dakota | 38B70 | 7694 | VALLEY CITY FMS | Army | 003 | Barnes | 3160 | Valley City | 1.04 | 1 | 0.907 | 1.131 | 1.131 | 1.144 | 0.944 | 1.231 | 1.131 | 2.43
US | United States | 38 | North Dakota | QKDP0001 | 2994 | MINOT AF MISSILE SITE O1 SITE # 1 | Air Force | 009 | Bottineau | 0130 | Antler | 1.04 | 1 | 0.907 | 1.131 | 1.131 | 1.144 | 0.944 | 1.231 | 1.131 | 2.43
US | United States | 38 | North Dakota | QKDQ0001 | 2995 | MINOT AF MISSILE SITE O2 SITE # 1 | Air Force | 009 | Bottineau | 0130 | Antler | 1.04 | 1 | 0.907 | 1.131 | 1.131 | 1.144 | 0.944 | 1.231 | 1.131 | 2.43
US | United States | 38 | North Dakota | QKDR0001 | 2996 | MINOT AF MISSILE SITE O3 SITE # 1 | Air Force | 009 | Bottineau | 0130 | Antler | 1.04 | 1 | 0.907 | 1.131 | 1.131 | 1.144 | 0.944 | 1.231 | 1.131 | 2.43
US | United States | 38 | North Dakota | QKDX0001 | 3002 | MINOT AF MISSILE SITE O9 SITE # 1 | Air Force | 009 | Bottineau | 0130 | Antler | 1.04 | 1 | 0.907 | 1.131 | 1.131 | 1.144 | 0.944 | 1.231 | 1.131 | 2.43
US | United States | 38 | North Dakota | QKDY0001 | 3003 | MINOT AF MISSILE SITE O10 SITE # 1 | Air Force | 009 | Bottineau | 0130 | Antler | 1.04 | 1 | 0.907 | 1.131 | 1.131 | 1.144 | 0.944 | 1.231 | 1.131 | 2.43
US | United States | 38 | North Dakota | QKDZ0001 | 3004 | MINOT AF MISSILE SITE O11 SITE # 1 | Air Force | 009 | Bottineau | 0130 | Antler | 1.04 | 1 | 0.907 | 1.131 | 1.131 | 1.144 | 0.944 | 1.231 | 1.131 | 2.43
US | United States | 38 | North Dakota | 38A20 | 4108 | BOTTINEAU ARMORY | Army | 009 | Bottineau | 0380 | Bottineau | 1.04 | 1 | 0.907 | 1.131 | 1.131 | 1.144 | 0.944 | 1.231 | 1.131 | 2.43
US | United States | 38 | North Dakota | QKDF0001 | 2987 | MINOT AF MISSILE SITE N5 SITE # 1 | Air Force | 009 | Bottineau | 1770 | Lansford | 1.04 | 1 | 0.907 | 1.131 | 1.131 | 1.144 | 0.944 | 1.231 | 1.131 | 2.43
US | United States | 38 | North Dakota | QKDU0001 | 2999 | MINOT AF MISSILE SITE O6 SITE # 1 | Air Force | 009 | Bottineau | 1770 | Lansford | 1.04 | 1 | 0.907 | 1.131 | 1.131 | 1.144 | 0.944 | 1.231 | 1.131 | 2.43
US | United States | 38 | North Dakota | QKDS0001 | 2997 | MINOT AF MISSILE SITE O4 SITE # 1 | Air Force | 009 | Bottineau | 2070 | Maxbass | 1.04 | 1 | 0.907 | 1.131 | 1.131 | 1.144 | 0.944 | 1.231 | 1.131 | 2.43
US | United States | 38 | North Dakota | QKDT0001 | 2998 | MINOT AF MISSILE SITE O5 SITE # 1 | Air Force | 009 | Bottineau | 2070 | Maxbass | 1.04 | 1 | 0.907 | 1.131 | 1.131 | 1.144 | 0.944 | 1.231 | 1.131 | 2.43
US | United States | 38 | North Dakota | QKDE0001 | 2986 | MINOT AF MISSILE SITE N4 SITE # 1 | Air Force | 009 | Bottineau | 9999 | Unknown | 1.04 | 1 | 0.907 | 1.131 | 1.131 | 1.144 | 0.944 | 1.231 | 1.131 | 2.43
US | United States | 38 | North Dakota | QKDV0001 | 3000 | MINOT AF MISSILE SITE O7 SITE # 1 | Air Force | 009 | Bottineau | 9999 | Unknown | 1.04 | 1 | 0.907 | 1.131 | 1.131 | 1.144 | 0.944 | 1.231 | 1.131 | 2.43
US | United States | 38 | North Dakota | QKDW0001 | 3001 | MINOT AF MISSILE SITE O8 SITE # 1 | Air Force | 009 | Bottineau | 9999 | Unknown | 1.04 | 1 | 0.907 | 1.131 | 1.131 | 1.144 | 0.944 | 1.231 | 1.131 | 2.43
US | United States | 38 | North Dakota | QKBN0001 | 2961 | MINOT AF MISSILE SITE L1 SITE # 1 | Air Force | 013 | Burke | 0390 | Bowbells | 1.04 | 1 | 0.907 | 1.131 | 1.131 | 1.144 | 0.944 | 1.231 | 1.131 | 2.43
US | United States | 38 | North Dakota | QKBQ0001 | 2963 | MINOT AF MISSILE SITE L3 SITE # 1 | Air Force | 013 | Burke | 0390 | Bowbells | 1.04 | 1 | 0.907 | 1.131 | 1.131 | 1.144 | 0.944 | 1.231 | 1.131 | 2.43
US | United States | 38 | North Dakota | QKBR0001 | 2964 | MINOT AF MISSILE SITE L4 SITE # 1 | Air Force | 013 | Burke | 0390 | Bowbells | 1.04 | 1 | 0.907 | 1.131 | 1.131 | 1.144 | 0.944 | 1.231 | 1.131 | 2.43
US | United States | 38 | North Dakota | QKBT0001 | 2966 | MINOT AF MISSILE SITE L6 SITE # 1 | Air Force | 013 | Burke | 0390 | Bowbells | 1.04 | 1 | 0.907 | 1.131 | 1.131 | 1.144 | 0.944 | 1.231 | 1.131 | 2.43
US | United States | 38 | North Dakota | QKBU0001 | 2967 | MINOT AF MISSILE SITE L7 SITE # 1 | Air Force | 013 | Burke | 0697 | Coteau | 1.04 | 1 | 0.907 | 1.131 | 1.131 | 1.144 | 0.944 | 1.231 | 1.131 | 2.43
US | United States | 38 | North Dakota | QKBV0001 | 2968 | MINOT AF MISSILE SITE L8 SITE # 1 | Air Force | 013 | Burke | 0697 | Coteau | 1.04 | 1 | 0.907 | 1.131 | 1.131 | 1.144 | 0.944 | 1.231 | 1.131 | 2.43
US | United States | 38 | North Dakota | QKBW0001 | 2969 | MINOT AF MISSILE SITE L9 SITE # 1 | Air Force | 013 | Burke | 0697 | Coteau | 1.04 | 1 | 0.907 | 1.131 | 1.131 | 1.144 | 0.944 | 1.231 | 1.131 | 2.43
US | United States | 38 | North Dakota | QKBX0001 | 2970 | MINOT AF MISSILE SITE L10 SITE # 1 | Air Force | 013 | Burke | 1070 | Flaxton | 1.04 | 1 | 0.907 | 1.131 | 1.131 | 1.144 | 0.944 | 1.231 | 1.131 | 2.43
US | United States | 38 | North Dakota | QKBY0001 | 2971 | MINOT AF MISSILE SITE L11 SITE # 1 | Air Force | 013 | Burke | 1070 | Flaxton | 1.04 | 1 | 0.907 | 1.131 | 1.131 | 1.144 | 0.944 | 1.231 | 1.131 | 2.43
US | United States | 38 | North Dakota | QKBP0001 | 2962 | MINOT AF MISSILE SITE L2 SITE # 1 | Air Force | 013 | Burke | 2375 | Northgate | 1.04 | 1 | 0.907 | 1.131 | 1.131 | 1.144 | 0.944 | 1.231 | 1.131 | 2.43
US | United States | 38 | North Dakota | 38A12 | 4050 | BISMARCK - CST LEASE | Army | 015 | Burleigh | 0370 | Bismarck | 1.04 | 1 | 0.907 | 1.131 | 1.131 | 1.144 | 0.944 | 1.231 | 1.131 | 2.43
US | United States | 38 | North Dakota | 38A15 | 4051 | BISMARCK AASF COMPLEX | Army | 015 | Burleigh | 0370 | Bismarck | 1.04 | 1 | 0.907 | 1.131 | 1.131 | 1.144 | 0.944 | 1.231 | 1.131 | 2.43
US | United States | 38 | North Dakota | 38A10 | 4052 | BISMARCK FRAINE BARRACKS | Army | 015 | Burleigh | 0370 | Bismarck | 1.04 | 1 | 0.907 | 1.131 | 1.131 | 1.144 | 0.944 | 1.231 | 1.131 | 2.43
US | United States | 38 | North Dakota | 38A11 | 4053 | BISMARCK RJB COMPLEX | Army | 015 | Burleigh | 0370 | Bismarck | 1.04 | 1 | 0.907 | 1.131 | 1.131 | 1.144 | 0.944 | 1.231 | 1.131 | 2.43
US | United States | 38 | North Dakota | 38525 | 5877 | LEWIS AND CLARK USAR CENTER | Army | 015 | Burleigh | 0370 | Bismarck | 1.04 | 1 | 0.907 | 1.131 | 1.131 | 1.144 | 0.944 | 1.231 | 1.131 | 2.43
US | United States | 38 | North Dakota | 82387-13359 | 705468 | WEST FRONT AVENUE BISMARCK | Army | 015 | Burleigh | 0370 | Bismarck | 1.04 | 1
US | United States | 38 | North Dakota | JFYC0001 | 2272 | GRAND FORKS AF MISSILE SITE M21 SITE # 1 | Air Force | 017 | Cass | 0460 | Buffalo | 1.04 | 1
US | United States | 38 | North Dakota | N00128-FA | 1210 | NAVOPSPTCEN FARGO ND | Navy | 017 | Cass | 1020 | Fargo | 1.04 | 1 | 0.907 | 1.131 | 1.131 | 1.144 | 0.944 | 1.231 | 1.131 | 2.43
US | United States | 38 | North Dakota | KKGA0001 | 2342 | HECTOR IAP SITE # 1 | Air Force | 017 | Cass | 1020 | Fargo | 1.04 | 1 | 0.907 | 1.131 | 1.131 | 1.144 | 0.944 | 1.231 | 1.131 | 2.43
US | United States | 38 | North Dakota | 38A62 | 4351 | CD LEASED HANGAR | Army | 017 | Cass | 1020 | Fargo | 1.04 | 1 | 0.907 | 1.131 | 1.131 | 1.144 | 0.944 | 1.231 | 1.131 | 2.43
US | United States | 38 | North Dakota | 38600 | 4662 | DAVID F JOHNSON AFRC | Army | 017 | Cass | 1020 | Fargo | 1.04 | 1 | 0.907 | 1.131 | 1.131 | 1.144 | 0.944 | 1.231 | 1.131 | 2.43
US | United States | 38 | North Dakota | 38A61 | 4918 | FARGO AFRC | Army | 017 | Cass | 1020 | Fargo | 1.04 | 1 | 0.907 | 1.131 | 1.131 | 1.144 | 0.944 | 1.231 | 1.131 | 2.43
US | United States | 38 | North Dakota | 38A63 | 4919 | FARGO FMS | Army | 017 | Cass | 1020 | Fargo | 1.04 | 1 | 0.907 | 1.131 | 1.131 | 1.144 | 0.944 | 1.231 | 1.131 | 2.43
US | United States | 38 | North Dakota | 18081-10132 | 700291 | 3902 13TH AVENUE SOUTH FARGO | Army | 017 | Cass | 1020 | Fargo | 1.04 | 1
US | United States | 38 | North Dakota | 70132-10160 | 701431 | 1502 17TH ST. SOUTH FARGO | Army | 017 | Cass | 1020 | Fargo | 1.04 | 1
US | United States | 38 | North Dakota | 70132-10183 | 701454 | 1631 51ST STREET SW FARGO | Army | 017 | Cass | 1020 | Fargo | 1.04 | 1
US | United States | 38 | North Dakota | 70132-10574 | 701845 | 6075 14TH STREET SOU FARGO | Army | 017 | Cass | 1020 | Fargo | 1.04 | 1
US | United States | 38 | North Dakota | 82387-10873 | 702984 | 43RD ST S FARGO | Army | 017 | Cass | 1020 | Fargo | 1.04 | 1
US | United States | 38 | North Dakota | 82387-11419 | 703530 | BROADWAY FARGO | Army | 017 | Cass | 1020 | Fargo | 1.04 | 1
US | United States | 38 | North Dakota | 82387-11420 | 703531 | BROADWAY FARGO 1 | Army | 017 | Cass | 1020 | Fargo | 1.04 | 1
US | United States | 38 | North Dakota | 710640 | 710640 | 225 4TH AVE N FARGO | Army | 017 | Cass | 1020 | Fargo | 1.04 | 1
US | United States | 38 | North Dakota | 710049 | 710049 | 1856 6TH STREET WEST WEST FARGO | Army | 017 | Cass | 3300 | West Fargo | 1.04 | 1
US | United States | 38 | North Dakota | JFSX0001 | 2147 | GRAND FORKS AF MISSILE SITE A8 SITE # 1 | Air Force | 019 | Cavalier | 1430 | Hannah | 1.04 | 1
US | United States | 38 | North Dakota | JFSY0001 | 2148 | GRAND FORKS AF MISSILE SITE A9 SITE # 1 | Air Force | 019 | Cavalier | 1430 | Hannah | 1.04 | 1
US | United States | 38 | North Dakota | JFSS0001 | 2142 | GRAND FORKS AF MISSILE SITE A3 SITE # 1 | Air Force | 019 | Cavalier | 1750 | Langdon | 1.04 | 1
US | United States | 38 | North Dakota | JFSU0001 | 2144 | GRAND FORKS AF MISSILE SITE A5 SITE # 1 | Air Force | 019 | Cavalier | 1750 | Langdon | 1.04 | 1
US | United States | 38 | North Dakota | 38523 | 3602 | MICKELSEN STANLEY R SFG RSL 2 | Army | 019 | Cavalier | 1750 | Langdon | 1.04 | 1 | 0.907 | 1.131 | 1.131 | 1.144 | 0.944 | 1.231 | 1.131 | 2.43
US | United States | 38 | North Dakota | JFUM0001 | 2185 | GRAND FORKS AF MISSILE SITE E42 SITE # 1 | Air Force | 019 | Cavalier | 1900 | Loma | 1.04 | 1
US | United States | 38 | North Dakota | JFTW0001 | 2170 | GRAND FORKS AF MISSILE SITE C29 SITE # 1 | Air Force | 019 | Cavalier | 2150 | Milton | 1.04 | 1
US | United States | 38 | North Dakota | JFUA0001 | 2174 | GRAND FORKS AF MISSILE SITE D32 SITE # 1 | Air Force | 019 | Cavalier | 2290 | Nekoma | 1.04 | 1
US | United States | 38 | North Dakota | 38522 | 3599 | MICKELSEN STANLEY R SFG MSR | Army | 019 | Cavalier | 2290 | Nekoma | 1.04 | 1 | 0.907 | 1.131 | 1.131 | 1.144 | 0.944 | 1.231 | 1.131 | 2.43
US | United States | 38 | North Dakota | JFTG0001 | 2156 | GRAND FORKS AF MISSILE SITE B16 SITE # 1 | Air Force | 019 | Cavalier | 2430 | Osnabrock | 1.04 | 1
US | United States | 38 | North Dakota | JFTM0001 | 2161 | GRAND FORKS AF MISSILE SITE C0 SITE # 1 | Air Force | 019 | Cavalier | 3145 | Union | 1.04 | 1
US | United States | 38 | North Dakota | JFTV0001 | 2169 | GRAND FORKS AF MISSILE SITE C28 SITE # 1 | Air Force | 019 | Cavalier | 3145 | Union | 1.04 | 1
US | United States | 38 | North Dakota | JFSZ0001 | 2149 | GRAND FORKS AF MISSILE SITE A10 SITE # 1 | Air Force | 019 | Cavalier | 3240 | Wales | 1.04 | 1
US | United States | 38 | North Dakota | 38B55 | 6589 | OAKES ARMORY | Army | 021 | Dickey | 2390 | Oakes | 1.04 | 1 | 0.907 | 1.131 | 1.131 | 1.144 | 0.944 | 1.231 | 1.131 | 2.43
US | United States | 38 | North Dakota | 18081-10466 | 700625 | OAHE DAME/LAKE OAHE STRASBURG | Army | 029 | Emmons | 2990 | Strasburg | 1.04 | 1
US | United States | 38 | North Dakota | 38A30 | 4329 | CARRINGTON ARMORY | Army | 031 | Foster | 0540 | Carrington | 1.04 | 1 | 0.907 | 1.131 | 1.131 | 1.144 | 0.944 | 1.231 | 1.131 | 2.43
US | United States | 38 | North Dakota | JFSE0001 | 2138 | GRAND FORKS DEFENSE FUEL SUPPORT POINT SITE # 1 | Air Force | 035 | Grand Forks | 1280 | Grand Forks | 0.99 | 0.95 | 0.907 | 1.131 | 1.131 | 1.144 | 0.944 | 1.231 | 1.131 | 2.43
US | United States | 38 | North Dakota | 38650 | 4864 | ELTON W RINGSAK USAR CENTER | Army | 035 | Grand Forks | 1280 | Grand Forks | 0.99 | 0.95 | 0.907 | 1.131 | 1.131 | 1.144 | 0.944 | 1.231 | 1.131 | 2.43
US | United States | 38 | North Dakota | 38685 | 5243 | GRAND FORKS ARMORY | Army | 035 | Grand Forks | 1280 | Grand Forks | 0.99 | 0.95 | 0.907 | 1.131 | 1.131 | 1.144 | 0.944 | 1.231 | 1.131 | 2.43
US | United States | 38 | North Dakota | 38A85 | 5244 | GRAND FORKS COMPLEX | Army | 035 | Grand Forks | 1280 | Grand Forks | 0.99 | 0.95 | 0.907 | 1.131 | 1.131 | 1.144 | 0.944 | 1.231 | 1.131 | 2.43
US | United States | 38 | North Dakota | 380NG-10001 | 701125 | LOT A BLOCK 1 GRAND FORKS | Army | 035 | Grand Forks | 1280 | Grand Forks | 0.99 | 0.95 | 0.907 | 1.131 | 1.131 | 1.144 | 0.944 | 1.231 | 1.131 | 2.43
US | United States | 38 | North Dakota | 82387-12787 | 704897 | S COLUMBIA RD GRAND FORKS | Army | 035 | Grand Forks | 1280 | Grand Forks | 0.99 | 0.95
US | United States | 38 | North Dakota | JFSD0001 | 2137 | GRAND FORKS AFB SITE # 1 | Air Force | 035 | Grand Forks | 1282 | Grand Forks AFB | 0.99 | 0.95 | 0.907 | 1.131 | 1.131 | 1.144 | 0.944 | 1.231 | 1.131 | 2.43
US | United States | 38 | North Dakota | JFTE0001 | 2154 | GRAND FORKS AF MISSILE SITE B14 SITE # 1 | Air Force | 035 | Grand Forks | 1282 | Grand Forks AFB | 0.99 | 0.95 | 0.907 | 1.131 | 1.131 | 1.144 | 0.944 | 1.231 | 1.131 | 2.43
US | United States | 38 | North Dakota | JFTQ0001 | 2164 | GRAND FORKS AF MISSILE SITE C23 SITE # 1 | Air Force | 035 | Grand Forks | 1282 | Grand Forks AFB | 0.99 | 0.95
US | United States | 38 | North Dakota | JFUW0001 | 2194 | GRAND FORKS AF MISSILE SITE F0 SITE # 1 | Air Force | 035 | Grand Forks | 1282 | Grand Forks AFB | 0.99 | 0.95 | 0.907 | 1.131 | 1.131 | 1.144 | 0.944 | 1.231 | 1.131 | 2.43
US | United States | 38 | North Dakota | JFUX0001 | 2195 | GRAND FORKS AF MISSILE SITE F1 SITE # 1 | Air Force | 035 | Grand Forks | 1282 | Grand Forks AFB | 0.99 | 0.95 | 0.907 | 1.131 | 1.131 | 1.144 | 0.944 | 1.231 | 1.131 | 2.43
US | United States | 38 | North Dakota | JFVP0001 | 2211 | GRAND FORKS AF MISSILE SITE G16 SITE # 1 | Air Force | 035 | Grand Forks | 1282 | Grand Forks AFB | 0.99 | 0.95 | 0.907 | 1.131 | 1.131 | 1.144 | 0.944 | 1.231 | 1.131 | 2.43
US | United States | 38 | North Dakota | JFWB0001 | 2223 | GRAND FORKS AF MISSILE SITE H27 SITE # 1 | Air Force | 035 | Grand Forks | 1282 | Grand Forks AFB | 0.99 | 0.95 | 0.907 | 1.131 | 1.131 | 1.144 | 0.944 | 1.231 | 1.131 | 2.43
US | United States | 38 | North Dakota | JFWC0001 | 2224 | GRAND FORKS AF MISSILE SITE H28 SITE # 1 | Air Force | 035 | Grand Forks | 1282 | Grand Forks AFB | 0.99 | 0.95 | 0.907 | 1.131 | 1.131 | 1.144 | 0.944 | 1.231 | 1.131 | 2.43
US | United States | 38 | North Dakota | JFWD0001 | 2225 | GRAND FORKS AF MISSILE SITE H29 SITE # 1 | Air Force | 035 | Grand Forks | 1282 | Grand Forks AFB | 0.99 | 0.95 | 0.907 | 1.131 | 1.131 | 1.144 | 0.944 | 1.231 | 1.131 | 2.43
US | United States | 38 | North Dakota | JFWH0001 | 2229 | GRAND FORKS AF MISSILE SITE I32 SITE # 1 | Air Force | 035 | Grand Forks | 1282 | Grand Forks AFB | 0.99 | 0.95 | 0.907 | 1.131 | 1.131 | 1.144 | 0.944 | 1.231 | 1.131 | 2.43
US | United States | 38 | North Dakota | JFWJ0001 | 2230 | GRAND FORKS AF MISSILE SITE I33 SITE # 1 | Air Force | 035 | Grand Forks | 1282 | Grand Forks AFB | 0.99 | 0.95 | 0.907 | 1.131 | 1.131 | 1.144 | 0.944 | 1.231 | 1.131 | 2.43
US | United States | 38 | North Dakota | JFWQ0001 | 2236 | GRAND FORKS AF MISSILE SITE I39 SITE # 1 | Air Force | 035 | Grand Forks | 1282 | Grand Forks AFB | 0.99 | 0.95 | 0.907 | 1.131 | 1.131 | 1.144 | 0.944 | 1.231 | 1.131 | 2.43
US | United States | 38 | North Dakota | JFWR0001 | 2237 | GRAND FORKS AF MISSILE SITE I40 SITE # 1 | Air Force | 035 | Grand Forks | 1282 | Grand Forks AFB | 0.99 | 0.95 | 0.907 | 1.131 | 1.131 | 1.144 | 0.944 | 1.231 | 1.131 | 2.43
US | United States | 38 | North Dakota | JFWU0001 | 2240 | GRAND FORKS AF MISSILE SITE J42 SITE # 1 | Air Force | 035 | Grand Forks | 1282 | Grand Forks AFB | 0.99 | 0.95 | 0.907 | 1.131 | 1.131 | 1.144 | 0.944 | 1.231 | 1.131 | 2.43
US | United States | 38 | North Dakota | JFXH0001 | 2253 | GRAND FORKS AF MISSILE SITE K4 SITE # 1 | Air Force | 035 | Grand Forks | 1282 | Grand Forks AFB | 0.99 | 0.95 | 0.907 | 1.131 | 1.131 | 1.144 | 0.944 | 1.231 | 1.131 | 2.43
US | United States | 38 | North Dakota | JFXK0001 | 2255 | GRAND FORKS AF MISSILE SITE K6 SITE # 1 | Air Force | 035 | Grand Forks | 1282 | Grand Forks AFB | 0.99 | 0.95 | 0.907 | 1.131 | 1.131 | 1.144 | 0.944 | 1.231 | 1.131 | 2.43
US | United States | 38 | North Dakota | JFXM0001 | 2257 | GRAND FORKS AF MISSILE SITE K8 SITE # 1 | Air Force | 035 | Grand Forks | 1282 | Grand Forks AFB | 0.99 | 0.95 | 0.907 | 1.131 | 1.131 | 1.144 | 0.944 | 1.231 | 1.131 | 2.43
US | United States | 38 | North Dakota | JFXU0001 | 2264 | GRAND FORKS AF MISSILE SITE L14 SITE # 1 | Air Force | 035 | Grand Forks | 1282 | Grand Forks AFB | 0.99 | 0.95 | 0.907 | 1.131 | 1.131 | 1.144 | 0.944 | 1.231 | 1.131 | 2.43
US | United States | 38 | North Dakota | JFXV0001 | 2265 | GRAND FORKS AF MISSILE SITE L15 SITE # 1 | Air Force | 035 | Grand Forks | 1282 | Grand Forks AFB | 0.99 | 0.95 | 0.907 | 1.131 | 1.131 | 1.144 | 0.944 | 1.231 | 1.131 | 2.43
US | United States | 38 | North Dakota | JFXW0001 | 2266 | GRAND FORKS AF MISSILE SITE L16 SITE # 1 | Air Force | 035 | Grand Forks | 1282 | Grand Forks AFB | 0.99 | 0.95 | 0.907 | 1.131 | 1.131 | 1.144 | 0.944 | 1.231 | 1.131 | 2.43
US | United States | 38 | North Dakota | JFXX0001 | 2267 | GRAND FORKS AF MISSILE SITE L17 SITE # 1 | Air Force | 035 | Grand Forks | 1282 | Grand Forks AFB | 0.99 | 0.95 | 0.907 | 1.131 | 1.131 | 1.144 | 0.944 | 1.231 | 1.131 | 2.43
US | United States | 38 | North Dakota | JFYD0001 | 2273 | GRAND FORKS AF MISSILE SITE M22 SITE # 1 | Air Force | 035 | Grand Forks | 1282 | Grand Forks AFB | 0.99 | 0.95
US | United States | 38 | North Dakota | JFYE0001 | 2274 | GRAND FORKS AF MISSILE SITE M23 SITE # 1 | Air Force | 035 | Grand Forks | 1282 | Grand Forks AFB | 0.99 | 0.95
US | United States | 38 | North Dakota | JFYG0001 | 2276 | GRAND FORKS AF MISSILE SITE M25 SITE # 1 | Air Force | 035 | Grand Forks | 1282 | Grand Forks AFB | 0.99 | 0.95 | 0.907 | 1.131 | 1.131 | 1.144 | 0.944 | 1.231 | 1.131 | 2.43
US | United States | 38 | North Dakota | JFYJ0001 | 2278 | GRAND FORKS AF MISSILE SITE M27 SITE # 1 | Air Force | 035 | Grand Forks | 1282 | Grand Forks AFB | 0.99 | 0.95 | 0.907 | 1.131 | 1.131 | 1.144 | 0.944 | 1.231 | 1.131 | 2.43
US | United States | 38 | North Dakota | JFYL0001 | 2280 | GRAND FORKS AF MISSILE SITE M29 SITE # 1 | Air Force | 035 | Grand Forks | 1282 | Grand Forks AFB | 0.99 | 0.95 | 0.907 | 1.131 | 1.131 | 1.144 | 0.944 | 1.231 | 1.131 | 2.43
US | United States | 38 | North Dakota | JFYM0001 | 2281 | GRAND FORKS AF MISSILE SITE M30 SITE # 1 | Air Force | 035 | Grand Forks | 1282 | Grand Forks AFB | 0.99 | 0.95 | 0.907 | 1.131 | 1.131 | 1.144 | 0.944 | 1.231 | 1.131 | 2.43
US | United States | 38 | North Dakota | JFYP0001 | 2283 | GRAND FORKS AF MISSILE SITE N31 SITE # 1 | Air Force | 035 | Grand Forks | 1282 | Grand Forks AFB | 0.99 | 0.95 | 0.907 | 1.131 | 1.131 | 1.144 | 0.944 | 1.231 | 1.131 | 2.43
US | United States | 38 | North Dakota | JFYQ0001 | 2284 | GRAND FORKS AF MISSILE SITE N32 SITE # 1 | Air Force | 035 | Grand Forks | 1282 | Grand Forks AFB | 0.99 | 0.95
US | United States | 38 | North Dakota | JFYS0001 | 2286 | GRAND FORKS AF MISSILE SITE N34 SITE # 1 | Air Force | 035 | Grand Forks | 1282 | Grand Forks AFB | 0.99 | 0.95 | 0.907 | 1.131 | 1.131 | 1.144 | 0.944 | 1.231 | 1.131 | 2.43
US | United States | 38 | North Dakota | JFYT0001 | 2287 | GRAND FORKS AF MISSILE SITE N35 SITE # 1 | Air Force | 035 | Grand Forks | 1282 | Grand Forks AFB | 0.99 | 0.95
US | United States | 38 | North Dakota | JFYU0001 | 2288 | GRAND FORKS AF MISSILE SITE N36 SITE # 1 | Air Force | 035 | Grand Forks | 1282 | Grand Forks AFB | 0.99 | 0.95
US | United States | 38 | North Dakota | JFYV0001 | 2289 | GRAND FORKS AF MISSILE SITE N37 SITE # 1 | Air Force | 035 | Grand Forks | 1282 | Grand Forks AFB | 0.99 | 0.95 | 0.907 | 1.131 | 1.131 | 1.144 | 0.944 | 1.231 | 1.131 | 2.43
US | United States | 38 | North Dakota | JFYW0001 | 2290 | GRAND FORKS AF MISSILE SITE N38 SITE # 1 | Air Force | 035 | Grand Forks | 1282 | Grand Forks AFB | 0.99 | 0.95 | 0.907 | 1.131 | 1.131 | 1.144 | 0.944 | 1.231 | 1.131 | 2.43
US | United States | 38 | North Dakota | JFYX0001 | 2291 | GRAND FORKS AF MISSILE SITE N39 SITE # 1 | Air Force | 035 | Grand Forks | 1282 | Grand Forks AFB | 0.99 | 0.95 | 0.907 | 1.131 | 1.131 | 1.144 | 0.944 | 1.231 | 1.131 | 2.43
US | United States | 38 | North Dakota | JFYY0001 | 2292 | GRAND FORKS AF MISSILE SITE N40 SITE # 1 | Air Force | 035 | Grand Forks | 1282 | Grand Forks AFB | 0.99 | 0.95
US | United States | 38 | North Dakota | JFZA0001 | 2294 | GRAND FORKS AF MISSILE SITE O41 SITE # 1 | Air Force | 035 | Grand Forks | 1282 | Grand Forks AFB | 0.99 | 0.95 | 0.907 | 1.131 | 1.131 | 1.144 | 0.944 | 1.231 | 1.131 | 2.43
US | United States | 38 | North Dakota | JFZB0001 | 2295 | GRAND FORKS AF MISSILE SITE O42 SITE # 1 | Air Force | 035 | Grand Forks | 1282 | Grand Forks AFB | 0.99 | 0.95
US | United States | 38 | North Dakota | JFZC0001 | 2296 | GRAND FORKS AF MISSILE SITE O43 SITE # 1 | Air Force | 035 | Grand Forks | 1282 | Grand Forks AFB | 0.99 | 0.95 | 0.907 | 1.131 | 1.131 | 1.144 | 0.944 | 1.231 | 1.131 | 2.43
US | United States | 38 | North Dakota | JFZD0001 | 2297 | GRAND FORKS AF MISSILE SITE O44 SITE # 1 | Air Force | 035 | Grand Forks | 1282 | Grand Forks AFB | 0.99 | 0.95 | 0.907 | 1.131 | 1.131 | 1.144 | 0.944 | 1.231 | 1.131 | 2.43
US | United States | 38 | North Dakota | JFZE0001 | 2298 | GRAND FORKS AF MISSILE SITE O45 SITE # 1 | Air Force | 035 | Grand Forks | 1282 | Grand Forks AFB | 0.99 | 0.95 | 0.907 | 1.131 | 1.131 | 1.144 | 0.944 | 1.231 | 1.131 | 2.43
US | United States | 38 | North Dakota | JFZF0001 | 2299 | GRAND FORKS AF MISSILE SITE O46 SITE # 1 | Air Force | 035 | Grand Forks | 1282 | Grand Forks AFB | 0.99 | 0.95 | 0.907 | 1.131 | 1.131 | 1.144 | 0.944 | 1.231 | 1.131 | 2.43
US | United States | 38 | North Dakota | JFZG0001 | 2300 | GRAND FORKS AF MISSILE SITE O47 SITE # 1 | Air Force | 035 | Grand Forks | 1282 | Grand Forks AFB | 0.99 | 0.95 | 0.907 | 1.131 | 1.131 | 1.144 | 0.944 | 1.231 | 1.131 | 2.43
US | United States | 38 | North Dakota | JFZH0001 | 2301 | GRAND FORKS AF MISSILE SITE O48 SITE # 1 | Air Force | 035 | Grand Forks | 1282 | Grand Forks AFB | 0.99 | 0.95 | 0.907 | 1.131 | 1.131 | 1.144 | 0.944 | 1.231 | 1.131 | 2.43
US | United States | 38 | North Dakota | JFZJ0001 | 2302 | GRAND FORKS AF MISSILE SITE O49 SITE # 1 | Air Force | 035 | Grand Forks | 1282 | Grand Forks AFB | 0.99 | 0.95
US | United States | 38 | North Dakota | JFZK0001 | 2303 | GRAND FORKS AF MISSILE SITE O50 SITE # 1 | Air Force | 035 | Grand Forks | 1282 | Grand Forks AFB | 0.99 | 0.95 | 0.907 | 1.131 | 1.131 | 1.144 | 0.944 | 1.231 | 1.131 | 2.43
US | United States | 38 | North Dakota | JGAP0001 | 2304 | GRAND FORKS RADIO RELAY ANNEX NO 4 SITE # 1 | Air Force | 035 | Grand Forks | 1282 | Grand Forks AFB | 0.99 | 0.95 | 0.907 | 1.131 | 1.131 | 1.144 | 0.944 | 1.231 | 1.131 | 2.43
US | United States | 38 | North Dakota | JGAQ0001 | 2305 | GRAND FORKS RADIO RELAY ANNEX NO 2 SITE # 1 | Air Force | 035 | Grand Forks | 1282 | Grand Forks AFB | 0.99 | 0.95 | 0.907 | 1.131 | 1.131 | 1.144 | 0.944 | 1.231 | 1.131 | 2.43
US | United States | 38 | North Dakota | JGAR0001 | 2306 | GRAND FORKS WASTE ANNEX SITE # 1 | Air Force | 035 | Grand Forks | 1282 | Grand Forks AFB | 0.99 | 0.95 | 0.907 | 1.131 | 1.131 | 1.144 | 0.944 | 1.231 | 1.131 | 2.43
US | United States | 38 | North Dakota | JGAT0001 | 2307 | GRAND FORKS RADIO RELAY ANNEX NO 3 SITE # 1 | Air Force | 035 | Grand Forks | 1282 | Grand Forks AFB | 0.99 | 0.95 | 0.907 | 1.131 | 1.131 | 1.144 | 0.944 | 1.231 | 1.131 | 2.43
US | United States | 38 | North Dakota | JFXN0001 | 2258 | GRAND FORKS AF MISSILE SITE K9 SITE # 1 | Air Force | 035 | Grand Forks | 1780 | Larimore | 0.99 | 0.95
US | United States | 38 | North Dakota | JFVS0001 | 2214 | GRAND FORKS AF MISSILE SITE G19 SITE # 1 | Air Force | 035 | Grand Forks | 2350 | Niagara | 0.99 | 0.95
US | United States | 38 | North Dakota | JFXE0001 | 2250 | GRAND FORKS AF MISSILE SITE K1 SITE # 1 | Air Force | 035 | Grand Forks | 2380 | Northwood | 0.99 | 0.95
US | United States | 38 | North Dakota | JFYR0001 | 2285 | GRAND FORKS AF MISSILE SITE N33 SITE # 1 | Air Force | 039 | Griggs | 0680 | Cooperstown | 1.04 | 1
US | United States | 38 | North Dakota | JFYZ0001 | 2293 | GRAND FORKS AF MISSILE SITE O0 SITE # 1 | Air Force | 039 | Griggs | 0680 | Cooperstown | 1.04 | 1
US | United States | 38 | North Dakota | 38B45 | 6288 | MOTT ARMORY | Army | 041 | Hettinger | 2230 | Mott | 1.04 | 1 | 0.907 | 1.131 | 1.131 | 1.144 | 0.944 | 1.231 | 1.131 | 2.43
US | United States | 38 | North Dakota | 38B50 | 6289 | MOTT FMS | Army | 041 | Hettinger | 2230 | Mott | 1.04 | 1 | 0.907 | 1.131 | 1.131 | 1.144 | 0.944 | 1.231 | 1.131 | 2.43
US | United States | 38 | North Dakota | N00128-LR | 707 | LAMOURE ND REMOTE SITE | Navy | 045 | LaMoure | 0790 | Dickey | 1.04 | 1 | 0.907 | 1.131 | 1.131 | 1.144 | 0.944 | 1.231 | 1.131 | 2.43
US | United States | 38 | North Dakota | 38A55 | 4819 | EDGELEY ARMORY | Army | 045 | LaMoure | 0900 | Edgeley | 1.04 | 1 | 0.907 | 1.131 | 1.131 | 1.144 | 0.944 | 1.231 | 1.131 | 2.43
US | United States | 38 | North Dakota | N00128-LM | 948 | LAMOURE ND | Navy | 045 | LaMoure | 1730 | La Moure | 1.04 | 1 | 0.907 | 1.131 | 1.131 | 1.144 | 0.944 | 1.231 | 1.131 | 2.43
US | United States | 38 | North Dakota | QJWM0001 | 2840 | MINOT AF MISSILE SITE A1 SITE # 1 | Air Force | 049 | McHenry | 0200 | Balfour | 1.04 | 1 | 0.907 | 1.131 | 1.131 | 1.144 | 0.944 | 1.231 | 1.131 | 2.43
US | United States | 38 | North Dakota | QJWQ0001 | 2843 | MINOT AF MISSILE SITE A4 SITE # 1 | Air Force | 049 | McHenry | 0200 | Balfour | 1.04 | 1 | 0.907 | 1.131 | 1.131 | 1.144 | 0.944 | 1.231 | 1.131 | 2.43
US | United States | 38 | North Dakota | FDGJ0001 | 1655 | DEERING NEXT GENERATION WEATHER SITE SITE # 1 | Air Force | 049 | McHenry | 0760 | Deering | 1.04 | 1 | 0.907 | 1.131 | 1.131 | 1.144 | 0.944 | 1.231 | 1.131 | 2.43
US | United States | 38 | North Dakota | QJWN0001 | 2841 | MINOT AF MISSILE SITE A2 SITE # 1 | Air Force | 049 | McHenry | 0840 | Drake | 1.04 | 1 | 0.907 | 1.131 | 1.131 | 1.144 | 0.944 | 1.231 | 1.131 | 2.43
US | United States | 38 | North Dakota | QJWP0001 | 2842 | MINOT AF MISSILE SITE A3 SITE # 1 | Air Force | 049 | McHenry | 0840 | Drake | 1.04 | 1 | 0.907 | 1.131 | 1.131 | 1.144 | 0.944 | 1.231 | 1.131 | 2.43
US | United States | 38 | North Dakota | QJWR0001 | 2844 | MINOT AF MISSILE SITE A5 SITE # 1 | Air Force | 049 | McHenry | 0840 | Drake | 1.04 | 1 | 0.907 | 1.131 | 1.131 | 1.144 | 0.944 | 1.231 | 1.131 | 2.43
US | United States | 38 | North Dakota | QJWV0001 | 2848 | MINOT AF MISSILE SITE A9 SITE # 1 | Air Force | 049 | McHenry | 1620 | Karlsruhe | 1.04 | 1 | 0.907 | 1.131 | 1.131 | 1.144 | 0.944 | 1.231 | 1.131 | 2.43
US | United States | 38 | North Dakota | QJWW0001 | 2849 | MINOT AF MISSILE SITE A10 SITE # 1 | Air Force | 049 | McHenry | 1620 | Karlsruhe | 1.04 | 1 | 0.907 | 1.131 | 1.131 | 1.144 | 0.944 | 1.231 | 1.131 | 2.43
US | United States | 38 | North Dakota | QJWX0001 | 2850 | MINOT AF MISSILE SITE A11 SITE # 1 | Air Force | 049 | McHenry | 1620 | Karlsruhe | 1.04 | 1 | 0.907 | 1.131 | 1.131 | 1.144 | 0.944 | 1.231 | 1.131 | 2.43
US | United States | 38 | North Dakota | QJWT0001 | 2846 | MINOT AF MISSILE SITE A7 SITE # 1 | Air Force | 049 | McHenry | 1660 | Kief | 1.04 | 1 | 0.907 | 1.131 | 1.131 | 1.144 | 0.944 | 1.231 | 1.131 | 2.43
US | United States | 38 | North Dakota | QJWZ0001 | 2852 | MINOT AF MISSILE SITE B2 SITE # 1 | Air Force | 049 | McHenry | 3180 | Velva | 1.04 | 1 | 0.907 | 1.131 | 1.131 | 1.144 | 0.944 | 1.231 | 1.131 | 2.43
US | United States | 38 | North Dakota | QJXJ0001 | 2861 | MINOT AF MISSILE SITE B11 SITE # 1 | Air Force | 049 | McHenry | 3180 | Velva | 1.04 | 1 | 0.907 | 1.131 | 1.131 | 1.144 | 0.944 | 1.231 | 1.131 | 2.43
US | United States | 38 | North Dakota | QJXA0001 | 2853 | MINOT AF MISSILE SITE B3 SITE # 1 | Air Force | 049 | McHenry | 3210 | Voltaire | 1.04 | 1 | 0.907 | 1.131 | 1.131 | 1.144 | 0.944 | 1.231 | 1.131 | 2.43
US | United States | 38 | North Dakota | QJXB0001 | 2854 | MINOT AF MISSILE SITE B4 SITE # 1 | Air Force | 049 | McHenry | 3210 | Voltaire | 1.04 | 1 | 0.907 | 1.131 | 1.131 | 1.144 | 0.944 | 1.231 | 1.131 | 2.43
US | United States | 38 | North Dakota | QJXC0001 | 2855 | MINOT AF MISSILE SITE B5 SITE # 1 | Air Force | 049 | McHenry | 3210 | Voltaire | 1.04 | 1 | 0.907 | 1.131 | 1.131 | 1.144 | 0.944 | 1.231 | 1.131 | 2.43
US | United States | 38 | North Dakota | QJWU0001 | 2847 | MINOT AF MISSILE SITE A8 SITE # 1 | Air Force | 049 | McHenry | 9999 | Unknown | 1.04 | 1 | 0.907 | 1.131 | 1.131 | 1.144 | 0.944 | 1.231 | 1.131 | 2.43
US | United States | 38 | North Dakota | QJWY0001 | 2851 | MINOT AF MISSILE SITE B1 SITE # 1 | Air Force | 049 | McHenry | 9999 | Unknown | 1.04 | 1 | 0.907 | 1.131 | 1.131 | 1.144 | 0.944 | 1.231 | 1.131 | 2.43
US | United States | 38 | North Dakota | QJXD0001 | 2856 | MINOT AF MISSILE SITE B6 SITE # 1 | Air Force | 049 | McHenry | 9999 | Unknown | 1.04 | 1 | 0.907 | 1.131 | 1.131 | 1.144 | 0.944 | 1.231 | 1.131 | 2.43
US | United States | 38 | North Dakota | 38B95 | 7950 | WISHEK ARMORY | Army | 051 | McIntosh | 3400 | Wishek | 1.04 | 1 | 0.907 | 1.131 | 1.131 | 1.144 | 0.944 | 1.231 | 1.131 | 2.43
US | United States | 38 | North Dakota | QJXK0001 | 2862 | MINOT AF MISSILE SITE C1 SITE # 1 | Air Force | 055 | McLean | 0280 | Benedict | 1.04 | 1 | 0.907 | 1.131 | 1.131 | 1.144 | 0.944 | 1.231 | 1.131 | 2.43
US | United States | 38 | North Dakota | QJXT0001 | 2870 | MINOT AF MISSILE SITE C9 SITE # 1 | Air Force | 055 | McLean | 0280 | Benedict | 1.04 | 1 | 0.907 | 1.131 | 1.131 | 1.144 | 0.944 | 1.231 | 1.131 | 2.43
US | United States | 38 | North Dakota | QJXU0001 | 2871 | MINOT AF MISSILE SITE C10 SITE # 1 | Air Force | 055 | McLean | 0280 | Benedict | 1.04 | 1 | 0.907 | 1.131 | 1.131 | 1.144 | 0.944 | 1.231 | 1.131 | 2.43
US | United States | 38 | North Dakota | QJXV0001 | 2872 | MINOT AF MISSILE SITE C11 SITE # 1 | Air Force | 055 | McLean | 0280 | Benedict | 1.04 | 1 | 0.907 | 1.131 | 1.131 | 1.144 | 0.944 | 1.231 | 1.131 | 2.43
US | United States | 38 | North Dakota | QJXR0001 | 2868 | MINOT AF MISSILE SITE C7 SITE # 1 | Air Force | 055 | McLean | 0650 | Coleharbor | 1.04 | 1 | 0.907 | 1.131 | 1.131 | 1.144 | 0.944 | 1.231 | 1.131 | 2.43
US | United States | 38 | North Dakota | QJXS0001 | 2869 | MINOT AF MISSILE SITE C8 SITE # 1 | Air Force | 055 | McLean | 0650 | Coleharbor | 1.04 | 1 | 0.907 | 1.131 | 1.131 | 1.144 | 0.944 | 1.231 | 1.131 | 2.43
US | United States | 38 | North Dakota | QJYH0001 | 2884 | MINOT AF MISSILE SITE E1 SITE # 1 | Air Force | 055 | McLean | 0962 | Emmet | 1.04 | 1 | 0.907 | 1.131 | 1.131 | 1.144 | 0.944 | 1.231 | 1.131 | 2.43
US | United States | 38 | North Dakota | QJYM0001 | 2888 | MINOT AF MISSILE SITE E5 SITE # 1 | Air Force | 055 | McLean | 0962 | Emmet | 1.04 | 1 | 0.907 | 1.131 | 1.131 | 1.144 | 0.944 | 1.231 | 1.131 | 2.43
US | United States | 38 | North Dakota | QJYN0001 | 2889 | MINOT AF MISSILE SITE E6 SITE # 1 | Air Force | 055 | McLean | 0962 | Emmet | 1.04 | 1 | 0.907 | 1.131 | 1.131 | 1.144 | 0.944 | 1.231 | 1.131 | 2.43
US | United States | 38 | North Dakota | QJYP0001 | 2890 | MINOT AF MISSILE SITE E7 SITE # 1 | Air Force | 055 | McLean | 0962 | Emmet | 1.04 | 1 | 0.907 | 1.131 | 1.131 | 1.144 | 0.944 | 1.231 | 1.131 | 2.43
US | United States | 38 | North Dakota | QJYA0001 | 2877 | MINOT AF MISSILE SITE D5 SITE # 1 | Air Force | 055 | McLean | 1190 | Garrison | 1.04 | 1 | 0.907 | 1.131 | 1.131 | 1.144 | 0.944 | 1.231 | 1.131 | 2.43
US | United States | 38 | North Dakota | QJYC0001 | 2879 | MINOT AF MISSILE SITE D7 SITE # 1 | Air Force | 055 | McLean | 1190 | Garrison | 1.04 | 1 | 0.907 | 1.131 | 1.131 | 1.144 | 0.944 | 1.231 | 1.131 | 2.43
US | United States | 38 | North Dakota | QJYD0001 | 2880 | MINOT AF MISSILE SITE D8 SITE # 1 | Air Force | 055 | McLean | 1190 | Garrison | 1.04 | 1 | 0.907 | 1.131 | 1.131 | 1.144 | 0.944 | 1.231 | 1.131 | 2.43
US | United States | 38 | North Dakota | QJYK0001 | 2886 | MINOT AF MISSILE SITE E3 SITE # 1 | Air Force | 055 | McLean | 1190 | Garrison | 1.04 | 1 | 0.907 | 1.131 | 1.131 | 1.144 | 0.944 | 1.231 | 1.131 | 2.43
US | United States | 38 | North Dakota | QJYL0001 | 2887 | MINOT AF MISSILE SITE E4 SITE # 1 | Air Force | 055 | McLean | 1190 | Garrison | 1.04 | 1 | 0.907 | 1.131 | 1.131 | 1.144 | 0.944 | 1.231 | 1.131 | 2.43
US | United States | 38 | North Dakota | 38A65 | 7608 | TS GARRISON | Army | 055 | McLean | 1190 | Garrison | 1.04 | 1 | 0.907 | 1.131 | 1.131 | 1.144 | 0.944 | 1.231 | 1.131 | 2.43
US | United States | 38 | North Dakota | QJXW0001 | 2873 | MINOT AF MISSILE SITE D1 SITE # 1 | Air Force | 055 | McLean | 2060 | Max | 1.04 | 1 | 0.907 | 1.131 | 1.131 | 1.144 | 0.944 | 1.231 | 1.131 | 2.43
US | United States | 38 | North Dakota | QJXZ0001 | 2876 | MINOT AF MISSILE SITE D4 SITE # 1 | Air Force | 055 | McLean | 2060 | Max | 1.04 | 1 | 0.907 | 1.131 | 1.131 | 1.144 | 0.944 | 1.231 | 1.131 | 2.43
US | United States | 38 | North Dakota | QJYB0001 | 2878 | MINOT AF MISSILE SITE D6 SITE # 1 | Air Force | 055 | McLean | 2060 | Max | 1.04 | 1 | 0.907 | 1.131 | 1.131 | 1.144 | 0.944 | 1.231 | 1.131 | 2.43
US | United States | 38 | North Dakota | QJYE0001 | 2881 | MINOT AF MISSILE SITE D9 SITE # 1 | Air Force | 055 | McLean | 2060 | Max | 1.04 | 1 | 0.907 | 1.131 | 1.131 | 1.144 | 0.944 | 1.231 | 1.131 | 2.43
US | United States | 38 | North Dakota | QJYQ0001 | 2891 | MINOT AF MISSILE SITE E8 SITE # 1 | Air Force | 055 | McLean | 2733 | Roseglen | 1.04 | 1 | 0.907 | 1.131 | 1.131 | 1.144 | 0.944 | 1.231 | 1.131 | 2.43
US | United States | 38 | North Dakota | QJYR0001 | 2892 | MINOT AF MISSILE SITE E9 SITE # 1 | Air Force | 055 | McLean | 2733 | Roseglen | 1.04 | 1 | 0.907 | 1.131 | 1.131 | 1.144 | 0.944 | 1.231 | 1.131 | 2.43
US | United States | 38 | North Dakota | QJYS0001 | 2893 | MINOT AF MISSILE SITE E10 SITE # 1 | Air Force | 055 | McLean | 2733 | Roseglen | 1.04 | 1 | 0.907 | 1.131 | 1.131 | 1.144 | 0.944 | 1.231 | 1.131 | 2.43
US | United States | 38 | North Dakota | QJYT0001 | 2894 | MINOT AF MISSILE SITE E11 SITE # 1 | Air Force | 055 | McLean | 2733 | Roseglen | 1.04 | 1 | 0.907 | 1.131 | 1.131 | 1.144 | 0.944 | 1.231 | 1.131 | 2.43
US | United States | 38 | North Dakota | QJZA0001 | 2901 | MINOT AF MISSILE SITE F7 SITE # 1 | Air Force | 055 | McLean | 2733 | Roseglen | 1.04 | 1 | 0.907 | 1.131 | 1.131 | 1.144 | 0.944 | 1.231 | 1.131 | 2.43
US | United States | 38 | North Dakota | QJXL0001 | 2863 | MINOT AF MISSILE SITE C2 SITE # 1 | Air Force | 055 | McLean | 2750 | Ruso | 1.04 | 1 | 0.907 | 1.131 | 1.131 | 1.144 | 0.944 | 1.231 | 1.131 | 2.43
US | United States | 38 | North Dakota | QJXM0001 | 2864 | MINOT AF MISSILE SITE C3 SITE # 1 | Air Force | 055 | McLean | 2750 | Ruso | 1.04 | 1 | 0.907 | 1.131 | 1.131 | 1.144 | 0.944 | 1.231 | 1.131 | 2.43
US | United States | 38 | North Dakota | QJXN0001 | 2865 | MINOT AF MISSILE SITE C4 SITE # 1 | Air Force | 055 | McLean | 2750 | Ruso | 1.04 | 1 | 0.907 | 1.131 | 1.131 | 1.144 | 0.944 | 1.231 | 1.131 | 2.43
US | United States | 38 | North Dakota | QJXP0001 | 2866 | MINOT AF MISSILE SITE C5 SITE # 1 | Air Force | 055 | McLean | 3120 | Turtle Lake | 1.04 | 1 | 0.907 | 1.131 | 1.131 | 1.144 | 0.944 | 1.231 | 1.131 | 2.43
US | United States | 38 | North Dakota | QJXQ0001 | 2867 | MINOT AF MISSILE SITE C6 SITE # 1 | Air Force | 055 | McLean | 3120 | Turtle Lake | 1.04 | 1 | 0.907 | 1.131 | 1.131 | 1.144 | 0.944 | 1.231 | 1.131 | 2.43
US | United States | 38 | North Dakota | QJXE0001 | 2857 | MINOT AF MISSILE SITE B7 SITE # 1 | Air Force | 055 | McLean | 9999 | Unknown | 1.04 | 1 | 0.907 | 1.131 | 1.131 | 1.144 | 0.944 | 1.231 | 1.131 | 2.43
US | United States | 38 | North Dakota | QJYJ0001 | 2885 | MINOT AF MISSILE SITE E2 SITE # 1 | Air Force | 055 | McLean | 9999 | Unknown | 1.04 | 1 | 0.907 | 1.131 | 1.131 | 1.144 | 0.944 | 1.231 | 1.131 | 2.43
US | United States | 38 | North Dakota | 38A90 | 5400 | HAZEN ARMORY | Army | 057 | Mercer | 1500 | Hazen | 1.04 | 1 | 0.907 | 1.131 | 1.131 | 1.144 | 0.944 | 1.231 | 1.131 | 2.43
US | United States | 38 | North Dakota | QJZP0001 | 2914 | MINOT AF MISSILE SITE G9 SITE # 1 | Air Force | 061 | Mountrail | 0267 | Belden | 1.04 | 1 | 0.907 | 1.131 | 1.131 | 1.144 | 0.944 | 1.231 | 1.131 | 2.43
US | United States | 38 | North Dakota | QJZQ0001 | 2915 | MINOT AF MISSILE SITE G10 SITE # 1 | Air Force | 061 | Mountrail | 0267 | Belden | 1.04 | 1 | 0.907 | 1.131 | 1.131 | 1.144 | 0.944 | 1.231 | 1.131 | 2.43
US | United States | 38 | North Dakota | QKAC0001 | 2927 | MINOT AF MISSILE SITE H11 SITE # 1 | Air Force | 061 | Mountrail | 0267 | Belden | 1.04 | 1 | 0.907 | 1.131 | 1.131 | 1.144 | 0.944 | 1.231 | 1.131 | 2.43
US | United States | 38 | North Dakota | QKAG0001 | 2931 | MINOT AF MISSILE SITE I4 SITE # 1 | Air Force | 061 | Mountrail | 0267 | Belden | 1.04 | 1 | 0.907 | 1.131 | 1.131 | 1.144 | 0.944 | 1.231 | 1.131 | 2.43
US | United States | 38 | North Dakota | QJZR0001 | 2916 | MINOT AF MISSILE SITE G11 SITE # 1 | Air Force | 061 | Mountrail | 0373 | Blaisdell | 1.04 | 1 | 0.907 | 1.131 | 1.131 | 1.144 | 0.944 | 1.231 | 1.131 | 2.43
US | United States | 38 | North Dakota | QKAX0001 | 2946 | MINOT AF MISSILE SITE J8 SITE # 1 | Air Force | 061 | Mountrail | 0373 | Blaisdell | 1.04 | 1 | 0.907 | 1.131 | 1.131 | 1.144 | 0.944 | 1.231 | 1.131 | 2.43
US | United States | 38 | North Dakota | QKAY0001 | 2947 | MINOT AF MISSILE SITE J9 SITE # 1 | Air Force | 061 | Mountrail | 0373 | Blaisdell | 1.04 | 1 | 0.907 | 1.131 | 1.131 | 1.144 | 0.944 | 1.231 | 1.131 | 2.43
US | United States | 38 | North Dakota | QKAZ0001 | 2948 | MINOT AF MISSILE SITE J10 SITE # 1 | Air Force | 061 | Mountrail | 0373 | Blaisdell | 1.04 | 1 | 0.907 | 1.131 | 1.131 | 1.144 | 0.944 | 1.231 | 1.131 | 2.43
US | United States | 38 | North Dakota | QKAN0001 | 2937 | MINOT AF MISSILE SITE I10 SITE # 1 | Air Force | 061 | Mountrail | 1915 | Lostwood | 1.04 | 1 | 0.907 | 1.131 | 1.131 | 1.144 | 0.944 | 1.231 | 1.131 | 2.43
US | United States | 38 | North Dakota | QKAP0001 | 2938 | MINOT AF MISSILE SITE I11 SITE # 1 | Air Force | 061 | Mountrail | 1915 | Lostwood | 1.04 | 1 | 0.907 | 1.131 | 1.131 | 1.144 | 0.944 | 1.231 | 1.131 | 2.43
US | United States | 38 | North Dakota | QKBH0001 | 2956 | MINOT AF MISSILE SITE K7 SITE # 1 | Air Force | 061 | Mountrail | 1915 | Lostwood | 1.04 | 1 | 0.907 | 1.131 | 1.131 | 1.144 | 0.944 | 1.231 | 1.131 | 2.43
US | United States | 38 | North Dakota | QKBJ0001 | 2957 | MINOT AF MISSILE SITE K8 SITE # 1 | Air Force | 061 | Mountrail | 1915 | Lostwood | 1.04 | 1 | 0.907 | 1.131 | 1.131 | 1.144 | 0.944 | 1.231 | 1.131 | 2.43
US | United States | 38 | North Dakota | QKBK0001 | 2958 | MINOT AF MISSILE SITE K9 SITE # 1 | Air Force | 061 | Mountrail | 1915 | Lostwood | 1.04 | 1 | 0.907 | 1.131 | 1.131 | 1.144 | 0.944 | 1.231 | 1.131 | 2.43
US | United States | 38 | North Dakota | QKAA0001 | 2925 | MINOT AF MISSILE SITE H9 SITE # 1 | Air Force | 061 | Mountrail | 2345 | New Town | 1.04 | 1 | 0.907 | 1.131 | 1.131 | 1.144 | 0.944 | 1.231 | 1.131 | 2.43
US | United States | 38 | North Dakota | QKAB0001 | 2926 | MINOT AF MISSILE SITE H10 SITE # 1 | Air Force | 061 | Mountrail | 2345 | New Town | 1.04 | 1 | 0.907 | 1.131 | 1.131 | 1.144 | 0.944 | 1.231 | 1.131 | 2.43
US | United States | 38 | North Dakota | QKAE0001 | 2929 | MINOT AF MISSILE SITE I2 SITE # 1 | Air Force | 061 | Mountrail | 2460 | Palermo | 1.04 | 1 | 0.907 | 1.131 | 1.131 | 1.144 | 0.944 | 1.231 | 1.131 | 2.43
US | United States | 38 | North Dakota | QKAF0001 | 2930 | MINOT AF MISSILE SITE I3 SITE # 1 | Air Force | 061 | Mountrail | 2460 | Palermo | 1.04 | 1 | 0.907 | 1.131 | 1.131 | 1.144 | 0.944 | 1.231 | 1.131 | 2.43
US | United States | 38 | North Dakota | QJZB0001 | 2902 | MINOT AF MISSILE SITE F8 SITE # 1 | Air Force | 061 | Mountrail | 2480 | Parshall | 1.04 | 1 | 0.907 | 1.131 | 1.131 | 1.144 | 0.944 | 1.231 | 1.131 | 2.43
US | United States | 38 | North Dakota | QJZS0001 | 2917 | MINOT AF MISSILE SITE H1 SITE # 1 | Air Force | 061 | Mountrail | 2480 | Parshall | 1.04 | 1 | 0.907 | 1.131 | 1.131 | 1.144 | 0.944 | 1.231 | 1.131 | 2.43
US | United States | 38 | North Dakota | QJZT0001 | 2918 | MINOT AF MISSILE SITE H2 SITE # 1 | Air Force | 061 | Mountrail | 2480 | Parshall | 1.04 | 1 | 0.907 | 1.131 | 1.131 | 1.144 | 0.944 | 1.231 | 1.131 | 2.43
US | United States | 38 | North Dakota | QJZU0001 | 2919 | MINOT AF MISSILE SITE H3 SITE # 1 | Air Force | 061 | Mountrail | 2480 | Parshall | 1.04 | 1 | 0.907 | 1.131 | 1.131 | 1.144 | 0.944 | 1.231 | 1.131 | 2.43
US | United States | 38 | North Dakota | QJZW0001 | 2921 | MINOT AF MISSILE SITE H5 SITE # 1 | Air Force | 061 | Mountrail | 2480 | Parshall | 1.04 | 1 | 0.907 | 1.131 | 1.131 | 1.144 | 0.944 | 1.231 | 1.131 | 2.43
US | United States | 38 | North Dakota | QJZX0001 | 2922 | MINOT AF MISSILE SITE H6 SITE # 1 | Air Force | 061 | Mountrail | 2480 | Parshall | 1.04 | 1 | 0.907 | 1.131 | 1.131 | 1.144 | 0.944 | 1.231 | 1.131 | 2.43
US | United States | 38 | North Dakota | QJZY0001 | 2923 | MINOT AF MISSILE SITE H7 SITE # 1 | Air Force | 061 | Mountrail | 2480 | Parshall | 1.04 | 1 | 0.907 | 1.131 | 1.131 | 1.144 | 0.944 | 1.231 | 1.131 | 2.43
US | United States | 38 | North Dakota | QJZZ0001 | 2924 | MINOT AF MISSILE SITE H8 SITE # 1 | Air Force | 061 | Mountrail | 2480 | Parshall | 1.04 | 1 | 0.907 | 1.131 | 1.131 | 1.144 | 0.944 | 1.231 | 1.131 | 2.43
US | United States | 38 | North Dakota | QJZD0001 | 2904 | MINOT AF MISSILE SITE F10 SITE # 1 | Air Force | 061 | Mountrail | 2570 | Plaza | 1.04 | 1 | 0.907 | 1.131 | 1.131 | 1.144 | 0.944 | 1.231 | 1.131 | 2.43
US | United States | 38 | North Dakota | QJZF0001 | 2906 | MINOT AF MISSILE SITE G1 SITE # 1 | Air Force | 061 | Mountrail | 2570 | Plaza | 1.04 | 1 | 0.907 | 1.131 | 1.131 | 1.144 | 0.944 | 1.231 | 1.131 | 2.43
US | United States | 38 | North Dakota | QJZG0001 | 2907 | MINOT AF MISSILE SITE G2 SITE # 1 | Air Force | 061 | Mountrail | 2570 | Plaza | 1.04 | 1 | 0.907 | 1.131 | 1.131 | 1.144 | 0.944 | 1.231 | 1.131 | 2.43
US | United States | 38 | North Dakota | QJZL0001 | 2911 | MINOT AF MISSILE SITE G6 SITE # 1 | Air Force | 061 | Mountrail | 2570 | Plaza | 1.04 | 1 | 0.907 | 1.131 | 1.131 | 1.144 | 0.944 | 1.231 | 1.131 | 2.43
US | United States | 38 | North Dakota | QJZM0001 | 2912 | MINOT AF MISSILE SITE G7 SITE # 1 | Air Force | 061 | Mountrail | 2570 | Plaza | 1.04 | 1 | 0.907 | 1.131 | 1.131 | 1.144 | 0.944 | 1.231 | 1.131 | 2.43
US | United States | 38 | North Dakota | QJZN0001 | 2913 | MINOT AF MISSILE SITE G8 SITE # 1 | Air Force | 061 | Mountrail | 2570 | Plaza | 1.04 | 1 | 0.907 | 1.131 | 1.131 | 1.144 | 0.944 | 1.231 | 1.131 | 2.43
US | United States | 38 | North Dakota | QJZV0001 | 2920 | MINOT AF MISSILE SITE H4 SITE # 1 | Air Force | 061 | Mountrail | 2570 | Plaza | 1.04 | 1 | 0.907 | 1.131 | 1.131 | 1.144 | 0.944 | 1.231 | 1.131 | 2.43
US | United States | 38 | North Dakota | QKAK0001 | 2934 | MINOT AF MISSILE SITE I7 SITE # 1 | Air Force | 061 | Mountrail | 2735 | Ross | 1.04 | 1 | 0.907 | 1.131 | 1.131 | 1.144 | 0.944 | 1.231 | 1.131 | 2.43
US | United States | 38 | North Dakota | QKAL0001 | 2935 | MINOT AF MISSILE SITE I8 SITE # 1 | Air Force | 061 | Mountrail | 2735 | Ross | 1.04 | 1 | 0.907 | 1.131 | 1.131 | 1.144 | 0.944 | 1.231 | 1.131 | 2.43
US | United States | 38 | North Dakota | QKAD0001 | 2928 | MINOT AF MISSILE SITE I1 SITE # 1 | Air Force | 061 | Mountrail | 2950 | Stanley | 1.04 | 1 | 0.907 | 1.131 | 1.131 | 1.144 | 0.944 | 1.231 | 1.131 | 2.43
US | United States | 38 | North Dakota | QKAH0001 | 2932 | MINOT AF MISSILE SITE I5 SITE # 1 | Air Force | 061 | Mountrail | 2950 | Stanley | 1.04 | 1 | 0.907 | 1.131 | 1.131 | 1.144 | 0.944 | 1.231 | 1.131 | 2.43
US | United States | 38 | North Dakota | QKAJ0001 | 2933 | MINOT AF MISSILE SITE I6 SITE # 1 | Air Force | 061 | Mountrail | 2950 | Stanley | 1.04 | 1 | 0.907 | 1.131 | 1.131 | 1.144 | 0.944 | 1.231 | 1.131 | 2.43
US | United States | 38 | North Dakota | QKAM0001 | 2936 | MINOT AF MISSILE SITE I9 SITE # 1 | Air Force | 061 | Mountrail | 2950 | Stanley | 1.04 | 1 | 0.907 | 1.131 | 1.131 | 1.144 | 0.944 | 1.231 | 1.131 | 2.43
US | United States | 38 | North Dakota | QKAV0001 | 2944 | MINOT AF MISSILE SITE J6 SITE # 1 | Air Force | 061 | Mountrail | 3020 | Tagus | 1.04 | 1 | 0.907 | 1.131 | 1.131 | 1.144 | 0.944 | 1.231 | 1.131 | 2.43
US | United States | 38 | North Dakota | QKAW0001 | 2945 | MINOT AF MISSILE SITE J7 SITE # 1 | Air Force | 061 | Mountrail | 3020 | Tagus | 1.04 | 1 | 0.907 | 1.131 | 1.131 | 1.144 | 0.944 | 1.231 | 1.131 | 2.43
US | United States | 38 | North Dakota | JFXJ0001 | 2254 | GRAND FORKS AF MISSILE SITE K5 SITE # 1 | Air Force | 063 | Nelson | 0120 | Aneta | 1.04 | 1
US | United States | 38 | North Dakota | JFVT0001 | 2215 | GRAND FORKS AF MISSILE SITE G20 SITE # 1 | Air Force | 063 | Nelson | 0728 | Dahlen | 1.04 | 1
US | United States | 38 | North Dakota | JFWA0001 | 2222 | GRAND FORKS AF MISSILE SITE H26 SITE # 1 | Air Force | 063 | Nelson | 2012 | Mapes | 1.04 | 1
US | United States | 38 | North Dakota | JFVW0001 | 2218 | GRAND FORKS AF MISSILE SITE H22 SITE # 1 | Air Force | 063 | Nelson | 2520 | Petersburg | 1.04 | 1
US | United States | 38 | North Dakota | JFWG0001 | 2228 | GRAND FORKS AF MISSILE SITE I31 SITE # 1 | Air Force | 063 | Nelson | 2520 | Petersburg | 1.04 | 1
US | United States | 38 | North Dakota | JFXL0001 | 2256 | GRAND FORKS AF MISSILE SITE K7 SITE # 1 | Air Force | 063 | Nelson | 2520 | Petersburg | 1.04 | 1
US | United States | 38 | North Dakota | JFWN0001 | 2234 | GRAND FORKS AF MISSILE SITE I37 SITE # 1 | Air Force | 063 | Nelson | 3090 | Tolna | 1.04 | 1
US | United States | 38 | North Dakota | JFVV0001 | 2217 | GRAND FORKS AF MISSILE SITE H21 SITE # 1 | Air Force | 063 | Nelson | 3337 | Whitman | 1.04 | 1
US | United States | 38 | North Dakota | JFWE0001 | 2226 | GRAND FORKS AF MISSILE SITE H30 SITE # 1 | Air Force | 063 | Nelson | 3337 | Whitman | 1.04 | 1
US | United States | 38 | North Dakota | 38A35 | 4345 | CAVALIER ARMORY | Army | 067 | Pembina | 0580 | Cavalier | 1.04 | 1 | 0.907 | 1.131 | 1.131 | 1.144 | 0.944 | 1.231 | 1.131 | 2.43
US | United States | 38 | North Dakota | EGYN0001 | 1609 | CAVALIER ASN SITE # 1 | Air Force | 067 | Pembina | 2240 | Mountain | 1.04 | 1 | 0.907 | 1.131 | 1.131 | 1.144 | 0.944 | 1.231 | 1.131 | 2.43
US | United States | 38 | North Dakota | 38524 | 3603 | MICKELSEN STANLEY R SFG RSL 3 | Army | 067 | Pembina | 2240 | Mountain | 1.04 | 1 | 0.907 | 1.131 | 1.131 | 1.144 | 0.944 | 1.231 | 1.131 | 2.43
US | United States | 38 | North Dakota | 38B60 | 7091 | RUGBY ARMORY | Army | 069 | Pierce | 2740 | Rugby | 1.04 | 1 | 0.907 | 1.131 | 1.131 | 1.144 | 0.944 | 1.231 | 1.131 | 2.43
US | United States | 38 | North Dakota | JFVD0001 | 2201 | GRAND FORKS AF MISSILE SITE F7 SITE # 1 | Air Force | 071 | Ramsey | 0440 | Brocket | 1.04 | 1
US | United States | 38 | North Dakota | JFWS0001 | 2238 | GRAND FORKS AF MISSILE SITE J0 SITE # 1 | Air Force | 071 | Ramsey | 0440 | Brocket | 1.04 | 1
US | United States | 38 | North Dakota | JFWT0001 | 2239 | GRAND FORKS AF MISSILE SITE J41 SITE # 1 | Air Force | 071 | Ramsey | 0440 | Brocket | 1.04 | 1
US | United States | 38 | North Dakota | JFXA0001 | 2246 | GRAND FORKS AF MISSILE SITE J48 SITE # 1 | Air Force | 071 | Ramsey | 0440 | Brocket | 1.04 | 1
US | United States | 38 | North Dakota | 38A45 | 4253 | CAMP GRAFTON | Army | 071 | Ramsey | 0780 | Devils Lake | 1.04 | 1 | 0.907 | 1.131 | 1.131 | 1.144 | 0.944 | 1.231 | 1.131 | 2.43
US | United States | 38 | North Dakota | JFWV0001 | 2241 | GRAND FORKS AF MISSILE SITE J43 SITE # 1 | Air Force | 071 | Ramsey | 0836 | Doyon | 1.04 | 1
US | United States | 38 | North Dakota | JFWW0001 | 2242 | GRAND FORKS AF MISSILE SITE J44 SITE # 1 | Air Force | 071 | Ramsey | 0836 | Doyon | 1.04 | 1
US | United States | 38 | North Dakota | JFWX0001 | 2243 | GRAND FORKS AF MISSILE SITE J45 SITE # 1 | Air Force | 071 | Ramsey | 0836 | Doyon | 1.04 | 1
US | United States | 38 | North Dakota | JFWY0001 | 2244 | GRAND FORKS AF MISSILE SITE J46 SITE # 1 | Air Force | 071 | Ramsey | 0836 | Doyon | 1.04 | 1
US | United States | 38 | North Dakota | JFWZ0001 | 2245 | GRAND FORKS AF MISSILE SITE J47 SITE # 1 | Air Force | 071 | Ramsey | 0836 | Doyon | 1.04 | 1
US | United States | 38 | North Dakota | JFUC0001 | 2176 | GRAND FORKS AF MISSILE SITE D34 SITE # 1 | Air Force | 071 | Ramsey | 0920 | Edmore | 1.04 | 1
US | United States | 38 | North Dakota | JFUD0001 | 2177 | GRAND FORKS AF MISSILE SITE D35 SITE # 1 | Air Force | 071 | Ramsey | 0920 | Edmore | 1.04 | 1
US | United States | 38 | North Dakota | JFUP0001 | 2187 | GRAND FORKS AF MISSILE SITE E44 SITE # 1 | Air Force | 071 | Ramsey | 0920 | Edmore | 1.04 | 1
US | United States | 38 | North Dakota | 38527 | 3601 | MICKELSEN STANLEY R SFG RSL 1 | Army | 071 | Ramsey | 1390 | Hampden | 1.04 | 1 | 0.907 | 1.131 | 1.131 | 1.144 | 0.944 | 1.231 | 1.131 | 2.43
US | United States | 38 | North Dakota | JFVE0001 | 2202 | GRAND FORKS AF MISSILE SITE F8 SITE # 1 | Air Force | 071 | Ramsey | 1800 | Lawton | 1.04 | 1
US | United States | 38 | North Dakota | JFVG0001 | 2204 | GRAND FORKS AF MISSILE SITE F10 SITE # 1 | Air Force | 071 | Ramsey | 1800 | Lawton | 1.04 | 1
US | United States | 38 | North Dakota | JFXB0001 | 2247 | GRAND FORKS AF MISSILE SITE J49 SITE # 1 | Air Force | 071 | Ramsey | 1800 | Lawton | 1.04 | 1
US | United States | 38 | North Dakota | JFXC0001 | 2248 | GRAND FORKS AF MISSILE SITE J50 SITE # 1 | Air Force | 071 | Ramsey | 1800 | Lawton | 1.04 | 1
US | United States | 38 | North Dakota | JFUQ0001 | 2188 | GRAND FORKS AF MISSILE SITE E45 SITE # 1 | Air Force | 071 | Ramsey | 2970 | Starkweather | 1.04 | 1
US | United States | 38 | North Dakota | JFUR0001 | 2189 | GRAND FORKS AF MISSILE SITE E46 SITE # 1 | Air Force | 071 | Ramsey | 2970 | Starkweather | 1.04 | 1
US | United States | 38 | North Dakota | JFUT0001 | 2191 | GRAND FORKS AF MISSILE SITE E48 SITE # 1 | Air Force | 071 | Ramsey | 2970 | Starkweather | 1.04 | 1
US | United States | 38 | North Dakota | JFUU0001 | 2192 | GRAND FORKS AF MISSILE SITE E49 SITE # 1 | Air Force | 071 | Ramsey | 2970 | Starkweather | 1.04 | 1
US | United States | 38 | North Dakota | 38B20 | 5918 | LISBON ARMORY | Army | 073 | Ransom | 1880 | Lisbon | 1.04 | 1 | 0.907 | 1.131 | 1.131 | 1.144 | 0.944 | 1.231 | 1.131 | 2.43
US | United States | 38 | North Dakota | QKCR0001 | 2974 | MINOT AF MISSILE SITE M3 SITE # 1 | Air Force | 075 | Renville | 1300 | Grano | 1.04 | 1 | 0.907 | 1.131 | 1.131 | 1.144 | 0.944 | 1.231 | 1.131 | 2.43
US | United States | 38 | North Dakota | QKCS0001 | 2975 | MINOT AF MISSILE SITE M4 SITE # 1 | Air Force | 075 | Renville | 1300 | Grano | 1.04 | 1 | 0.907 | 1.131 | 1.131 | 1.144 | 0.944 | 1.231 | 1.131 | 2.43
US | United States | 38 | North Dakota | QKCT0001 | 2976 | MINOT AF MISSILE SITE M5 SITE # 1 | Air Force | 075 | Renville | 1300 | Grano | 1.04 | 1 | 0.907 | 1.131 | 1.131 | 1.144 | 0.944 | 1.231 | 1.131 | 2.43
US | United States | 38 | North Dakota | QKDH0001 | 2989 | MINOT AF MISSILE SITE N7 SITE # 1 | Air Force | 075 | Renville | 1300 | Grano | 1.04 | 1 | 0.907 | 1.131 | 1.131 | 1.144 | 0.944 | 1.231 | 1.131 | 2.43
US | United States | 38 | North Dakota | QKDB0001 | 2984 | MINOT AF MISSILE SITE N2 SITE # 1 | Air Force | 075 | Renville | 1910 | Loraine | 1.04 | 1 | 0.907 | 1.131 | 1.131 | 1.144 | 0.944 | 1.231 | 1.131 | 2.43
US | United States | 38 | North Dakota | QKDN0001 | 2993 | MINOT AF MISSILE SITE N11 SITE # 1 | Air Force | 075 | Renville | 1910 | Loraine | 1.04 | 1 | 0.907 | 1.131 | 1.131 | 1.144 | 0.944 | 1.231 | 1.131 | 2.43
US | United States | 38 | North Dakota | QKDA0001 | 2983 | MINOT AF MISSILE SITE N1 SITE # 1 | Air Force | 075 | Renville | 2190 | Mohall | 1.04 | 1 | 0.907 | 1.131 | 1.131 | 1.144 | 0.944 | 1.231 | 1.131 | 2.43
US | United States | 38 | North Dakota | QKDC0001 | 2985 | MINOT AF MISSILE SITE N3 SITE # 1 | Air Force | 075 | Renville | 2190 | Mohall | 1.04 | 1 | 0.907 | 1.131 | 1.131 | 1.144 | 0.944 | 1.231 | 1.131 | 2.43
US | United States | 38 | North Dakota | QKDG0001 | 2988 | MINOT AF MISSILE SITE N6 SITE # 1 | Air Force | 075 | Renville | 2190 | Mohall | 1.04 | 1 | 0.907 | 1.131 | 1.131 | 1.144 | 0.944 | 1.231 | 1.131 | 2.43
US | United States | 38 | North Dakota | QKDJ0001 | 2990 | MINOT AF MISSILE SITE N8 SITE # 1 | Air Force | 075 | Renville | 2190 | Mohall | 1.04 | 1 | 0.907 | 1.131 | 1.131 | 1.144 | 0.944 | 1.231 | 1.131 | 2.43
US | United States | 38 | North Dakota | QKCY0001 | 2981 | MINOT AF MISSILE SITE M10 SITE # 1 | Air Force | 075 | Renville | 2372 | Norma | 1.04 | 1 | 0.907 | 1.131 | 1.131 | 1.144 | 0.944 | 1.231 | 1.131 | 2.43
US | United States | 38 | North Dakota | QKCP0001 | 2972 | MINOT AF MISSILE SITE M1 SITE # 1 | Air Force | 075 | Renville | 3080 | Tolley | 1.04 | 1 | 0.907 | 1.131 | 1.131 | 1.144 | 0.944 | 1.231 | 1.131 | 2.43
US | United States | 38 | North Dakota | QKCQ0001 | 2973 | MINOT AF MISSILE SITE M2 SITE # 1 | Air Force | 075 | Renville | 3080 | Tolley | 1.04 | 1 | 0.907 | 1.131 | 1.131 | 1.144 | 0.944 | 1.231 | 1.131 | 2.43
US | United States | 38 | North Dakota | QKCZ0001 | 2982 | MINOT AF MISSILE SITE M11 SITE # 1 | Air Force | 075 | Renville | 3080 | Tolley | 1.04 | 1 | 0.907 | 1.131 | 1.131 | 1.144 | 0.944 | 1.231 | 1.131 | 2.43
US | United States | 38 | North Dakota | QKDK0001 | 2991 | MINOT AF MISSILE SITE N9 SITE # 1 | Air Force | 075 | Renville | 3080 | Tolley | 1.04 | 1 | 0.907 | 1.131 | 1.131 | 1.144 | 0.944 | 1.231 | 1.131 | 2.43
US | United States | 38 | North Dakota | QKDL0001 | 2992 | MINOT AF MISSILE SITE N10 SITE # 1 | Air Force | 075 | Renville | 3080 | Tolley | 1.04 | 1 | 0.907 | 1.131 | 1.131 | 1.144 | 0.944 | 1.231 | 1.131 | 2.43
US | United States | 38 | North Dakota | QKCU0001 | 2977 | MINOT AF MISSILE SITE M6 SITE # 1 | Air Force | 075 | Renville | 9999 | Unknown | 1.04 | 1 | 0.907 | 1.131 | 1.131 | 1.144 | 0.944 | 1.231 | 1.131 | 2.43
US | United States | 38 | North Dakota | 38B81 | 7756 | WAHPETON AFRC | Army | 077 | Richland | 3230 | Wahpeton | 1.04 | 1 | 0.907 | 1.131 | 1.131 | 1.144 | 0.944 | 1.231 | 1.131 | 2.43
US | United States | 38 | North Dakota | QJWS0001 | 2845 | MINOT AF MISSILE SITE A6 SITE # 1 | Air Force | 083 | Sheridan | 9999 | Unknown | 1.04 | 1 | 0.907 | 1.131 | 1.131 | 1.144 | 0.944 | 1.231 | 1.131 | 2.43
US | United States | 38 | North Dakota | 38A50 | 4722 | DICKINSON ARMORY | Army | 089 | Stark | 0800 | Dickinson | 1.04 | 1 | 0.907 | 1.131 | 1.131 | 1.144 | 0.944 | 1.231 | 1.131 | 2.43
US | United States | 38 | North Dakota | 38A51 | 4723 | DICKINSON LOT | Army | 089 | Stark | 0800 | Dickinson | 1.04 | 1 | 0.907 | 1.131 | 1.131 | 1.144 | 0.944 | 1.231 | 1.131 | 2.43
US | United States | 38 | North Dakota | 82387-13175 | 705284 | W 1ST STREET DICKINSON | Army | 089 | Stark | 0800 | Dickinson | 1.04 | 1
US | United States | 38 | North Dakota | JFXD0001 | 2249 | GRAND FORKS AF MISSILE SITE K0 SITE # 1 | Air Force | 091 | Steele | 1050 | Finley | 1.04 | 1
US | United States | 38 | North Dakota | JFXF0001 | 2251 | GRAND FORKS AF MISSILE SITE K2 SITE # 1 | Air Force | 091 | Steele | 1050 | Finley | 1.04 | 1
US | United States | 38 | North Dakota | JFXR0001 | 2261 | GRAND FORKS AF MISSILE SITE L11 SITE # 1 | Air Force | 091 | Steele | 1050 | Finley | 1.04 | 1
US | United States | 38 | North Dakota | JFXS0001 | 2262 | GRAND FORKS AF MISSILE SITE L12 SITE # 1 | Air Force | 091 | Steele | 1050 | Finley | 1.04 | 1
US | United States | 38 | North Dakota | JFXT0001 | 2263 | GRAND FORKS AF MISSILE SITE L13 SITE # 1 | Air Force | 091 | Steele | 1050 | Finley | 1.04 | 1
US | United States | 38 | North Dakota | JFYA0001 | 2270 | GRAND FORKS AF MISSILE SITE L20 SITE # 1 | Air Force | 091 | Steele | 1050 | Finley | 1.04 | 1
US | United States | 38 | North Dakota | JFYB0001 | 2271 | GRAND FORKS AF MISSILE SITE M0 SITE # 1 | Air Force | 091 | Steele | 1550 | Hope | 1.04 | 1
US | United States | 38 | North Dakota | JFXQ0001 | 2260 | GRAND FORKS AF MISSILE SITE L0 SITE # 1 | Air Force | 091 | Steele | 1930 | Luverne | 1.04 | 1
US | United States | 38 | North Dakota | JFXY0001 | 2268 | GRAND FORKS AF MISSILE SITE L18 SITE # 1 | Air Force | 091 | Steele | 1930 | Luverne | 1.04 | 1
US | United States | 38 | North Dakota | JFXG0001 | 2252 | GRAND FORKS AF MISSILE SITE K3 SITE # 1 | Air Force | 091 | Steele | 2880 | Sharon | 1.04 | 1
US | United States | 38 | North Dakota | JFXP0001 | 2259 | GRAND FORKS AF MISSILE SITE K10 SITE # 1 | Air Force | 091 | Steele | 2880 | Sharon | 1.04 | 1
US | United States | 38 | North Dakota | 38B05 | 5598 | JAMESTOWN ARMORY | Army | 093 | Stutsman | 1600 | Jamestown | 1.04 | 1 | 0.907 | 1.131 | 1.131 | 1.144 | 0.944 | 1.231 | 1.131 | 2.43
US | United States | 38 | North Dakota | 38B10 | 5599 | JAMESTOWN FMS | Army | 093 | Stutsman | 1600 | Jamestown | 1.04 | 1 | 0.907 | 1.131 | 1.131 | 1.144 | 0.944 | 1.231 | 1.131 | 2.43
US | United States | 38 | North Dakota | 38A25 | 4304 | CANDO ARMORY | Army | 095 | Towner | 0510 | Cando | 1.04 | 1 | 0.907 | 1.131 | 1.131 | 1.144 | 0.944 | 1.231 | 1.131 | 2.43
US | United States | 38 | North Dakota | 38B30 | 6119 | MAYVILLE ARMORY | Army | 097 | Traill | 2080 | Mayville | 1.04 | 1 | 0.907 | 1.131 | 1.131 | 1.144 | 0.944 | 1.231 | 1.131 | 2.43
US | United States | 38 | North Dakota | JFTT0001 | 2167 | GRAND FORKS AF MISSILE SITE C26 SITE # 1 | Air Force | 099 | Walsh | 0020 | Adams | 1.04 | 1
US | United States | 38 | North Dakota | JFTU0001 | 2168 | GRAND FORKS AF MISSILE SITE C27 SITE # 1 | Air Force | 099 | Walsh | 0020 | Adams | 1.04 | 1
US | United States | 38 | North Dakota | JFTP0001 | 2163 | GRAND FORKS AF MISSILE SITE C22 SITE # 1 | Air Force | 099 | Walsh | 0910 | Edinburg | 1.04 | 1
US | United States | 38 | North Dakota | JFTR0001 | 2165 | GRAND FORKS AF MISSILE SITE C24 SITE # 1 | Air Force | 099 | Walsh | 0910 | Edinburg | 1.04 | 1
US | United States | 38 | North Dakota | 38529 | 3604 | MICKELSEN STANLEY R SFG RSL 4 | Army | 099 | Walsh | 1000 | Fairdale | 1.04 | 1 | 0.907 | 1.131 | 1.131 | 1.144 | 0.944 | 1.231 | 1.131 | 2.43
US | United States | 38 | North Dakota | 38A70 | 5242 | GRAFTON ARMORY | Army | 099 | Walsh | 1270 | Grafton | 1.04 | 1 | 0.907 | 1.131 | 1.131 | 1.144 | 0.944 | 1.231 | 1.131 | 2.43
US | United States | 38 | North Dakota | 18081-10544 | 700703 | SAFEGUARD GRAFTON | Army | 099 | Walsh | 1270 | Grafton | 1.04 | 1
US | United States | 38 | North Dakota | JFUY0001 | 2196 | GRAND FORKS AF MISSILE SITE F2 SITE # 1 | Air Force | 099 | Walsh | 1760 | Lankin | 1.04 | 1
US | United States | 38 | North Dakota | JFUZ0001 | 2197 | GRAND FORKS AF MISSILE SITE F3 SITE # 1 | Air Force | 099 | Walsh | 1760 | Lankin | 1.04 | 1
US | United States | 38 | North Dakota | JFVJ0001 | 2206 | GRAND FORKS AF MISSILE SITE G11 SITE # 1 | Air Force | 099 | Walsh | 2560 | Pisek | 1.04 | 1
US | United States | 38 | North Dakota | QKAT0001 | 2942 | MINOT AF MISSILE SITE J4 SITE # 1 | Air Force | 101 | Ward | 0310 | Berthold | 1.09 | 1.06 | 0.907 | 1.131 | 1.131 | 1.144 | 0.944 | 1.231 | 1.131 | 2.43
US | United States | 38 | North Dakota | QKAU0001 | 2943 | MINOT AF MISSILE SITE J5 SITE # 1 | Air Force | 101 | Ward | 0310 | Berthold | 1.09 | 1.06 | 0.907 | 1.131 | 1.131 | 1.144 | 0.944 | 1.231 | 1.131 | 2.43
US | United States | 38 | North Dakota | QKAR0001 | 2940 | MINOT AF MISSILE SITE J2 SITE # 1 | Air Force | 101 | Ward | 0530 | Carpio | 1.09 | 1.06 | 0.907 | 1.131 | 1.131 | 1.144 | 0.944 | 1.231 | 1.131 | 2.43
US | United States | 38 | North Dakota | QKAS0001 | 2941 | MINOT AF MISSILE SITE J3 SITE # 1 | Air Force | 101 | Ward | 0530 | Carpio | 1.09 | 1.06 | 0.907 | 1.131 | 1.131 | 1.144 | 0.944 | 1.231 | 1.131 | 2.43
US | United States | 38 | North Dakota | QKAQ0001 | 2939 | MINOT AF MISSILE SITE J1 SITE # 1 | Air Force | 101 | Ward | 0820 | Donnybrook | 1.09 | 1.06 | 0.907 | 1.131 | 1.131 | 1.144 | 0.944 | 1.231 | 1.131 | 2.43
US | United States | 38 | North Dakota | QKBA0001 | 2949 | MINOT AF MISSILE SITE J11 SITE # 1 | Air Force | 101 | Ward | 0820 | Donnybrook | 1.09 | 1.06 | 0.907 | 1.131 | 1.131 | 1.144 | 0.944 | 1.231 | 1.131 | 2.43
US | United States | 38 | North Dakota | QKBB0001 | 2950 | MINOT AF MISSILE SITE K1 SITE # 1 | Air Force | 101 | Ward | 0820 | Donnybrook | 1.09 | 1.06 | 0.907 | 1.131 | 1.131 | 1.144 | 0.944 | 1.231 | 1.131 | 2.43
US | United States | 38 | North Dakota | QKBE0001 | 2953 | MINOT AF MISSILE SITE K4 SITE # 1 | Air Force | 101 | Ward | 0820 | Donnybrook | 1.09 | 1.06 | 0.907 | 1.131 | 1.131 | 1.144 | 0.944 | 1.231 | 1.131 | 2.43
US | United States | 38 | North Dakota | QKBF0001 | 2954 | MINOT AF MISSILE SITE K5 SITE # 1 | Air Force | 101 | Ward | 0820 | Donnybrook | 1.09 | 1.06 | 0.907 | 1.131 | 1.131 | 1.144 | 0.944 | 1.231 | 1.131 | 2.43
US | United States | 38 | North Dakota | QKBG0001 | 2955 | MINOT AF MISSILE SITE K6 SITE # 1 | Air Force | 101 | Ward | 0820 | Donnybrook | 1.09 | 1.06 | 0.907 | 1.131 | 1.131 | 1.144 | 0.944 | 1.231 | 1.131 | 2.43
US | United States | 38 | North Dakota | QKCV0001 | 2978 | MINOT AF MISSILE SITE M7 SITE # 1 | Air Force | 101 | Ward | 0820 | Donnybrook | 1.09 | 1.06 | 0.907 | 1.131 | 1.131 | 1.144 | 0.944 | 1.231 | 1.131 | 2.43
US | United States | 38 | North Dakota | QJYF0001 | 2882 | MINOT AF MISSILE SITE D10 SITE # 1 | Air Force | 101 | Ward | 0830 | Douglas | 1.09 | 1.06 | 0.907 | 1.131 | 1.131 | 1.144 | 0.944 | 1.231 | 1.131 | 2.43
US | United States | 38 | North Dakota | QJYG0001 | 2883 | MINOT AF MISSILE SITE D11 SITE # 1 | Air Force | 101 | Ward | 0830 | Douglas | 1.09 | 1.06 | 0.907 | 1.131 | 1.131 | 1.144 | 0.944 | 1.231 | 1.131 | 2.43
US | United States | 38 | North Dakota | QJYX0001 | 2898 | MINOT AF MISSILE SITE F4 SITE # 1 | Air Force | 101 | Ward | 0830 | Douglas | 1.09 | 1.06 | 0.907 | 1.131 | 1.131 | 1.144 | 0.944 | 1.231 | 1.131 | 2.43
US | United States | 38 | North Dakota | QJYY0001 | 2899 | MINOT AF MISSILE SITE F5 SITE # 1 | Air Force | 101 | Ward | 0830 | Douglas | 1.09 | 1.06 | 0.907 | 1.131 | 1.131 | 1.144 | 0.944 | 1.231 | 1.131 | 2.43
US | United States | 38 | North Dakota | QKBC0001 | 2951 | MINOT AF MISSILE SITE K2 SITE # 1 | Air Force | 101 | Ward | 1640 | Kenmare | 1.09 | 1.06 | 0.907 | 1.131 | 1.131 | 1.144 | 0.944 | 1.231 | 1.131 | 2.43
US | United States | 38 | North Dakota | QKBD0001 | 2952 | MINOT AF MISSILE SITE K3 SITE # 1 | Air Force | 101 | Ward | 1640 | Kenmare | 1.09 | 1.06 | 0.907 | 1.131 | 1.131 | 1.144 | 0.944 | 1.231 | 1.131 | 2.43
US | United States | 38 | North Dakota | QKBL0001 | 2959 | MINOT AF MISSILE SITE K10 SITE # 1 | Air Force | 101 | Ward | 1640 | Kenmare | 1.09 | 1.06 | 0.907 | 1.131 | 1.131 | 1.144 | 0.944 | 1.231 | 1.131 | 2.43
US | United States | 38 | North Dakota | QKBM0001 | 2960 | MINOT AF MISSILE SITE K11 SITE # 1 | Air Force | 101 | Ward | 1640 | Kenmare | 1.09 | 1.06 | 0.907 | 1.131 | 1.131 | 1.144 | 0.944 | 1.231 | 1.131 | 2.43
US | United States | 38 | North Dakota | QKBS0001 | 2965 | MINOT AF MISSILE SITE L5 SITE # 1 | Air Force | 101 | Ward | 1640 | Kenmare | 1.09 | 1.06 | 0.907 | 1.131 | 1.131 | 1.144 | 0.944 | 1.231 | 1.131 | 2.43
US | United States | 38 | North Dakota | QKCW0001 | 2979 | MINOT AF MISSILE SITE M8 SITE # 1 | Air Force | 101 | Ward | 1640 | Kenmare | 1.09 | 1.06 | 0.907 | 1.131 | 1.131 | 1.144 | 0.944 | 1.231 | 1.131 | 2.43
US | United States | 38 | North Dakota | QKCX0001 | 2980 | MINOT AF MISSILE SITE M9 SITE # 1 | Air Force | 101 | Ward | 1640 | Kenmare | 1.09 | 1.06 | 0.907 | 1.131 | 1.131 | 1.144 | 0.944 | 1.231 | 1.131 | 2.43
US | United States | 38 | North Dakota | QJZC0001 | 2903 | MINOT AF MISSILE SITE F9 SITE # 1 | Air Force | 101 | Ward | 1980 | Makoti | 1.09 | 1.06 | 0.907 | 1.131 | 1.131 | 1.144 | 0.944 | 1.231 | 1.131 | 2.43
US | United States | 38 | North Dakota | QJZE0001 | 2905 | MINOT AF MISSILE SITE F11 SITE # 1 | Air Force | 101 | Ward | 1980 | Makoti | 1.09 | 1.06 | 0.907 | 1.131 | 1.131 | 1.144 | 0.944 | 1.231 | 1.131 | 2.43
US | United States | 38 | North Dakota | QJZJ0001 | 2909 | MINOT AF MISSILE SITE G4 SITE # 1 | Air Force | 101 | Ward | 1980 | Makoti | 1.09 | 1.06 | 0.907 | 1.131 | 1.131 | 1.144 | 0.944 | 1.231 | 1.131 | 2.43
US | United States | 38 | North Dakota | QJWF0001 | 2839 | MINOT ILS MIDDLE MARKER ANNEX SITE # 1 | Air Force | 101 | Ward | 2170 | Minot | 1.09 | 1.06 | 0.907 | 1.131 | 1.131 | 1.144 | 0.944 | 1.231 | 1.131 | 2.43
US | United States | 38 | North Dakota | 38637 | 6219 | MINOT AFRC | Army | 101 | Ward | 2170 | Minot | 1.09 | 1.06 | 0.907 | 1.131 | 1.131 | 1.144 | 0.944 | 1.231 | 1.131 | 2.43
US | United States | 38 | North Dakota | 38655 | 6220 | MINOT ARMED FORCES RESERVE CEN | Army | 101 | Ward | 2170 | Minot | 1.09 | 1.06 | 0.907 | 1.131 | 1.131 | 1.144 | 0.944 | 1.231 | 1.131 | 2.43
US | United States | 38 | North Dakota | 38B40 | 6221 | MINOT FMS | Army | 101 | Ward | 2170 | Minot | 1.09 | 1.06 | 0.907 | 1.131 | 1.131 | 1.144 | 0.944 | 1.231 | 1.131 | 2.43
US | United States | 38 | North Dakota | 38B41 | 6222 | MINOT FMS1 | Army | 101 | Ward | 2170 | Minot | 1.09 | 1.06 | 0.907 | 1.131 | 1.131 | 1.144 | 0.944 | 1.231 | 1.131 | 2.43
US | United States | 38 | North Dakota | 18081-10551 | 700710 | SE 1/4, SEC 30, T 157 N, R 80 W MINOT | Army | 101 | Ward | 2170 | Minot | 1.09 | 1.06
US | United States | 38 | North Dakota | 18081-10648 | 700807 | SEC32,T164N,R81W MINOT | Army | 101 | Ward | 2170 | Minot | 1.09 | 1.06
US | United States | 38 | North Dakota | 82387-11581 | 703692 | DAKOTA SQ MINOT | Army | 101 | Ward | 2170 | Minot | 1.09 | 1.06
US | United States | 38 | North Dakota | QJVF0001 | 2837 | MINOT AFB SITE # 1 | Air Force | 101 | Ward | 2172 | Minot AFB | 1.09 | 1.06 | 0.907 | 1.131 | 1.131 | 1.144 | 0.944 | 1.231 | 1.131 | 2.43
US | United States | 38 | North Dakota | QJYU0001 | 2895 | MINOT AF MISSILE SITE F1 SITE # 1 | Air Force | 101 | Ward | 2780 | Ryder | 1.09 | 1.06 | 0.907 | 1.131 | 1.131 | 1.144 | 0.944 | 1.231 | 1.131 | 2.43
US | United States | 38 | North Dakota | QJYV0001 | 2896 | MINOT AF MISSILE SITE F2 SITE # 1 | Air Force | 101 | Ward | 2780 | Ryder | 1.09 | 1.06 | 0.907 | 1.131 | 1.131 | 1.144 | 0.944 | 1.231 | 1.131 | 2.43
US | United States | 38 | North Dakota | QJYW0001 | 2897 | MINOT AF MISSILE SITE F3 SITE # 1 | Air Force | 101 | Ward | 2780 | Ryder | 1.09 | 1.06 | 0.907 | 1.131 | 1.131 | 1.144 | 0.944 | 1.231 | 1.131 | 2.43
US | United States | 38 | North Dakota | QJYZ0001 | 2900 | MINOT AF MISSILE SITE F6 SITE # 1 | Air Force | 101 | Ward | 2780 | Ryder | 1.09 | 1.06 | 0.907 | 1.131 | 1.131 | 1.144 | 0.944 | 1.231 | 1.131 | 2.43
US | United States | 38 | North Dakota | MAGS0001 | 2421 | MINOT AIR NATIONAL GUARD STATION SITE # 1 | Air Force | 101 | Ward | 9999 | Unknown | 1.09 | 1.06 | 0.907 | 1.131 | 1.131 | 1.144 | 0.944 | 1.231 | 1.131 | 2.43
US | United States | 38 | North Dakota | QJVM0001 | 2838 | MINOT COM SITE # 1 | Air Force | 101 | Ward | 9999 | Unknown | 1.09 | 1.06 | 0.907 | 1.131 | 1.131 | 1.144 | 0.944 | 1.231 | 1.131 | 2.43
US | United States | 38 | North Dakota | QJXF0001 | 2858 | MINOT AF MISSILE SITE B8 SITE # 1 | Air Force | 101 | Ward | 9999 | Unknown | 1.09 | 1.06 | 0.907 | 1.131 | 1.131 | 1.144 | 0.944 | 1.231 | 1.131 | 2.43
US | United States | 38 | North Dakota | QJXG0001 | 2859 | MINOT AF MISSILE SITE B9 SITE # 1 | Air Force | 101 | Ward | 9999 | Unknown | 1.09 | 1.06 | 0.907 | 1.131 | 1.131 | 1.144 | 0.944 | 1.231 | 1.131 | 2.43
US | United States | 38 | North Dakota | QJXH0001 | 2860 | MINOT AF MISSILE SITE B10 SITE # 1 | Air Force | 101 | Ward | 9999 | Unknown | 1.09 | 1.06 | 0.907 | 1.131 | 1.131 | 1.144 | 0.944 | 1.231 | 1.131 | 2.43
US | United States | 38 | North Dakota | QJXX0001 | 2874 | MINOT AF MISSILE SITE D2 SITE # 1 | Air Force | 101 | Ward | 9999 | Unknown | 1.09 | 1.06 | 0.907 | 1.131 | 1.131 | 1.144 | 0.944 | 1.231 | 1.131 | 2.43
US | United States | 38 | North Dakota | QJXY0001 | 2875 | MINOT AF MISSILE SITE D3 SITE # 1 | Air Force | 101 | Ward | 9999 | Unknown | 1.09 | 1.06 | 0.907 | 1.131 | 1.131 | 1.144 | 0.944 | 1.231 | 1.131 | 2.43
US | United States | 38 | North Dakota | QJZH0001 | 2908 | MINOT AF MISSILE SITE G3 SITE # 1 | Air Force | 101 | Ward | 9999 | Unknown | 1.09 | 1.06 | 0.907 | 1.131 | 1.131 | 1.144 | 0.944 | 1.231 | 1.131 | 2.43
US | United States | 38 | North Dakota | QJZK0001 | 2910 | MINOT AF MISSILE SITE G5 SITE # 1 | Air Force | 101 | Ward | 9999 | Unknown | 1.09 | 1.06 | 0.907 | 1.131 | 1.131 | 1.144 | 0.944 | 1.231 | 1.131 | 2.43
US | United States | 38 | North Dakota | 38B90 | 7629 | TS WILLISTON | Army | 105 | Williams | 3350 | Williston | 1.04 | 1 | 0.907 | 1.131 | 1.131 | 1.144 | 0.944 | 1.231 | 1.131 | 2.43
US | United States | 38 | North Dakota | 38B85 | 7924 | WILLISTON ARMORY | Army | 105 | Williams | 3350 | Williston | 1.04 | 1 | 0.907 | 1.131 | 1.131 | 1.144 | 0.944 | 1.231 | 1.131 | 2.43
US | United States | 38 | North Dakota | 38B86 | 7925 | WILLISTON MOTOR POOL | Army | 105 | Williams | 3350 | Williston | 1.04 | 1 | 0.907 | 1.131 | 1.131 | 1.144 | 0.944 | 1.231 | 1.131 | 2.43
US | United States | 39 | Ohio | 39893 | 3629 | (1LT G.N. FAZE) USARC | Army | 003 | Allen | 4220 | Lima | 0.92 | 0.93 | 1.071 | 1.131 | 1.131 | 0.824 | 0.667 | 1.846 | 1.131 | 2.016
US | United States | 39 | Ohio | 39C55 | 5902 | LIMA | Army | 003 | Allen | 4220 | Lima | 0.92 | 0.93 | 1.071 | 1.131 | 1.131 | 0.824 | 0.667 | 1.846 | 1.131 | 2.016
US | United States | 39 | Ohio | 39335 | 7665 | US ARMY JOINT SYS MFG CTR,LIMA | Army | 003 | Allen | 4220 | Lima | 0.92 | 0.93 | 1.071 | 1.131 | 1.131 | 0.824 | 0.667 | 1.846 | 1.131 | 2.016
US | United States | 39 | Ohio | 39A25 | 3862 | ASHLAND | Army | 005 | Ashland | 0310 | Ashland | 0.92 | 0.93 | 1.071 | 1.131 | 1.131 | 0.824 | 0.667 | 1.846 | 1.131 | 2.016
US | United States | 39 | Ohio | 70132-10314 | 701585 | 2700 SILVER FOX TRAI ASHLAND | Army | 005 | Ashland | 0310 | Ashland | 0.92 | 0.93
US | United States | 39 | Ohio | 82387-13255 | 705364 | W MAIN ST ASHLAND | Army | 005 | Ashland | 0310 | Ashland | 0.92 | 0.93
US | United States | 39 | Ohio | 39A30 | 3868 | ASHTABULA | Army | 007 | Ashtabula | 0330 | Ashtabula | 0.92 | 0.93 | 1.071 | 1.171 | 1.171 | 0.824 | 0.667 | 1.846 | 1.171 | 2.016
US | United States | 39 | Ohio | 82387-13302 | 705411 | W PROSPECT RD ASHTABULA | Army | 007 | Ashtabula | 0330 | Ashtabula | 0.92 | 0.93
US | United States | 39 | Ohio | 82387-11762 | 703873 | E STATE ST ATHENS | Army | 009 | Athens | 0360 | Athens | 0.92 | 0.93
US | United States | 39 | Ohio | 39E15 | 7397 | ST MARYS | Army | 011 | Auglaize | 7240 | St. Marys | 0.92 | 0.93 | 1.071 | 1.131 | 1.131 | 0.824 | 0.667 | 1.846 | 1.131 | 2.016
US | United States | 39 | Ohio | 39815 | 3988 | BELMONT COUNTY MEMORIAL USARC | Army | 013 | Belmont | 0580 | Bellaire | 0.92 | 0.93 | 1.071 | 1.131 | 1.131 | 0.824 | 0.667 | 1.846 | 1.131 | 2.016
US | United States | 39 | Ohio | 82387-12492 | 704602 | NATIONAL RD ST CLAIRSVILLE | Army | 013 | Belmont | 7200 | St. Clairsville | 0.92 | 0.93
US | United States | 39 | Ohio | 39C15 | 5329 | HAMILTON | Army | 017 | Butler | 3260 | Hamilton | 0.92 | 0.93 | 1.071 | 1.131 | 1.131 | 0.824 | 0.667 | 1.846 | 1.131 | 2.016
US | United States | 39 | Ohio | 70132-10588 | 701859 | 6416 SARA CT. HAMILTON | Army | 017 | Butler | 3260 | Hamilton | 0.92 | 0.93
US | United States | 39 | Ohio | 82387-11234 | 703345 | 877 NW WASHINGTON BLVD HAMILTON | Army | 017 | Butler | 3260 | Hamilton | 0.92 | 0.93
US | United States | 39 | Ohio | 39D10 | 6187 | MIDDLETOWN | Army | 017 | Butler | 5010 | Middletown | 0.92 | 0.93 | 1.071 | 1.178 | 1.178 | 0.824 | 0.667 | 1.846 | 1.178 | 2.016
US | United States | 39 | Ohio | 82387-11084 | 703195 | 6581 TERHUNE DRIVE MIDDLETOWN | Army | 017 | Butler | 5010 | Middletown | 0.92 | 0.93
US | United States | 39 | Ohio | 39355 | 6677 | OXFORD | Army | 017 | Butler | 6310 | Oxford | 0.92 | 0.93 | 1.071 | 1.178 | 1.178 | 0.824 | 0.667 | 1.846 | 1.178 | 2.016
US | United States | 39 | Ohio | WAAR0001 | 3307 | SPRINGFIELD BECKLEY SITE # 1 | Air Force | 023 | Clark | 7800 | Springfield | 0.93 | 0.94 | 1.071 | 1.152 | 1.152 | 0.824 | 0.667 | 1.846 | 1.152 | 2.016
US | United States | 39 | Ohio | 39955 | 3651 | SFC MORGAN L. DOWNS USARC | Army | 023 | Clark | 7800 | Springfield | 0.93 | 0.94 | 1.071 | 1.152 | 1.152 | 0.824 | 0.667 | 1.846 | 1.152 | 2.016
US | United States | 39 | Ohio | 39E10 | 7349 | SPRINGFIELD | Army | 023 | Clark | 7800 | Springfield | 0.93 | 0.94 | 1.071 | 1.152 | 1.152 | 0.824 | 0.667 | 1.846 | 1.152 | 2.016
US | United States | 39 | Ohio | 82387-12404 | 704514 | N LIMESTONE ST SPRINGFIELD | Army | 023 | Clark | 7800 | Springfield | 0.93 | 0.94
US | United States | 39 | Ohio | 82387-13299 | 705408 | W PLANE ST BETHEL | Army | 025 | Clermont | 0750 | Bethel | 0.92 | 0.93
US | United States | 39 | Ohio | 39190 | 4934 | FELICITY | Army | 025 | Clermont | 2600 | Felicity | 0.92 | 0.93 | 1.071 | 1.178 | 1.178 | 0.824 | 0.667 | 1.846 | 1.178 | 2.016
US | United States | 39 | Ohio | 82387-12730 | 704840 | ROMBACH AVE WILMINGTON | Army | 027 | Clinton | 9040 | Wilmington | 0.92 | 0.93
US | United States | 39 | Ohio | 82387-13018 | 705128 | STATE RTE 170 EAST LIVERPOOL | Army | 029 | Columbiana | 2360 | East Liverpool | 0.92 | 0.93
US | United States | 39 | Ohio | 82387-11765 | 703876 | E STATE ST SALEM | Army | 029 | Columbiana | 7260 | Salem | 0.92 | 0.93
US | United States | 39 | Ohio | 39B68 | 4560 | COSHOCTON | Army | 031 | Coshocton | 1920 | Coshocton | 0.92 | 0.93 | 1.071 | 1.131 | 1.131 | 0.824 | 0.667 | 1.846 | 1.131 | 2.016
US | United States | 39 | Ohio | 82387-12463 | 704573 | N SANDUSKY AVE BUCYRUS | Army | 033 | Crawford | 1130 | Bucyrus | 0.92 | 0.93
US | United States | 39 | Ohio | 39857 | 3681 | 2LT WM S HUISMAN USARC | Army | 035 | Cuyahoga | 0530 | Beachwood | 0.92 | 0.93 | 1.071 | 1.131 | 1.131 | 0.824 | 0.667 | 1.846 | 1.131 | 2.016
US | United States | 39 | Ohio | 82387-11381 | 703492 | BEREA COMMONS BEREA | Army | 035 | Cuyahoga | 0710 | Berea | 0.92 | 0.93
US | United States | 39 | Ohio | 70132-10687 | 701958 | 8783 BROADVIEW ROAD BROADVIEW HEIGHTS | Army | 035 | Cuyahoga | 1020 | Broadview Hts | 0.92 | 0.93
US | United States | 39 | Ohio | M68479-0022 | 123 | BROOK PARK OH MCRC | Marine Corps | 035 | Cuyahoga | 1050 | Brook Park | 0.92 | 0.93 | 1.071 | 1.171 | 1.171 | 0.824 | 0.667 | 1.846 | 1.171 | 2.016
US | United States | 39 | Ohio | 39B40 | 4456 | CLEVELAND | Army | 035 | Cuyahoga | 1050 | Brook Park | 0.92 | 0.93 | 1.071 | 1.131 | 1.131 | 0.824 | 0.667 | 1.846 | 1.131 | 2.016
US | United States | 39 | Ohio | 70132-10590 | 701861 | 6444 ELMDALE ROAD BROOKPARK | Army | 035 | Cuyahoga | 1050 | Brook Park | 0.92 | 0.93
US | United States | 39 | Ohio | 39B00 | 4371 | CHAGRIN FALLS | Army | 035 | Cuyahoga | 1470 | Chagrin Falls | 0.92 | 0.93 | 1.071 | 1.171 | 1.171 | 0.824 | 0.667 | 1.846 | 1.171 | 2.016
US | United States | 39 | Ohio | N00128-AB | 575 | BRATENAHL | Navy | 035 | Cuyahoga | 1680 | Cleveland | 0.92 | 0.93 | 1.071 | 1.171 | 1.171 | 0.824 | 0.667 | 1.846 | 1.171 | 2.016
US | United States | 39 | Ohio | N00128-CL | 580 | NAVOPSPTCEN CLEVELAND | Navy | 035 | Cuyahoga | 1680 | Cleveland | 0.92 | 0.93 | 1.071 | 1.171 | 1.171 | 0.824 | 0.667 | 1.846 | 1.171 | 2.016
US | United States | 39 | Ohio | 3967B | 4156 | BROOKLYN USARC | Army | 035 | Cuyahoga | 1680 | Cleveland | 0.92 | 0.93 | 1.071 | 1.131 | 1.131 | 0.824 | 0.667 | 1.846 | 1.131 | 2.016
US | United States | 39 | Ohio | 39B35 | 4459 | CLEVELAND GREEN ROAD | Army | 035 | Cuyahoga | 1680 | Cleveland | 0.92 | 0.93 | 1.071 | 1.131 | 1.131 | 0.824 | 0.667 | 1.846 | 1.131 | 2.016
US | United States | 39 | Ohio | 39925 | 5736 | KINGSTON H. MOTE USARC | Army | 035 | Cuyahoga | 1680 | Cleveland | 0.92 | 0.93 | 1.071 | 1.131 | 1.131 | 0.824 | 0.667 | 1.846 | 1.131 | 2.016
US | United States | 39 | Ohio | 82387-10176 | 702287 | 1240 E. 9TH STREET CLEVELAND | Army | 035 | Cuyahoga | 1680 | Cleveland | 0.92 | 0.93
US | United States | 39 | Ohio | 82387-10177 | 702288 | 1240 E. NINTH STREET CLEVELAND | Army | 035 | Cuyahoga | 1680 | Cleveland | 0.92 | 0.93
US | United States | 39 | Ohio | 710326 | 710326 | 1240 E 9TH ST CLEVELAND | Army | 035 | Cuyahoga | 1680 | Cleveland | 0.92 | 0.93
US | United States | 39 | Ohio | 710331 | 710331 | 8110 WHITEHAVEN PARMA | Army | 035 | Cuyahoga | 1680 | Cleveland | 0.92 | 0.93
US | United States | 39 | Ohio | 710606 | 710606 | 3207 ROCKY RIVER DRIVE CLEVELAND | Army | 035 | Cuyahoga | 1680 | Cleveland | 0.92 | 0.93
US | United States | 39 | Ohio | 711110 | 711110 | 20637 EMERALD PARKWAY CLEVELAND | Army | 035 | Cuyahoga | 1680 | Cleveland | 0.92 | 0.93
US | United States | 39 | Ohio | 711134 | 711134 | PLUM BROOK STATION CLEVELAND | Army | 035 | Cuyahoga | 1680 | Cleveland | 0.92 | 0.93
US | United States | 39 | Ohio | 70132-10136 | 701407 | 1366 ARDOON STREET CLEVELAND HEIGHTS | Army | 035 | Cuyahoga | 1690 | Cleveland Hts | 0.92 | 0.93
US | United States | 39 | Ohio | 82387-12244 | 704354 | MAYFIELD RD CLEVELAND HEIGHTS | Army | 035 | Cuyahoga | 1690 | Cleveland Hts | 0.92 | 0.93
US | United States | 39 | Ohio | 710614 | 710614 | 1144 HASELTON ROAD CLEVELAND HEIGHTS | Army | 035 | Cuyahoga | 1690 | Cleveland Hts | 0.92 | 0.93
US | United States | 39 | Ohio | 82387-11824 | 703935 | EUCLID AVE EUCLID | Army | 035 | Cuyahoga | 2520 | Euclid | 0.92 | 0.93
US | United States | 39 | Ohio | 82387-11606 | 703717 | DETROIT LAKEWOOD | Army | 035 | Cuyahoga | 4040 | Lakewood | 0.92 | 0.93
US | United States | 39 | Ohio | 710293 | 710293 | 1564 CORDOVA AVE. LAKEWOOD | Army | 035 | Cuyahoga | 4040 | Lakewood | 0.92 | 0.93
US | United States | 39 | Ohio | 82387-12985 | 705095 | SOUTHGATE MAPLE HEIGHTS | Army | 035 | Cuyahoga | 4685 | Maple Heights | 0.92 | 0.93
US | United States | 39 | Ohio | 70132-10100 | 701371 | 1217 GOLDEN GATE BLV MAYFIELD HEIGHTS | Army | 035 | Cuyahoga | 4860 | Mayfield | 0.92 | 0.93
US | United States | 39 | Ohio | 710440 | 710440 | 1190 EASTWOOD AVE MAYFIELD HEIGHTS | Army | 035 | Cuyahoga | 4870 | Mayfield Hts | 0.92 | 0.93
US | United States | 39 | Ohio | 82387-11126 | 703237 | 7123 PEARL ROAD MIDDLEBURG HEIGHTS | Army | 035 | Cuyahoga | 4970 | Middleburg Heights | 0.92 | 0.93
US | United States | 39 | Ohio | 82387-11135 | 703246 | 7261 ENGLE RD MIDDLEBURG HEIGHTS | Army | 035 | Cuyahoga | 4970 | Middleburg Heights | 0.92 | 0.93
US | United States | 39 | Ohio | 82387-12157 | 704267 | LUCERNE DR MIDDLEBURG HEIGHTS | Army | 035 | Cuyahoga | 4970 | Middleburg Heights | 0.92 | 0.93
US | United States | 39 | Ohio | 70132-10475 | 701746 | 4438 WEST RANCHVIEW NORTH OLMSTED | Army | 035 | Cuyahoga | 6000 | North Olmsted | 0.92 | 0.93
US | United States | 39 | Ohio | 82387-11949 | 704060 | GREAT NORTHERN NORTH OLMSTED | Army | 035 | Cuyahoga | 6000 | North Olmsted | 0.92 | 0.93
US | United States | 39 | Ohio | 70132-10710 | 701981 | 9496 MADISON NORTH ROYALTON | Army | 035 | Cuyahoga | 6040 | North Royalton | 0.92 | 0.93
US | United States | 39 | Ohio | 710329 | 710329 | 14547 CROSS CREEK LA N. ROYALTON | Army | 035 | Cuyahoga | 6040 | North Royalton | 0.92 | 0.93
US | United States | 39 | Ohio | 70132-10420 | 701691 | 3811 SNOW ROAD PARMA | Army | 035 | Cuyahoga | 6360 | Parma | 0.92 | 0.93
US | United States | 39 | Ohio | 82387-12629 | 704739 | PEARL RD PARMA HEIGHTS | Army | 035 | Cuyahoga | 6370 | Parma Heights | 0.92 | 0.93
US | United States | 39 | Ohio | 70132-10413 | 701684 | 3715 WARRENSVILLE CE SHAKER HEIGHTS | Army | 035 | Cuyahoga | 7420 | Shaker Heights | 0.92 | 0.93
US | United States | 39 | Ohio | 70132-10198 | 701469 | 17753 DRAKE ROAD STRONGSVILLE | Army | 035 | Cuyahoga | 7880 | Strongsville | 0.92 | 0.93
US | United States | 39 | Ohio | 710481 | 710481 | 3875 WARRENVILLE CEN WARRENVILLE HTS. | Army | 035 | Cuyahoga | 8537 | Warrensville | 0.92 | 0.93
US | United States | 39 | Ohio | 39C10 | 5284 | GREENVILLE | Army | 037 | Darke | 3180 | Greenville | 0.92 | 0.93 | 1.071 | 1.131 | 1.131 | 0.824 | 0.667 | 1.846 | 1.131 | 2.016
US | United States | 39 | Ohio | 39D65 | 6805 | PIQUA | Army | 037 | Darke | 5720 | New Madison | 0.92 | 0.93 | 1.071 | 1.131 | 1.131 | 0.824 | 0.667 | 1.846 | 1.131 | 2.016
US | United States | 39 | Ohio | 82387-11847 | 703958 | FIFTH ST DEFIANCE | Army | 039 | Defiance | 2130 | Defiance | 0.92 | 0.93
US | United States | 39 | Ohio | 39B80 | 4689 | DELAWARE | Army | 041 | Delaware | 2150 | Delaware | 0.92 | 0.93 | 1.071 | 1.158 | 1.158 | 0.824 | 0.667 | 1.846 | 1.158 | 2.016
US | United States | 39 | Ohio | 39870 | 4690 | DELAWARE MEMORIAL USARC | Army | 041 | Delaware | 2150 | Delaware | 0.92 | 0.93 | 1.071 | 1.158 | 1.158 | 0.824 | 0.667 | 1.846 | 1.158 | 2.016
US | United States | 39 | Ohio | 70132-10167 | 701438 | 153 BINGHAM CIRCLE DELAWARE | Army | 041 | Delaware | 2150 | Delaware | 0.92 | 0.93
US | United States | 39 | Ohio | 70132-10306 | 701577 | 262 PINECREST DELAWARE | Army | 041 | Delaware | 2150 | Delaware | 0.92 | 0.93
US | United States | 39 | Ohio | 82387-12866 | 704976 | S SANDUSKY DELAWARE | Army | 041 | Delaware | 2150 | Delaware | 0.92 | 0.93
US | United States | 39 | Ohio | 70132-10286 | 701557 | 2425 BREATHSTONE POWELL | Army | 041 | Delaware | 6740 | Powell | 0.92 | 0.93
US | United States | 39 | Ohio | 711122 | 711122 | 2401 WORTHINGWOODS B POWELL | Army | 041 | Delaware | 6740 | Powell | 0.92 | 0.93
US | United States | 39 | Ohio | 39954 | 3634 | (COONEY USARC/AMSA #165 S-S) | Army | 043 | Erie | 5060 | Milan | 0.92 | 0.93 | 1.071 | 1.131 | 1.131 | 0.824 | 0.667 | 1.846 | 1.131 | 2.016
US | United States | 39 | Ohio | TJUW0001 | 3162 | PLUMBROOK STATION SITE # 1 | Air Force | 043 | Erie | 7290 | Sandusky | 0.92 | 0.93 | 1.071 | 1.131 | 1.131 | 0.824 | 0.667 | 1.846 | 1.131 | 2.016
US | United States | 39 | Ohio | 39D95 | 7163 | SANDUSKY | Army | 043 | Erie | 7290 | Sandusky | 0.92 | 0.93 | 1.071 | 1.131 | 1.131 | 0.824 | 0.667 | 1.846 | 1.131 | 2.016
US | United States | 39 | Ohio | 82387-13296 | 705405 | W PERKINS AVE SANDUSKY | Army | 043 | Erie | 7290 | Sandusky | 0.92 | 0.93
US | United States | 39 | Ohio | 82387-10170 | 702281 | 123 S BROAD ST LANCASTER | Army | 045 | Fairfield | 4050 | Lancaster | 0.92 | 0.93
US | United States | 39 | Ohio | 82387-12432 | 704542 | N MEMORIAL DR LANCASTER | Army | 045 | Fairfield | 4050 | Lancaster | 0.92 | 0.93
US | United States | 39 | Ohio | 70132-10079 | 701350 | 116 ROLLING MEADOWS PICKERINGTON | Army | 045 | Fairfield | 6520 | Pickerington | 0.92 | 0.93
US | United States | 39 | Ohio | 710133 | 710133 | 494 PRUDEN PICKERINGTON | Army | 045 | Fairfield | 6520 | Pickerington | 0.92 | 0.93
US | United States | 39 | Ohio | 710164 | 710164 | 12415 BENTWOOD PICKERINGTON | Army | 045 | Fairfield | 6520 | Pickerington | 0.92 | 0.93
US | United States | 39 | Ohio | 710661 | 710661 | 2895 WAXEN CT REYNOLDSBURG | Army | 045 | Fairfield | 6520 | Pickerington | 0.92 | 0.93
US | United States | 39 | Ohio | 710662 | 710662 | 430 SYCAMORE CREEK S PICKERINGTON | Army | 045 | Fairfield | 6520 | Pickerington | 0.92 | 0.93
US | United States | 39 | Ohio | 39880 | 7517 | TAYLOR STATION ROAD USARC | Army | 049 | Franklin | 0793 | Blacklick | 0.92 | 0.93 | 1.071 | 1.158 | 1.158 | 0.824 | 0.667 | 1.846 | 1.158 | 2.016
US | United States | 39 | Ohio | 710130 | 710130 | 1228 WALKER SPRINGS BLACKLICK | Army | 049 | Franklin | 0793 | Blacklick | 0.92 | 0.93
US | United States | 39 | Ohio | 710134 | 710134 | 1389 PANSY STREET BLACKLICK | Army | 049 | Franklin | 0793 | Blacklick | 0.92 | 0.93
US | United States | 39 | Ohio | 710474 | 710474 | 1357 PHLOX AVE BLACKLICK | Army | 049 | Franklin | 0793 | Blacklick | 0.92 | 0.93
US | United States | 39 | Ohio | N00128-CO | 832 | NAVOPSPTCEN COLUMBUS OH | Navy | 049 | Franklin | 1800 | Columbus | 0.92 | 0.93 | 1.071 | 1.158 | 1.158 | 0.824 | 0.667 | 1.846 | 1.158 | 2.016
US | United States | 39 | Ohio | 39997 | 3574 | DSCC ARNG SUPPORT CENTER | Army | 049 | Franklin | 1800 | Columbus | 0.92 | 0.93 | 1.071 | 1.158 | 1.158 | 0.824 | 0.667 | 1.846 | 1.158 | 2.016
US | United States | 39 | Ohio | 39887 | 3687 | 83D DIV MEMORIAL USARC/AMSA | Army | 049 | Franklin | 1800 | Columbus | 0.92 | 0.93 | 1.071 | 1.158 | 1.158 | 0.824 | 0.667 | 1.846 | 1.158 | 2.016
US | United States | 39 | Ohio | 39B62 | 3976 | BEIGHTLER ARMORY | Army | 049 | Franklin | 1800 | Columbus | 0.92 | 0.93 | 1.071 | 1.158 | 1.158 | 0.824 | 0.667 | 1.846 | 1.158 | 2.016
US | United States | 39 | Ohio | 39B50 | 4515 | COLUMBUS (SULLIVANT) | Army | 049 | Franklin | 1800 | Columbus | 0.92 | 0.93 | 1.071 | 1.158 | 1.158 | 0.824 | 0.667 | 1.846 | 1.158 | 2.016
US | United States | 39 | Ohio | 39B55 | 4516 | COLUMBUS (HOWEY) | Army | 049 | Franklin | 1800 | Columbus | 0.92 | 0.93 | 1.071 | 1.158 | 1.158 | 0.824 | 0.667 | 1.846 | 1.158 | 2.016
US | United States | 39 | Ohio | 39225 | 4685 | DEFENSE SUPPLY CENTER COLUMBUS | Army | 049 | Franklin | 1800 | Columbus | 0.92 | 0.93 | 1.071 | 1.158 | 1.158 | 0.824 | 0.667 | 1.846 | 1.158 | 2.016
US | United States | 39 | Ohio | 39996 | 4765 | DSCC BLDG 24 | Army | 049 | Franklin | 1800 | Columbus | 0.92 | 0.93 | 1.071 | 1.158 | 1.158 | 0.824 | 0.667 | 1.846 | 1.158 | 2.016
US | United States | 39 | Ohio | 39220 | 5121 | FT HAYES MEMORIAL USARC | Army | 049 | Franklin | 1800 | Columbus | 0.92 | 0.93 | 1.071 | 1.158 | 1.158 | 0.824 | 0.667 | 1.846 | 1.158 | 2.016
US | United States | 39 | Ohio | 39356 | 7004 | RICKENBACKER (MTA) | Army | 049 | Franklin | 1800 | Columbus | 0.92 | 0.93 | 1.071 | 1.158 | 1.158 | 0.824 | 0.667 | 1.846 | 1.158 | 2.016
US | United States | 39 | Ohio | 39865 | 7005 | RICKENBACKER USARC | Army | 049 | Franklin | 1800 | Columbus | 0.92 | 0.93 | 1.071 | 1.158 | 1.158 | 0.824 | 0.667 | 1.846 | 1.158 | 2.016
US | United States | 39 | Ohio | 39860 | 7881 | WHITEHALL MEMORIAL USARC | Army | 049 | Franklin | 1800 | Columbus | 0.92 | 0.93 | 1.071 | 1.158 | 1.158 | 0.824 | 0.667 | 1.846 | 1.158 | 2.016
US | United States | 39 | Ohio | 39296 | 167756 | DSCC AFRC COLUMBUS | Army | 049 | Franklin | 1800 | Columbus | 0.92 | 0.93
US | United States | 39 | Ohio | 82387-10436 | 702547 | 200 NORTH HIGH STREET COLUMBUS | Army | 049 | Franklin | 1800 | Columbus | 0.92 | 0.93
US | United States | 39 | Ohio | 82387-10762 | 702873 | 3481 SOUTH HIGH STREET COLUMBUS | Army | 049 | Franklin | 1800 | Columbus | 0.92 | 0.93
US | United States | 39 | Ohio | 82387-11434 | 703545 | BUILDING 1013 COLUMBUS | Army | 049 | Franklin | 1800 | Columbus | 0.92 | 0.93
US | United States | 39 | Ohio | 82387-11618 | 703729 | DUBLIN RD COLUMBUS | Army | 049 | Franklin | 1800 | Columbus | 0.92 | 0.93
US | United States | 39 | Ohio | 82387-11718 | 703829 | E MAIN ST COLUMBUS | Army | 049 | Franklin | 1800 | Columbus | 0.92 | 0.93
US | United States | 39 | Ohio | 82387-11886 | 703997 | FRANKSWAY COLUMBUS | Army | 049 | Franklin | 1800 | Columbus | 0.92 | 0.93
US | United States | 39 | Ohio | 82387-12388 | 704498 | N HIGH ST COLUMBUS | Army | 049 | Franklin | 1800 | Columbus | 0.92 | 0.93
US | United States | 39 | Ohio | 82387-12995 | 705105 | SPRING & PEARL STS COLUMBUS | Army | 049 | Franklin | 1800 | Columbus | 0.92 | 0.93
US | United States | 39 | Ohio | 82387-13203 | 705312 | W BROAD ST COLUMBUS | Army | 049 | Franklin | 1800 | Columbus | 0.92 | 0.93
US | United States | 39 | Ohio | 82387-13204 | 705313 | W BROAD ST COLUMBUS 2 | Army | 049 | Franklin | 1800 | Columbus | 0.92 | 0.93
US | United States | 39 | Ohio | 82387-11007 | 703118 | 5871 SAWMILL ROAD DUBLIN | Army | 049 | Franklin | 2270 | Dublin | 0.92 | 0.93
US | United States | 39 | Ohio | 82387-12697 | 704807 | REFLECTIONS DR DUBLIN | Army | 049 | Franklin | 2270 | Dublin | 0.92 | 0.93
US | United States | 39 | Ohio | 710441 | 710441 | 7748 SAWMILL ROAD DUBLIN | Army | 049 | Franklin | 2270 | Dublin | 0.92 | 0.93
US | United States | 39 | Ohio | 710666 | 710666 | 8603 ROSCOE PLACE DUBLIN | Army | 049 | Franklin | 2270 | Dublin | 0.92 | 0.93
US | United States | 39 | Ohio | 710668 | 710668 | 6115 INNOVATION DRIV DUBLIN | Army | 049 | Franklin | 2270 | Dublin | 0.92 | 0.93
US | United States | 39 | Ohio | 70132-10755 | 702026 | MEADOW GREEN CIR GAHANNA | Army | 049 | Franklin | 2780 | Gahanna | 0.92 | 0.93
US | United States | 39 | Ohio | 710155 | 710155 | 775 TAYLOR ROAD GAHANNA | Army | 049 | Franklin | 2780 | Gahanna | 0.92 | 0.93
US | United States | 39 | Ohio | 710019 | 710019 | 6121 TURVEY LOOP HILLIARD | Army | 049 | Franklin | 3500 | Hilliard | 0.92 | 0.93
US | United States | 39 | Ohio | 710491 | 710491 | 2258 YAGGER BAY HILLIARD | Army | 049 | Franklin | 3500 | Hilliard | 0.92 | 0.93
US | United States | 39 | Ohio | 710966 | 710966 | 3822 CARRIAGE RUN DR HILLIARD | Army | 049 | Franklin | 3500 | Hilliard | 0.92 | 0.93
US | United States | 39 | Ohio | 710171 | 710171 | 3164 FAYBURROW REYNOLDSBURG | Army | 049 | Franklin | 6890 | Reynoldsburg | 0.92 | 0.93
US | United States | 39 | Ohio | 70132-10409 | 701680 | 3688 BOGATA DRIVE WESTERVILLE | Army | 049 | Franklin | 8730 | Westerville | 0.92 | 0.93
US | United States | 39 | Ohio | 82387-13373 | 705482 | WESTERVIEW DR WESTERVILLE | Army | 049 | Franklin | 8730 | Westerville | 0.92 | 0.93
US | United States | 39 | Ohio | 710338 | 710338 | 86 CHAUCER CT. WORTHINGTON | Army | 049 | Franklin | 9150 | Worthington | 0.92 | 0.93
US | United States | 39 | Ohio | NLZG0001 | 2499 | RICKENBACKER SITE # 1 | Air Force | 049 | Franklin | 9999 | Unknown | 0.92 | 0.93 | 1.071 | 1.158 | 1.158 | 0.824 | 0.667 | 1.846 | 1.158 | 2.016
US | United States | 39 | Ohio | 82387-11603 | 703714 | DEPOT VILLAGE WAUSEON | Army | 051 | Fulton | 8600 | Wauseon | 0.92 | 0.93
US | United States | 39 | Ohio | 82387-12931 | 705041 | SECOND AVE GALLIPOLIS | Army | 053 | Gallia | 2810 | Gallipolis | 0.92 | 0.93
US | United States | 39 | Ohio | 82387-12674 | 704784 | PRESIDENTIAL DR FAIRBORN | Army | 057 | Greene | 2530 | Fairborn | 0.93 | 0.94
US | United States | 39 | Ohio | ZHTV0001 | 3530 | WRIGHT-PATT SITE # 1 | Air Force | 057 | Greene | 9165 | Wright-Patterson AFB | 0.93 | 0.94 | 1.071 | 1.158 | 1.158 | 0.824 | 0.667 | 1.846 | 1.158 | 2.016
US | United States | 39 | Ohio | 39E90 | 7981 | XENIA | Army | 057 | Greene | 9180 | Xenia | 0.93 | 0.94 | 1.071 | 1.152 | 1.152 | 0.824 | 0.667 | 1.846 | 1.152 | 2.016
US | United States | 39 | Ohio | 82387-13419 | 705528 | XENIA TOWNE SQ XENIA | Army | 057 | Greene | 9180 | Xenia | 0.93 | 0.94
US | United States | 39 | Ohio | 82387-13409 | 705518 | WOODLAWN CAMBRIDGE | Army | 059 | Guernsey | 1260 | Cambridge | 0.92 | 0.93
US | United States | 39 | Ohio | BVGM0001 | 1493 | BLUE ASH ANG STN SITE # 1 | Air Force | 061 | Hamilton | 0855 | Blue Ash | 0.92 | 0.93 | 1.071 | 1.178 | 1.178 | 0.824 | 0.667 | 1.846 | 1.178 | 2.016
US | United States | 39 | Ohio | 18081-10034 | 700193 | 10649 MCKINLEY RD BLUE ASH | Army | 061 | Hamilton | 0855 | Blue Ash | 0.92 | 0.93
US | United States | 39 | Ohio | N00128-CI | 831 | NAVOPSPTCEN CINCINNATI | Navy | 061 | Hamilton | 1610 | Cincinnati | 0.92 | 0.93 | 1.071 | 1.178 | 1.178 | 0.824 | 0.667 | 1.846 | 1.178 | 2.016
US | United States | 39 | Ohio | DTWB0001 | 1592 | CINCINNATI DEFENSE FUEL SUPPORT POINT SITE # 1 | Air Force | 061 | Hamilton | 1610 | Cincinnati | 0.92 | 0.93 | 1.071 | 1.178 | 1.178 | 0.824 | 0.667 | 1.846 | 1.178 | 2.016
US | United States | 39 | Ohio | 39846 | 3633 | (COL DUDLEY M OUTCALT) USARC | Army | 061 | Hamilton | 1610 | Cincinnati | 0.92 | 0.93 | 1.071 | 1.178 | 1.178 | 0.824 | 0.667 | 1.846 | 1.178 | 2.016
US | United States | 39 | Ohio | 39B15 | 4434 | CINCINNATI RR | Army | 061 | Hamilton | 1610 | Cincinnati | 0.92 | 0.93 | 1.071 | 1.178 | 1.178 | 0.824 | 0.667 | 1.846 | 1.178 | 2.016
US | United States | 39 | Ohio | 39B20 | 4435 | CINCINNATI SB | Army | 061 | Hamilton | 1610 | Cincinnati | 0.92 | 0.93 | 1.071 | 1.178 | 1.178 | 0.824 | 0.667 | 1.846 | 1.178 | 2.016
US | United States | 39 | Ohio | 39845 | 7490 | T.H. MORROW USARC/AMSA #59 S-S | Army | 061 | Hamilton | 1610 | Cincinnati | 0.92 | 0.93 | 1.071 | 1.178 | 1.178 | 0.824 | 0.667 | 1.846 | 1.178 | 2.016
US | United States | 39 | Ohio | 39E75 | 7959 | WOODLAWN | Army | 061 | Hamilton | 1610 | Cincinnati | 0.92 | 0.93 | 1.071 | 1.178 | 1.178 | 0.824 | 0.667 | 1.846 | 1.178 | 2.016
US | United States | 39 | Ohio | 82387-10556 | 702667 | 2368 VICTORY PARKWAY CINCINNATI | Army | 061 | Hamilton | 1610 | Cincinnati | 0.92 | 0.93
US | United States | 39 | Ohio | 82387-10883 | 702994 | 4440 EASTGATE CENTER CINCINNATI | Army | 061 | Hamilton | 1610 | Cincinnati | 0.92 | 0.93
US | United States | 39 | Ohio | 82387-11270 | 703381 | 9369 COLERAIN AVENUE CINCINNATI | Army | 061 | Hamilton | 1610 | Cincinnati | 0.92 | 0.93
US | United States | 39 | Ohio | 82387-11931 | 704042 | GLENWAY AVE CINCINNATI | Army | 061 | Hamilton | 1610 | Cincinnati | 0.92 | 0.93
US | United States | 39 | Ohio | 82387-11985 | 704095 | HIGHLAND AVE CINCINNATI | Army | 061 | Hamilton | 1610 | Cincinnati | 0.92 | 0.93
US | United States | 39 | Ohio | 82387-13099 | 705209 | TWO CROWN POINT CINCINNATI | Army | 061 | Hamilton | 1610 | Cincinnati | 0.92 | 0.93
US | United States | 39 | Ohio | 82387-10466 | 702577 | 2033 TIFFEN AVE FINDLAY | Army | 063 | Hancock | 2610 | Findlay | 0.92 | 0.93
US | United States | 39 | Ohio | 710023 | 710023 | 1401 S. MAIN ST. FINDLAY | Army | 063 | Hancock | 2610 | Findlay | 0.92 | 0.93
US | United States | 39 | Ohio | 39830 | 7364 | SSG GEORGE J. CONAWAY USARC | Army | 067 | Harrison | 1210 | Cadiz | 0.92 | 0.93 | 1.071 | 1.131 | 1.131 | 0.824 | 0.667 | 1.846 | 1.131 | 2.016
US | United States | 39 | Ohio | 82387-12389 | 704499 | N HIGH ST HILLSBORO | Army | 071 | Highland | 3520 | Hillsboro | 0.92 | 0.93
US | United States | 39 | Ohio | 82387-13240 | 705349 | W HUNTER ST LOGAN | Army | 073 | Hocking | 4340 | Logan | 0.92 | 0.93
US | United States | 39 | Ohio | 39D45 | 6575 | NORWALK | Army | 077 | Huron | 6070 | Norwalk | 0.92 | 0.93 | 1.071 | 1.131 | 1.131 | 0.824 | 0.667 | 1.846 | 1.131 | 2.016
US | United States | 39 | Ohio | 82387-11515 | 703626 | CLINE ST NORWALK | Army | 077 | Huron | 6070 | Norwalk | 0.92 | 0.93
US | United States | 39 | Ohio | 82387-11609 | 703720 | DIXIE HWY FAIRFIELD | Army | 081 | Jefferson | 2535 | Fairfield | 0.92 | 0.93
US | United States | 39 | Ohio | 82387-12217 | 704327 | MALL DR STEUBENVILLE | Army | 081 | Jefferson | 7830 | Steubenville | 0.92 | 0.93
US | United States | 39 | Ohio | 39D15 | 6306 | MT VERNON | Army | 083 | Knox | 5410 | Mount Vernon | 0.92 | 0.93 | 1.071 | 1.158 | 1.158 | 0.824 | 0.667 | 1.846 | 1.158 | 2.016
US | United States | 39 | Ohio | 70132-10680 | 701951 | 8515 NOWLEN STREET MENTOR | Army | 085 | Lake | 4920 | Mentor | 0.92 | 0.93
US | United States | 39 | Ohio | 82387-12260 | 704370 | MENTOR AVE MENTOR | Army | 085 | Lake | 4920 | Mentor | 0.92 | 0.93
US | United States | 39 | Ohio | 710492 | 710492 | 8270 DONALD DRIVE MENTOR | Army | 085 | Lake | 4920 | Mentor | 0.92 | 0.93
US | United States | 39 | Ohio | 710340 | 710340 | 1355 FOX RUN DRIVE MENTOR | Army | 085 | Lake | 9010 | Willoughby | 0.92 | 0.93
US | United States | 39 | Ohio | 82387-10917 | 703028 | 4TH ST IRONTON | Army | 087 | Lawrence | 3700 | Ironton | 0.92 | 0.93
US | United States | 39 | Ohio | 39D25 | 6413 | NEWARK | Army | 089 | Licking | 5570 | Newark | 0.92 | 0.93 | 1.071 | 1.263 | 1.263 | 0.824 | 0.667 | 1.846 | 1.263 | 2.016
US | United States | 39 | Ohio | 82387-11602 | 703713 | DEO DR NEWARK | Army | 089 | Licking | 5570 | Newark | 0.92 | 0.93
US | United States | 39 | Ohio | 39A55 | 3982 | BELLEFONTAINE | Army | 091 | Logan | 0610 | Bellefontaine | 0.92 | 0.93 | 1.071 | 1.131 | 1.131 | 0.824 | 0.667 | 1.846 | 1.131 | 2.016
US | United States | 39 | Ohio | 82387-12177 | 704287 | MAIN ST BELLEFONTAINE | Army | 091 | Logan | 0610 | Bellefontaine | 0.92 | 0.93
US | United States | 39 | Ohio | 82387-12831 | 704941 | S MAIN ST BELLEFONTAINE | Army | 091 | Logan | 0610 | Bellefontaine | 0.92 | 0.93
US | United States | 39 | Ohio | 82387-12276 | 704386 | MIDWAY MALL ELYRIA | Army | 093 | Lorain | 2480 | Elyria | 0.92 | 0.93
US | United States | 39 | Ohio | 39C70 | 5953 | LORAIN | Army | 093 | Lorain | 4360 | Lorain | 0.92 | 0.93 | 1.071 | 1.171 | 1.171 | 0.824 | 0.667 | 1.846 | 1.171 | 2.016
US | United States | 39 | Ohio | 82387-11422 | 703533 | BROADWAY LORAIN | Army | 093 | Lorain | 4360 | Lorain | 0.92 | 0.93
US | United States | 39 | Ohio | 39760 | 7563 | TOLEDO AREA USAR | Army | 095 | Lucas | 5225 | Monclova | 0.92 | 0.93 | 1.071 | 1.131 | 1.131 | 0.824 | 0.667 | 1.846 | 1.131 | 2.016
US | United States | 39 | Ohio | WYTD0001 | 3345 | TOLEDO/EXP APRT SITE # 1 | Air Force | 095 | Lucas | 7960 | Swanton | 0.92 | 0.93 | 1.071 | 1.158 | 1.158 | 0.824 | 0.667 | 1.846 | 1.158 | 2.016
US | United States | 39 | Ohio | 18081-10102 | 700261 | 2660 S EBER RD SWANTON | Army | 095 | Lucas | 7960 | Swanton | 0.92 | 0.93
US | United States | 39 | Ohio | 18081-10103 | 700262 | 2660 S EBER RDPORT SWANTON | Army | 095 | Lucas | 7960 | Swanton | 0.92 | 0.93
US | United States | 39 | Ohio | 70132-10754 | 702025 | MCCORD RD SWANTON | Army | 095 | Lucas | 7960 | Swanton | 0.92 | 0.93
US | United States | 39 | Ohio | N00128-TO | 857 | NAVOPSPTCEN TOLEDO OH | Navy | 095 | Lucas | 8120 | Toledo | 0.92 | 0.93 | 1.071 | 1.131 | 1.131 | 0.824 | 0.667 | 1.846 | 1.131 | 2.016
US | United States | 39 | Ohio | 39422 | 7562 | TOLEDO | Army | 095 | Lucas | 8120 | Toledo | 0.92 | 0.93 | 1.071 | 1.131 | 1.131 | 0.824 | 0.667 | 1.846 | 1.131 | 2.016
US | United States | 39 | Ohio | 70132-10512 | 701783 | 4915 BURNHAM AVE. TOLEDO | Army | 095 | Lucas | 8120 | Toledo | 0.92 | 0.93
US | United States | 39 | Ohio | 82387-12059 | 704169 | JACKMAN RD TOLEDO | Army | 095 | Lucas | 8120 | Toledo | 0.92 | 0.93
US | United States | 39 | Ohio | 82387-12572 | 704682 | OAK ALLEY CT TOLEDO | Army | 095 | Lucas | 8120 | Toledo | 0.92 | 0.93
US | United States | 39 | Ohio | 82387-12862 | 704972 | S REYNOLDS RD TOLEDO | Army | 095 | Lucas | 8120 | Toledo | 0.92 | 0.93
US | United States | 39 | Ohio | 710671 | 710671 | TOLEDO-LUCAS COUNTY TOLEDO | Army | 095 | Lucas | 8120 | Toledo | 0.92 | 0.93
US | United States | 39 | Ohio | 710821 | 710821 | 4470 GEIGER TOLEDO | Army | 095 | Lucas | 8120 | Toledo | 0.92 | 0.93
US | United States | 39 | Ohio | 710977 | 710977 | 9727,ET AL GARDEN RD TOLEDO | Army | 095 | Lucas | 8120 | Toledo | 0.92 | 0.93
US | United States | 39 | Ohio | 711123 | 711123 | 3428 INDIAN OAKS LAN TOLEDO | Army | 095 | Lucas | 8120 | Toledo | 0.92 | 0.93
US | United States | 39 | Ohio | 70132-10529 | 701800 | 51 CENTERVALE AVENUE BOARDMAN | Army | 099 | Mahoning | 0865 | Boardman | 0.91 | 0.92
US | United States | 39 | Ohio | 82387-12233 | 704343 | MARKET ST BOARDMAN | Army | 099 | Mahoning | 0865 | Boardman | 0.91 | 0.92
US | United States | 39 | Ohio | 82387-12971 | 705081 | SOUTH AVE BOARDMAN | Army | 099 | Mahoning | 0865 | Boardman | 0.91 | 0.92
US | United States | 39 | Ohio | 70132-10402 | 701673 | 360 GLENVIEW CANFIELD | Army | 099 | Mahoning | 1310 | Canfield | 0.91 | 0.92
US | United States | 39 | Ohio | 710013 | 710013 | 7394 OAK DRIVE POLAND | Army | 099 | Mahoning | 6640 | Poland | 0.91 | 0.92
US | United States | 39 | Ohio | 710170 | 710170 | 1675 N. WESTERN ROAD POLAND | Army | 099 | Mahoning | 6640 | Poland | 0.91 | 0.92
US | United States | 39 | Ohio | 39E95 | 8001 | YOUNGSTOWN (AUSTIN TOWN) | Army | 099 | Mahoning | 9230 | Youngstown | 0.91 | 0.92 | 1.071 | 1.131 | 1.131 | 0.824 | 0.667 | 1.846 | 1.131 | 2.016
US | United States | 39 | Ohio | 39904 | 3630 | (2LT GEO. F. PENNINGTON) USARC | Army | 101 | Marion | 4740 | Marion | 0.92 | 0.93 | 1.071 | 1.158 | 1.158 | 0.824 | 0.667 | 1.846 | 1.158 | 2.016
US | United States | 39 | Ohio | 39905 | 5971 | LTA, MARION ENGR DEPOT EAST | Army | 101 | Marion | 4740 | Marion | 0.92 | 0.93 | 1.071 | 1.158 | 1.158 | 0.824 | 0.667 | 1.846 | 1.158 | 2.016
US | United States | 39 | Ohio | 39C90 | 6073 | MARION | Army | 101 | Marion | 4740 | Marion | 0.92 | 0.93 | 1.071 | 1.131 | 1.158 | 0.824 | 0.667 | 1.846 | 1.131 | 2.016
US | United States | 39 | Ohio | 82387-12858 | 704968 | S PROSPECT ST MARION | Army | 101 | Marion | 4740 | Marion | 0.92 | 0.93
US | United States | 39 | Ohio | 710017 | 710017 | 3325 CENTER RIDGE ROAD BRUNSWICK | Army | 103 | Medina | 1085 | Brunswick | 0.92 | 0.93
US | United States | 39 | Ohio | 39D07 | 6143 | MEDINA | Army | 103 | Medina | 4890 | Medina | 0.92 | 0.93 | 1.071 | 1.171 | 1.171 | 0.824 | 0.667 | 1.846 | 1.171 | 2.016
US | United States | 39 | Ohio | 82387-10871 | 702982 | 437 WEST LIBERTY STREET MEDINA | Army | 103 | Medina | 4890 | Medina | 0.92 | 0.93
US | United States | 39 | Ohio | 82387-10875 | 702986 | 44 PUBLIC SQUARE MEDINA | Army | 103 | Medina | 4890 | Medina | 0.92 | 0.93
US | United States | 39 | Ohio | 82387-12359 | 704469 | N COURT ST MEDINA | Army | 103 | Medina | 4890 | Medina | 0.92 | 0.93
US | United States | 39 | Ohio | 82387-12268 | 704378 | MIAMI VLY MALL PIQUA | Army | 109 | Miami | 6550 | Piqua | 0.92 | 0.93
US | United States | 39 | Ohio | 39975 | 7595 | TROY MEMORIAL USARC | Army | 109 | Miami | 8190 | Troy | 0.92 | 0.93 | 1.071 | 1.152 | 1.152 | 0.824 | 0.667 | 1.846 | 1.152 | 2.016
US | United States | 39 | Ohio | 82387-12269 | 704379 | MIAMISBURG CENTERVILLE | Army | 113 | Montgomery | 1450 | Centerville | 0.93 | 0.94
US | United States | 39 | Ohio | N00128-DA | 308 | NAVOPSPTCEN DAYTON OH | Navy | 113 | Montgomery | 2090 | Dayton | 0.93 | 0.94 | 1.071 | 1.152 | 1.152 | 0.824 | 0.667 | 1.846 | 1.152 | 2.016
US | United States | 39 | Ohio | ZHUB0001 | 3531 | WRIGHT PATT COMM FACILITY ANNEX #1 SITE # 1 | Air Force | 113 | Montgomery | 2090 | Dayton | 0.93 | 0.94 | 1.071 | 1.152 | 1.152 | 0.824 | 0.667 | 1.846 | 1.152 | 2.016
US | United States | 39 | Ohio | 39C40 | 5721 | KETTERING | Army | 113 | Montgomery | 2090 | Dayton | 0.93 | 0.94 | 1.071 | 1.152 | 1.152 | 0.824 | 0.667 | 1.846 | 1.152 | 2.016
US | United States | 39 | Ohio | 39868 | 5821 | LAPOINTE USARC | Army | 113 | Montgomery | 2090 | Dayton | 0.93 | 0.94 | 1.071 | 1.152 | 1.152 | 0.824 | 0.667 | 1.846 | 1.152 | 2.016
US | United States | 39 | Ohio | 82387-10580 | 702691 | 25 EAST FOURTH STREET DAYTON | Army | 113 | Montgomery | 2090 | Dayton | 0.93 | 0.94
US | United States | 39 | Ohio | 82387-10811 | 702922 | 40 S MAIN STREET DAYTON | Army | 113 | Montgomery | 2090 | Dayton | 0.93 | 0.94
US | United States | 39 | Ohio | 82387-11496 | 703607 | CHAMBERSBURG RD HUBER HEIGHTS | Army | 113 | Montgomery | 3622 | Huber Heights | 0.93 | 0.94
US | United States | 39 | Ohio | 82387-13000 | 705110 | SPRINGFIELD PIKE RIVERSIDE | Army | 113 | Montgomery | 6990 | Riverside | 0.93 | 0.94
US | United States | 39 | Ohio | 82387-12896 | 705006 | SALEM CTR OUTLET TROTWOOD | Army | 113 | Montgomery | 8180 | Trotwood | 0.93 | 0.94
US | United States | 39 | Ohio | 39345 | 6125 | MCCONNELSVILLE TRAINING SITE | Army | 115 | Morgan | 4530 | McConnelsville | 0.92 | 0.93 | 1.071 | 1.131 | 1.131 | 0.824 | 0.667 | 1.846 | 1.131 | 2.016
US | United States | 39 | Ohio | 39993 | 8009 | ZANESVILLE MEMORIAL USARC | Army | 119 | Muskingum | 9260 | Zanesville | 0.92 | 0.93 | 1.071 | 1.131 | 1.131 | 0.824 | 0.667 | 1.846 | 1.131 | 2.016
US | United States | 39 | Ohio | 27864-10011 | 700967 | 850 AIRPORT RD ZANESVILLE | Army | 119 | Muskingum | 9260 | Zanesville | 0.92 | 0.93 | 1.071 | 1.131 | 1.131 | 0.824 | 0.667 | 1.846 | 1.131 | 2.016
US | United States | 39 | Ohio | 70132-10619 | 701890 | 719 CONNERS AVE. ZANESVILLE | Army | 119 | Muskingum | 9260 | Zanesville | 0.92 | 0.93
US | United States | 39 | Ohio | 82387-12427 | 704537 | N MAPLE AVE ZANESVILLE | Army | 119 | Muskingum | 9260 | Zanesville | 0.92 | 0.93
US | United States | 39 | Ohio | 710869 | 710869 | 3934 TARYN TRACE ZANESVILLE | Army | 119 | Muskingum | 9260 | Zanesville | 0.92 | 0.93
US | United States | 39 | Ohio | ZRVL0001 | 3549 | ZANESVILLE ANG STATION SITE # 1 | Air Force | 119 | Muskingum | 9999 | Unknown | 0.92 | 0.93 | 1.071 | 1.131 | 1.131 | 0.824 | 0.667 | 1.846 | 1.131 | 2.016
US | United States | 39 | Ohio | EUBC0001 | 1630 | CAMP PERRY ANG SITE # 1 | Air Force | 123 | Ottawa | 6680 | Port Clinton | 0.92 | 0.93 | 1.071 | 1.131 | 1.131 | 0.824 | 0.667 | 1.846 | 1.131 | 2.016
US | United States | 39 | Ohio | 39D75 | 4280 | CAMP PERRY TNG SITE (CTC) | Army | 123 | Ottawa | 6680 | Port Clinton | 0.92 | 0.93 | 1.071 | 1.131 | 1.131 | 0.824 | 0.667 | 1.846 | 1.131 | 2.016
US | United States | 39 | Ohio | 18081-10045 | 700204 | 1200 N CAMP PERRY E RD PORT CLINTON | Army | 123 | Ottawa | 6680 | Port Clinton | 0.92 | 0.93
US | United States | 39 | Ohio | 82387-10167 | 702278 | 1226 NORTH CENTER ST. CIRCLEVILLE | Army | 129 | Pickaway | 1620 | Circleville | 0.92 | 0.93
US | United States | 39 | Ohio | 39E30 | 7509 | TARLTON TNG SITE | Army | 129 | Pickaway | 8010 | Tarlton | 0.92 | 0.93 | 1.071 | 1.158 | 1.158 | 0.824 | 0.667 | 1.846 | 1.158 | 2.016
US | United States | 39 | Ohio | 39D63 | 6796 | PIKETON | Army | 131 | Pike | 6530 | Piketon | 0.92 | 0.93 | 1.071 | 1.131 | 1.131 | 0.824 | 0.667 | 1.846 | 1.131 | 2.016
US | United States | 39 | Ohio | 18081-10370 | 700529 | HWY 23 PIKETON | Army | 131 | Pike | 6530 | Piketon | 0.92 | 0.93
US | United States | 39 | Ohio | 82387-13262 | 705371 | W MAIN ST KENT | Army | 133 | Portage | 3880 | Kent | 0.96 | 0.98
US | United States | 39 | Ohio | 710168 | 710168 | 1695 E. MAIN STREET KENT | Army | 133 | Portage | 3880 | Kent | 0.96 | 0.98
US | United States | 39 | Ohio | 710294 | 710294 | 584 CREST DRIVE MOGADORE | Army | 133 | Portage | 5220 | Mogadore | 0.96 | 0.98
US | United States | 39 | Ohio | 39747 | 6940 | RAVENNA ARMY AMMUNITION PLANT | Army | 133 | Portage | 6830 | Ravenna | 0.96 | 0.98 | 1.071 | 1.197 | 1.197 | 0.824 | 0.667 | 1.846 | 1.197 | 2.016
US | United States | 39 | Ohio | 82387-13268 | 705377 | W MAIN ST RAVENNA | Army | 133 | Portage | 6830 | Ravenna | 0.96 | 0.98
US | United States | 39 | Ohio | 710486 | 710486 | 717 E. RIDDLE AVE. RAVENNA | Army | 133 | Portage | 6830 | Ravenna | 0.96 | 0.98
US | United States | 39 | Ohio | 710341 | 710341 | 1333 VANTAGE WAY STREETSBORO | Army | 133 | Portage | 7875 | Streetsboro | 0.96 | 0.98
US | United States | 39 | Ohio | 39B88 | 4806 | EATON (MVSB) | Army | 135 | Preble | 2390 | Eaton | 0.92 | 0.93 | 1.071 | 1.131 | 1.131 | 0.824 | 0.667 | 1.846 | 1.131 | 2.016
US | United States | 39 | Ohio | 39B87 | 4807 | EATON (OMS 15) | Army | 135 | Preble | 2390 | Eaton | 0.92 | 0.93 | 1.071 | 1.152 | 1.152 | 0.824 | 0.667 | 1.846 | 1.152 | 2.016
US | United States | 39 | Ohio | 39B85 | 4808 | EATON ARMORY | Army | 135 | Preble | 2390 | Eaton | 0.92 | 0.93 | 1.071 | 1.152 | 1.152 | 0.824 | 0.667 | 1.846 | 1.152 | 2.016
US | United States | 39 | Ohio | 39C80 | 6060 | MANSFIELD | Army | 139 | Richland | 4680 | Mansfield | 0.92 | 0.93 | 1.071 | 1.131 | 1.131 | 0.824 | 0.667 | 1.846 | 1.131 | 2.016
US | United States | 39 | Ohio | 39895 | 7371 | SSG ROY CLIFTON SCOUTEN USARC | Army | 139 | Richland | 4680 | Mansfield | 0.92 | 0.93 | 1.071 | 1.131 | 1.131 | 0.824 | 0.667 | 1.846 | 1.131 | 2.016
US | United States | 39 | Ohio | 18081-10075 | 700234 | 1947 HARRINGTON MEMORIAL RD MANSFIELD | Army | 139 | Richland | 4680 | Mansfield | 0.92 | 0.93
US | United States | 39 | Ohio | 82387-13230 | 705339 | W FOURTH ST MANSFIELD | Army | 139 | Richland | 4680 | Mansfield | 0.92 | 0.93
US | United States | 39 | Ohio | PBXP0001 | 2755 | MANSFIELD LAHM SITE # 1 | Air Force | 139 | Richland | 9999 | Unknown | 0.92 | 0.93 | 1.071 | 1.131 | 1.131 | 0.824 | 0.667 | 1.846 | 1.131 | 2.016
US | United States | 39 | Ohio | 39840 | 3652 | (SGT LAWRENCE W. SKAGGS) USARC | Army | 141 | Ross | 1580 | Chillicothe | 0.92 | 0.93 | 1.071 | 1.158 | 1.158 | 0.824 | 0.667 | 1.846 | 1.158 | 2.016
US | United States | 39 | Ohio | 39425 | 4287 | CAMP SHERMAN TNG SITE | Army | 141 | Ross | 1580 | Chillicothe | 0.92 | 0.93 | 1.071 | 1.158 | 1.158 | 0.824 | 0.667 | 1.846 | 1.158 | 2.016
US | United States | 39 | Ohio | 82387-11538 | 703649 | CONSUMER CTR DR CHILLICOTHE | Army | 141 | Ross | 1580 | Chillicothe | 0.92 | 0.93
US | United States | 39 | Ohio | 39875 | 5101 | FREMONT | Army | 143 | Sandusky | 2760 | Fremont | 0.92 | 0.93 | 1.071 | 1.131 | 1.131 | 0.824 | 0.667 | 1.846 | 1.131 | 2.016
US | United States | 39 | Ohio | 82387-12802 | 704912 | S FRONT ST FREMONT | Army | 143 | Sandusky | 2760 | Fremont | 0.92 | 0.93
US | United States | 39 | Ohio | 39935 | 6864 | PORTSMOUTH | Army | 145 | Scioto | 6700 | Portsmouth | 0.92 | 0.93 | 1.071 | 1.131 | 1.131 | 0.824 | 0.667 | 1.846 | 1.131 | 2.016
US | United States | 39 | Ohio | 82387-11274 | 703385 | 945 4TH ST PORTSMOUTH | Army | 145 | Scioto | 6700 | Portsmouth | 0.92 | 0.93
US | United States | 39 | Ohio | 39E35 | 7551 | TIFFIN | Army | 147 | Seneca | 8070 | Tiffin | 0.92 | 0.93 | 1.071 | 1.131 | 1.131 | 0.824 | 0.667 | 1.846 | 1.131 | 2.016
US | United States | 39 | Ohio | 82387-12479 | 704589 | N WASHINGTON ST TIFFIN | Army | 147 | Seneca | 8070 | Tiffin | 0.92 | 0.93
US | United States | 39 | Ohio | 710810 | 710810 | TOWN AND COUNTRY DR TIFFIN | Army | 147 | Seneca | 8070 | Tiffin | 0.92 | 0.93
US | United States | 39 | Ohio | 39A20 | 3762 | ALLIANCE | Army | 151 | Stark | 0110 | Alliance | 0.92 | 0.93 | 1.071 | 1.131 | 1.131 | 0.824 | 0.667 | 1.846 | 1.131 | 2.016
US | United States | 39 | Ohio | 82387-13309 | 705418 | W STATE ST ALLIANCE | Army | 151 | Stark | 0110 | Alliance | 0.92 | 0.93
US | United States | 39 | Ohio | 39835 | 6762 | PFC JOE R. HASTINGS USARC | Army | 151 | Stark | 1320 | Canton | 0.92 | 0.93 | 1.071 | 1.131 | 1.131 | 0.824 | 0.667 | 1.846 | 1.131 | 2.016
US | United States | 39 | Ohio | 82387-12013 | 704123 | HILLS AND DALES CANTON | Army | 151 | Stark | 1320 | Canton | 0.92 | 0.93
US | United States | 39 | Ohio | 82387-13380 | 705489 | WHIPPLE AVE CANTON | Army | 151 | Stark | 1320 | Canton | 0.92 | 0.93
US | United States | 39 | Ohio | 710021 | 710021 | 4646 BEVERLY AVE NE CANTON | Army | 151 | Stark | 1320 | Canton | 0.92 | 0.93
US | United States | 39 | Ohio | 710811 | 710811 | 2230 DEMINGTON PLAIN AVONDALE | Army | 151 | Stark | 1320 | Canton | 0.92 | 0.93
US | United States | 39 | Ohio | 82387-11319 | 703430 | AMHERST CTR MASSILLON | Army | 151 | Stark | 4820 | Massillon | 0.92 | 0.93
US | United States | 39 | Ohio | 710018 | 710018 | MASSILLON MARKETPLACE DRIVE SW MASSILLON | Army | 151 | Stark | 4820 | Massillon | 0.92 | 0.93
US | United States | 39 | Ohio | 39C05 | 5277 | GREEN | Army | 151 | Stark | 5930 | North Canton | 0.92 | 0.93 | 1.071 | 1.131 | 1.131 | 0.824 | 0.667 | 1.846 | 1.131 | 2.016
US | United States | 39 | Ohio | 3913E | 5805 | PFC DEVIN J. GRELLA USARC/AMSA 3 | Army | 151 | Stark | 5930 | North Canton | 0.92 | 0.93 | 1.071 | 1.131 | 1.131 | 0.824 | 0.667 | 1.846 | 1.131 | 2.016
US | United States | 39 | Ohio | 710609 | 710609 | 4727 SHRIVER ROAD NORTH CANTON | Army | 151 | Stark | 5930 | North Canton | 0.92 | 0.93
US | United States | 39 | Ohio | 710655 | 710655 | 5430 CHEROKEE NW NORTH CANTON | Army | 151 | Stark | 5930 | North Canton | 0.92 | 0.93
US | United States | 39 | Ohio | N00128-AK | 828 | NAVOPSPTCEN AKRON OH | Navy | 153 | Summit | 0070 | Akron | 0.92 | 0.93 | 1.071 | 1.171 | 1.171 | 0.824 | 0.667 | 1.846 | 1.171 | 2.016
US | United States | 39 | Ohio | 39805 | 3653 | (SHAFFNER) USARC/AMSA # S-S | Army | 153 | Summit | 0070 | Akron | 0.92 | 0.93 | 1.071 | 1.171 | 1.171 | 0.824 | 0.667 | 1.846 | 1.171 | 2.016
US | United States | 39 | Ohio | 39A10 | 3729 | AKRON (HAWKINS) | Army | 153 | Summit | 0070 | Akron | 0.92 | 0.93 | 1.071 | 1.171 | 1.171 | 0.824 | 0.667 | 1.846 | 1.171 | 2.016
US | United States | 39 | Ohio | 39807 | 7365 | SSG HOWARD E WOODFORD USARC | Army | 153 | Summit | 0070 | Akron | 0.92 | 0.93 | 1.071 | 1.171 | 1.171 | 0.824 | 0.667 | 1.846 | 1.171 | 2.016
US | United States | 39 | Ohio | 82387-11154 | 703265 | 76 SOUTH MAIN STREET AKRON | Army | 153 | Summit | 0070 | Akron | 0.92 | 0.93
US | United States | 39 | Ohio | 82387-12830 | 704940 | S MAIN ST AKRON | Army | 153 | Summit | 0070 | Akron | 0.92 | 0.93
US | United States | 39 | Ohio | 82387-12876 | 704986 | S SUMMIT AKRON | Army | 153 | Summit | 0070 | Akron | 0.92 | 0.93
US | United States | 39 | Ohio | 710775 | 710775 | 131 FURNACE RUN DRIVE AKRON | Army | 153 | Summit | 0070 | Akron | 0.92 | 0.93
US | United States | 39 | Ohio | 82387-12488 | 704598 | N WOOSTER RD BARBERTON | Army | 153 | Summit | 0460 | Barberton | 0.92 | 0.93
US | United States | 39 | Ohio | 70132-10189 | 701460 | 172 HUNT CLUB DRIVE COPLEY | Army | 153 | Summit | 1881 | Copley | 0.92 | 0.93
US | United States | 39 | Ohio | 70132-10419 | 701690 | 3808 FAIRWAY PARK DR COPLEY | Army | 153 | Summit | 1881 | Copley | 0.92 | 0.93
US | United States | 39 | Ohio | 710660 | 710660 | 3800 FAIRWAY PARK DR COPLEY | Army | 153 | Summit | 1881 | Copley | 0.92 | 0.93
US | United States | 39 | Ohio | 82387-12021 | 704131 | HOWE AVE CUYAHOGA FALLS | Army | 153 | Summit | 2030 | Cuyahoga Falls | 0.92 | 0.93
US | United States | 39 | Ohio | 710725 | 710725 | 2389 ANDERSONO STREE CUYAHOGA FALLS | Army | 153 | Summit | 2030 | Cuyahoga Falls | 0.92 | 0.93
US | United States | 39 | Ohio | 710014 | 710014 | 434 HOLLISTON ROAD FAIRLAWN | Army | 153 | Summit | 2538 | Fairlawn | 0.92 | 0.93
US | United States | 39 | Ohio | 39994 | 4974 | FORMER MCAR BOSTON HTS USARC | Army | 153 | Summit | 3630 | Hudson | 0.92 | 0.93 | 1.071 | 1.171 | 1.171 | 0.824 | 0.667 | 1.846 | 1.171 | 2.016
US | United States | 39 | Ohio | 3947A | 3787 | AMSA #123 (AKA NORTHFIELD) | Army | 153 | Summit | 5960 | Northfield | 0.92 | 0.93 | 1.071 | 1.171 | 1.171 | 0.824 | 0.667 | 1.846 | 1.171 | 2.016
US | United States | 39 | Ohio | 39E25 | 7448 | STOW | Army | 153 | Summit | 7855 | Stow | 0.92 | 0.93 | 1.071 | 1.171 | 1.171 | 0.824 | 0.667 | 1.846 | 1.171 | 2.016
US | United States | 39 | Ohio | 70132-10260 | 701531 | 2202 FRANKIE LANE STOW | Army | 153 | Summit | 7855 | Stow | 0.92 | 0.93
US | United States | 39 | Ohio | 70132-10330 | 701601 | 2947 CHATAQUA STOW | Army | 153 | Summit | 7855 | Stow | 0.92 | 0.93
US | United States | 39 | Ohio | 70132-10225 | 701496 | 20 W. HOWE ROAD TALLMADGE | Army | 153 | Summit | 8000 | Tallmadge | 0.92 | 0.93
US | United States | 39 | Ohio | 39995 | 3568 | TWINSBURG USARC/AMSA #123 | Army | 153 | Summit | 8205 | Twinsburg | 0.92 | 0.93 | 1.071 | 1.171 | 1.171 | 0.824 | 0.667 | 1.846 | 1.171 | 2.016
US | United States | 39 | Ohio | 39430 | 6942 | RAVENNA TNG AND LOG SITE | Army | 155 | Trumbull | 5820 | Newton Falls | 0.96 | 0.98 | 1.071 | 1.131 | 1.131 | 0.824 | 0.667 | 1.846 | 1.131 | 2.016
US | United States | 39 | Ohio | 82387-11795 | 703906 | EASTWOOD MALL NILES | Army | 155 | Trumbull | 5900 | Niles | 0.96 | 0.98
US | United States | 39 | Ohio | 710487 | 710487 | 5555 YOUNGSTOWN-WARREN ROAD NILES | Army | 155 | Trumbull | 5900 | Niles | 0.96 | 0.98
US | United States | 39 | Ohio | N00128-YO | 860 | NAVOPSPTCEN YOUNGSTOWN | Navy | 155 | Trumbull | 8440 | Vienna | 0.96 | 0.98 | 1.071 | 1.131 | 1.131 | 0.824 | 0.667 | 1.846 | 1.131 | 2.016
US | United States | 39 | Ohio | ZQEL0001 | 3543 | YOUNGSTOWN SITE # 1 | Air Force | 155 | Trumbull | 8440 | Vienna | 0.96 | 0.98 | 1.071 | 1.131 | 1.131 | 0.824 | 0.667 | 1.846 | 1.131 | 2.016
US | United States | 39 | Ohio | 39982 | 7368 | SSG JOHN H. KUNKEL USARC | Army | 155 | Trumbull | 8530 | Warren | 0.96 | 0.98 | 1.071 | 1.131 | 1.131 | 0.824 | 0.667 | 1.846 | 1.131 | 2.016
US | United States | 39 | Ohio | 82387-13425 | 705534 | YOUNGSTOWN WARREN RD WARREN | Army | 155 | Trumbull | 8530 | Warren | 0.96 | 0.98
US | United States | 39 | Ohio | 39B82 | 4753 | DOVER | Army | 157 | Tuscarawas | 2240 | Dover | 0.92 | 0.93 | 1.071 | 1.263 | 1.263 | 0.824 | 0.667 | 1.846 | 1.263 | 2.016
US | United States | 39 | Ohio | 82387-12775 | 704885 | S BROADWAY NEW PHILADELPHIA | Army | 157 | Tuscarawas | 5770 | New Philadelphia | 0.92 | 0.93
US | United States | 39 | Ohio | 710823 | 710823 | 1162 2ND ST. SW NEW PHILADELPHIA | Army | 157 | Tuscarawas | 5770 | New Philadelphia | 0.92 | 0.93
US | United States | 39 | Ohio | 82387-10751 | 702862 | 341 VAN WERT TOWNE CENTER VAN WERT | Army | 161 | Van Wert | 8380 | Van Wert | 0.92 | 0.93
US | United States | 39 | Ohio | 39C50 | 5846 | LEBANON | Army | 165 | Warren | 4120 | Lebanon | 0.92 | 0.93 | 1.071 | 1.135 | 1.135 | 0.824 | 0.667 | 1.846 | 1.135 | 2.016
US | United States | 39 | Ohio | 82387-11721 | 703832 | E MAIN ST LEBANON | Army | 165 | Warren | 4120 | Lebanon | 0.92 | 0.93
US | United States | 39 | Ohio | 39195 | 5732 | KINGS MILLS MEMORIAL USARC | Army | 165 | Warren | 4610 | Maineville | 0.92 | 0.93 | 1.071 | 1.131 | 1.131 | 0.824 | 0.667 | 1.846 | 1.131 | 2.016
US | United States | 39 | Ohio | 70132-10449 | 701720 | 4135 CALUMET CIRCLE MASON | Army | 165 | Warren | 4810 | Mason | 0.92 | 0.93
US | United States | 39 | Ohio | 82387-11562 | 703673 | COURSEVIEW DR MASON | Army | 165 | Warren | 4810 | Mason | 0.92 | 0.93
US | United States | 39 | Ohio | 82387-12684 | 704794 | PUTNAM ST MARIETTA | Army | 167 | Washington | 4730 | Marietta | 0.92 | 0.93
US | United States | 39 | Ohio | 39985 | 7773 | WARD MEMORIAL USARC | Army | 169 | Wayne | 9140 | Wooster | 0.92 | 0.93 | 1.071 | 1.131 | 1.131 | 0.824 | 0.667 | 1.846 | 1.131 | 2.016
US | United States | 39 | Ohio | 39E80 | 7966 | WOOSTER | Army | 169 | Wayne | 9140 | Wooster | 0.92 | 0.93 | 1.071 | 1.131 | 1.131 | 0.824 | 0.667 | 1.846 | 1.131 | 2.016
US | United States | 39 | Ohio | 82387-11709 | 703820 | E LIBERTY WOOSTER | Army | 169 | Wayne | 9140 | Wooster | 0.92 | 0.93
US | United States | 39 | Ohio | 711132 | 711132 | 3995 BURBANK ROAD WOOSTER | Army | 169 | Wayne | 9140 | Wooster | 0.92 | 0.93
US | United States | 39 | Ohio | 39825 | 6910 | PVT WILLIAM KNIGHT USARC | Army | 171 | Williams | 1090 | Bryan | 0.92 | 0.93 | 1.071 | 1.131 | 1.131 | 0.824 | 0.667 | 1.846 | 1.131 | 2.016
US | United States | 39 | Ohio | 39A75 | 4110 | BOWLING GREEN | Army | 173 | Wood | 0920 | Bowling Green | 0.92 | 0.93 | 1.071 | 1.131 | 1.131 | 0.824 | 0.667 | 1.846 | 1.131 | 2.016
US | United States | 39 | Ohio | 82387-10044 | 702155 | 102 NORTH MAIN STREET BOWLING GREEN | Army | 173 | Wood | 0920 | Bowling Green | 0.92 | 0.93
US | United States | 39 | Ohio | 710295 | 710295 | 1726 WICKLOW BOWLING GREEN | Army | 173 | Wood | 0920 | Bowling Green | 0.92 | 0.93
US | United States | 39 | Ohio | 70132-10089 | 701360 | 119 EARL HASKINS | Army | 173 | Wood | 3400 | Haskins | 0.92 | 0.93
US | United States | 39 | Ohio | 70132-10239 | 701510 | 206 PATTERSON PLACE NORTH BALTIMORE | Army | 173 | Wood | 5910 | North Baltimore | 0.92 | 0.93
US | United States | 39 | Ohio | 70132-10241 | 701512 | 207 PETTERSON PLACE NORTH BALTIMORE | Army | 173 | Wood | 5910 | North Baltimore | 0.92 | 0.93
US | United States | 39 | Ohio | 39E55 | 7761 | WALBRIDGE | Army | 173 | Wood | 8500 | Walbridge | 0.92 | 0.93 | 1.071 | 1.131 | 1.131 | 0.824 | 0.667 | 1.846 | 1.131 | 2.016
US | United States | 40 | Oklahoma | 40E05 | 7436 | STILWELL READINESS CENTER | Army | 001 | Adair | 4470 | Stilwell | 0.91 | 0.88 | 1.036 | 1.131 | 1.131 | 0.694 | 0.667 | 1.346 | 1.131 | 0.6
US | United States | 40 | Oklahoma | 40A80 | 4412 | CHEROKEE READINESS CENTER | Army | 003 | Alfalfa | 0940 | Cherokee | 0.91 | 0.88 | 1.036 | 1.131 | 1.131 | 0.694 | 0.667 | 1.346 | 1.131 | 0.6
US | United States | 40 | Oklahoma | MBEB0001 | 2427 | KEGELMAN AIR FORCE AUXILIARY FIELD SITE # 1 | Air Force | 003 | Alfalfa | 9999 | Unknown | 0.91 | 0.88 | 1.036 | 1.131 | 1.131 | 0.694 | 0.667 | 1.346 | 1.131 | 0.6
US | United States | 40 | Oklahoma | 40A45 | 3880 | ATOKA READINESS CENTER | Army | 005 | Atoka | 0260 | Atoka | 0.91 | 0.88 | 1.036 | 1.131 | 1.131 | 0.694 | 0.667 | 1.346 | 1.131 | 0.6
US | United States | 40 | Oklahoma | 49912 | 7118 | SAINT GEORGE/FMS 5B | Army | 007 | Beaver | 1670 | Forgan | 0.91 | 0.88 | 0.964 | 1.131 | 1.131 | 0.593 | 0.889 | 1.692 | 1.131 | 3.187
US | United States | 40 | Oklahoma | 40B30 | 4849 | ELK CITY READINESS CENTER | Army | 009 | Beckham | 1510 | Elk City | 0.91 | 0.88 | 1.036 | 1.131 | 1.131 | 0.694 | 0.667 | 1.346 | 1.131 | 0.6
US | United States | 40 | Oklahoma | 40E50 | 7809 | WATONGA READINESS CENTER | Army | 011 | Blaine | 5020 | Watonga | 0.91 | 0.88 | 1.036 | 1.131 | 1.131 | 0.694 | 0.667 | 1.346 | 1.131 | 0.6
US | United States | 40 | Oklahoma | 40B16 | 4782 | DURANT FMS 11 | Army | 013 | Bryan | 1430 | Durant | 0.91 | 0.88 | 1.036 | 1.131 | 1.131 | 0.694 | 0.667 | 1.346 | 1.131 | 0.6
US | United States | 40 | Oklahoma | 40B15 | 4783 | DURANT READINESS CENTER | Army | 013 | Bryan | 1430 | Durant | 0.91 | 0.88 | 1.036 | 1.131 | 1.131 | 0.694 | 0.667 | 1.346 | 1.131 | 0.6
US | United States | 40 | Oklahoma | 82387-10774 | 702885 | 3601 W. MAIN STREET DURANT | Army | 013 | Bryan | 1430 | Durant | 0.91 | 0.88
US | United States | 40 | Oklahoma | 82387-13258 | 705367 | W MAIN ST DURANT | Army | 013 | Bryan | 1430 | Durant | 0.91 | 0.88
US | United States | 40 | Oklahoma | 40A35 | 3800 | ANADARKO READINESS CENTER | Army | 015 | Caddo | 0160 | Anadarko | 0.91 | 0.88 | 1.036 | 1.131 | 1.131 | 0.694 | 0.667 | 1.346 | 1.131 | 0.6
US | United States | 40 | Oklahoma | 40B35 | 4838 | EL RENO READINESS CENTER | Army | 017 | Canadian | 1540 | El Reno | 0.91 | 0.88 | 1.036 | 1.131 | 1.131 | 0.694 | 0.667 | 1.346 | 1.131 | 0.6
US | United States | 40 | Oklahoma | 82387-11914 | 704025 | GARTH BROOKS BLVD YUKON | Army | 017 | Canadian | 5290 | Yukon | 0.91 | 0.88
US | United States | 40 | Oklahoma | 82387-12792 | 704902 | S CORNWELL DR YUKON | Army | 017 | Canadian | 5290 | Yukon | 0.91 | 0.88
US | United States | 40 | Oklahoma | 40A42 | 3833 | ARDMORE READINESS CENTER | Army | 019 | Carter | 0210 | Ardmore | 0.91 | 0.88 | 1.036 | 1.131 | 1.131 | 0.694 | 0.667 | 1.346 | 1.131 | 0.6
US | United States | 40 | Oklahoma | 40830 | 5485 | HORACE H SAYRE USARC | Army | 019 | Carter | 0210 | Ardmore | 0.91 | 0.88 | 1.036 | 1.131 | 1.131 | 0.694 | 0.667 | 1.346 | 1.131 | 0.6
US | United States | 40 | Oklahoma | 70132-10783 | 702054 | WARD DR ARDMORE | Army | 019 | Carter | 0210 | Ardmore | 0.91 | 0.88
US | United States | 40 | Oklahoma | 82387-12358 | 704468 | N COMMERCE ARDMORE | Army | 019 | Carter | 0210 | Ardmore | 0.91 | 0.88
US | United States | 40 | Oklahoma | 711185 | 711185 | 1514 SOUTHERN HILLS ARDMORE | Army | 019 | Carter | 0210 | Ardmore | 0.91 | 0.88
US | United States | 40 | Oklahoma | 40B70 | 5403 | HEALDTON READINESS CENTER | Army | 019 | Carter | 2140 | Healdton | 0.91 | 0.88 | 1.036 | 1.131 | 1.131 | 0.694 | 0.667 | 1.346 | 1.131 | 0.6
US | United States | 40 | Oklahoma | 711105 | 711105 | 12092 STATE HWY 53 SPRINGER | Army | 019 | Carter | 4425 | Springer | 0.91 | 0.88
US | United States | 40 | Oklahoma | 40E15 | 7498 | TAHLEQUAH READINESS CENTER | Army | 021 | Cherokee | 4600 | Tahlequah | 0.91 | 0.88 | 1.036 | 1.131 | 1.131 | 0.694 | 0.667 | 1.346 | 1.131 | 0.6
US | United States | 40 | Oklahoma | 40C35 | 5890 | LEXINGTON AASF NO 1 | Army | 027 | Cleveland | 2800 | Lexington | 0.91 | 0.88 | 1.036 | 1.131 | 1.131 | 0.694 | 0.667 | 1.346 | 1.131 | 0.6
US | United States | 40 | Oklahoma | 40C36 | 5895 | LEXINGTON FMS 7 | Army | 027 | Cleveland | 2800 | Lexington | 0.91 | 0.88 | 1.036 | 1.131 | 1.131 | 0.694 | 0.667 | 1.346 | 1.131 | 0.6
US | United States | 40 | Oklahoma | 40C37 | 5896 | LEXINGTON READINESS CENTER | Army | 027 | Cleveland | 2800 | Lexington | 0.91 | 0.88 | 1.036 | 1.131 | 1.131 | 0.694 | 0.667 | 1.346 | 1.131 | 0.6
US | United States | 40 | Oklahoma | 710085 | 710085 | 4116 QUEENS DRIVE MOORE | Army | 027 | Cleveland | 3220 | Moore | 0.91 | 0.88
US | United States | 40 | Oklahoma | 710547 | 710547 | 1604 MEADOW RUN DRIVE MOORE | Army | 027 | Cleveland | 3220 | Moore | 0.91 | 0.88
US | United States | 40 | Oklahoma | 40908 | 5632 | JOE A SMALLEY USARC | Army | 027 | Cleveland | 3430 | Norman | 0.91 | 0.88 | 1.036 | 1.131 | 1.131 | 0.694 | 0.667 | 1.346 | 1.131 | 0.6
US | United States | 40 | Oklahoma | 40C91 | 6556 | NORMAN WMD/CST | Army | 027 | Cleveland | 3430 | Norman | 0.91 | 0.88 | 1.036 | 1.131 | 1.131 | 0.694 | 0.667 | 1.346 | 1.131 | 0.6
US | United States | 40 | Oklahoma | 40C90 | 6557 | NORMAN CSMS | Army | 027 | Cleveland | 3430 | Norman | 0.91 | 0.88 | 1.036 | 1.131 | 1.131 | 0.694 | 0.667 | 1.346 | 1.131 | 0.6
US | United States | 40 | Oklahoma | 40C85 | 6558 | NORMAN HANGER | Army | 027 | Cleveland | 3430 | Norman | 0.91 | 0.88 | 1.036 | 1.131 | 1.131 | 0.694 | 0.667 | 1.346 | 1.131 | 0.6
US | United States | 40 | Oklahoma | 40C94 | 6559 | NORMAN READINESS CENTER | Army | 027 | Cleveland | 3430 | Norman | 0.91 | 0.88 | 1.036 | 1.131 | 1.131 | 0.694 | 0.667 | 1.346 | 1.131 | 0.6
US | United States | 40 | Oklahoma | 400NG-10004 | 701129 | 2115 WEST MAIN NORMAN | Army | 027 | Cleveland | 3430 | Norman | 0.91 | 0.88 | 1.036 | 1.131 | 1.131 | 0.694 | 0.667 | 1.346 | 1.131 | 0.6
US | United States | 40 | Oklahoma | 82387-10577 | 702688 | 24TH AVE NW NORMAN | Army | 027 | Cleveland | 3430 | Norman | 0.91 | 0.88
US | United States | 40 | Oklahoma | 82387-13201 | 705310 | W BOYD NORMAN | Army | 027 | Cleveland | 3430 | Norman | 0.91 | 0.88
US | United States | 40 | Oklahoma | 82387-13253 | 705362 | W MAIN NORMAN | Army | 027 | Cleveland | 3430 | Norman | 0.91 | 0.88
US | United States | 40 | Oklahoma | 82387-13254 | 705363 | W MAIN NORMAN 1 | Army | 027 | Cleveland | 3430 | Norman | 0.91 | 0.88
US | United States | 40 | Oklahoma | 710565 | 710565 | 2516 QUEENSTON AVENUE NORMAN | Army | 027 | Cleveland | 3430 | Norman | 0.91 | 0.88
US | United States | 40 | Oklahoma | 711057 | 711057 | 2021 E. ALAMEDA, APT #708 NORMAN | Army | 027 | Cleveland | 3430 | Norman | 0.91 | 0.88
US | United States | 40 | Oklahoma | 711101 | 711101 | 4600 FOUNTAIN GATE NORMAN | Army | 027 | Cleveland | 3430 | Norman | 0.91 | 0.88
US | United States | 40 | Oklahoma | 82387-10280 | 702391 | 14608 S ROBINSON AVE OKLAHOMA CITY | Army | 027 | Cleveland | 3550 | Oklahoma City | 0.91 | 0.88
US | United States | 40 | Oklahoma | 40755 | 5050 | FORT SILL | Army | 031 | Comanche | 1698 | Fort Sill | 0.9 | 0.87 | 1.036 | 1.131 | 1.131 | 0.694 | 0.667 | 1.346 | 1.131 | 0.6
US | United States | 40 | Oklahoma | 40865 | 5185 | GEORGE D KEATHLEY USARC | Army | 031 | Comanche | 1698 | Fort Sill | 0.9 | 0.87 | 1.036 | 1.131 | 1.131 | 0.694 | 0.667 | 1.346 | 1.131 | 0.6
US | United States | 40 | Oklahoma | 40505 | 3842 | ARMED SVCS YMCA(USO),LAWTON,OK | Army | 031 | Comanche | 2750 | Lawton | 0.9 | 0.87 | 1.036 | 1.131 | 1.131 | 0.694 | 0.667 | 1.346 | 1.131 | 0.6
US | United States | 40 | Oklahoma | 40C25 | 5843 | LAWTON READINESS CENTER | Army | 031 | Comanche | 2750 | Lawton | 0.9 | 0.87 | 1.036 | 1.131 | 1.131 | 0.694 | 0.667 | 1.346 | 1.131 | 0.6
US | United States | 40 | Oklahoma | 18081-10351 | 700510 | GORE BLVD LAWTON | Army | 031 | Comanche | 2750 | Lawton | 0.9 | 0.87
US | United States | 40 | Oklahoma | 82387-10833 | 702944 | 410 SW 5TH STREET LAWTON | Army | 031 | Comanche | 2750 | Lawton | 0.9 | 0.87
US | United States | 40 | Oklahoma | 82387-11441 | 703552 | C AVE AND 3RD LAWTON | Army | 031 | Comanche | 2750 | Lawton | 0.9 | 0.87
US | United States | 40 | Oklahoma | 82387-13234 | 705343 | W GORE BLVD LAWTON | Army | 031 | Comanche | 2750 | Lawton | 0.9 | 0.87
US | United States | 40 | Oklahoma | 711058 | 711058 | 200 C AVENUE @3RD, #94 LAWTON | Army | 031 | Comanche | 2750 | Lawton | 0.9 | 0.87
US | United States | 40 | Oklahoma | 40E45 | 7770 | WALTERS READINESS CENTER | Army | 033 | Cotton | 4940 | Walters | 0.91 | 0.88 | 1.036 | 1.131 | 1.131 | 0.694 | 0.667 | 1.346 | 1.131 | 0.6
US | United States | 40 | Oklahoma | 40E35 | 7728 | VINITA READINESS CENTER | Army | 035 | Craig | 4900 | Vinita | 0.91 | 0.88 | 1.036 | 1.131 | 1.131 | 0.694 | 0.667 | 1.346 | 1.131 | 0.6
US | United States | 40 | Oklahoma | 40A65 | 4146 | BRISTOW READINESS CENTER | Army | 037 | Creek | 0580 | Bristow | 0.91 | 0.88 | 1.036 | 1.131 | 1.131 | 0.694 | 0.667 | 1.346 | 1.131 | 0.6
US | United States | 40 | Oklahoma | 40D80 | 7176 | SAPULPA READINESS CENTER | Army | 037 | Creek | 4190 | Sapulpa | 0.91 | 0.88 | 1.036 | 1.131 | 1.131 | 0.694 | 0.667 | 1.346 | 1.131 | 0.6
US | United States | 40 | Oklahoma | 82387-13316 | 705425 | W TAFT SAPULPA | Army | 037 | Creek | 4190 | Sapulpa | 0.91 | 0.88
US | United States | 40 | Oklahoma | 40B00 | 4469 | CLINTON READINESS CENTER | Army | 039 | Custer | 1030 | Clinton | 0.91 | 0.88 | 1.036 | 1.131 | 1.131 | 0.694 | 0.667 | 1.346 | 1.131 | 0.6
US | United States | 40 | Oklahoma | 40845 | 4739 | DONALD A ROUSH USARC | Army | 039 | Custer | 1030 | Clinton | 0.91 | 0.88 | 1.036 | 1.131 | 1.131 | 0.694 | 0.667 | 1.346 | 1.131 | 0.6
US | United States | 40 | Oklahoma | 40E56 | 7831 | WEATHERFORD OMS NO 8A | Army | 039 | Custer | 5080 | Weatherford | 0.91 | 0.88 | 1.036 | 1.131 | 1.131 | 0.694 | 0.667 | 1.346 | 1.131 | 0.6
US | United States | 40 | Oklahoma | 40E55 | 7832 | WEATHERFORD READINESS CENTER | Army | 039 | Custer | 5080 | Weatherford | 0.91 | 0.88 | 1.036 | 1.131 | 1.131 | 0.694 | 0.667 | 1.346 | 1.131 | 0.6
US | United States | 40 | Oklahoma | 82387-10543 | 702654 | 2310 PEACH WEATHERFORD | Army | 039 | Custer | 5080 | Weatherford | 0.91 | 0.88
US | United States | 40 | Oklahoma | 82387-10671 | 702782 | 300 NORTH STATE STREET WEATHERFORD | Army | 039 | Custer | 5080 | Weatherford | 0.91 | 0.88
US | United States | 40 | Oklahoma | 710060 | 710060 | 2310 PEACH WEATHERFORD | Army | 039 | Custer | 5080 | Weatherford | 0.91 | 0.88
US | United States | 40 | Oklahoma | 711184 | 711184 | 2317 E LAWTER ROAD WEATHERFORD | Army | 039 | Custer | 5080 | Weatherford | 0.91 | 0.88
US | United States | 40 | Oklahoma | 40B41 | 4873 | ENID FMS 10 | Army | 047 | Garfield | 1550 | Enid | 0.9 | 0.86 | 1.036 | 1.131 | 1.131 | 0.694 | 0.667 | 1.346 | 1.131 | 0.6
US | United States | 40 | Oklahoma | 40B40 | 4874 | ENID READINESS CENTER | Army | 047 | Garfield | 1550 | Enid | 0.9 | 0.86 | 1.036 | 1.131 | 1.131 | 0.694 | 0.667 | 1.346 | 1.131 | 0.6
US | United States | 40 | Oklahoma | 40860 | 5239 | GRADY L ROBBINS USARC | Army | 047 | Garfield | 1550 | Enid | 0.9 | 0.86 | 1.036 | 1.131 | 1.131 | 0.694 | 0.667 | 1.346 | 1.131 | 0.6
US | United States | 40 | Oklahoma | 05250-10002 | 700047 | 117 W OXFORD ENID | Army | 047 | Garfield | 1550 | Enid | 0.9 | 0.86 | 1.036 | 1.131 | 1.131 | 0.694 | 0.667 | 1.346 | 1.131 | 0.6
US | United States | 40 | Oklahoma | 82387-11118 | 703229 | 705 SOUTH OAKWOOD ENID | Army | 047 | Garfield | 1550 | Enid | 0.9 | 0.86
US | United States | 40 | Oklahoma | XTLF0001 | 3375 | VANCE AIR FORCE BASE SITE # 1 | Air Force | 047 | Garfield | 9999 | Unknown | 0.9 | 0.86 | 1.036 | 1.131 | 1.131 | 0.694 | 0.667 | 1.346 | 1.131 | 0.6
US | United States | 40 | Oklahoma | 40D40 | 6725 | PAULS VALLEY READINESS CENTER | Army | 049 | Garvin | 3670 | Pauls Valley | 0.91 | 0.88 | 1.036 | 1.131 | 1.131 | 0.694 | 0.667 | 1.346 | 1.131 | 0.6
US | United States | 40 | Oklahoma | 4010A | 4147 | BROKEN ARROW AFRC | Army | 051 | Grady | 0520 | Bradley | 0.91 | 0.88 | 1.036 | 1.131 | 1.131 | 0.694 | 0.667 | 1.346 | 1.131 | 0.6
US | United States | 40 | Oklahoma | 40A85 | 4424 | CHICKASHA READINESS CENTER | Army | 051 | Grady | 0960 | Chickasha | 0.91 | 0.88 | 1.036 | 1.131 | 1.131 | 0.694 | 0.667 | 1.346 | 1.131 | 0.6
US | United States | 40 | Oklahoma | 40840 | 7571 | TONY K BURRIS USARC | Army | 051 | Grady | 0960 | Chickasha | 0.91 | 0.88 | 1.036 | 1.131 | 1.131 | 0.694 | 0.667 | 1.346 | 1.131 | 0.6
US | United States | 40 | Oklahoma | 40C70 | 6215 | MINCO READINESS CENTER | Army | 051 | Grady | 3200 | Minco | 0.91 | 0.88 | 1.036 | 1.131 | 1.131 | 0.694 | 0.667 | 1.346 | 1.131 | 0.6
US | United States | 40 | Oklahoma | 40C45 | 6048 | MANGUM READINESS CENTER | Army | 055 | Greer | 2990 | Mangum | 0.91 | 0.88 | 1.036 | 1.131 | 1.131 | 0.694 | 0.667 | 1.346 | 1.131 | 0.6
US | United States | 40 | Oklahoma | VXQB0001 | 3295 | SOONER DROP ZONE TRAINING ANNEX SITE # 1 | Air Force | 057 | Harmon | 2290 | Hollis | 0.91 | 0.88 | 1.036 | 1.131 | 1.131 | 0.694 | 0.667 | 1.346 | 1.131 | 0.6
US | United States | 40 | Oklahoma | 40B85 | 5463 | HOLDENVILLE READINESS CENTER | Army | 063 | Hughes | 2280 | Holdenville | 0.91 | 0.88 | 1.036 | 1.131 | 1.131 | 0.694 | 0.667 | 1.346 | 1.131 | 0.6
US | United States | 40 | Oklahoma | 40A22 | 3769 | ALTUS FMS 8 | Army | 065 | Jackson | 0120 | Altus | 0.97 | 0.94 | 1.036 | 1.131 | 1.131 | 0.694 | 0.667 | 1.346 | 1.131 | 0.6
US | United States | 40 | Oklahoma | 40A20 | 3770 | ALTUS READINESS CENTER | Army | 065 | Jackson | 0120 | Altus | 0.97 | 0.94 | 1.036 | 1.131 | 1.131 | 0.694 | 0.667 | 1.346 | 1.131 | 0.6
US | United States | 40 | Oklahoma | 82387-12408 | 704518 | N MAIN ALTUS | Army | 065 | Jackson | 0120 | Altus | 0.97 | 0.94
US | United States | 40 | Oklahoma | AGGS0001 | 1362 | ALTUS ILS MIDDLE MARKER ANNEX SITE # 1 | Air Force | 065 | Jackson | 0122 | Altus AFB | 0.97 | 0.94 | 1.036 | 1.131 | 1.131 | 0.694 | 0.667 | 1.346 | 1.131 | 0.6
US | United States | 40 | Oklahoma | AGGN0001 | 1361 | ALTUS AIR FORCE BASE SITE # 1 | Air Force | 065 | Jackson | 9999 | Unknown | 0.97 | 0.94 | 1.036 | 1.131 | 1.131 | 0.694 | 0.667 | 1.346 | 1.131 | 0.6
US | United States | 40 | Oklahoma | 40E20 | 7557 | TISHOMINGO READINESS CENTER | Army | 069 | Johnston | 4740 | Tishomingo | 0.91 | 0.88 | 1.036 | 1.131 | 1.131 | 0.694 | 0.667 | 1.346 | 1.131 | 0.6
US | United States | 40 | Oklahoma | 40A60 | 4060 | BLACKWELL READINESS CENTER | Army | 071 | Kay | 0420 | Blackwell | 0.91 | 0.88 | 1.036 | 1.131 | 1.131 | 0.694 | 0.667 | 1.346 | 1.131 | 0.6
US | United States | 40 | Oklahoma | 40D70 | 6841 | PONCA CITY READINESS CENTER | Army | 071 | Kay | 3800 | Ponca City | 0.91 | 0.88 | 1.036 | 1.131 | 1.131 | 0.694 | 0.667 | 1.346 | 1.131 | 0.6
US | United States | 40 | Oklahoma | 40935 | 7586 | TRACY W YOUNG USARC | Army | 071 | Kay | 3800 | Ponca City | 0.91 | 0.88 | 1.036 | 1.131 | 1.131 | 0.694 | 0.667 | 1.346 | 1.131 | 0.6
US | United States | 40 | Oklahoma | 82387-12320 | 704430 | N 14TH PONCA CITY | Army | 071 | Kay | 3800 | Ponca City | 0.91 | 0.88
US | United States | 40 | Oklahoma | 40E25 | 9439 | TONKAWA READINESS CENTER | Army | 071 | Kay | 4750 | Tonkawa | 0.91 | 0.88 | 1.036 | 1.131 | 1.131 | 0.694 | 0.667 | 1.346 | 1.131 | 0.6
US | United States | 40 | Oklahoma | 40C15 | 5730 | KINGFISHER READINESS CENTER | Army | 073 | Kingfisher | 2600 | Kingfisher | 0.91 | 0.88 | 1.036 | 1.131 | 1.131 | 0.694 | 0.667 | 1.346 | 1.131 | 0.6
US | United States | 40 | Oklahoma | 40B80 | 5455 | HOBART READINESS CENTER | Army | 075 | Kiowa | 2260 | Hobart | 0.91 | 0.88 | 1.036 | 1.131 | 1.131 | 0.694 | 0.667 | 1.346 | 1.131 | 0.6
US | United States | 40 | Oklahoma | 40D75 | 6868 | POTEAU READINESS CENTER | Army | 079 | Le Flore | 3840 | Poteau | 0.91 | 0.88 | 1.036 | 1.131 | 1.131 | 0.694 | 0.667 | 1.346 | 1.131 | 0.6
US | United States | 40 | Oklahoma | 82387-12348 | 704458 | N BROADWAY POTEAU | Army | 079 | Le Flore | 3840 | Poteau | 0.91 | 0.88
US | United States | 40 | Oklahoma | 710891 | 710891 | 1704 WITTEVILLE DRIVE POTEAU | Army | 079 | Le Flore | 3840 | Poteau | 0.91 | 0.88
US | United States | 40 | Oklahoma | 40A76 | 4377 | CHANDLER FMS 2 | Army | 081 | Lincoln | 0900 | Chandler | 0.91 | 0.88 | 1.036 | 1.131 | 1.131 | 0.694 | 0.667 | 1.346 | 1.131 | 0.6
US | United States | 40 | Oklahoma | 40A75 | 4378 | CHANDLER READINESS CENTER | Army | 081 | Lincoln | 0900 | Chandler | 0.91 | 0.88 | 1.036 | 1.131 | 1.131 | 0.694 | 0.667 | 1.346 | 1.131 | 0.6
US | United States | 40 | Oklahoma | 40B55 | 5317 | GUTHRIE READINESS CENTER | Army | 083 | Logan | 2000 | Guthrie | 0.91 | 0.88 | 1.036 | 1.131 | 1.131 | 0.694 | 0.667 | 1.346 | 1.131 | 0.6
US | United States | 40 | Oklahoma | 711020 | 711020 | 423 NE 21ST STREET NEWCASTLE | Army | 087 | McClain | 3378 | New Castle | 0.91 | 0.88
US | United States | 40 | Oklahoma | 40C05 | 5523 | IDABEL READINESS CENTER | Army | 089 | McCurtain | 2370 | Idabel | 0.91 | 0.88 | 1.036 | 1.131 | 1.131 | 0.694 | 0.667 | 1.346 | 1.131 | 0.6
US | United States | 40 | Oklahoma | 40B45 | 4886 | EUFAULA READINESS CENTER | Army | 091 | McIntosh | 1570 | Eufaula | 0.91 | 0.88 | 1.036 | 1.131 | 1.131 | 0.694 | 0.667 | 1.346 | 1.131 | 0.6
US | United States | 40 | Oklahoma | 40C40 | 6011 | MADILL READINESS CENTER | Army | 095 | Marshall | 2970 | Madill | 0.91 | 0.88 | 1.036 | 1.131 | 1.131 | 0.694 | 0.667 | 1.346 | 1.131 | 0.6
US | United States | 40 | Oklahoma | 40D78 | 6891 | PRYOR READINESS CENTER | Army | 097 | Mayes | 3855 | Pryor | 0.91 | 0.88 | 1.036 | 1.131 | 1.131 | 0.694 | 0.667 | 1.346 | 1.131 | 0.6
US | United States | 40 | Oklahoma | 40E10 | 7465 | SULPHUR READINESS CENTER | Army | 099 | Murray | 4560 | Sulphur | 0.91 | 0.88 | 1.036 | 1.131 | 1.131 | 0.694 | 0.667 | 1.346 | 1.131 | 0.6
US | United States | 40 | Oklahoma | 40580 | 4255 | CAMP GRUBER | Army | 101 | Muskogee | 0530 | Braggs | 0.91 | 0.88 | 1.036 | 1.131 | 1.131 | 0.694 | 0.667 | 1.346 | 1.131 | 0.6
US | United States | 40 | Oklahoma | 40B66 | 5377 | HASKELL READINESS CENTER | Army | 101 | Muskogee | 2100 | Haskell | 0.91 | 0.88 | 1.036 | 1.131 | 1.131 | 0.694 | 0.667 | 1.346 | 1.131 | 0.6
US | United States | 40 | Oklahoma | 40895 | 3767 | ALTON M ASHWORTH USARC | Army | 101 | Muskogee | 3310 | Muskogee | 0.91 | 0.88 | 1.036 | 1.131 | 1.131 | 0.694 | 0.667 | 1.346 | 1.131 | 0.6
US | United States | 40 | Oklahoma | 40C75 | 6339 | MUSKOGEE READINESS CENTER | Army | 101 | Muskogee | 3310 | Muskogee | 0.91 | 0.88 | 1.036 | 1.131 | 1.131 | 0.694 | 0.667 | 1.346 | 1.131 | 0.6
US | United States | 40 | Oklahoma | 70132-10727 | 701998 | BALTIMORE AVE MUSKOGEE | Army | 101 | Muskogee | 3310 | Muskogee | 0.91 | 0.88
US | United States | 40 | Oklahoma | 82387-12410 | 704520 | N MAIN MUSKOGEE | Army | 101 | Muskogee | 3310 | Muskogee | 0.91 | 0.88
US | United States | 40 | Oklahoma | 40D60 | 6743 | PERRY READINESS CENTER | Army | 103 | Noble | 3740 | Perry | 0.91 | 0.88 | 1.036 | 1.131 | 1.131 | 0.694 | 0.667 | 1.346 | 1.131 | 0.6
US | United States | 40 | Oklahoma | 40C95 | 6580 | NOWATA READINESS CENTER | Army | 105 | Nowata | 3460 | Nowata | 0.91 | 0.88 | 1.036 | 1.131 | 1.131 | 0.694 | 0.667 | 1.346 | 1.131 | 0.6
US | United States | 40 | Oklahoma | 40D01 | 6612 | OKEMAH READINESS CENTER | Army | 107 | Okfuskee | 3540 | Okemah | 0.91 | 0.88 | 1.036 | 1.131 | 1.131 | 0.694 | 0.667 | 1.346 | 1.131 | 0.6
US | United States | 40 | Oklahoma | 82387-11596 | 703707 | DEL CITY TOWER DEL CITY | Army | 109 | Oklahoma | 1300 | Del City | 0.91 | 0.88
US | United States | 40 | Oklahoma | 82387-12919 | 705029 | SE 29TH ST DEL CITY | Army | 109 | Oklahoma | 1300 | Del City | 0.91 | 0.88
US | United States | 40 | Oklahoma | 40B20 | 4824 | EDMOND READINESS CENTER | Army | 109 | Oklahoma | 1480 | Edmond | 0.91 | 0.88 | 1.036 | 1.131 | 1.131 | 0.694 | 0.667 | 1.346 | 1.131 | 0.6
US | United States | 40 | Oklahoma | 70132-10757 | 702028 | MORGAN TR EDMOND | Army | 109 | Oklahoma | 1480 | Edmond | 0.91 | 0.88
US | United States | 40 | Oklahoma | 70132-10777 | 702048 | SILVERTREE LN EDMOND | Army | 109 | Oklahoma | 1480 | Edmond | 0.91 | 0.88
US | United States | 40 | Oklahoma | 82387-11631 | 703742 | E 15TH ST EDMOND | Army | 109 | Oklahoma | 1480 | Edmond | 0.91 | 0.88
US | United States | 40 | Oklahoma | 82387-11637 | 703748 | E 2ND ST EDMOND | Army | 109 | Oklahoma | 1480 | Edmond | 0.91 | 0.88
US | United States | 40 | Oklahoma | 710379 | 710379 | 16104 KORIE DRIVE EDMOND | Army | 109 | Oklahoma | 1480 | Edmond | 0.91 | 0.88
US | United States | 40 | Oklahoma | 710380 | 710380 | 21 NW 156TH STREET EDMOND | Army | 109 | Oklahoma | 1480 | Edmond | 0.91 | 0.88
US | United States | 40 | Oklahoma | 710880 | 710880 | 17512 WAIN BRIDGE EDMOND | Army | 109 | Oklahoma | 1480 | Edmond | 0.91 | 0.88
US | United States | 40 | Oklahoma | 710898 | 710898 | 509 CANDLEWOOD DRIVE EDMOND | Army | 109 | Oklahoma | 1480 | Edmond | 0.91 | 0.88
US | United States | 40 | Oklahoma | 711060 | 711060 | 16812 VENTANA BLVD. EDMOND | Army | 109 | Oklahoma | 1480 | Edmond | 0.91 | 0.88
US | United States | 40 | Oklahoma | 711193 | 711193 | 2316 NW 151ST STREET EDMOND | Army | 109 | Oklahoma | 1480 | Edmond | 0.91 | 0.88
US | United States | 40 | Oklahoma | 400NG-10002 | 701127 | 1640 S SOONER RD, STE D MIDWEST CITY | Army | 109 | Oklahoma | 3170 | Midwest City | 0.91 | 0.88 | 1.036 | 1.131 | 1.131 | 0.694 | 0.667 | 1.346 | 1.131 | 0.6
US | United States | 40 | Oklahoma | 82387-10092 | 702203 | 1100 S AIR DEPOT MIDWEST CITY | Army | 109 | Oklahoma | 3170 | Midwest City | 0.91 | 0.88
US | United States | 40 | Oklahoma | 82387-12364 | 704474 | N DOUGLAS BLVD MIDWEST CITY | Army | 109 | Oklahoma | 3170 | Midwest City | 0.91 | 0.88
US | United States | 40 | Oklahoma | 710406 | 710406 | 101 N DOUGLAS BLVD, SUITES N & O MIDWEST CITY | Army | 109 | Oklahoma | 3170 | Midwest City | 0.91 | 0.88
US | United States | 40 | Oklahoma | N00128-OC | 552 | OKLAHOMA CITY NADEP | Navy | 109 | Oklahoma | 3550 | Oklahoma City | 0.91 | 0.88 | 1.036 | 1.131 | 1.131 | 0.694 | 0.667 | 1.346 | 1.131 | 0.6
US | United States | 40 | Oklahoma | LJAS0001 | 2368 | LIBERTY RADIO RELAY ANNEX SITE # 1 | Air Force | 109 | Oklahoma | 3550 | Oklahoma City | 0.91 | 0.88 | 1.036 | 1.131 | 1.131 | 0.694 | 0.667 | 1.346 | 1.131 | 0.6
US | United States | 40 | Oklahoma | SHCZ0001 | 3109 | TINKER SUPPORT ANNEX SITE # 1 | Air Force | 109 | Oklahoma | 3550 | Oklahoma City | 0.91 | 0.88 | 1.036 | 1.131 | 1.131 | 0.694 | 0.667 | 1.346 | 1.131 | 0.6
US | United States | 40 | Oklahoma | SHDF0001 | 3110 | TINKER TRAINING ANNEX SITE # 1 | Air Force | 109 | Oklahoma | 3550 | Oklahoma City | 0.91 | 0.88 | 1.036 | 1.131 | 1.131 | 0.694 | 0.667 | 1.346 | 1.131 | 0.6
US | United States | 40 | Oklahoma | WWYK0001 | 3342 | TINKER AFB SITE # 1 | Air Force | 109 | Oklahoma | 3550 | Oklahoma City | 0.91 | 0.88 | 1.036 | 1.131 | 1.131 | 0.694 | 0.667 | 1.346 | 1.131 | 0.6
US | United States | 40 | Oklahoma | WWYX0001 | 3343 | TINKER ILS MIDDLE MARKER ANNEX SITE # 1 | Air Force | 109 | Oklahoma | 3550 | Oklahoma City | 0.91 | 0.88 | 1.036 | 1.131 | 1.131 | 0.694 | 0.667 | 1.346 | 1.131 | 0.6
US | United States | 40 | Oklahoma | 40D10 | 3675 | 23RD ST. READINESS CENTER | Army | 109 | Oklahoma | 3550 | Oklahoma City | 0.91 | 0.88 | 1.036 | 1.131 | 1.131 | 0.694 | 0.667 | 1.346 | 1.131 | 0.6
US | United States | 40 | Oklahoma | 40D26 | 3676 | 23RD STREET FMS 1 | Army | 109 | Oklahoma | 3550 | Oklahoma City | 0.91 | 0.88 | 1.036 | 1.131 | 1.131 | 0.694 | 0.667 | 1.346 | 1.131 | 0.6
US | United States | 40 | Oklahoma | 40D27 | 3683 | 36TH STREET READINESS CENTER | Army | 109 | Oklahoma | 3550 | Oklahoma City | 0.91 | 0.88 | 1.036 | 1.131 | 1.131 | 0.694 | 0.667 | 1.346 | 1.131 | 0.6
US | United States | 40 | Oklahoma | 40D25 | 3684 | 44TH STREET READINESS CENTER | Army | 109 | Oklahoma | 3550 | Oklahoma City | 0.91 | 0.88 | 1.036 | 1.131 | 1.131 | 0.694 | 0.667 | 1.346 | 1.131 | 0.6
US | United States | 40 | Oklahoma | 40D15 | 3685 | 45 TH BAND READINESS CENTER | Army | 109 | Oklahoma | 3550 | Oklahoma City | 0.91 | 0.88 | 1.036 | 1.131 | 1.131 | 0.694 | 0.667 | 1.346 | 1.131 | 0.6
US | United States | 40 | Oklahoma | 40D17 | 3686 | 45TH INFANTY DIVISION MUSEUM | Army | 109 | Oklahoma | 3550 | Oklahoma City | 0.91 | 0.88 | 1.036 | 1.131 | 1.131 | 0.694 | 0.667 | 1.346 | 1.131 | 0.6
US | United States | 40 | Oklahoma | 40915 | 4045 | BILLY A KROWSE USARC | Army | 109 | Oklahoma | 3550 | Oklahoma City | 0.91 | 0.88 | 1.036 | 1.131 | 1.131 | 0.694 | 0.667 | 1.346 | 1.131 | 0.6
US | United States | 40 | Oklahoma | 40916 | 6064 | MANUEL A PEREZ JR USARC | Army | 109 | Oklahoma | 3550 | Oklahoma City | 0.91 | 0.88 | 1.036 | 1.131 | 1.131 | 0.694 | 0.667 | 1.346 | 1.131 | 0.6
US | United States | 40 | Oklahoma | 40C65 | 6192 | MIDWEST CITY READINESS CENTER | Army | 109 | Oklahoma | 3550 | Oklahoma City | 0.91 | 0.88 | 1.036 | 1.131 | 1.131 | 0.694 | 0.667 | 1.346 | 1.131 | 0.6
US | United States | 40 | Oklahoma | 40D20 | 6613 | OKLAHOMA MILITARY DEPARTMENT | Army | 109 | Oklahoma | 3550 | Oklahoma City | 0.91 | 0.88 | 1.036 | 1.131 | 1.131 | 0.694 | 0.667 | 1.346 | 1.131 | 0.6
US | United States | 40 | Oklahoma | 40585 | 6973 | REGIONAL TRNG INST | Army | 109 | Oklahoma | 3550 | Oklahoma City | 0.91 | 0.88 | 1.036 | 1.131 | 1.131 | 0.694 | 0.667 | 1.346 | 1.131 | 0.6
US | United States | 40 | Oklahoma | 40D05 | 7597 | TRP CMD READINESS CENTER | Army | 109 | Oklahoma | 3550 | Oklahoma City | 0.91 | 0.88 | 1.036 | 1.131 | 1.131 | 0.694 | 0.667 | 1.346 | 1.131 | 0.6
US | United States | 40 | Oklahoma | 40917 | 7646 | TWADDLE AFRC | Army | 109 | Oklahoma | 3550 | Oklahoma City | 0.91 | 0.88 | 1.036 | 1.131 | 1.131 | 0.694 | 0.667 | 1.346 | 1.131 | 0.6
US | United States | 40 | Oklahoma | 18081-10078 | 700237 | 200 NW 5TH STREET OKLAHOMA CITY | Army | 109 | Oklahoma | 3550 | Oklahoma City | 0.91 | 0.88
US | United States | 40 | Oklahoma | 400NG-10001 | 701126 | 115 E CALIFORNIA OKLAHOMA CITY | Army | 109 | Oklahoma | 3550 | Oklahoma City | 0.91 | 0.88 | 1.036 | 1.131 | 1.131 | 0.694 | 0.667 | 1.346 | 1.131 | 0.6
US | United States | 40 | Oklahoma | 400NG-10005 | 701130 | 2207 SW 74TH STREET OKLAHOMA CITY | Army | 109 | Oklahoma | 3550 | Oklahoma City | 0.91 | 0.88 | 1.036 | 1.131 | 1.131 | 0.694 | 0.667 | 1.346 | 1.131 | 0.6
US | United States | 40 | Oklahoma | 70132-10775 | 702046 | SE 54TH ST OKLAHOMA CITY | Army | 109 | Oklahoma | 3550 | Oklahoma City | 0.91 | 0.88
US | United States | 40 | Oklahoma | 82387-10046 | 702157 | 1021 S. MERIDIAN OKLAHOMA CITY | Army | 109 | Oklahoma | 3550 | Oklahoma City | 0.91 | 0.88
US | United States | 40 | Oklahoma | 82387-10437 | 702548 | 200 NW 5TH ST OKLAHOMA CITY | Army | 109 | Oklahoma | 3550 | Oklahoma City | 0.91 | 0.88
US | United States | 40 | Oklahoma | 82387-10667 | 702778 | 2ND ST TINKER AFB | Army | 109 | Oklahoma | 3550 | Oklahoma City | 0.91 | 0.88
US | United States | 40 | Oklahoma | 82387-10680 | 702791 | 301 NW 6TH ST OKLAHOMA CITY | Army | 109 | Oklahoma | 3550 | Oklahoma City | 0.91 | 0.88
US | United States | 40 | Oklahoma | 82387-10868 | 702979 | 4316 NW 61ST TERRACE OKLAHOMA CITY | Army | 109 | Oklahoma | 3550 | Oklahoma City | 0.91 | 0.88
US | United States | 40 | Oklahoma | 82387-12112 | 704222 | LAKESHORE CTR OKLAHOMA CITY | Army | 109 | Oklahoma | 3550 | Oklahoma City | 0.91 | 0.88
US | United States | 40 | Oklahoma | 82387-12566 | 704676 | NW EXPWY OKLAHOMA CITY | Army | 109 | Oklahoma | 3550 | Oklahoma City | 0.91 | 0.88
US | United States | 40 | Oklahoma | 82387-12889 | 704999 | S WESTERN OKLAHOMA CITY | Army | 109 | Oklahoma | 3550 | Oklahoma City | 0.91 | 0.88
US | United States | 40 | Oklahoma | 82387-13274 | 705383 | W MEMORIAL RD OKLAHOMA CITY | Army | 109 | Oklahoma | 3550 | Oklahoma City | 0.91 | 0.88
US | United States | 40 | Oklahoma | N00128-TI | 1283 | TINKER AFB | Navy | 109 | Oklahoma | 4725 | Tinker AFB | 0.91 | 0.88 | 1.036 | 1.131 | 1.131 | 0.694 | 0.667 | 1.346 | 1.131 | 0.6
US | United States | 40 | Oklahoma | 82387-12700 | 704810 | RESERVE RD TINKER AFB | Army | 109 | Oklahoma | 4725 | Tinker AFB | 0.91 | 0.88
US | United States | 40 | Oklahoma | YZEU0001 | 3522 | WILL ROGERS WORLD APT | Air Force | 109 | Oklahoma | 9999 | Unknown | 0.91 | 0.88 | 1.036 | 1.131 | 1.131 | 0.694 | 0.667 | 1.346 | 1.131 | 0.6
US | United States | 40 | Oklahoma | 40B75 | 5428 | HENRYETTA READINESS CENTER | Army | 111 | Okmulgee | 2180 | Henryetta | 0.91 | 0.88 | 1.036 | 1.131 | 1.131 | 0.694 | 0.667 | 1.346 | 1.131 | 0.6
US | United States | 40 | Oklahoma | 40926 | 5186 | GEORGE D SWANSON USARC | Army | 111 | Okmulgee | 3560 | Okmulgee | 0.91 | 0.88 | 1.036 | 1.131 | 1.131 | 0.694 | 0.667 | 1.346 | 1.131 | 0.6
US | United States | 40 | Oklahoma | 40D31 | 6614 | OKMULGEE FMS 6 | Army | 111 | Okmulgee | 3560 | Okmulgee | 0.91 | 0.88 | 1.036 | 1.131 | 1.131 | 0.694 | 0.667 | 1.346 | 1.131 | 0.6
US | United States | 40 | Oklahoma | 40D30 | 6615 | OKMULGEE READINESS CENTER | Army | 111 | Okmulgee | 3560 | Okmulgee | 0.91 | 0.88 | 1.036 | 1.131 | 1.131 | 0.694 | 0.667 | 1.346 | 1.131 | 0.6
US | United States | 40 | Oklahoma | 40B95 | 5474 | HOMINY READINESS CENTER | Army | 113 | Osage | 2310 | Hominy | 0.91 | 0.88 | 1.036 | 1.131 | 1.131 | 0.694 | 0.667 | 1.346 | 1.131 | 0.6
US | United States | 40 | Oklahoma | 40D50 | 6726 | PAWHUSKA READINESS CENTER | Army | 113 | Osage | 3680 | Pawhuska | 0.91 | 0.88 | 1.036 | 1.131 | 1.131 | 0.694 | 0.667 | 1.346 | 1.131 | 0.6
US | United States | 40 | Oklahoma | 40885 | 5083 | FRANKLIN L WEEKS USARC | Army | 115 | Ottawa | 3160 | Miami | 0.91 | 0.88 | 1.036 | 1.131 | 1.131 | 0.694 | 0.667 | 1.346 | 1.131 | 0.6
US | United States | 40 | Oklahoma | 40C60 | 6180 | MIAMI READINESS CENTER | Army | 115 | Ottawa | 3160 | Miami | 0.91 | 0.88 | 1.036 | 1.131 | 1.131 | 0.694 | 0.667 | 1.346 | 1.131 | 0.6
US | United States | 40 | Oklahoma | 82387-12409 | 704519 | N MAIN MIAMI | Army | 115 | Ottawa | 3160 | Miami | 0.91 | 0.88
US | United States | 40 | Oklahoma | 40D55 | 6727 | PAWNEE READINESS CENTER | Army | 117 | Pawnee | 3690 | Pawnee | 0.91 | 0.88 | 1.036 | 1.131 | 1.131 | 0.694 | 0.667 | 1.346 | 1.131 | 0.6
US | United States | 40 | Oklahoma | 40B05 | 4616 | CUSHING READINESS CENTER | Army | 119 | Payne | 1210 | Cushing | 0.91 | 0.88 | 1.036 | 1.131 | 1.131 | 0.694 | 0.667 | 1.346 | 1.131 | 0.6
US | United States | 40 | Oklahoma | 40965 | 4455 | CLEO O PAYNE USARC | Army | 119 | Payne | 4460 | Stillwater | 0.91 | 0.88 | 1.036 | 1.131 | 1.131 | 0.694 | 0.667 | 1.346 | 1.131 | 0.6
US | United States | 40 | Oklahoma | 40E02 | 7433 | STILLWATER FMS 4 | Army | 119 | Payne | 4460 | Stillwater | 0.91 | 0.88 | 1.036 | 1.131 | 1.131 | 0.694 | 0.667 | 1.346 | 1.131 | 0.6
US | United States | 40 | Oklahoma | 40E01 | 7435 | STILLWATER READINESS CENTER | Army | 119 | Payne | 4460 | Stillwater | 0.91 | 0.88 | 1.036 | 1.131 | 1.131 | 0.694 | 0.667 | 1.346 | 1.131 | 0.6
US | United States | 40 | Oklahoma | 400NG-10003 | 701128 | 211 SOUTH KNOBLOCK STILLWATER | Army | 119 | Payne | 4460 | Stillwater | 0.91 | 0.88 | 1.036 | 1.131 | 1.131 | 0.694 | 0.667 | 1.346 | 1.131 | 0.6
US | United States | 40 | Oklahoma | 82387-11696 | 703807 | E HALL OF FAME STILLWATER | Army | 119 | Payne | 4460 | Stillwater | 0.91 | 0.88
US | United States | 40 | Oklahoma | 82387-12883 | 704993 | S WASHINGTON STILLWATER | Army | 119 | Payne | 4460 | Stillwater | 0.91 | 0.88
US | United States | 40 | Oklahoma | 710253 | 710253 | 3715 WEST OWENS COURT STILLWATER | Army | 119 | Payne | 4460 | Stillwater | 0.91 | 0.88
US | United States | 40 | Oklahoma | 711056 | 711056 | 1423 S. MANSFIELD STILLWATER | Army | 119 | Payne | 4460 | Stillwater | 0.91 | 0.88
US | United States | 40 | Oklahoma | 40B60 | 5373 | HARTSHORNE READINESS CENTER | Army | 121 | Pittsburg | 2090 | Hartshorne | 0.78 | 0.75 | 1.036 | 1.131 | 1.131 | 0.694 | 0.667 | 1.346 | 1.131 | 0.6
US | United States | 40 | Oklahoma | 40875 | 4963 | FLOYD S PARKER USARC | Army | 121 | Pittsburg | 2930 | Mcalester | 0.78 | 0.75 | 1.036 | 1.131 | 1.131 | 0.694 | 0.667 | 1.346 | 1.131 | 0.6
US | United States | 40 | Oklahoma | 40520 | 6120 | MCALESTER AAP | Army | 121 | Pittsburg | 2930 | Mcalester | 0.78 | 0.75 | 1.036 | 1.131 | 1.131 | 0.694 | 0.667 | 1.346 | 1.131 | 0.6
US | United States | 40 | Oklahoma | 40C55 | 6121 | MCALESTER READINESS CENTER | Army | 121 | Pittsburg | 2930 | Mcalester | 0.78 | 0.75 | 1.036 | 1.131 | 1.131 | 0.694 | 0.667 | 1.346 | 1.131 | 0.6
US | United States | 40 | Oklahoma | 82387-10952 | 703063 | 520 GEORGE NIGH EXPRESSWAY MCALESTER | Army | 121 | Pittsburg | 2930 | Mcalester | 0.78 | 0.75
US | United States | 40 | Oklahoma | 82387-11670 | 703781 | E CHOCTAW MC ALESTER | Army | 121 | Pittsburg | 2930 | Mcalester | 0.78 | 0.75
US | United States | 40 | Oklahoma | 710940 | 710940 | 1016 NEWTON DR. MCALESTER | Army | 121 | Pittsburg | 2930 | Mcalester | 0.78 | 0.75
US | United States | 40 | Oklahoma | 40A10 | 3712 | ADA FMS 5 | Army | 123 | Pontotoc | 0020 | Ada | 0.91 | 0.88 | 1.036 | 1.131 | 1.131 | 0.694 | 0.667 | 1.346 | 1.131 | 0.6
US | United States | 40 | Oklahoma | 40A05 | 3713 | ADA READINESS CENTER | Army | 123 | Pontotoc | 0020 | Ada | 0.91 | 0.88 | 1.036 | 1.131 | 1.131 | 0.694 | 0.667 | 1.346 | 1.131 | 0.6
US | United States | 40 | Oklahoma | 40805 | 4825 | EDWARD D WATSON USARC | Army | 123 | Pontotoc | 0020 | Ada | 0.91 | 0.88 | 1.036 | 1.131 | 1.131 | 0.694 | 0.667 | 1.346 | 1.131 | 0.6
US | United States | 40 | Oklahoma | 40A15 | 3757 | ALLEN READINESS CENTER | Army | 123 | Pontotoc | 0110 | Allen | 0.91 | 0.88 | 1.036 | 1.131 | 1.131 | 0.694 | 0.667 | 1.346 | 1.131 | 0.6
US | United States | 40 | Oklahoma | 82387-10635 | 702746 | 2800 S EASTERN AVENU OKLAHOMA CITY | Army | 125 | Pottawatomie | 3550 | Oklahoma City | 0.91 | 0.88
US | United States | 40 | Oklahoma | 82387-12562 | 704672 | NW 58TH ST OKLAHOMA CITY | Army | 125 | Pottawatomie | 3550 | Oklahoma City | 0.91 | 0.88
US | United States | 40 | Oklahoma | 82387-12844 | 704954 | S MERIDIAN OKLAHOMA CITY | Army | 125 | Pottawatomie | 3550 | Oklahoma City | 0.91 | 0.88
US | United States | 40 | Oklahoma | 40D90 | 7253 | SHAWNEE READINESS CENTER | Army | 125 | Pottawatomie | 4300 | Shawnee | 0.91 | 0.88 | 1.036 | 1.131 | 1.131 | 0.694 | 0.667 | 1.346 | 1.131 | 0.6
US | United States | 40 | Oklahoma | 05250-10004 | 700049 | 1822 N SARATOGA SHAWNEE | Army | 125 | Pottawatomie | 4300 | Shawnee | 0.91 | 0.88 | 1.036 | 1.131 | 1.131 | 0.694 | 0.667 | 1.346 | 1.131 | 0.6
US | United States | 40 | Oklahoma | 82387-12386 | 704496 | N HARRISON SHAWNEE | Army | 125 | Pottawatomie | 4300 | Shawnee | 0.91 | 0.88
US | United States | 40 | Oklahoma | 711059 | 711059 | 3 WINDSOR COURT SHAWNEE | Army | 125 | Pottawatomie | 4300 | Shawnee | 0.91 | 0.88
US | United States | 40 | Oklahoma | 40825 | 5183 | GEORGE C FARR USARC | Army | 127 | Pushmataha | 0170 | Antlers | 0.91 | 0.88 | 1.036 | 1.131 | 1.131 | 0.694 | 0.667 | 1.346 | 1.131 | 0.6
US | United States | 40 | Oklahoma | 82387-13049 | 705159 | SW C ST ANTLERS | Army | 127 | Pushmataha | 0170 | Antlers | 0.91 | 0.88
US | United States | 40 | Oklahoma | 40A95 | 4437 | CLAREMORE READINESS CENTER | Army | 131 | Rogers | 0990 | Claremore | 0.91 | 0.88 | 1.036 | 1.131 | 1.131 | 0.694 | 0.667 | 1.346 | 1.131 | 0.6
US | United States | 40 | Oklahoma | 82387-13390 | 705499 | WILL ROGERS BLVD CLAREMORE | Army | 131 | Rogers | 0990 | Claremore | 0.91 | 0.88
US | United States | 40 | Oklahoma | 40C20 | 5760 | KONOWA READINESS CENTER | Army | 133 | Seminole | 2650 | Konawa | 0.91 | 0.88 | 1.036 | 1.131 | 1.131 | 0.694 | 0.667 | 1.346 | 1.131 | 0.6
US | United States | 40 | Oklahoma | 40D85 | 7220 | SEMINOLE READINESS CENTER | Army | 133 | Seminole | 4240 | Seminole | 0.91 | 0.88 | 1.036 | 1.131 | 1.131 | 0.694 | 0.667 | 1.346 | 1.131 | 0.6
US | United States | 40 | Oklahoma | 40E60 | 7876 | WEWOKA READINESS CENTER | Army | 133 | Seminole | 5160 | Wewoka | 0.91 | 0.88 | 1.036 | 1.131 | 1.131 | 0.694 | 0.667 | 1.346 | 1.131 | 0.6
US | United States | 40 | Oklahoma | 40B10 | 4776 | DUNCAN READINESS CENTER | Army | 137 | Stephens | 1420 | Duncan | 0.91 | 0.88 | 1.036 | 1.131 | 1.131 | 0.694 | 0.667 | 1.346 | 1.131 | 0.6
US | United States | 40 | Oklahoma | 82387-11807 | 703918 | ELK AVE DUNCAN | Army | 137 | Stephens | 1420 | Duncan | 0.91 | 0.88
US | United States | 40 | Oklahoma | 40C50 | 6085 | MARLOW READINESS CENTER | Army | 137 | Stephens | 3070 | Marlow | 0.91 | 0.88 | 1.036 | 1.131 | 1.131 | 0.694 | 0.667 | 1.346 | 1.131 | 0.6
US | United States | 40 | Oklahoma | GZQJ0001 | 2089 | FREDERICK NEXT GENERATION SITE SITE # 1 | Air Force | 141 | Tillman | 1750 | Frederick | 0.91 | 0.88 | 1.036 | 1.131 | 1.131 | 0.694 | 0.667 | 1.346 | 1.131 | 0.6
US | United States | 40 | Oklahoma | 40B53 | 5090 | FREDERICK READINESS CENTER | Army | 141 | Tillman | 1750 | Frederick | 0.91 | 0.88 | 1.036 | 1.131 | 1.131 | 0.694 | 0.667 | 1.346 | 1.131 | 0.6
US | United States | 40 | Oklahoma | GZPZ0001 | 2088 | FREDERICK MUNICIPAL AIRPORT SITE # 1 | Air Force | 141 | Tillman | 9999 | Unknown | 0.91 | 0.88 | 1.036 | 1.131 | 1.131 | 0.694 | 0.667 | 1.346 | 1.131 | 0.6
US | United States | 40 | Oklahoma | N00128-TU | 1204 | NAVOPSPTCEN TULSA OK | Navy | 143 | Tulsa | 0590 | Broken Arrow | 0.91 | 0.88 | 1.036 | 1.131 | 1.131 | 0.694 | 0.667 | 1.346 | 1.131 | 0.6
US | United States | 40 | Oklahoma | 40A70 | 4148 | BROKEN ARROW READINESS CENTER | Army | 143 | Tulsa | 0590 | Broken Arrow | 0.91 | 0.88 | 1.036 | 1.131 | 1.131 | 0.694 | 0.667 | 1.346 | 1.131 | 0.6
US | United States | 40 | Oklahoma | 82387-12799 | 704909 | S ELM BROKEN ARROW | Army | 143 | Tulsa | 0590 | Broken Arrow | 0.91 | 0.88
US | United States | 40 | Oklahoma | 710748 | 710748 | 4712 S 202ND E AVE BROKEN ARROW | Army | 143 | Tulsa | 0590 | Broken Arrow | 0.91 | 0.88
US | United States | 40 | Oklahoma | 711183 | 711183 | 4105 W KNOXVILLE BROKEN ARROW | Army | 143 | Tulsa | 0590 | Broken Arrow | 0.91 | 0.88
US | United States | 40 | Oklahoma | 70132-10096 | 701367 | 12004 N 108TH COLLINSVILLE | Army | 143 | Tulsa | 1060 | Collinsville | 0.91 | 0.88
US | United States | 40 | Oklahoma | 70132-10773 | 702044 | S GUM AVE JENKS | Army | 143 | Tulsa | 2440 | Jenks | 0.91 | 0.88
US | United States | 40 | Oklahoma | 710309 | 710309 | 10227 N 119TH E AVE OWASSO | Army | 143 | Tulsa | 3630 | Owasso | 0.91 | 0.88
US | United States | 40 | Oklahoma | 82387-11669 | 703780 | E CHARLES PAGE SAND SPRINGS | Army | 143 | Tulsa | 4170 | Sand Springs | 0.91 | 0.88
US | United States | 40 | Oklahoma | XHZG0001 | 3365 | TULSA IAP SITE # 1 | Air Force | 143 | Tulsa | 4780 | Tulsa | 0.91 | 0.88 | 1.036 | 1.131 | 1.131 | 0.694 | 0.667 | 1.346 | 1.131 | 0.6
US | United States | 40 | Oklahoma | 40D81 | 7160 | SAND SPRINGS AFRC | Army | 143 | Tulsa | 4780 | Tulsa | 0.91 | 0.88 | 1.036 | 1.131 | 1.131 | 0.694 | 0.667 | 1.346 | 1.131 | 0.6
US | United States | 40 | Oklahoma | 40E30 | 7636 | TULSA 15TH READINESS CENTER | Army | 143 | Tulsa | 4780 | Tulsa | 0.91 | 0.88 | 1.036 | 1.131 | 1.131 | 0.694 | 0.667 | 1.346 | 1.131 | 0.6
US | United States | 40 | Oklahoma | 40E32 | 7637 | TULSA AASF NO 2 | Army | 143 | Tulsa | 4780 | Tulsa | 0.91 | 0.88 | 1.036 | 1.131 | 1.131 | 0.694 | 0.667 | 1.346 | 1.131 | 0.6
US | United States | 40 | Oklahoma | 40E33 | 7638 | TULSA FMS 9 | Army | 143 | Tulsa | 4780 | Tulsa | 0.91 | 0.88 | 1.036 | 1.131 | 1.131 | 0.694 | 0.667 | 1.346 | 1.131 | 0.6
US | United States | 40 | Oklahoma | 40E31 | 7639 | TULSA MINGO VALLEY READINESS C | Army | 143 | Tulsa | 4780 | Tulsa | 0.91 | 0.88 | 1.036 | 1.131 | 1.131 | 0.694 | 0.667 | 1.346 | 1.131 | 0.6
US | United States | 40 | Oklahoma | 400NG-10006 | 701131 | 4701 SOUTH YALE AVENUE TULSA | Army | 143 | Tulsa | 4780 | Tulsa | 0.91 | 0.88 | 1.036 | 1.131 | 1.131 | 0.694 | 0.667 | 1.346 | 1.131 | 0.6
US | United States | 40 | Oklahoma | 82387-11634 | 703745 | E 21ST ST TULSA | Army | 143 | Tulsa | 4780 | Tulsa | 0.91 | 0.88
US | United States | 40 | Oklahoma | 82387-11640 | 703751 | E 42ND ST TULSA | Army | 143 | Tulsa | 4780 | Tulsa | 0.91 | 0.88
US | United States | 40 | Oklahoma | 82387-11644 | 703755 | E 71ST ST TULSA | Army | 143 | Tulsa | 4780 | Tulsa | 0.91 | 0.88
US | United States | 40 | Oklahoma | 82387-12869 | 704979 | S SHERIDAN RD TULSA | Army | 143 | Tulsa | 4780 | Tulsa | 0.91 | 0.88
US | United States | 40 | Oklahoma | 710381 | 710381 | 9717 E. 42ND STREET TULSA | Army | 143 | Tulsa | 4780 | Tulsa | 0.91 | 0.88
US | United States | 40 | Oklahoma | 710741 | 710741 | 6617 S 112TH E AVE TULSA | Army | 143 | Tulsa | 4780 | Tulsa | 0.91 | 0.88
US | United States | 40 | Oklahoma | 710263 | 710263 | 3963 S 216TH EAST AVE BROKEN ARROW | Army | 145 | Wagoner | 0590 | Broken Arrow | 0.91 | 0.88
US | United States | 40 | Oklahoma | 40E40 | 7753 | WAGONER READINESS CENTER | Army | 145 | Wagoner | 4910 | Wagoner | 0.91 | 0.88 | 1.036 | 1.131 | 1.131 | 0.694 | 0.667 | 1.346 | 1.131 | 0.6
US | United States | 40 | Oklahoma | 40A55 | 3937 | BARTLESVILLE READINESS CENTER | Army | 147 | Washington | 0300 | Bartlesville | 0.91 | 0.88 | 1.036 | 1.131 | 1.131 | 0.694 | 0.667 | 1.346 | 1.131 | 0.6
US | United States | 40 | Oklahoma | 40835 | 4794 | EARNEST L RIPLEY USARC | Army | 147 | Washington | 0300 | Bartlesville | 0.91 | 0.88 | 1.036 | 1.131 | 1.131 | 0.694 | 0.667 | 1.346 | 1.131 | 0.6
US | United States | 40 | Oklahoma | 82387-12925 | 705035 | SE WASHINGTON BLVD BARTLESVILLE | Army | 147 | Washington | 0300 | Bartlesville | 0.91 | 0.88
US | United States | 40 | Oklahoma | BFTS0001 | 170013 | BURNS FLAT TRAINING SITE | Air Force | 149 | Washita | 0652 | Burns Flat | 0.91 | 0.88
US | United States | 40 | Oklahoma | 40A25 | 3771 | ALVA READINESS CENTER | Army | 151 | Woods | 0130 | Alva | 0.91 | 0.88 | 1.036 | 1.131 | 1.131 | 0.694 | 0.667 | 1.346 | 1.131 | 0.6
US | United States | 40 | Oklahoma | 40E65 | 7964 | WOODWARD READINESS CENTER | Army | 153 | Woodward | 5220 | Woodward | 0.91 | 0.88 | 1.036 | 1.131 | 1.131 | 0.694 | 0.667 | 1.346 | 1.131 | 0.6
US | United States | 40 | Oklahoma | 82387-10142 | 702253 | 11TH ST WOODWARD | Army | 153 | Woodward | 5220 | Woodward | 0.91 | 0.88
US | United States | 41 | Oregon | 41A20 | 3911 | BAKER CITY ARMORY | Army | 001 | Baker | 0130 | Baker | 1.07 | 1.08 | 2.143 | 1.131 | 1.131 | 1.241 | 1.667 | 1.615 | 1.131 | 0.443
US | United States | 41 | Oregon | 41A19 | 3912 | BAKER CITY READINESS CENTER | Army | 001 | Baker | 0130 | Baker | 1.07 | 1.08 | 2.143 | 1.131 | 1.131 | 1.241 | 1.667 | 1.615 | 1.131 | 0.443
US | United States | 41 | Oregon | 41455 | 4227 | CAMP ADAIR CORVALLIS | Army | 003 | Benton | 0420 | Corvallis | 1.07 | 1.08 | 2.143 | 1.131 | 1.131 | 1.241 | 1.667 | 1.615 | 1.131 | 0.443
US | United States | 41 | Oregon | 41458 | 7298 | SMITH HALL | Army | 003 | Benton | 0420 | Corvallis | 1.07 | 1.08 | 2.143 | 1.131 | 1.131 | 1.241 | 1.667 | 1.615 | 1.131 | 0.443
US | United States | 41 | Oregon | 82387-12571 | 704681 | NW VAN BUREN CORVALLIS | Army | 003 | Benton | 0420 | Corvallis | 1.07 | 1.08
US | United States | 41 | Oregon | 710056 | 710056 | 3517 SE MIDVALE DR CORVALLIS | Army | 003 | Benton | 0420 | Corvallis | 1.07 | 1.08
US | United States | 41 | Oregon | 41A35 | 4296 | CAMP WITHYCOMBE CLACKAMAS | Army | 005 | Clackamas | 0335 | Clackamas | 1.05 | 1.07 | 2.143 | 1.187 | 1.187 | 1.241 | 1.667 | 1.615 | 1.187 | 0.443
US | United States | 41 | Oregon | 41B05 | 5787 | LAKE OSWEGO ARMORY | Army | 005 | Clackamas | 1197 | Lake Oswego | 1.05 | 1.07 | 2.143 | 1.187 | 1.187 | 1.241 | 1.667 | 1.615 | 1.187 | 0.443
US | United States | 41 | Oregon | 82387-12923 | 705033 | SE MCLOUGHLIN MILWAUKIE | Army | 005 | Clackamas | 1360 | Milwaukie | 1.05 | 1.07
US | United States | 41 | Oregon | 41B45 | 6652 | OREGON CITY ARMORY | Army | 005 | Clackamas | 1580 | Oregon City | 1.05 | 1.07 | 2.143 | 1.187 | 1.187 | 1.241 | 1.667 | 1.615 | 1.187 | 0.443
US | United States | 41 | Oregon | 710544 | 710544 | 18222 DAVIS ST SANDY | Army | 005 | Clackamas | 1830 | Sandy | 1.07 | 1.08
US | United States | 41 | Oregon | 82387-11223 | 703334 | 8655 SW CITIZENS DR WILSONVILLE | Army | 005 | Clackamas | 2253 | Wilsonville | 1.07 | 1.08
US | United States | 41 | Oregon | 82387-11531 | 703642 | COMMERCIAL ST ASTORIA | Army | 007 | Clatsop | 0080 | Astoria | 1.07 | 1.08
US | United States | 41 | Oregon | 41655 | 5053 | FORT STEVENS MILITARY CEMETERY | Army | 007 | Clatsop | 0920 | Hammond | 1.07 | 1.08 | 2.143 | 1.131 | 1.131 | 1.241 | 1.667 | 1.615 | 1.131 | 0.443
US | United States | 41 | Oregon | 41C30 | 6315 | MTA CAMP RILEA | Army | 007 | Clatsop | 2180 | Warrenton | 1.07 | 1.08 | 2.143 | 1.187 | 1.187 | 1.241 | 1.667 | 1.615 | 1.187 | 0.443
US | United States | 41 | Oregon | ERWM0001 | 1624 | CAMP RILEA ANG STATION SITE # 1 | Air Force | 007 | Clatsop | 9999 | Unknown | 1.07 | 1.08 | 2.143 | 1.187 | 1.187 | 1.241 | 1.667 | 1.615 | 1.187 | 0.443
US | United States | 41 | Oregon | 41B90 | 7387 | ST HELENS ARMORY | Army | 009 | Columbia | 1790 | St. Helens | 1.07 | 1.08 | 2.143 | 1.131 | 1.131 | 1.241 | 1.667 | 1.615 | 1.131 | 0.443
US | United States | 41 | Oregon | N00620-CH | 502 | COOS HEAD OR | Navy | 011 | Coos | 0323 | Charleston | 1.07 | 1.08 | 2.143 | 1.131 | 1.131 | 1.241 | 1.667 | 1.615 | 1.131 | 0.443
US | United States | 41 | Oregon | 41A40 | 4545 | COOS BAY ARMORY | Army | 011 | Coos | 0390 | Coos Bay | 1.07 | 1.08 | 2.143 | 1.131 | 1.131 | 1.241 | 1.667 | 1.615 | 1.131 | 0.443
US | United States | 41 | Oregon | 710372 | 710372 | 814 N. MORRISON COOS BAY | Army | 011 | Coos | 0390 | Coos Bay | 1.07 | 1.08
US | United States | 41 | Oregon | 82387-13165 | 705274 | VIRGINIA AVE NORTH BEND | Army | 011 | Coos | 1510 | North Bend | 1.07 | 1.08
US | United States | 41 | Oregon | 41902 | 4035 | BIAK TRAINING CENTER | Army | 013 | Crook | 1663 | Post | 1.07 | 1.08 | 2.143 | 1.131 | 1.131 | 1.241 | 1.667 | 1.615 | 1.131 | 0.443
US | United States | 41 | Oregon | 41B69 | 4367 | CENTRAL OREGON READINESS CTR | Army | 013 | Crook | 1700 | Prineville | 1.07 | 1.08 | 2.143 | 1.131 | 1.131 | 1.241 | 1.667 | 1.615 | 1.131 | 0.443
US | United States | 41 | Oregon | 41901 | 3993 | BEND COTEF | Army | 017 | Deschutes | 0190 | Bend | 1.07 | 1.08 | 2.143 | 1.131 | 1.131 | 1.241 | 1.667 | 1.615 | 1.131 | 0.443
US | United States | 41 | Oregon | 41A24 | 4041 | BILL HEALEY ARMORY | Army | 017 | Deschutes | 0190 | Bend | 1.07 | 1.08 | 2.143 | 1.131 | 1.131 | 1.241 | 1.667 | 1.615 | 1.131 | 0.443
US | United States | 41 | Oregon | 53450-10006 | 701198 | 875 SW SIMPSON AVE BEND | Army | 017 | Deschutes | 0190 | Bend | 1.07 | 1.08 | 2.143 | 1.131 | 1.131 | 1.241 | 1.667 | 1.615 | 1.131 | 0.443
US | United States | 41 | Oregon | 82387-12505 | 704615 | NE BEND RIVER BEND | Army | 017 | Deschutes | 0190 | Bend | 1.07 | 1.08
US | United States | 41 | Oregon | 711177 | 711177 | 1630 SE TEMPEST DR. BEND | Army | 017 | Deschutes | 0190 | Bend | 1.07 | 1.08
US | United States | 41 | Oregon | 41B70 | 6963 | REDMOND ARMORY | Army | 017 | Deschutes | 1720 | Redmond | 1.07 | 1.08 | 2.143 | 1.131 | 1.131 | 1.241 | 1.667 | 1.615 | 1.131 | 0.443
US | United States | 41 | Oregon | 41B85 | 7066 | ROSEBURG ARMORY | Army | 019 | Douglas | 1780 | Roseburg | 1.07 | 1.08 | 2.143 | 1.131 | 1.131 | 1.241 | 1.667 | 1.615 | 1.131 | 0.443
US | United States | 41 | Oregon | 82387-10584 | 702695 | 250 GARDEN VALLEY ROSEBURG | Army | 019 | Douglas | 1780 | Roseburg | 1.07 | 1.08
US | United States | 41 | Oregon | 710865 | 710865 | 4366 MELODY LN ROSEBURG | Army | 019 | Douglas | 1780 | Roseburg | 1.07 | 1.08
US | United States | 41 | Oregon | 41A30 | 4191 | BURNS ARMORY | Army | 025 | Harney | 0240 | Burns | 1.07 | 1.08 | 2.143 | 1.131 | 1.131 | 1.241 | 1.667 | 1.615 | 1.131 | 0.443
US | United States | 41 | Oregon | 41A90 | 5478 | HOOD RIVER ARMORY | Army | 027 | Hood River | 1020 | Hood River | 1.07 | 1.08 | 2.143 | 1.131 | 1.131 | 1.241 | 1.667 | 1.615 | 1.131 | 0.443
US | United States | 41 | Oregon | N68967-CO | 688 | NAVOPSPTCEN CEN POINT | Navy | 029 | Jackson | 0320 | Central Point | 1.07 | 1.08 | 2.143 | 1.131 | 1.131 | 1.241 | 1.667 | 1.615 | 1.131 | 0.443
US | United States | 41 | Oregon | 41B20 | 6142 | MEDFORD ARMORY FMS | Army | 029 | Jackson | 1310 | Medford | 1.07 | 1.08 | 2.143 | 1.131 | 1.131 | 1.241 | 1.667 | 1.615 | 1.131 | 0.443
US | United States | 41 | Oregon | 82387-13023 | 705133 | STEPHENS ST MEDFORD | Army | 029 | Jackson | 1310 | Medford | 1.07 | 1.08
US | United States | 41 | Oregon | 70132-10310 | 701581 | 2651 SW RAYDEAN DR GRANTS PASS | Army | 033 | Josephine | 0860 | Grants Pass | 1.07 | 1.08
US | United States | 41 | Oregon | 82387-12503 | 704613 | NE 6TH ST GRANTS PASS | Army | 033 | Josephine | 0860 | Grants Pass | 1.07 | 1.08
US | United States | 41 | Oregon | 710059 | 710059 | 2924 GOLDEN ASPEN GRANTS PASS | Army | 033 | Josephine | 0860 | Grants Pass | 1.07 | 1.08
US | United States | 41 | Oregon | 711182 | 711182 | 2951 SW MISTYBROOK D GRANTS PASS | Army | 033 | Josephine | 0860 | Grants Pass | 1.07 | 1.08
US | United States | 41 | Oregon | 41A95 | 5752 | KLAMATH FALLS ARMORY | Army | 035 | Klamath | 1170 | Klamath Falls | 1.07 | 1.08 | 2.143 | 1.131 | 1.131 | 1.241 | 1.667 | 1.615 | 1.131 | 0.443
US | United States | 41 | Oregon | 82387-10713 | 702824 | 3160 SOUTH 6TH ST KLAMATH FALLS | Army | 035 | Klamath | 1170 | Klamath Falls | 1.07 | 1.08
US | United States | 41 | Oregon | DSRY0001 | 1589 | CHRISTMAS VALLEY RADAR SITE SITE # 1 | Air Force | 035 | Klamath | 9999 | Unknown | 1.07 | 1.08 | 2.143 | 1.131 | 1.131 | 1.241 | 1.667 | 1.615 | 1.131 | 0.443
US | United States | 41 | Oregon | KJAQ0001 | 2340 | KLAMATH FALLS AIRPORT-KINGSLEY FIELD (ANG) SITE # 1 | Air Force | 035 | Klamath | 9999 | Unknown | 1.07 | 1.08 | 2.143 | 1.131 | 1.131 | 1.241 | 1.667 | 1.615 | 1.131 | 0.443
US | United States | 41 | Oregon | MCXE0001 | 2432 | KENO AIR FORCE STATION SITE # 1 | Air Force | 035 | Klamath | 9999 | Unknown | 1.07 | 1.08 | 2.143 | 1.131 | 1.131 | 1.241 | 1.667 | 1.615 | 1.131 | 0.443
US | United States | 41 | Oregon | N68967-EO | 951 | NAVOPSPTCEN EUGENE | Navy | 039 | Lane | 0660 | Eugene | 1.07 | 1.08 | 2.143 | 1.131 | 1.131 | 1.241 | 1.667 | 1.615 | 1.131 | 0.443
US | United States | 41 | Oregon | 41A65 | 4887 | EUGENE ARMORY | Army | 039 | Lane | 0660 | Eugene | 1.07 | 1.08 | 2.143 | 1.131 | 1.131 | 1.241 | 1.667 | 1.615 | 1.131 | 0.443
US | United States | 41 | Oregon | 41765 | 6757 | PFC EDWIN L. WEBB USARC | Army | 039 | Lane | 0660 | Eugene | 1.07 | 1.08 | 2.143 | 1.131 | 1.131 | 1.241 | 1.667 | 1.615 | 1.131 | 0.443
US | United States | 41 | Oregon | 70132-10299 | 701570 | 2522 SUNCREST AVE EUGENE | Army | 039 | Lane | 0660 | Eugene | 1.07 | 1.08
US | United States | 41 | Oregon | 82387-11077 | 703188 | 65-J DIVISION AVE EUGENE | Army | 039 | Lane | 0660 | Eugene | 1.07 | 1.08
US | United States | 41 | Oregon | 82387-11361 | 703472 | BAILEY HILL EUGENE | Army | 039 | Lane | 0660 | Eugene | 1.07 | 1.08
US | United States | 41 | Oregon | 82387-11934 | 704045 | GOODPASTURE EUGENE | Army | 039 | Lane | 0660 | Eugene | 1.07 | 1.08
US | United States | 41 | Oregon | 710225 | 710225 | 1366 BRAMBLEWOOD LN EUGENE | Army | 039 | Lane | 0660 | Eugene | 1.07 | 1.08
US | United States | 41 | Oregon | 711019 | 711019 | 2550 GARFIELD EUGENE | Army | 039 | Lane | 0660 | Eugene | 1.07 | 1.08
US | United States | 41 | Oregon | 41B06 | 5810 | LANE COUNTY AFRC/FMS | Army | 039 | Lane | 1960 | Springfield | 1.07 | 1.08 | 2.143 | 1.131 | 1.131 | 1.241 | 1.667 | 1.615 | 1.131 | 0.443
US | United States | 41 | Oregon | 82387-11915 | 704026 | GATEWAY ST SPRINGFIELD | Army | 039 | Lane | 1960 | Springfield | 1.07 | 1.08
US | United States | 41 | Oregon | 41B35 | 6427 | NEWPORT ARMORY | Army | 041 | Lincoln | 1500 | Newport | 1.07 | 1.08 | 2.143 | 1.131 | 1.131 | 1.241 | 1.667 | 1.615 | 1.131 | 0.443
US | United States | 41 | Oregon | 82387-12355 | 704465 | N COAST HWY NEWPORT | Army | 041 | Lincoln | 1500 | Newport | 1.07 | 1.08
US | United States | 41 | Oregon | 41A05 | 3736 | ALBANY ARMORY | Army | 043 | Linn | 0020 | Albany | 1.07 | 1.08 | 2.143 | 1.131 | 1.131 | 1.241 | 1.667 | 1.615 | 1.131 | 0.443
US | United States | 41 | Oregon | 70132-10366 | 701637 | 3189 RAILROAD ALBANY | Army | 043 | Linn | 0020 | Albany | 1.07 | 1.08
US | United States | 41 | Oregon | 82387-10389 | 702500 | 1807 14TH STREET SE ALBANY | Army | 043 | Linn | 0020 | Albany | 1.07 | 1.08
US | United States | 41 | Oregon | 41B40 | 6638 | ONTARIO ARMORY | Army | 045 | Malheur | 1570 | Ontario | 1.07 | 1.08 | 2.143 | 1.131 | 1.131 | 1.241 | 1.667 | 1.615 | 1.131 | 0.443
US | United States | 41 | Oregon | 82387-10463 | 702574 | 203 EAST LANE NORTH ONTARIO | Army | 045 | Malheur | 1570 | Ontario | 1.07 | 1.08
US | United States | 41 | Oregon | 710224 | 710224 | 20911 ERNST STREET N DONALD | Army | 047 | Marion | 0520 | Donald | 1.07 | 1.08
US | United States | 41 | Oregon | 41C03 | 3806 | ANDERSON READINESS CENTER | Army | 047 | Marion | 1810 | Salem | 1.07 | 1.08 | 2.143 | 1.187 | 1.187 | 1.241 | 1.667 | 1.615 | 1.187 | 0.443
US | United States | 41 | Oregon | 41C00 | 5631 | JFHQ OWEN SUMMERS BLDG | Army | 047 | Marion | 1810 | Salem | 1.07 | 1.08 | 2.143 | 1.187 | 1.187 | 1.241 | 1.667 | 1.615 | 1.187 | 0.443
US | United States | 41 | Oregon | 41C05 | 6136 | MCNARY FIELD SALEM AASF | Army | 047 | Marion | 1810 | Salem | 1.07 | 1.08 | 2.143 | 1.187 | 1.187 | 1.241 | 1.667 | 1.615 | 1.187 | 0.443
US | United States | 41 | Oregon | 41B95 | 7126 | SALEM ARMORY | Army | 047 | Marion | 1810 | Salem | 1.07 | 1.08 | 2.143 | 1.187 | 1.187 | 1.241 | 1.667 | 1.615 | 1.187 | 0.443
US | United States | 41 | Oregon | 41C10 | 7127 | SALEM FMS | Army | 047 | Marion | 1810 | Salem | 1.07 | 1.08 | 2.143 | 1.187 | 1.187 | 1.241 | 1.667 | 1.615 | 1.187 | 0.443
US | United States | 41 | Oregon | 41C12 | 7128 | SALEM RESERVE CENTER | Army | 047 | Marion | 1810 | Salem | 1.07 | 1.08 | 2.143 | 1.187 | 1.187 | 1.241 | 1.667 | 1.615 | 1.187 | 0.443
US | United States | 41 | Oregon | 82387-10796 | 702907 | 3878 BEVERLY DR SALEM | Army | 047 | Marion | 1810 | Salem | 1.07 | 1.08
US | United States | 41 | Oregon | 82387-12115 | 704225 | LANCASTER DR NE SALEM | Army | 047 | Marion | 1810 | Salem | 1.07 | 1.08
US | United States | 41 | Oregon | 82387-12133 | 704243 | LIBERTY RD S SALEM | Army | 047 | Marion | 1810 | Salem | 1.07 | 1.08
US | United States | 41 | Oregon | 711178 | 711178 | 4136 GERANIUM LOOP N SALEM | Army | 047 | Marion | 1810 | Salem | 1.07 | 1.08
US | United States | 41 | Oregon | 41C35 | 7955 | WOODBURN ARMORY | Army | 047 | Marion | 2260 | Woodburn | 1.07 | 1.08 | 2.143 | 1.187 | 1.187 | 1.241 | 1.667 | 1.615 | 1.187 | 0.443
US | United States | 41 | Oregon | N00620-AE | 1015 | NAVWPNSYSTRAFAC BRDMAN | Navy | 049 | Morrow | 0200 | Boardman | 1.07 | 1.08 | 2.143 | 1.131 | 1.131 | 1.241 | 1.667 | 1.615 | 1.131 | 0.443
US | United States | 41 | Oregon | 41A81 | 6369 | NAVAL WPNS SYS TNG FAC (NWSTF) | Army | 049 | Morrow | 0200 | Boardman | 1.07 | 1.08 | 2.143 | 1.131 | 1.131 | 1.241 | 1.667 | 1.615 | 1.131 | 0.443
US | United States | 41 | Oregon | 41A80 | 5296 | GRESHAM ARMORY | Army | 051 | Multnomah | 0880 | Gresham | 1.05 | 1.07 | 2.143 | 1.187 | 1.187 | 1.241 | 1.667 | 1.615 | 1.187 | 0.443
US | United States | 41 | Oregon | 82387-12565 | 704675 | NW EASTMAN PKWY GRESHAM | Army | 051 | Multnomah | 0880 | Gresham | 1.05 | 1.07
US | United States | 41 | Oregon | N68967-PO | 692 | NAVOPSPTCEN PORTLAND | Navy | 051 | Multnomah | 1650 | Portland | 1.05 | 1.07 | 2.143 | 1.187 | 1.187 | 1.241 | 1.667 | 1.615 | 1.187 | 0.443
US | United States | 41 | Oregon | 41815 | 3677 | 2LT ALFRED SHARFF USARC | Army | 051 | Multnomah | 1650 | Portland | 1.05 | 1.07 | 2.143 | 1.187 | 1.187 | 1.241 | 1.667 | 1.615 | 1.187 | 0.443
US | United States | 41 | Oregon | 41B55 | 5576 | JACKSON ARMORY | Army | 051 | Multnomah | 1650 | Portland | 1.05 | 1.07 | 2.143 | 1.131 | 1.131 | 1.241 | 1.667 | 1.615 | 1.131 | 0.443
US | United States | 41 | Oregon | 41B65 | 5754 | KLIEVER MEMORIAL ARMORY | Army | 051 | Multnomah | 1650 | Portland | 1.05 | 1.07 | 2.143 | 1.187 | 1.187 | 1.241 | 1.667 | 1.615 | 1.187 | 0.443
US | United States | 41 | Oregon | 41805 | 7245 | SGT JEROME F. SEARS USARC | Army | 051 | Multnomah | 1650 | Portland | 1.05 | 1.07 | 2.143 | 1.187 | 1.187 | 1.241 | 1.667 | 1.615 | 1.187 | 0.443
US | United States | 41 | Oregon | 82387-10598 | 702709 | 25643 SE STARK STREET TROUTDALE | Army | 051 | Multnomah | 2090 | Troutdale | 1.05 | 1.07
US | United States | 41 | Oregon | 82387-11937 | 704048 | GRAHAM RD RT 2 BX 13 TROUTDALE | Army | 051 | Multnomah | 2090 | Troutdale | 1.05 | 1.07
US | United States | 41 | Oregon | TQKD0001 | 3183 | PORTLAND IAP (ANG) | Air Force | 051 | Multnomah | 9999 | Unknown | 1.05 | 1.07 | 2.143 | 1.131 | 1.131 | 1.241 | 1.667 | 1.615 | 1.131 | 0.443
US | United States | 41 | Oregon | 41A60 | 4639 | DALLAS ARMORY | Army | 053 | Polk | 0480 | Dallas | 1.07 | 1.08 | 2.143 | 1.187 | 1.187 | 1.241 | 1.667 | 1.615 | 1.187 | 0.443
US | United States | 41 | Oregon | 41B27 | 6648 | ORARNG REGIONAL TRNG INSTITUTE | Army | 053 | Polk | 1390 | Monmouth | 1.07 | 1.08 | 2.143 | 1.187 | 1.187 | 1.241 | 1.667 | 1.615 | 1.187 | 0.443
US | United States | 41 | Oregon | 710222 | 710222 | 5768 MOONSTONE LOOP SE SALEM | Army | 053 | Polk | 1810 | Salem | 1.07 | 1.08
US | United States | 41 | Oregon | 41A83 | 5430 | HERMISTON ARMORY | Army | 059 | Umatilla | 0990 | Hermiston | 1.19 | 1.2 | 2.143 | 1.131 | 1.131 | 1.241 | 1.667 | 1.615 | 1.131 | 0.443
US | United States | 41 | Oregon | 41725 | 7656 | UMATILLA CHEM DEPOT | Army | 059 | Umatilla | 0990 | Hermiston | 1.19 | 1.2 | 2.143 | 1.131 | 1.131 | 1.241 | 1.667 | 1.615 | 1.131 | 0.443
US | United States | 41 | Oregon | 41B25 | 6211 | MILTON FREEWATER ARMORY | Army | 059 | Umatilla | 1350 | Milton-Freewater | 1.19 | 1.2 | 2.143 | 1.131 | 1.131 | 1.241 | 1.667 | 1.615 | 1.131 | 0.443
US | United States | 41 | Oregon | 41B52 | 6736 | PENDLETON AASF | Army | 059 | Umatilla | 1610 | Pendleton | 1.19 | 1.2 | 2.143 | 1.131 | 1.131 | 1.241 | 1.667 | 1.615 | 1.131 | 0.443
US | United States | 41 | Oregon | 41B50 | 6737 | PENDLETON ARMORY | Army | 059 | Umatilla | 1610 | Pendleton | 1.19 | 1.2 | 2.143 | 1.131 | 1.131 | 1.241 | 1.667 | 1.615 | 1.131 | 0.443
US | United States | 41 | Oregon | 82387-12922 | 705032 | SE COURT AVE PENDLETON | Army | 059 | Umatilla | 1610 | Pendleton | 1.19 | 1.2
US | United States | 41 | Oregon | 41B02 | 5777 | LAGRANDE ARMORY | Army | 061 | Union | 1190 | La Grande | 1.07 | 1.08 | 2.143 | 1.131 | 1.131 | 1.241 | 1.667 | 1.615 | 1.131 | 0.443
US | United States | 41 | Oregon | 41B01 | 5778 | LAGRANDE FMS | Army | 061 | Union | 1190 | La Grande | 1.07 | 1.08 | 2.143 | 1.131 | 1.131 | 1.241 | 1.667 | 1.615 | 1.131 | 0.443
US | United States | 41 | Oregon | 41C20 | 7535 | THE DALLES ARMORY | Army | 065 | Wasco | 2060 | The Dalles | 1.07 | 1.08 | 2.143 | 1.131 | 1.131 | 1.241 | 1.667 | 1.615 | 1.131 | 0.443
US | United States | 41 | Oregon | 82387-13185 | 705294 | W 6TH ST THE DALLES | Army | 065 | Wasco | 2060 | The Dalles | 1.07 | 1.08
US | United States | 41 | Oregon | 82387-13050 | 705160 | SW CEDAR HILLS BLVD BEAVERTON | Army | 067 | Washington | 0180 | Beaverton | 1.05 | 1.07
US | United States | 41 | Oregon | 82387-13051 | 705161 | SW JENKINS RD BEAVERTON | Army | 067 | Washington | 0180 | Beaverton | 1.05 | 1.07
US | United States | 41 | Oregon | 41A72 | 6988 | RICHARD A MILLER ARMORY | Army | 067 | Washington | 0700 | Forest Grove | 1.07 | 1.08 | 2.143 | 1.187 | 1.187 | 1.241 | 1.667 | 1.615 | 1.187 | 0.443
US | United States | 41 | Oregon | 41A85 | 5447 | HILLSBORO ARMORY | Army | 067 | Washington | 1000 | Hillsboro | 1.07 | 1.08 | 2.143 | 1.187 | 1.187 | 1.241 | 1.667 | 1.615 | 1.187 | 0.443
US | United States | 41 | Oregon | 82387-10423 | 702534 | 1991 NE CORNELL RD HILLSBORO | Army | 067 | Washington | 1000 | Hillsboro | 1.07 | 1.08
US | United States | 41 | Oregon | 41B60 | 6031 | MAISON ARMORY | Army | 067 | Washington | 1650 | Portland | 1.05 | 1.07 | 2.143 | 1.131 | 1.131 | 1.241 | 1.667 | 1.615 | 1.131 | 0.443
US | United States | 41 | Oregon | 82387-10162 | 702273 | 1220 SW THIRD PORTLAND | Army | 067 | Washington | 1650 | Portland | 1.05 | 1.07
US | United States | 41 | Oregon | 82387-10261 | 702372 | 142 FW/XP,142D FIGHTER W PORTLAND | Army | 067 | Washington | 1650 | Portland | 1.05 | 1.07
US | United States | 41 | Oregon | 82387-10814 | 702925 | 4000 SE 82ND AVE. PORTLAND | Army | 067 | Washington | 1650 | Portland | 1.05 | 1.07
US | United States | 41 | Oregon | 82387-11044 | 703155 | 6130 NE 78TH COURT PORTLAND | Army | 067 | Washington | 1650 | Portland | 1.05 | 1.07
US | United States | 41 | Oregon | 82387-12504 | 704614 | NE 79TH CT PORTLAND | Army | 067 | Washington | 1650 | Portland | 1.05 | 1.07
US | United States | 41 | Oregon | 82387-12506 | 704616 | NE BROADWAY PORTLAND | Army | 067 | Washington | 1650 | Portland | 1.05 | 1.07
US | United States | 41 | Oregon | 710377 | 710377 | 3632 NE FLANDERS ST PORTLAND | Army | 067 | Washington | 1650 | Portland | 1.05 | 1.07
US | United States | 41 | Oregon | 710460 | 710460 | 7545 NE AMBASSADOR PLACE PORTLAND | Army | 067 | Washington | 1650 | Portland | 1.05 | 1.07
US | United States | 41 | Oregon | 41B15 | 6135 | MCMINNVILLE ARMORY | Army | 071 | Yamhill | 1260 | McMinnville | 1.07 | 1.08 | 2.143 | 1.187 | 1.187 | 1.241 | 1.667 | 1.615 | 1.187 | 0.443
US | United States | 41 | Oregon | 82387-12369 | 704479 | N FORD ST MCMINNVILLE | Army | 071 | Yamhill | 1260 | McMinnville | 1.07 | 1.08
US | United States | 42 | Pennsylvania | 42745 | 9411 | RRMC RAVEN ROCK SITE | WHS | 001 | Adams | 2760 | Fairfield | 1.03 | 1.07 | 2.143 | 1.187 | 1.209 | 1.241 | 1.667 | 1.615 | 1.187 | 2.393
US | United States | 42 | Pennsylvania | 42855 | 3714 | ADAMS COUNTY MEM USARC | Army | 001 | Adams | 3160 | Gettysburg | 1.03 | 1.07 | 1.357 | 1.209 | 1.209 | 0.843 | 1.056 | 1.308 | 1.209 | 2.393
US | United States | 42 | Pennsylvania | 42B60 | 5200 | GETTYSBURG | Army | 001 | Adams | 3160 | Gettysburg | 1.03 | 1.07 | 1.357 | 1.209 | 1.209 | 0.843 | 1.056 | 1.308 | 1.209 | 2.393
US | United States | 42 | Pennsylvania | 42435 | 6562 | NORTH HILLS USARC | Army | 003 | Allegheny | 0121 | Allison Park | 0.94 | 0.96 | 1.357 | 1.149 | 1.149 | 0.843 | 1.056 | 1.308 | 1.149 | 2.393
US | United States | 42 | Pennsylvania | 710348 | 710348 | 2509 MILFORD DRIVE BETHEL PARK | Army | 003 | Allegheny | 0652 | Bethel Park | 0.94 | 0.96
US | United States | 42 | Pennsylvania | 42785 | 7668 | USAR CLINTON TRNG SITE | Army | 003 | Allegheny | 1455 | Clinton | 0.94 | 0.96 | 1.357 | 1.149 | 1.149 | 0.843 | 1.056 | 1.308 | 1.149 | 2.393
US | United States | 42 | Pennsylvania | 42B15 | 4546 | CORAOPOLIS | Army | 003 | Allegheny | 1680 | Coraopolis | 0.94 | 0.96 | 1.357 | 1.149 | 1.149 | 0.843 | 1.056 | 1.308 | 1.149 | 2.393
US | United States | 42 | Pennsylvania | 42671 | 7491 | T/SGT VERNON MCGARITY USARC | Army | 003 | Allegheny | 1680 | Coraopolis | 0.94 | 0.96 | 1.357 | 1.149 | 1.149 | 0.843 | 1.056 | 1.308 | 1.149 | 2.393
US | United States | 42 | Pennsylvania | 4202A | 7871 | WESTPOINTE #3 USARC | Army | 003 | Allegheny | 1680 | Coraopolis | 0.94 | 0.96 | 1.357 | 1.149 | 1.149 | 0.843 | 1.056 | 1.308 | 1.149 | 2.393
US | United States | 42 | Pennsylvania | 70132-10531 | 701802 | 512 CHELTENHAM WAY CORAOPOLIS | Army | 003 | Allegheny | 1680 | Coraopolis | 0.94 | 0.96
US | United States | 42 | Pennsylvania | 710500 | 710500 | 463 ELKWOOD DRIVE CORAOPOLIS | Army | 003 | Allegheny | 1680 | Coraopolis | 0.94 | 0.96
US | United States | 42 | Pennsylvania | 710678 | 710678 | 467 ELKWOOD DRIVE CORAOPOLIS | Army | 003 | Allegheny | 1680 | Coraopolis | 0.94 | 0.96
US | United States | 42 | Pennsylvania | 710989 | 710989 | 500 CHELTEN HAM WAY CORAOPOLIS | Army | 003 | Allegheny | 1680 | Coraopolis | 0.94 | 0.96
US | United States | 42 | Pennsylvania | 710504 | 710504 | NORTH PARKING LOT PITTSBURGH | Army | 003 | Allegheny | 3331 | Greater Pittsburgh Arp | 0.94 | 0.96
US | United States | 42 | Pennsylvania | 82387-12299 | 704409 | MONROEVILLE MALL MONROEVILLE | Army | 003 | Allegheny | 5413 | Monroeville | 0.94 | 0.96
US | United States | 42 | Pennsylvania | 82387-12306 | 704416 | MOSSIDE BLVD MONROEVILLE | Army | 003 | Allegheny | 5413 | Monroeville | 0.94 | 0.96
US | United States | 42 | Pennsylvania | 82387-12636 | 704746 | PENN CENTER BLVD MONROEVILLE | Army | 003 | Allegheny | 5413 | Monroeville | 0.94 | 0.96
US | United States | 42 | Pennsylvania | 42562 | 4352 | CE KELLY SPT FAC ANNEX 62 | Army | 003 | Allegheny | 6160 | Oakdale | 0.94 | 0.96 | 1.357 | 1.131 | 1.131 | 0.843 | 1.056 | 1.308 | 1.131 | 2.393
US | United States | 42 | Pennsylvania | 42610 | 4387 | CHARLES E KELLY SPT FACILITY | Army | 003 | Allegheny | 6160 | Oakdale | 0.94 | 0.96 | 1.357 | 1.131 | 1.131 | 0.843 | 1.056 | 1.308 | 1.131 | 2.393
US | United States | 42 | Pennsylvania | 18081-10304 | 700463 | CYPRESS CT OAKDALE COURT | Army | 003 | Allegheny | 6160 | Oakdale | 0.94 | 0.96
US | United States | 42 | Pennsylvania | 70132-10344 | 701615 | 3040 ESTATE DRIVE OAKDALE | Army | 003 | Allegheny | 6160 | Oakdale | 0.94 | 0.96
US | United States | 42 | Pennsylvania | 70132-10345 | 701616 | 3043 ESTATE DRIVE OAKDALE | Army | 003 | Allegheny | 6160 | Oakdale | 0.94 | 0.96
US | United States | 42 | Pennsylvania | 70132-10356 | 701627 | 3112 ESTATE DRIVE OAKDALE | Army | 003 | Allegheny | 6160 | Oakdale | 0.94 | 0.96
US | United States | 42 | Pennsylvania | 70132-10432 | 701703 | 4002 WELLINGTON DR OAKDALE | Army | 003 | Allegheny | 6160 | Oakdale | 0.94 | 0.96
US | United States | 42 | Pennsylvania | 710349 | 710349 | 3171 ESTATE DRIVE OAKDALE | Army | 003 | Allegheny | 6160 | Oakdale | 0.94 | 0.96
US | United States | 42 | Pennsylvania | N32414-PI | 621 | NAVOPSPTCEN PITTSBURGH | Navy | 003 | Allegheny | 6600 | Pittsburgh | 0.94 | 0.96 | 1.357 | 1.149 | 1.149 | 0.843 | 1.056 | 1.308 | 1.149 | 2.393
US | United States | 42 | Pennsylvania | 42500 | 6385 | NEVILLE ISLAND MNT SUP FAC | Army | 003 | Allegheny | 6600 | Pittsburgh | 0.94 | 0.96 | 1.357 | 1.149 | 1.149 | 0.843 | 1.056 | 1.308 | 1.149 | 2.393
US | United States | 42 | Pennsylvania | 42E05 | 6813 | PITTSBURGH CRANE ARMORY | Army | 003 | Allegheny | 6600 | Pittsburgh | 0.94 | 0.96 | 1.357 | 1.149 | 1.149 | 0.843 | 1.056 | 1.308 | 1.149 | 2.393
US | United States | 42 | Pennsylvania | 42E00 | 6814 | PITTSBURGH HUNT ARMORY | Army | 003 | Allegheny | 6600 | Pittsburgh | 0.94 | 0.96 | 1.357 | 1.149 | 1.149 | 0.843 | 1.056 | 1.308 | 1.149 | 2.393
US | United States | 42 | Pennsylvania | 42928 | 6909 | PVT STERLING L MORELOCK USARC | Army | 003 | Allegheny | 6600 | Pittsburgh | 0.94 | 0.96 | 1.357 | 1.149 | 1.149 | 0.843 | 1.056 | 1.308 | 1.149 | 2.393
US | United States | 42 | Pennsylvania | 42593 | 7861 | WEST VIEW | Army | 003 | Allegheny | 6600 | Pittsburgh | 0.94 | 0.96 | 1.357 | 1.149 | 1.149 | 0.843 | 1.056 | 1.308 | 1.149 | 2.393
US | United States | 42 | Pennsylvania | 420NG-10006 | 701137 | MCKINLEY PARK PITTSBURGH | Army | 003 | Allegheny | 6600 | Pittsburgh | 0.94 | 0.96
US | United States | 42 | Pennsylvania | 82387-10026 | 702137 | 1001 LIBERTY AVE PITTSBURGH | Army | 003 | Allegheny | 6600 | Pittsburgh | 0.94 | 0.96
US | United States | 42 | Pennsylvania | 82387-10263 | 702374 | 1420 FIFTH AVENUE PITTSBURGH | Army | 003 | Allegheny | 6600 | Pittsburgh | 0.94 | 0.96
US | United States | 42 | Pennsylvania | 82387-10336 | 702447 | 1601 MARYS AVENUE PITTSBURGH | Army | 003 | Allegheny | 6600 | Pittsburgh | 0.94 | 0.96
US | United States | 42 | Pennsylvania | 82387-10451 | 702562 | 201 PITTSBURGH MCKEESPORT BLVD PITTSBURGH | Army | 003 | Allegheny | 6600 | Pittsburgh | 0.94 | 0.96
US | United States | 42 | Pennsylvania | 82387-10546 | 702657 | 232 BOULEVARD OF THE ALLIES PITTSBURGH | Army | 003 | Allegheny | 6600 | Pittsburgh | 0.94 | 0.96
US | United States | 42 | Pennsylvania | 82387-10877 | 702988 | 4400 BIGELOW BLVD PITTSBURGH | Army | 003 | Allegheny | 6600 | Pittsburgh | 0.94 | 0.96
US | United States | 42 | Pennsylvania | 82387-11468 | 703579 | CASTE VILLAGE PITTSBURGH | Army | 003 | Allegheny | 6600 | Pittsburgh | 0.94 | 0.96
US | United States | 42 | Pennsylvania | 82387-11809 | 703920 | ELLSWORTH AVE PITTSBURGH | Army | 003 | Allegheny | 6600 | Pittsburgh | 0.94 | 0.96
US | United States | 42 | Pennsylvania | 82387-11846 | 703957 | FIFTH AVE PITTSBURGH 1 | Army | 003 | Allegheny | 6600 | Pittsburgh | 0.94 | 0.96
US | United States | 42 | Pennsylvania | 82387-11863 | 703974 | FORBES AVE PITTSBURGH | Army | 003 | Allegheny | 6600 | Pittsburgh | 0.94 | 0.96
US | United States | 42 | Pennsylvania | 82387-12252 | 704362 | MCKNIGHT RD PITTSBURGH | Army | 003 | Allegheny | 6600 | Pittsburgh | 0.94 | 0.96
US | United States | 42 | Pennsylvania | 82387-12609 | 704719 | PARK MANOR DR PITTSBURGH | Army | 003 | Allegheny | 6600 | Pittsburgh | 0.94 | 0.96
US | United States | 42 | Pennsylvania | 710128 | 710128 | 600 GRANT ST PITTSBURGH | Army | 003 | Allegheny | 6600 | Pittsburgh | 0.94 | 0.96
US | United States | 42 | Pennsylvania | 710434 | 710434 | 1000 LIBERTY AVE PITTSBURGH | Army | 003 | Allegheny | 6600 | Pittsburgh | 0.94 | 0.96
US | United States | 42 | Pennsylvania | 420NG-10002 | 701133 | 3075 CLAIRTON ROAD WEST MIFFLIN | Army | 003 | Allegheny | 9170 | West Mifflin | 0.94 | 0.96 | 1.357 | 1.149 | 1.149 | 0.843 | 1.056 | 1.308 | 1.149 | 2.393
US | United States | 42 | Pennsylvania | 82387-11511 | 703622 | CLAIRTON RD WEST MIFFLIN | Army | 003 | Allegheny | 9170 | West Mifflin | 0.94 | 0.96
US | United States | 42 | Pennsylvania | JLSQ0001 | 2315 | PITTSBURGH IAP (ANG) SITE # 1 | Air Force | 003 | Allegheny | 9999 | Unknown | 0.94 | 0.96 | 1.357 | 1.149 | 1.149 | 0.843 | 1.056 | 1.308 | 1.149 | 2.393
US | United States | 42 | Pennsylvania | JLSS0001 | 2316 | PGH IAP ARS SITE # 1 | Air Force | 003 | Allegheny | 9999 | Unknown | 0.94 | 0.96 | 1.357 | 1.149 | 1.149 | 0.843 | 1.056 | 1.308 | 1.149 | 2.393
US | United States | 42 | Pennsylvania | 42B57 | 4969 | FORD CITY READINESS CENTER | Army | 005 | Armstrong | 2910 | Ford City | 1.03 | 1.07 | 1.357 | 1.149 | 1.149 | 0.843 | 1.056 | 1.308 | 1.149 | 2.393
US | United States | 42 | Pennsylvania | 42433 | 5748 | KITTANNING USARC | Army | 005 | Armstrong | 4110 | Kittanning | 1.03 | 1.07 | 1.357 | 1.149 | 1.149 | 0.843 | 1.056 | 1.308 | 1.149 | 2.393
US | United States | 42 | Pennsylvania | 82387-11624 | 703735 | DUSS AVE AMBRIDGE | Army | 007 | Beaver | 0160 | Ambridge | 1.03 | 1.07
US | United States | 42 | Pennsylvania | 710990 | 710990 | 16 NICOLAS DRIVE BEAVER | Army | 007 | Beaver | 0460 | Beaver | 1.03 | 1.07
US | United States | 42 | Pennsylvania | 42A22 | 3968 | BEAVER FALLS | Army | 007 | Beaver | 0480 | Beaver Falls | 1.03 | 1.07 | 1.357 | 1.149 | 1.149 | 0.843 | 1.056 | 1.308 | 1.149 | 2.393
US | United States | 42 | Pennsylvania | 4205A | 3969 | BEAVER FALLS AFRC | Army | 007 | Beaver | 0480 | Beaver Falls | 1.03 | 1.07 | 1.357 | 1.149 | 1.149 | 0.843 | 1.056 | 1.308 | 1.149 | 2.393
US | United States | 42 | Pennsylvania | 82387-11373 | 703484 | BEAVER VLY MALL MONACA | Army | 007 | Beaver | 5380 | Monaca | 1.03 | 1.07
US | United States | 42 | Pennsylvania | DZAQ0001 | 1599 | CLINTON OUTDOOR TRAINING SITE SITE # 1 | Air Force | 007 | Beaver | 9999 | Unknown | 1.03 | 1.07 | 1.071 | 1.201 | 1.201 | 0.824 | 0.667 | 1.846 | 1.201 | 2.016
US | United States | 42 | Pennsylvania | 82387-12140 | 704250 | LINCOLN HWY BEDFORD | Army | 009 | Bedford | 0520 | Bedford | 1.03 | 1.07
US | United States | 42 | Pennsylvania | 42B45 | 4899 | EVERETT | Army | 009 | Bedford | 2680 | Everett | 1.03 | 1.07 | 1.357 | 1.131 | 1.131 | 0.843 | 1.056 | 1.308 | 1.131 | 2.393
US | United States | 42 | Pennsylvania | 42B75 | 5328 | HAMBURG | Army | 011 | Berks | 3460 | Hamburg | 1.03 | 1.07 | 1.357 | 1.201 | 1.201 | 0.843 | 1.056 | 1.308 | 1.201 | 2.393
US | United States | 42 | Pennsylvania | 42C50 | 5768 | KUTZTOWN | Army | 011 | Berks | 4160 | Kutztown | 1.03 | 1.07 | 1.357 | 1.201 | 1.201 | 0.843 | 1.056 | 1.308 | 1.201 | 2.393
US | United States | 42 | Pennsylvania | 82387-10712 | 702823 | 316 WEST MAIN STREET KUTZTOWN | Army | 011 | Berks | 4160 | Kutztown | 1.03 | 1.07
US | United States | 42 | Pennsylvania | 82387-12916 | 705026 | SCHOOLSIDE PLZ LEESPORT | Army | 011 | Berks | 4363 | Leesport | 1.03 | 1.07
US | United States | 42 | Pennsylvania | N32414-RD | 624 | NAVOPSPTCEN READING PA | Navy | 011 | Berks | 6900 | Reading | 1.03 | 1.07 | 1.357 | 1.201 | 1.201 | 0.843 | 1.056 | 1.308 | 1.201 | 2.393
US | United States | 42 | Pennsylvania | 42E30 | 6950 | READING | Army | 011 | Berks | 6900 | Reading | 1.03 | 1.07 | 1.357 | 1.201 | 1.201 | 0.843 | 1.056 | 1.308 | 1.201 | 2.393
US | United States | 42 | Pennsylvania | 42941 | 6951 | READING USARC / AMSA #116 | Army | 011 | Berks | 6900 | Reading | 1.03 | 1.07 | 1.357 | 1.201 | 1.201 | 0.843 | 1.056 | 1.308 | 1.201 | 2.393
US | United States | 42 | Pennsylvania | 82387-12368 | 704478 | N FIFTH ST READING | Army | 011 | Berks | 6900 | Reading | 1.03 | 1.07
US | United States | 42 | Pennsylvania | 42A15 | 3768 | ALTOONA | Army | 013 | Blair | 0130 | Altoona | 1.03 | 1.07 | 1.357 | 1.131 | 1.131 | 0.843 | 1.056 | 1.308 | 1.131 | 2.393
US | United States | 42 | Pennsylvania | 42795 | 4573 | CPL H R HARR USARC | Army | 013 | Blair | 0130 | Altoona | 1.03 | 1.07 | 1.357 | 1.131 | 1.131 | 0.843 | 1.056 | 1.308 | 1.131 | 2.393
US | United States | 42 | Pennsylvania | 42A16 | 5674 | JUNIATA GAP TS | Army | 013 | Blair | 0130 | Altoona | 1.03 | 1.07 | 1.357 | 1.131 | 1.131 | 0.843 | 1.056 | 1.308 | 1.131 | 2.393
US | United States | 42 | Pennsylvania | 82387-12659 | 704769 | PLEASANT VLY BLVD ALTOONA | Army | 013 | Blair | 0130 | Altoona | 1.03 | 1.07
US | United States | 42 | Pennsylvania | 42C07 | 5465 | HOLLIDAYSBURG | Army | 013 | Blair | 3670 | Hollidaysburg | 1.03 | 1.07 | 1.357 | 1.131 | 1.131 | 0.843 | 1.056 | 1.308 | 1.131 | 2.393
US | United States | 42 | Pennsylvania | 42E90 | 7654 | TYRONE | Army | 013 | Blair | 8670 | Tyrone | 1.03 | 1.07 | 1.357 | 1.131 | 1.131 | 0.843 | 1.056 | 1.308 | 1.131 | 2.393
US | United States | 42 | Pennsylvania | 82387-12680 | 704790 | PROGRESS PLZ TOWANDA | Army | 015 | Bradford | 8490 | Towanda | 1.03 | 1.07
US | United States | 42 | Pennsylvania | 42809 | 4145 | BRISTOL VETERANS MEM USARC | Army | 017 | Bucks | 0910 | Bristol | 1.03 | 1.07 | 1.357 | 1.131 | 1.131 | 0.843 | 1.056 | 1.308 | 1.131 | 2.393
US | United States | 42 | Pennsylvania | 82387-11710 | 703821 | E LINCOLN LANGHORNE | Army | 017 | Bucks | 4210 | Langhorne | 1.03 | 1.07
US | United States | 42 | Pennsylvania | 82387-12513 | 704623 | NEW FALLS RD LEVITTOWN | Army | 017 | Bucks | 4408 | Levittown | 1.03 | 1.07
US | United States | 42 | Pennsylvania | 42E65 | 7217 | SELLERSVILLE | Army | 017 | Bucks | 7480 | Sellersville | 1.03 | 1.07 | 1.357 | 1.201 | 1.201 | 0.843 | 1.056 | 1.308 | 1.201 | 2.393
US | United States | 42 | Pennsylvania | 82387-12424 | 704534 | N MAIN ST SELLERSVILLE | Army | 017 | Bucks | 7480 | Sellersville | 1.03 | 1.07
US | United States | 42 | Pennsylvania | N69160 | 229 | Naval Air Warfare Center - Air Development, Warminster PA | Navy | 017 | Bucks | 8845 | Warminster | 1.03 | 1.07 | 1.357 | 1.201 | 1.201 | 0.843 | 1.056 | 1.308 | 1.201 | 2.393
US | United States | 42 | Pennsylvania | N69160-MA | 275 | NORTHAMPTON TOWNSHIP | Navy | 017 | Bucks | 8845 | Warminster | 1.03 | 1.07 | 1.357 | 1.201 | 1.201 | 0.843 | 1.056 | 1.308 | 1.201 | 2.393
US | United States | 42 | Pennsylvania | N69160-FA | 425 | DAUPHIN CO PA | Navy | 017 | Bucks | 8845 | Warminster | 1.03 | 1.07 | 1.357 | 1.201 | 1.201 | 0.843 | 1.056 | 1.308 | 1.201 | 2.393
US | United States | 42 | Pennsylvania | N00158-SW | 869 | SHENANDOAH WOODS | Navy | 017 | Bucks | 8845 | Warminster | 1.03 | 1.07 | 1.357 | 1.201 | 1.201 | 0.843 | 1.056 | 1.308 | 1.201 | 2.393
US | United States | 42 | Pennsylvania | N69160-GA | 1251 | WARRINGTON TOWNSHIP PA | Navy | 017 | Bucks | 8845 | Warminster | 1.03 | 1.07 | 1.357 | 1.201 | 1.201 | 0.843 | 1.056 | 1.308 | 1.201 | 2.393
US | United States | 42 | Pennsylvania | N00158-JR | 1320 | JACKSONVL.RD(MOQS) | Navy | 017 | Bucks | 8845 | Warminster | 1.03 | 1.07 | 1.357 | 1.201 | 1.201 | 0.843 | 1.056 | 1.308 | 1.201 | 2.393
US | United States | 42 | Pennsylvania | 42A55 | 4192 | BUTLER | Army | 019 | Butler | 1020 | Butler | 1.03 | 1.07 | 1.357 | 1.149 | 1.149 | 0.843 | 1.056 | 1.308 | 1.149 | 2.393
US | United States | 42 | Pennsylvania | 42820 | 4193 | BUTLER USARC / BMA #110 (G) | Army | 019 | Butler | 1020 | Butler | 1.03 | 1.07 | 1.357 | 1.149 | 1.149 | 0.843 | 1.056 | 1.308 | 1.149 | 2.393
US | United States | 42 | Pennsylvania | 82387-11512 | 703623 | CLEARVIEW CIR BUTLER | Army | 019 | Butler | 1020 | Butler | 1.03 | 1.07
US | United States | 42 | Pennsylvania | 710985 | 710985 | 561 S. BENBROOK ROAD BUTLER | Army | 019 | Butler | 1020 | Butler | 1.03 | 1.07
US | United States | 42 | Pennsylvania | 42993 | 3556 | BEAVER FALLS USARC | Army | 019 | Butler | 1747 | Cranberry Township | 1.03 | 1.07 | 1.357 | 1.149 | 1.149 | 0.843 | 1.056 | 1.308 | 1.149 | 2.393
US | United States | 42 | Pennsylvania | M68479-0028 | 129 | EBENSBURG PA | Marine Corps | 021 | Cambria | 2385 | Ebensburg | 1.03 | 1.07 | 1.357 | 1.131 | 1.131 | 0.843 | 1.056 | 1.308 | 1.131 | 2.393
US | United States | 42 | Pennsylvania | N32414-EC | 363 | NAVOPSPTCEN EBENSBURG 1 | Navy | 021 | Cambria | 2385 | Ebensburg | 1.03 | 1.07 | 1.357 | 1.131 | 1.131 | 0.843 | 1.056 | 1.308 | 1.131 | 2.393
US | United States | 42 | Pennsylvania | N32414-EB | 623 | NAVOPSPTCEN EBENSBURG | Navy | 021 | Cambria | 2385 | Ebensburg | 1.03 | 1.07 | 1.357 | 1.131 | 1.131 | 0.843 | 1.056 | 1.308 | 1.131 | 2.393
US | United States | 42 | Pennsylvania | 82387-12514 | 704624 | NEW GERMANY RD EBENSBURG | Army | 021 | Cambria | 2385 | Ebensburg | 1.03 | 1.07
US | United States | 42 | Pennsylvania | 42850 | 5085 | FRANKLIN USARC | Army | 021 | Cambria | 3010 | Franklin | 1.03 | 1.07 | 1.357 | 1.131 | 1.131 | 0.843 | 1.056 | 1.308 | 1.131 | 2.393
US | United States | 42 | Pennsylvania | 42C35 | 5642 | JOHNSTOWN AIRPORT | Army | 021 | Cambria | 4010 | Johnstown | 1.03 | 1.07 | 1.357 | 1.131 | 1.131 | 0.843 | 1.056 | 1.308 | 1.131 | 2.393
US | United States | 42 | Pennsylvania | 4288A | 5643 | JOHNSTOWN AVIATION SUPPORT FAC | Army | 021 | Cambria | 4010 | Johnstown | 1.03 | 1.07 | 1.357 | 1.131 | 1.131 | 0.843 | 1.056 | 1.308 | 1.131 | 2.393
US | United States | 42 | Pennsylvania | 42C36 | 5644 | JOHNSTOWN FMS#33 | Army | 021 | Cambria | 4010 | Johnstown | 1.03 | 1.07 | 1.357 | 1.131 | 1.131 | 0.843 | 1.056 | 1.308 | 1.131 | 2.393
US | United States | 42 | Pennsylvania | 42880 | 5645 | JOHNSTOWN USARC #1 / BMA #104 | Army | 021 | Cambria | 4010 | Johnstown | 1.03 | 1.07 | 1.357 | 1.131 | 1.131 | 0.843 | 1.056 | 1.308 | 1.131 | 2.393
US | United States | 42 | Pennsylvania | 42881 | 5646 | JOHNSTOWN USARC #2 | Army | 021 | Cambria | 4010 | Johnstown | 1.03 | 1.07 | 1.357 | 1.131 | 1.131 | 0.843 | 1.056 | 1.308 | 1.131 | 2.393
US | United States | 42 | Pennsylvania | 42C30 | 5647 | JOHNSTOWN WALTERS | Army | 021 | Cambria | 4010 | Johnstown | 1.03 | 1.07 | 1.357 | 1.131 | 1.131 | 0.843 | 1.056 | 1.308 | 1.131 | 2.393
US | United States | 42 | Pennsylvania | 82387-11912 | 704023 | GALLERIA DR JOHNSTOWN | Army | 021 | Cambria | 4010 | Johnstown | 1.03 | 1.07
US | United States | 42 | Pennsylvania | 710031 | 710031 | 1106 WEAVER RD. JOHNSTOWN | Army | 021 | Cambria | 4010 | Johnstown | 1.03 | 1.07
US | United States | 42 | Pennsylvania | 710032 | 710032 | 929 FENDER LANE JOHNSTOWN | Army | 021 | Cambria | 4010 | Johnstown | 1.03 | 1.07
US | United States | 42 | Pennsylvania | 710835 | 710835 | 479 AIRPORT RD, CAMB JOHNSTOWN | Army | 021 | Cambria | 4010 | Johnstown | 1.03 | 1.07
US | United States | 42 | Pennsylvania | JCCA0001 | 2126 | JOHNSTOWN CAMBRIA COUNTY AIRPORT SITE # 1 | Air Force | 021 | Cambria | 9999 | Unknown | 1.03 | 1.07 | 1.357 | 1.131 | 1.131 | 0.843 | 1.056 | 1.308 | 1.131 | 2.393
US | United States | 42 | Pennsylvania | 42C80 | 5859 | LEHIGHTON | Army | 025 | Carbon | 4380 | Lehighton | 1.03 | 1.07 | 1.357 | 1.131 | 1.131 | 0.843 | 1.056 | 1.308 | 1.131 | 2.393
US | United States | 42 | Pennsylvania | 82387-13405 | 705514 | WM PENN HWY PALMER | Army | 025 | Carbon | 6320 | Palmerton | 1.03 | 1.07
US | United States | 42 | Pennsylvania | 42992 | 3620 | State College/BELLEFONTE USARC | Army | 027 | Centre | 0540 | Bellefonte | 1.03 | 1.07 | 1.357 | 1.131 | 1.131 | 0.843 | 1.056 | 1.308 | 1.131 | 2.393
US | United States | 42 | Pennsylvania | 42A25 | 3985 | BELLFONTE | Army | 027 | Centre | 0540 | Bellefonte | 1.03 | 1.07 | 1.357 | 1.131 | 1.131 | 0.843 | 1.056 | 1.308 | 1.131 | 2.393
US | United States | 42 | Pennsylvania | 42800 | 7247 | SGT PAUL BECK AFRC | Army | 027 | Centre | 0540 | Bellefonte | 1.03 | 1.07 | 1.357 | 1.131 | 1.131 | 0.843 | 1.056 | 1.308 | 1.131 | 2.393
US | United States | 42 | Pennsylvania | N91780 | 160 | Ordnance Research Lab, University Park PA | Navy | 027 | Centre | 8100 | State College | 1.03 | 1.07 | 1.357 | 1.131 | 1.131 | 0.843 | 1.056 | 1.308 | 1.131 | 2.393
US | United States | 42 | Pennsylvania | 42947 | 4362 | CENTER COUNTY VET MEM USARC | Army | 027 | Centre | 8100 | State College | 1.03 | 1.07 | 1.357 | 1.131 | 1.131 | 0.843 | 1.056 | 1.308 | 1.131 | 2.393
US | United States | 42 | Pennsylvania | 42E79 | 7412 | STATE COLLEGE | Army | 027 | Centre | 8100 | State College | 1.03 | 1.07 | 1.357 | 1.131 | 1.131 | 0.843 | 1.056 | 1.308 | 1.131 | 2.393
US | United States | 42 | Pennsylvania | 82387-10134 | 702245 | 118 S. FRASER STREET STATE COLLEGE | Army | 027 | Centre | 8100 | State College | 1.03 | 1.07
US | United States | 42 | Pennsylvania | 82387-10259 | 702370 | 141 S. FRASER STREET STATE COLLEGE | Army | 027 | Centre | 8100 | State College | 1.03 | 1.07
US | United States | 42 | Pennsylvania | 82387-11656 | 703767 | E BEAVER AVE STATE COLLEGE | Army | 027 | Centre | 8100 | State College | 1.03 | 1.07
US | United States | 42 | Pennsylvania | 82387-11664 | 703775 | E CALDER WAY STATE COLLEGE | Army | 027 | Centre | 8100 | State College | 1.03 | 1.07
US | United States | 42 | Pennsylvania | 82387-11887 | 703998 | FRASER ST STATE COLLEGE | Army | 027 | Centre | 8100 | State College | 1.03 | 1.07
US | United States | 42 | Pennsylvania | 82387-12683 | 704793 | PUGH STREET GARAGE STATE COLLEGE | Army | 027 | Centre | 8100 | State College | 1.03 | 1.07
US | United States | 42 | Pennsylvania | 82387-12763 | 704873 | S ALLEN ST STATE COLLEGE | Army | 027 | Centre | 8100 | State College | 1.03 | 1.07
US | United States | 42 | Pennsylvania | 82387-12766 | 704876 | S ATHERTON STATE COLLEGE | Army | 027 | Centre | 8100 | State College | 1.03 | 1.07
US | United States | 42 | Pennsylvania | 82387-13222 | 705331 | W COLLEGE AVE STATE COLLEGE | Army | 027 | Centre | 8100 | State College | 1.03 | 1.07
US | United States | 42 | Pennsylvania | 711144 | 711144 | BEAVER AVE LOT STATE COLLEGE | Army | 027 | Centre | 8100 | State College | 1.03 | 1.07
US | United States | 42 | Pennsylvania | WFGE0001 | 3314 | STATE COLLEGE AGS SITE # 1 | Air Force | 027 | Centre | 9999 | Unknown | 1.03 | 1.07 | 1.357 | 1.131 | 1.131 | 0.843 | 1.056 | 1.308 | 1.131 | 2.393
US | United States | 42 | Pennsylvania | 82387-10089 | 702200 | 110 WALLACE AVENUE DOWNINGTOWN | Army | 029 | Chester | 2040 | Downingtown | 1.03 | 1.07
US | United States | 42 | Pennsylvania | 42D90 | 6782 | PHOENIXVILLE | Army | 029 | Chester | 6560 | Phoenixville | 1.03 | 1.07 | 1.357 | 1.201 | 1.201 | 0.843 | 1.056 | 1.308 | 1.201 | 2.393
US | United States | 42 | Pennsylvania | 42E77 | 7344 | SPRING CITY READINESS CENTER | Army | 029 | Chester | 8030 | Spring City | 1.03 | 1.07 | 1.357 | 1.201 | 1.201 | 0.843 | 1.056 | 1.308 | 1.201 | 2.393
US | United States | 42 | Pennsylvania | 42F20 | 7849 | WEST CHESTER | Army | 029 | Chester | 9010 | West Chester | 1.03 | 1.07 | 1.357 | 1.201 | 1.201 | 0.843 | 1.056 | 1.308 | 1.201 | 2.393
US | United States | 42 | Pennsylvania | 82387-11167 | 703278 | 780 E. MARKET STREET WEST CHESTER | Army | 029 | Chester | 9010 | West Chester | 1.03 | 1.07
US | United States | 42 | Pennsylvania | 82387-11733 | 703844 | E MARKET ST WEST CHESTER | Army | 029 | Chester | 9010 | West Chester | 1.03 | 1.07
US | United States | 42 | Pennsylvania | 82387-12168 | 704278 | MADISON ST CLARION | Army | 031 | Clarion | 1370 | Clarion | 1.03 | 1.07
US | United States | 42 | Pennsylvania | 82387-12183 | 704293 | MAIN ST CLARION | Army | 031 | Clarion | 1370 | Clarion | 1.03 | 1.07
US | United States | 42 | Pennsylvania | 42A90 | 4451 | CLEARFIELD | Army | 033 | Clearfield | 1430 | Clearfield | 1.03 | 1.07 | 1.357 | 1.131 | 1.131 | 0.843 | 1.056 | 1.308 | 1.131 | 2.393
US | United States | 42 | Pennsylvania | 42835 | 6764 | PFC M L BROWN USARC / BMA #106 | Army | 033 | Clearfield | 1430 | Clearfield | 1.03 | 1.07 | 1.357 | 1.131 | 1.131 | 0.843 | 1.056 | 1.308 | 1.131 | 2.393
US | United States | 42 | Pennsylvania | 42840 | 4066 | BLOMMEN-RUSSELL USARC | Army | 033 | Clearfield | 2070 | Du Bois | 1.03 | 1.07 | 1.357 | 1.131 | 1.131 | 0.843 | 1.056 | 1.308 | 1.131 | 2.393
US | United States | 42 | Pennsylvania | 42D00 | 5930 | LOCK HAVEN | Army | 035 | Clinton | 4550 | Lock Haven | 1.03 | 1.07 | 1.357 | 1.131 | 1.131 | 0.843 | 1.056 | 1.308 | 1.131 | 2.393
US | United States | 42 | Pennsylvania | 42888 | 5931 | LOCK HAVEN USARC | Army | 035 | Clinton | 4550 | Lock Haven | 1.03 | 1.07 | 1.357 | 1.131 | 1.131 | 0.843 | 1.056 | 1.308 | 1.131 | 2.393
US | United States | 42 | Pennsylvania | 42D05 | 5932 | LOCK HAVEN WET SITE | Army | 035 | Clinton | 4550 | Lock Haven | 1.03 | 1.07 | 1.357 | 1.131 | 1.131 | 0.843 | 1.056 | 1.308 | 1.131 | 2.393
US | United States | 42 | Pennsylvania | 82387-11275 | 703386 | 946 BELLEFONTE AVE LOCK HAVEN | Army | 035 | Clinton | 4550 | Lock Haven | 1.03 | 1.07
US | United States | 42 | Pennsylvania | 42A30 | 4013 | BERWICK | Army | 037 | Columbia | 0630 | Berwick | 1.03 | 1.07 | 1.357 | 1.131 | 1.131 | 0.843 | 1.056 | 1.308 | 1.131 | 2.393
US | United States | 42 | Pennsylvania | 42807 | 4071 | BLOOMSBURG USARC | Army | 037 | Columbia | 0740 | Bloomsburg | 1.03 | 1.07 | 1.357 | 1.131 | 1.131 | 0.843 | 1.056 | 1.308 | 1.131 | 2.393
US | United States | 42 | Pennsylvania | 710986 | 710986 | 589 EAST 7TH STREET BLOOMSBURG | Army | 037 | Columbia | 0740 | Bloomsburg | 1.03 | 1.07
US | United States | 42 | Pennsylvania | 42856 | 4815 | ECS / AMSA #103 (G) | Army | 039 | Crawford | 1590 | Conneaut Lake | 1.03 | 1.07 | 1.357 | 1.131 | 1.131 | 0.843 | 1.056 | 1.308 | 1.131 | 2.393
US | United States | 42 | Pennsylvania | 42882 | 7670 | USAR KEYSTONE ORD OUTDOOR TNG | Army | 039 | Crawford | 1590 | Conneaut Lake | 1.03 | 1.07 | 1.357 | 1.131 | 1.131 | 0.843 | 1.056 | 1.308 | 1.131 | 2.393
US | United States | 42 | Pennsylvania | 42890 | 4586 | CRAWFORD COUNTY MEM USARC | Army | 039 | Crawford | 5000 | Meadville | 1.03 | 1.07 | 1.357 | 1.131 | 1.131 | 0.843 | 1.056 | 1.308 | 1.131 | 2.393
US | United States | 42 | Pennsylvania | 42D15 | 6140 | MEADVILLE | Army | 039 | Crawford | 5000 | Meadville | 1.03 | 1.07 | 1.357 | 1.131 | 1.131 | 0.843 | 1.056 | 1.308 | 1.131 | 2.393
US | United States | 42 | Pennsylvania | 82387-10396 | 702507 | 18471 SMOCK HWY (RTE 322) MEADVILLE | Army | 039 | Crawford | 5000 | Meadville | 1.03 | 1.07
US | United States | 42 | Pennsylvania | 42A75 | 4324 | CARLISLE | Army | 041 | Cumberland | 1100 | Carlisle | 0.94 | 0.95 | 1.357 | 1.131 | 1.131 | 0.843 | 1.056 | 1.308 | 1.131 | 2.393
US | United States | 42 | Pennsylvania | 42155 | 4326 | CARLISLE BARRACKS | Army | 041 | Cumberland | 1100 | Carlisle | 0.94 | 0.95 | 1.357 | 1.131 | 1.131 | 0.843 | 1.056 | 1.308 | 1.131 | 2.393
US | United States | 42 | Pennsylvania | 82387-11458 | 703569 | CARLISLE PLZ MALL CARLISLE | Army | 041 | Cumberland | 1100 | Carlisle | 0.94 | 0.95
US | United States | 42 | Pennsylvania | N32414 | 199 | Naval Support Activity, Mechanicsburg PA | Navy | 041 | Cumberland | 5010 | Mechanicsburg | 0.94 | 0.95 | 1.357 | 1.131 | 1.131 | 0.843 | 1.056 | 1.308 | 1.131 | 2.393
US | United States | 42 | Pennsylvania | N32414-ME | 1303 | NSA MECHANICSBURG 1 | Navy | 041 | Cumberland | 5010 | Mechanicsburg | 0.94 | 0.95 | 1.357 | 1.131 | 1.131 | 0.843 | 1.056 | 1.308 | 1.131 | 2.393
US | United States | 42 | Pennsylvania | 82387-11723 | 703834 | E MAIN ST MECHANICSBURG | Army | 041 | Cumberland | 5010 | Mechanicsburg | 0.94 | 0.95
US | United States | 42 | Pennsylvania | 710184 | 710184 | 1485 ENGLISH DRIVE MECHANICSBURG | Army | 041 | Cumberland | 5010 | Mechanicsburg | 0.94 | 0.95
US | United States | 42 | Pennsylvania | 711077 | 711077 | 4641 WESTPORT DRIVE MECHANICSBURG | Army | 041 | Cumberland | 5010 | Mechanicsburg | 0.94 | 0.95
US | United States | 42 | Pennsylvania | 42400 | 4683 | DEFENSE DISTRIB DEPOT SUSQ | Army | 041 | Cumberland | 5810 | New Cumberland | 0.94 | 0.95 | 1.357 | 1.131 | 1.131 | 0.843 | 1.056 | 1.308 | 1.131 | 2.393
US | United States | 42 | Pennsylvania | 18081-10449 | 700608 | NEW CUMBERLAND DEPOT NEW CUMBERLND | Army | 041 | Cumberland | 5810 | New Cumberland | 0.94 | 0.95
US | United States | 42 | Pennsylvania | 82387-11588 | 703699 | DDRE NEW CUMBERLAND | Army | 041 | Cumberland | 5810 | New Cumberland | 0.94 | 0.95
US | United States | 42 | Pennsylvania | 18081-10386 | 700545 | KEYSTONE FAMILY PROPERTIES, LLC SHIPPENSBURG | Army | 041 | Cumberland | 7660 | Shippensburg | 0.93 | 0.94
US | United States | 42 | Pennsylvania | 42475 | 4821 | EDGEMONT USARC / AMSA #31 (G) | Army | 043 | Dauphin | 2432 | Edgemont | 1.01 | 1.02 | 1.357 | 1.131 | 1.131 | 0.843 | 1.056 | 1.308 | 1.131 | 2.393
US | United States | 42 | Pennsylvania | 42B90 | 5361 | HARRISBURG | Army | 043 | Dauphin | 3500 | Harrisburg | 1.01 | 1.02 | 1.357 | 1.131 | 1.131 | 0.843 | 1.056 | 1.308 | 1.131 | 2.393
US | United States | 42 | Pennsylvania | 42865 | 5362 | HARRISBURG AFRC | Army | 043 | Dauphin | 3500 | Harrisburg | 1.01 | 1.02 | 1.357 | 1.131 | 1.131 | 0.843 | 1.056 | 1.308 | 1.131 | 2.393
US | United States | 42 | Pennsylvania | 70132-10599 | 701870 | 6904 CLUBHJOUSE CT. HARRISBURG | Army | 043 | Dauphin | 3500 | Harrisburg | 1.01 | 1.02
US | United States | 42 | Pennsylvania | 82387-13109 | 705219 | UNION DEPOSIT RD HARRISBURG | Army | 043 | Dauphin | 3500 | Harrisburg | 1.01 | 1.02
US | United States | 42 | Pennsylvania | 42C05 | 5433 | HERSHEY | Army | 043 | Dauphin | 3620 | Hershey | 1.01 | 1.02 | 1.357 | 1.131 | 1.131 | 0.843 | 1.056 | 1.308 | 1.131 | 2.393
US | United States | 42 | Pennsylvania | SHYQ0001 | 3115 | HARRISBURG IAPANG SITE # 1 | Air Force | 043 | Dauphin | 5120 | Middletown | 1.01 | 1.02 | 1.357 | 1.131 | 1.131 | 0.843 | 1.056 | 1.308 | 1.131 | 2.393
US | United States | 42 | Pennsylvania | 42F45 | 7921 | WILLIAMSTOWN | Army | 043 | Dauphin | 9390 | Williamstown | 1.01 | 1.02 | 1.357 | 1.131 | 1.131 | 0.843 | 1.056 | 1.308 | 1.131 | 2.393
US | United States | 42 | Pennsylvania | 42830 | 5594 | JAMES W REESE USARC | Army | 045 | Delaware | 1270 | Chester | 1.12 | 1.18 | 1.357 | 1.201 | 1.201 | 0.843 | 1.056 | 1.308 | 1.201 | 2.393
US | United States | 42 | Pennsylvania | M68479-0030 | 131 | FOLSOM MCRC | Marine Corps | 045 | Delaware | 2902 | Folsom | 1.12 | 1.18 | 1.357 | 1.201 | 1.201 | 0.843 | 1.056 | 1.308 | 1.201 | 2.393
US | United States | 42 | Pennsylvania | 82387-12249 | 704359 | MCDADE BLVD HOLMES | Army | 045 | Delaware | 3675 | Holmes | 1.12 | 1.18
US | United States | 42 | Pennsylvania | 420NG-10001 | 701132 | 1028 LINCOLN AVENUE PROSPECT PARK | Army | 045 | Delaware | 6830 | Prospect Park | 1.12 | 1.18 | 1.357 | 1.201 | 1.201 | 0.843 | 1.056 | 1.308 | 1.201 | 2.393
US | United States | 42 | Pennsylvania | 82387-11105 | 703216 | 69TH ST UPPER DARBY | Army | 045 | Delaware | 8715 | Upper Darby | 1.12 | 1.18
US | United States | 42 | Pennsylvania | 42E40 | 7006 | RIDGEWAY RANGE, GRANT RD | Army | 047 | Elk | 7010 | Ridgway | 1.03 | 1.07 | 1.357 | 1.131 | 1.131 | 0.843 | 1.056 | 1.308 | 1.131 | 2.393
US | United States | 42 | Pennsylvania | 42E35 | 7007 | RIDGWAY | Army | 047 | Elk | 7010 | Ridgway | 1.03 | 1.07 | 1.357 | 1.131 | 1.131 | 0.843 | 1.056 | 1.308 | 1.131 | 2.393
US | United States | 42 | Pennsylvania | 42950 | 4857 | ELKS COUNTY MEM USARC | Army | 047 | Elk | 7300 | St. Marys | 1.03 | 1.07 | 1.357 | 1.131 | 1.131 | 0.843 | 1.056 | 1.308 | 1.131 | 2.393
US | United States | 42 | Pennsylvania | 42B20 | 4558 | CORRY | Army | 049 | Erie | 1700 | Corry | 1.03 | 1.07 | 1.357 | 1.131 | 1.131 | 0.843 | 1.056 | 1.308 | 1.131 | 2.393
US | United States | 42 | Pennsylvania | 82387-11821 | 703932 | ERIE ST EDINBORO | Army | 049 | Erie | 2470 | Edinboro | 1.03 | 1.07
US | United States | 42 | Pennsylvania | N32414-ER | 620 | NAVOPSPTCEN ERIE PA | Navy | 049 | Erie | 2640 | Erie | 1.03 | 1.07 | 1.357 | 1.131 | 1.131 | 0.843 | 1.056 | 1.308 | 1.131 | 2.393
US | United States | 42 | Pennsylvania | 42B40 | 4877 | ERIE READINESS CENTER | Army | 049 | Erie | 2640 | Erie | 1.03 | 1.07 | 1.357 | 1.131 | 1.131 | 0.843 | 1.056 | 1.308 | 1.131 | 2.393
US | United States | 42 | Pennsylvania | 4200B | 4878 | ERIE USARC | Army | 049 | Erie | 2640 | Erie | 1.03 | 1.07 | 1.357 | 1.131 | 1.131 | 0.843 | 1.056 | 1.308 | 1.131 | 2.393
US | United States | 42 | Pennsylvania | 70132-10218 | 701489 | 1945 KNOLL AVE ERIE (HARBORCREEK) | Army | 049 | Erie | 2640 | Erie | 1.03 | 1.07
US | United States | 42 | Pennsylvania | 70132-10315 | 701586 | 2701 E. 43RD STREET ERIE | Army | 049 | Erie | 2640 | Erie | 1.03 | 1.07
US | United States | 42 | Pennsylvania | 82387-12627 | 704737 | PEACH ST ERIE | Army | 049 | Erie | 2640 | Erie | 1.03 | 1.07
US | United States | 42 | Pennsylvania | 710183 | 710183 | 5128 KATES WAY ERIE | Army | 049 | Erie | 2640 | Erie | 1.03 | 1.07
US | United States | 42 | Pennsylvania | 42991 | 3577 | ERIE LAND DISPOSAL | Army | 049 | Erie | 2769 | Fairview | 1.03 | 1.07 | 1.357 | 1.131 | 1.131 | 0.843 | 1.056 | 1.308 | 1.131 | 2.393
US | United States | 42 | Pennsylvania | 42362 | 169849 | ERIE COUNTY USARC | Army | 049 | Erie | 2769 | Fairview | 1.03 | 1.07
US | United States | 42 | Pennsylvania | 710988 | 710988 | 7171 JACOB LANE FAIRVIEW | Army | 049 | Erie | 2769 | Fairview | 1.03 | 1.07
US | United States | 42 | Pennsylvania | 82387-13090 | 705200 | TRI-COUNTY PLZ BELLE VERNON | Army | 051 | Fayette | 0550 | Belle Vernon | 1.03 | 1.07
US | United States | 42 | Pennsylvania | 42B10 | 4535 | CONNELLSVILLE, VANDERBILT ROAD | Army | 051 | Fayette | 1610 | Connellsville | 1.03 | 1.07 | 1.357 | 1.131 | 1.131 | 0.843 | 1.056 | 1.308 | 1.131 | 2.393
US | United States | 42 | Pennsylvania | 42B05 | 4536 | CONNELLSVILLE, WASHINGTON AVE | Army | 051 | Fayette | 1610 | Connellsville | 1.03 | 1.07 | 1.357 | 1.131 | 1.131 | 0.843 | 1.056 | 1.308 | 1.131 | 2.393
US | United States | 42 | Pennsylvania | 42B07 | 4537 | CONNELSVILLE, PETERSBURG RD | Army | 051 | Fayette | 1610 | Connellsville | 1.03 | 1.07 | 1.357 | 1.131 | 1.131 | 0.843 | 1.056 | 1.308 | 1.131 | 2.393
US | United States | 42 | Pennsylvania | 42817 | 4164 | BROWNSVILLE USARC | Army | 051 | Fayette | 3660 | Hiller | 1.03 | 1.07 | 1.357 | 1.131 | 1.131 | 0.843 | 1.056 | 1.308 | 1.131 | 2.393
US | United States | 42 | Pennsylvania | 42960 | 7660 | UNIONTOWN USARC / BMA #104-2 | Army | 051 | Fayette | 8690 | Uniontown | 1.03 | 1.07 | 1.357 | 1.131 | 1.131 | 0.843 | 1.056 | 1.308 | 1.131 | 2.393
US | United States | 42 | Pennsylvania | 42A80 | 4374 | CHAMBERSBURG | Army | 055 | Franklin | 1230 | Chambersburg | 0.93 | 0.94 | 1.357 | 1.131 | 1.131 | 0.843 | 1.056 | 1.308 | 1.131 | 2.393
US | United States | 42 | Pennsylvania | 42825 | 5070 | FRANK M PARKER USARC | Army | 055 | Franklin | 1230 | Chambersburg | 0.93 | 0.94 | 1.357 | 1.131 | 1.131 | 0.843 | 1.056 | 1.308 | 1.131 | 2.393
US | United States | 42 | Pennsylvania | 42345 | 5874 | LETTERKENNY ARMY DEPOT | Army | 055 | Franklin | 1230 | Chambersburg | 0.93 | 0.94 | 1.357 | 1.131 | 1.131 | 0.843 | 1.056 | 1.308 | 1.131 | 2.393
US | United States | 42 | Pennsylvania | 4202C | 5875 | LETTERKENNY OMS/AMSA #113 (G) | Army | 055 | Franklin | 1230 | Chambersburg | 0.93 | 0.94 | 1.357 | 1.131 | 1.131 | 0.843 | 1.056 | 1.308 | 1.131 | 2.393
US | United States | 42 | Pennsylvania | 4200C | 5876 | LETTERKENNY USARC #1 | Army | 055 | Franklin | 1230 | Chambersburg | 0.93 | 0.94 | 1.357 | 1.131 | 1.131 | 0.843 | 1.056 | 1.308 | 1.131 | 2.393
US | United States | 42 | Pennsylvania | 710185 | 710185 | 3864 LISBON RD CHAMBERSBURG | Army | 055 | Franklin | 1230 | Chambersburg | 0.93 | 0.94
US | United States | 42 | Pennsylvania | 710682 | 710682 | 432 CHANNING DR. LOT CHAMBERSBURG | Army | 055 | Franklin | 1230 | Chambersburg | 0.93 | 0.94
US | United States | 42 | Pennsylvania | 710984 | 710984 | BUILDINGS 47, 47-1, CHAMBERSBURG | Army | 055 | Franklin | 1230 | Chambersburg | 0.93 | 0.94
US | United States | 42 | Pennsylvania | 42735 | 5270 | GREENCASTLE USARC / AMSA #113 | Army | 055 | Franklin | 3340 | Greencastle | 0.93 | 0.94 | 1.357 | 1.131 | 1.131 | 0.843 | 1.056 | 1.308 | 1.131 | 2.393
US | United States | 42 | Pennsylvania | 42F05 | 7828 | WAYNESBORO | Army | 055 | Franklin | 8920 | Waynesboro | 0.93 | 0.94 | 1.357 | 1.131 | 1.131 | 0.843 | 1.056 | 1.308 | 1.131 | 2.393
US | United States | 42 | Pennsylvania | 70132-10064 | 701335 | 11114 WHARF RD WAYNESBORO | Army | 055 | Franklin | 8920 | Waynesboro | 0.93 | 0.94
US | United States | 42 | Pennsylvania | 42F10 | 7829 | WAYNESBURG | Army | 059 | Greene | 8930 | Waynesburg | 1.03 | 1.07 | 1.357 | 1.131 | 1.131 | 0.843 | 1.056 | 1.308 | 1.131 | 2.393
US | United States | 42 | Pennsylvania | 42C20 | 5504 | HUNTINGDON | Army | 061 | Huntingdon | 3820 | Huntingdon | 1.03 | 1.07 | 1.357 | 1.131 | 1.131 | 0.843 | 1.056 | 1.308 | 1.131 | 2.393
US | United States | 42 | Pennsylvania | 42872 | 5506 | HUNTINGDON LAND | Army | 061 | Huntingdon | 3820 | Huntingdon | 1.03 | 1.07 | 1.357 | 1.131 | 1.131 | 0.843 | 1.056 | 1.308 | 1.131 | 2.393
US | United States | 42 | Pennsylvania | 42A40 | 4061 | BLAIRSVILLE - VACANT | Army | 063 | Indiana | 0700 | Blairsville | 1.03 | 1.07 | 1.357 | 1.131 | 1.131 | 0.843 | 1.056 | 1.308 | 1.131 | 2.393
US | United States | 42 | Pennsylvania | 42C25 | 5534 | INDIANA | Army | 063 | Indiana | 3870 | Indiana | 1.03 | 1.07 | 1.357 | 1.131 | 1.131 | 0.843 | 1.056 | 1.308 | 1.131 | 2.393
US | United States | 42 | Pennsylvania | 42875 | 5536 | INDIANA COUNTY MEM USARC | Army | 063 | Indiana | 3870 | Indiana | 1.03 | 1.07 | 1.357 | 1.131 | 1.131 | 0.843 | 1.056 | 1.308 | 1.131 | 2.393
US | United States | 42 | Pennsylvania | 42C27 | 5537 | INDIANA RANGE | Army | 063 | Indiana | 3870 | Indiana | 1.03 | 1.07 | 1.357 | 1.131 | 1.131 | 0.843 | 1.056 | 1.308 | 1.131 | 2.393
US | United States | 42 | Pennsylvania | 82387-11455 | 703566 | CANTERBURY COMMONS INDIANA | Army | 063 | Indiana | 3870 | Indiana | 1.03 | 1.07
US | United States | 42 | Pennsylvania | 82387-13339 | 705448 | WARREN RD INDIANA | Army | 063 | Indiana | 3870 | Indiana | 1.03 | 1.07
US | United States | 42 | Pennsylvania | 82387-13270 | 705379 | W MAIN ST UNIONTOWN | Army | 063 | Indiana | 8690 | Uniontown | 1.03 | 1.07
US | United States | 42 | Pennsylvania | 42815 | 4159 | BROOKVILLE MEM USARC | Army | 065 | Jefferson | 0950 | Brookville | 1.03 | 1.07 | 1.357 | 1.131 | 1.131 | 0.843 | 1.056 | 1.308 | 1.131 | 2.393
US | United States | 42 | Pennsylvania | 42935 | 6032 | MAJ CHARLES D STOOPS USARC | Army | 065 | Jefferson | 6840 | Punxsutawney | 1.03 | 1.07 | 1.357 | 1.131 | 1.131 | 0.843 | 1.056 | 1.308 | 1.131 | 2.393
US | United States | 42 | Pennsylvania | 42E25 | 6900 | PUNXSUTAWNEY | Army | 065 | Jefferson | 6840 | Punxsutawney | 1.03 | 1.07 | 1.357 | 1.131 | 1.131 | 0.843 | 1.056 | 1.308 | 1.131 | 2.393
US | United States | 42 | Pennsylvania | 42A70 | 4318 | CARBONDALE FMS 25, 7TH AVENUE | Army | 069 | Lackawanna | 1090 | Carbondale | 1.03 | 1.07 | 1.357 | 1.131 | 1.131 | 0.843 | 1.056 | 1.308 | 1.131 | 2.393
US | United States | 42 | Pennsylvania | 42A65 | 4319 | CARBONDALE, CLIDCO DRIVE | Army | 069 | Lackawanna | 1090 | Carbondale | 1.03 | 1.07 | 1.357 | 1.131 | 1.131 | 0.843 | 1.056 | 1.308 | 1.131 | 2.393
US | United States | 42 | Pennsylvania | 42E60 | 9493 | SCRANTON LEACH RANGE | Army | 069 | Lackawanna | 1390 | Clarks Summit | 1.03 | 1.07 | 1.357 | 1.131 | 1.131 | 0.843 | 1.056 | 1.308 | 1.131 | 2.393
US | United States | 42 | Pennsylvania | 710030 | 710030 | 508 CENTER STREET CLARK SUMMIT | Army | 069 | Lackawanna | 1390 | Clarks Summit | 1.03 | 1.07
US | United States | 42 | Pennsylvania | 42755 | 7203 | SCRANTON AAP | Army | 069 | Lackawanna | 7460 | Scranton | 1.03 | 1.07 | 1.357 | 1.131 | 1.131 | 0.843 | 1.056 | 1.308 | 1.131 | 2.393
US | United States | 42 | Pennsylvania | 42E50 | 7204 | SCRANTON READINESS CENTER | Army | 069 | Lackawanna | 7460 | Scranton | 1.03 | 1.07 | 1.357 | 1.131 | 1.131 | 0.843 | 1.056 | 1.308 | 1.131 | 2.393
US | United States | 42 | Pennsylvania | 42945 | 7233 | SGM S P SERRENTI MEM USARC | Army | 069 | Lackawanna | 7460 | Scranton | 1.03 | 1.07 | 1.357 | 1.131 | 1.131 | 0.843 | 1.056 | 1.308 | 1.131 | 2.393
US | United States | 42 | Pennsylvania | 42560-10002 | 701142 | 340 N. WASHINGTON AV SCRANTON | Army | 069 | Lackawanna | 7460 | Scranton | 1.03 | 1.07 | 1.357 | 1.131 | 1.131 | 0.843 | 1.056 | 1.308 | 1.131 | 2.393
US | United States | 42 | Pennsylvania | 82387-13289 | 705398 | W OLIVE ST SCRANTON | Army | 069 | Lackawanna | 7460 | Scranton | 1.03 | 1.07
US | United States | 42 | Pennsylvania | 82387-13417 | 705526 | WYOMING AVE SCRANTON | Army | 069 | Lackawanna | 7460 | Scranton | 1.03 | 1.07
US | United States | 42 | Pennsylvania | 42E62 | 7205 | SCRANTON/TAYLOR NE REG MNT CTR | Army | 069 | Lackawanna | 8380 | Taylor | 1.03 | 1.07 | 1.357 | 1.131 | 1.131 | 0.843 | 1.056 | 1.308 | 1.131 | 2.393
US | United States | 42 | Pennsylvania | 82387-12734 | 704844 | ROTHSVILLE RD AKRON | Army | 071 | Lancaster | 0040 | Akron | 1.03 | 1.07
US | United States | 42 | Pennsylvania | 82387-12840 | 704950 | S MARKET ST ELIZABETHTOWN | Army | 071 | Lancaster | 2530 | Elizabethtown | 1.03 | 1.07
US | United States | 42 | Pennsylvania | 28E80 | 7653 | TYLERTOWN | Army | 071 | Lancaster | 2630 | Ephrata | 0.89 | 0.87 | 0.429 | 1.131 | 1.131 | 0.426 | 0.444 | 1.923 | 1.131 | 0.154
US | United States | 42 | Pennsylvania | 42C65 | 5796 | LANCASTER FMS#16 | Army | 071 | Lancaster | 4180 | Lancaster | 1.03 | 1.07 | 1.357 | 1.131 | 1.131 | 0.843 | 1.056 | 1.308 | 1.131 | 2.393
US | United States | 42 | Pennsylvania | 42C60 | 5798 | LANCASTER READINESS CENTER | Army | 071 | Lancaster | 4180 | Lancaster | 1.03 | 1.07 | 1.357 | 1.131 | 1.131 | 0.843 | 1.056 | 1.308 | 1.131 | 2.393
US | United States | 42 | Pennsylvania | 42885 | 5799 | LANCASTER USARC | Army | 071 | Lancaster | 4180 | Lancaster | 1.03 | 1.07 | 1.357 | 1.131 | 1.131 | 0.843 | 1.056 | 1.308 | 1.131 | 2.393
US | United States | 42 | Pennsylvania | 82387-10663 | 702774 | 2938 COLUMBIA AVENUE LANCASTER | Army | 071 | Lancaster | 4180 | Lancaster | 1.03 | 1.07
US | United States | 42 | Pennsylvania | 82387-12657 | 704767 | PLAZA BLVD LANCASTER | Army | 071 | Lancaster | 4180 | Lancaster | 1.03 | 1.07
US | United States | 42 | Pennsylvania | 82387-13219 | 705328 | W CHURCH ST STEVENS | Army | 071 | Lancaster | 8105 | Stevens | 1.03 | 1.07
US | United States | 42 | Pennsylvania | 42895 | 5838 | LAWRENCE CO VET MEM USARC | Army | 073 | Lawrence | 5800 | New Castle | 1.03 | 1.07 | 1.357 | 1.149 | 1.149 | 0.843 | 1.056 | 1.308 | 1.149 | 2.393
US | United States | 42 | Pennsylvania | 42D45 | 6393 | NEW CASTLE | Army | 073 | Lawrence | 5800 | New Castle | 1.03 | 1.07 | 1.357 | 1.135 | 1.135 | 0.843 | 1.056 | 1.308 | 1.135 | 2.393
US | United States | 42 | Pennsylvania | 4259C | 6395 | NEW CASTLE AMSA # 110 (G) | Army | 073 | Lawrence | 5800 | New Castle | 1.03 | 1.07 | 1.357 | 1.149 | 1.149 | 0.843 | 1.056 | 1.308 | 1.149 | 2.393
US | United States | 42 | Pennsylvania | 82387-13310 | 705419 | W STATE ST NEW CASTLE | Army | 073 | Lawrence | 5800 | New Castle | 1.03 | 1.07
US | United States | 42 | Pennsylvania | 42Z05 | 3578 | FIG AREA 16 | Army | 075 | Lebanon | 0170 | Annville | 1.01 | 1.02 | 1.357 | 1.131 | 1.131 | 0.843 | 1.056 | 1.308 | 1.131 | 2.393
US | United States | 42 | Pennsylvania | 42Z06 | 3579 | FIG AREA 17 | Army | 075 | Lebanon | 0170 | Annville | 1.01 | 1.02 | 1.357 | 1.131 | 1.131 | 0.843 | 1.056 | 1.308 | 1.131 | 2.393
US | United States | 42 | Pennsylvania | 42Z00 | 3581 | FORT INDIANTOWN GAP AREA 0 | Army | 075 | Lebanon | 0170 | Annville | 1.01 | 1.02 | 1.357 | 1.131 | 1.131 | 0.843 | 1.056 | 1.308 | 1.131 | 2.393
US | United States | 42 | Pennsylvania | 42307 | 5015 | FORT INDIANTOWN GAP | Army | 075 | Lebanon | 0170 | Annville | 1.01 | 1.02 | 1.357 | 1.131 | 1.131 | 0.843 | 1.056 | 1.308 | 1.131 | 2.393
US | United States | 42 | Pennsylvania | 42873 | 5016 | FORT INDIANTOWN GAP | Army | 075 | Lebanon | 0170 | Annville | 1.01 | 1.02 | 1.357 | 1.131 | 1.131 | 0.843 | 1.056 | 1.308 | 1.131 | 2.393
US | United States | 42 | Pennsylvania | 420NG-10005 | 701136 | FORT INDIANTOWN GAP ANNVILLE | Army | 075 | Lebanon | 0170 | Annville | 1.01 | 1.02 | 1.357 | 1.131 | 1.131 | 0.843 | 1.056 | 1.308 | 1.131 | 2.393
US | United States | 42 | Pennsylvania | 42C75 | 5848 | LEBANON | Army | 075 | Lebanon | 4340 | Lebanon | 1.01 | 1.02 | 1.357 | 1.135 | 1.135 | 0.843 | 1.056 | 1.308 | 1.135 | 2.393
US | United States | 42 | Pennsylvania | 82387-10535 | 702646 | 22ND ST. LEBANON | Army | 075 | Lebanon | 4340 | Lebanon | 1.01 | 1.02
US | United States | 42 | Pennsylvania | LKLW0001 | 2371 | FORT INDIANTOWN GAP AGS SITE # 1 | Air Force | 075 | Lebanon | 9999 | Unknown | 1.01 | 1.02 | 1.357 | 1.131 | 1.131 | 0.843 | 1.056 | 1.308 | 1.131 | 2.393
US | United States | 42 | Pennsylvania | 42A05 | 3761 | ALLENTOWN | Army | 077 | Lehigh | 0110 | Allentown | 1.03 | 1.07 | 1.357 | 1.131 | 1.131 | 0.843 | 1.056 | 1.308 | 1.131 | 2.393
US | United States | 42 | Pennsylvania | 82387-11418 | 703529 | BROADWAY ALLENTOWN | Army | 077 | Lehigh | 0110 | Allentown | 1.03 | 1.07
US | United States | 42 | Pennsylvania | 82387-11968 | 704079 | HAMILTON ST ALLENTOWN | Army | 077 | Lehigh | 0110 | Allentown | 1.03 | 1.07
US | United States | 42 | Pennsylvania | N32414-LE | 1322 | NOSC MC LEHIGH VALLEY | Navy | 077 | Lehigh | 0660 | Bethlehem | 1.03 | 1.07 | 1.357 | 1.131 | 1.131 | 0.843 | 1.056 | 1.308 | 1.131 | 2.393
US | United States | 42 | Pennsylvania | 42A35 | 4016 | BETHLEHEM | Army | 077 | Lehigh | 0660 | Bethlehem | 1.03 | 1.07 | 1.357 | 1.131 | 1.131 | 0.843 | 1.056 | 1.308 | 1.131 | 2.393
US | United States | 42 | Pennsylvania | 42805 | 7931 | WILSON-KRAMER USARC | Army | 077 | Lehigh | 0660 | Bethlehem | 1.03 | 1.07 | 1.357 | 1.131 | 1.131 | 0.843 | 1.056 | 1.308 | 1.131 | 2.393
US | United States | 42 | Pennsylvania | 70132-10478 | 701749 | 4483 STEUBEN ROAD, L BETHLEHEM | Army | 077 | Lehigh | 0660 | Bethlehem | 1.03 | 1.07
US | United States | 42 | Pennsylvania | 420NG-10003 | 701134 | 3333 7TH STREET WHITEHALL | Army | 077 | Lehigh | 9310 | Whitehall | 1.03 | 1.07 | 1.357 | 1.131 | 1.131 | 0.843 | 1.056 | 1.308 | 1.131 | 2.393
US | United States | 42 | Pennsylvania | N32414-AV | 619 | NAVOPSPTCEN AVOCA PA | Navy | 079 | Luzerne | 0360 | Avoca | 1.03 | 1.07 | 1.357 | 1.131 | 1.131 | 0.843 | 1.056 | 1.308 | 1.131 | 2.393
US | United States | 42 | Pennsylvania | 42C00 | 5398 | HAZELTON | Army | 079 | Luzerne | 3570 | Hazleton | 1.03 | 1.07 | 1.357 | 1.131 | 1.131 | 0.843 | 1.056 | 1.308 | 1.131 | 2.393
US | United States | 42 | Pennsylvania | 42870 | 7239 | SGT GEORGE LENKALIS USARC | Army | 079 | Luzerne | 3570 | Hazleton | 1.03 | 1.07 | 1.357 | 1.131 | 1.131 | 0.843 | 1.056 | 1.308 | 1.131 | 2.393
US | United States | 42 | Pennsylvania | 82387-11310 | 703421 | AIRPORT BELTWAY HAZLETON | Army | 079 | Luzerne | 3570 | Hazleton | 1.03 | 1.07
US | United States | 42 | Pennsylvania | 42F35 | 7902 | WILKES BARRE/ KINGSTON | Army | 079 | Luzerne | 4090 | Kingston | 1.03 | 1.07 | 1.357 | 1.131 | 1.131 | 0.843 | 1.056 | 1.308 | 1.131 | 2.393
US | United States | 42 | Pennsylvania | 42D35 | 6352 | NANTICOKE | Army | 079 | Luzerne | 5670 | Nanticoke | 1.03 | 1.07 | 1.357 | 1.131 | 1.131 | 0.843 | 1.056 | 1.308 | 1.131 | 2.393
US | United States | 42 | Pennsylvania | 42F25 | 7855 | WEST PITTSTON | Army | 079 | Luzerne | 6610 | Pittston | 1.03 | 1.07 | 1.357 | 1.131 | 1.131 | 0.843 | 1.056 | 1.308 | 1.131 | 2.393
US | United States | 42 | Pennsylvania | 42E10 | 6826 | PLYMOUTH | Army | 079 | Luzerne | 6660 | Plymouth | 1.03 | 1.07 | 1.357 | 1.131 | 1.131 | 0.843 | 1.056 | 1.308 | 1.131 | 2.393
US | United States | 42 | Pennsylvania | 4296F | 3786 | AMSA #120 (G) | Army | 079 | Luzerne | 9340 | Wilkes Barre | 1.03 | 1.07 | 1.357 | 1.131 | 1.131 | 0.843 | 1.056 | 1.308 | 1.131 | 2.393
US | United States | 42 | Pennsylvania | 42933 | 4381 | CHAP L J SABALIS MEM USARC | Army | 079 | Luzerne | 9340 | Wilkes Barre | 1.03 | 1.07 | 1.357 | 1.131 | 1.131 | 0.843 | 1.056 | 1.308 | 1.131 | 2.393
US | United States | 42 | Pennsylvania | 42970 | 7903 | WILKES-BARRIE USARC | Army | 079 | Luzerne | 9340 | Wilkes Barre | 1.03 | 1.07 | 1.357 | 1.131 | 1.131 | 0.843 | 1.056 | 1.308 | 1.131 | 2.393
US | United States | 42 | Pennsylvania | 82387-11177 | 703288 | 8 WEST MARKET ST WILKES BARRE | Army | 079 | Luzerne | 9340 | Wilkes Barre | 1.03 | 1.07
US | United States | 42 | Pennsylvania | 82387-11734 | 703845 | E MARKET ST WILKES BARRE | Army | 079 | Luzerne | 9340 | Wilkes Barre | 1.03 | 1.07
US | United States | 42 | Pennsylvania | 82387-12486 | 704596 | N WILKES BARRE WILKES BARRE | Army | 079 | Luzerne | 9340 | Wilkes Barre | 1.03 | 1.07
US | United States | 42 | Pennsylvania | 82387-12682 | 704792 | PUBLIC SQUARE WILKES BARRE | Army | 079 | Luzerne | 9340 | Wilkes Barre | 1.03 | 1.07
US | United States | 42 | Pennsylvania | 82387-13418 | 705527 | WYOMING VLY MALL WILKES BARRE | Army | 079 | Luzerne | 9340 | Wilkes Barre | 1.03 | 1.07
US | United States | 42 | Pennsylvania | M67021-0002 | 71 | WYOMING PA MCRC | Marine Corps | 079 | Luzerne | 9520 | Wyoming | 1.03 | 1.07 | 1.357 | 1.131 | 1.131 | 0.843 | 1.056 | 1.308 | 1.131 | 2.393
US | United States | 42 | Pennsylvania | ZKRY0001 | 3533 | WYOMING VALLEY AIR RESERVE CENTER SITE # 1 | Air Force | 079 | Luzerne | 9520 | Wyoming | 1.03 | 1.07 | 1.357 | 1.131 | 1.131 | 0.843 | 1.056 | 1.308 | 1.131 | 2.393
US | United States | 42 | Pennsylvania | 82387-12935 | 705045 | SHAFFER RD DUBOIS | Army | 081 | Lycoming | 2080 | Duboistown | 1.03 | 1.07
US | United States | 42 | Pennsylvania | 82387-12161 | 704271 | LYCOMING CIR SOUTH WILLIAMSPORT | Army | 081 | Lycoming | 7980 | South Williamsport | 1.03 | 1.07
US | United States | 42 | Pennsylvania | 42975 | 5993 | LYCOMING MEM USARC | Army | 081 | Lycoming | 9380 | Williamsport | 1.03 | 1.07 | 1.357 | 1.131 | 1.131 | 0.843 | 1.056 | 1.308 | 1.131 | 2.393
US | United States | 42 | Pennsylvania | 42F40 | 7918 | WILLIAMSPORT | Army | 081 | Lycoming | 9380 | Williamsport | 1.03 | 1.07 | 1.357 | 1.131 | 1.131 | 0.843 | 1.056 | 1.308 | 1.131 | 2.393
US | United States | 42 | Pennsylvania | 82387-11769 | 703880 | E THIRD ST WILLIAMSPORT | Army | 081 | Lycoming | 9380 | Williamsport | 1.03 | 1.07
US | United States | 42 | Pennsylvania | 42A45 | 4116 | BRADFORD | Army | 083 | McKean | 0840 | Bradford | 1.03 | 1.07 | 1.357 | 1.131 | 1.131 | 0.843 | 1.056 | 1.308 | 1.131 | 2.393
US | United States | 42 | Pennsylvania | 82387-11584 | 703695 | DAVIS ST BRADFORD | Army | 083 | McKean | 0840 | Bradford | 1.03 | 1.07
US | United States | 42 | Pennsylvania | 42C45 | 5688 | KANE, ASH ST | Army | 083 | McKean | 4030 | Kane | 1.03 | 1.07 | 1.357 | 1.131 | 1.131 | 0.843 | 1.056 | 1.308 | 1.131 | 2.393
US | United States | 42 | Pennsylvania | 42C40 | 5689 | KANE, CHESTNUT ST | Army | 083 | McKean | 4030 | Kane | 1.03 | 1.07 | 1.357 | 1.131 | 1.131 | 0.843 | 1.056 | 1.308 | 1.131 | 2.393
US | United States | 42 | Pennsylvania | 42845 | 6735 | PENDEL-CAMINTI USARC | Army | 085 | Mercer | 2800 | Farrell | 1.03 | 1.07 | 1.357 | 1.131 | 1.131 | 0.843 | 1.056 | 1.308 | 1.131 | 2.393
US | United States | 42 | Pennsylvania | 42B70 | 5301 | GROVE CITY | Army | 085 | Mercer | 3410 | Grove City | 1.03 | 1.07 | 1.357 | 1.131 | 1.131 | 0.843 | 1.056 | 1.308 | 1.131 | 2.393
US | United States | 42 | Pennsylvania | 42E70 | 7252 | SHARON/HERMITAGE | Army | 085 | Mercer | 3604 | Hermitage | 1.03 | 1.07 | 1.357 | 1.131 | 1.131 | 0.843 | 1.056 | 1.308 | 1.131 | 2.393
US | United States | 42 | Pennsylvania | 82387-12387 | 704497 | N HERMITAGE RD HERMITAGE | Army | 085 | Mercer | 3604 | Hermitage | 1.03 | 1.07
US | United States | 42 | Pennsylvania | 82387-11753 | 703864 | E SHARON-MERCER RD MERCER | Army | 085 | Mercer | 5050 | Mercer | 1.03 | 1.07
US | United States | 42 | Pennsylvania | 42C90 | 5884 | LEWISTOWN | Army | 087 | Mifflin | 4430 | Lewistown | 1.03 | 1.07 | 1.357 | 1.131 | 1.131 | 0.843 | 1.056 | 1.308 | 1.131 | 2.393
US | United States | 42 | Pennsylvania | 42892 | 6195 | MIFFLIN COUNTY USARC | Army | 087 | Mifflin | 4430 | Lewistown | 1.03 | 1.07 | 1.357 | 1.131 | 1.131 | 0.843 | 1.056 | 1.308 | 1.131 | 2.393
US | United States | 42 | Pennsylvania | 82387-10533 | 702644 | 229-235 E. THIRD ST. LEWISTOWN | Army | 087 | Mifflin | 4430 | Lewistown | 1.03 | 1.07
US | United States | 42 | Pennsylvania | 82387-12363 | 704473 | N DORCAS ST LEWISTOWN | Army | 087 | Mifflin | 4430 | Lewistown | 1.03 | 1.07
US | United States | 42 | Pennsylvania | 42B30 | 4800 | EAST STROUDSBURG | Army | 089 | Monroe | 2330 | East Stroudsburg | 1.12 | 1.14 | 1.357 | 1.263 | 1.263 | 0.843 | 1.056 | 1.308 | 1.263 | 2.393
US | United States | 42 | Pennsylvania | 42B35 | 4801 | EAST STROUDSBURG TS | Army | 089 | Monroe | 2330 | East Stroudsburg | 1.12 | 1.14 | 1.357 | 1.263 | 1.263 | 0.843 | 1.056 | 1.308 | 1.263 | 2.393
US | United States | 42 | Pennsylvania | 710503 | 710503 | 63B RIDGEVIEW CIRCLE EAST STROUDSBURG | Army | 089 | Monroe | 2330 | East Stroudsburg | 1.12 | 1.14
US | United States | 42 | Pennsylvania | 82387-12522 | 704632 | NINTH ST STROUDSBURG | Army | 089 | Monroe | 8210 | Stroudsburg | 1.12 | 1.14
US | United States | 42 | Pennsylvania | 42780 | 7560 | TOBYHANNA ARMY DEPOT | Army | 089 | Monroe | 8475 | Tobyhanna | 1.12 | 1.14 | 1.357 | 1.263 | 1.263 | 0.843 | 1.056 | 1.308 | 1.263 | 2.393
US | United States | 42 | Pennsylvania | 82387-13080 | 705190 | TOBYHANNA ARMY DEPOT | Army | 089 | Monroe | 8475 | Tobyhanna | 1.12 | 1.14
US | United States | 42 | Pennsylvania | 82387-11362 | 703473 | BALA AVE BALA-CYNWYD | Army | 091 | Montgomery | 0405 | Bala Cynwyd | 1.12 | 1.18
US | United States | 42 | Pennsylvania | 420NG-10007 | 701138 | NG LANSDALE | Army | 091 | Montgomery | 0753 | Blue Bell | 1.09 | 1.15 | 1.357 | 1.201 | 1.201 | 0.843 | 1.056 | 1.308 | 1.201 | 2.393
US | United States | 42 | Pennsylvania | 82387-13423 | 705532 | YORK RD HATBORO | Army | 091 | Montgomery | 3530 | Hatboro | 1.09 | 1.15
US | United States | 42 | Pennsylvania | ZAWA0001 | 3526 | WILLOW GROVE SITE # 1 | Air Force | 091 | Montgomery | 3740 | Horsham | 1.09 | 1.15 | 1.357 | 1.201 | 1.201 | 0.843 | 1.056 | 1.308 | 1.201 | 2.393
US | United States | 42 | Pennsylvania | 42980 | 5488 | HORSHAM MEM USARC | Army | 091 | Montgomery | 3740 | Horsham | 1.09 | 1.15 | 1.357 | 1.201 | 1.201 | 0.843 | 1.056 | 1.308 | 1.201 | 2.393
US | United States | 42 | Pennsylvania | 82387-11560 | 703671 | COUNTY LINE RD HUNTINGDON VALLEY | Army | 091 | Montgomery | 3825 | Huntingdon Valley | 1.09 | 1.15
US | United States | 42 | Pennsylvania | 18081-10195 | 700354 | 700 AMERICAN AVE KING OF PRUSSIA | Army | 091 | Montgomery | 4086 | King of Prussia | 1.12 | 1.18
US | United States | 42 | Pennsylvania | 710187 | 710187 | 1150 1ST AVENUE KING OF PRUSSIA | Army | 091 | Montgomery | 4086 | King of Prussia | 1.12 | 1.18
US | United States | 42 | Pennsylvania | 82387-13263 | 705372 | W MAIN ST LANSDALE | Army | 091 | Montgomery | 4230 | Lansdale | 1.09 | 1.15
US | United States | 42 | Pennsylvania | N69160-EA | 774 | MONTGOMERY CO PA | Navy | 091 | Montgomery | 5441 | Montgomeryville | 1.09 | 1.15 | 1.357 | 1.201 | 1.201 | 0.843 | 1.056 | 1.308 | 1.201 | 2.393
US | United States | 42 | Pennsylvania | 42905 | 3666 | 1LT R S MUSSELMAN MEM USARC | Army | 091 | Montgomery | 6000 | Norristown | 1.12 | 1.18 | 1.357 | 1.201 | 1.201 | 0.843 | 1.056 | 1.308 | 1.201 | 2.393
US | United States | 42 | Pennsylvania | 42823 | 6565 | NORTH PENN USARC | Army | 091 | Montgomery | 6000 | Norristown | 1.12 | 1.18 | 1.357 | 1.201 | 1.201 | 0.843 | 1.056 | 1.308 | 1.201 | 2.393
US | United States | 42 | Pennsylvania | 42D55 | 6828 | PLYMOUTH MEETING | Army | 091 | Montgomery | 6665 | Plymouth Meeting | 1.12 | 1.18 | 1.357 | 1.201 | 1.201 | 0.843 | 1.056 | 1.308 | 1.201 | 2.393
US | United States | 42 | Pennsylvania | 82387-12219 | 704329 | MALL PLYMOUTH MEETING | Army | 091 | Montgomery | 6665 | Plymouth Meeting | 1.12 | 1.18
US | United States | 42 | Pennsylvania | 42E15 | 6869 | POTTSTOWN | Army | 091 | Montgomery | 6780 | Pottstown | 1.03 | 1.07 | 1.357 | 1.201 | 1.201 | 0.843 | 1.056 | 1.308 | 1.201 | 2.393
US | United States | 42 | Pennsylvania | 82387-12947 | 705057 | SHOEMAKER RD POTTSTOWN | Army | 091 | Montgomery | 6780 | Pottstown | 1.03 | 1.07
US | United States | 42 | Pennsylvania | N00158 | 152 | Naval Air Station Joint Reserve Base Willow Grove PA | Navy | 091 | Montgomery | 9395 | Willow Grove | 1.09 | 1.15 | 1.357 | 1.201 | 1.201 | 0.843 | 1.056 | 1.308 | 1.201 | 2.393
US | United States | 42 | Pennsylvania | 82387-11680 | 703791 | E ELIZABETH AVE BETHLEHEM | Army | 095 | Northampton | 0660 | Bethlehem | 1.03 | 1.07
US | United States | 42 | Pennsylvania | 82387-13022 | 705132 | STEFKO BLVD BETHLEHEM | Army | 095 | Northampton | 0660 | Bethlehem | 1.03 | 1.07
US | United States | 42 | Pennsylvania | 4299A | 4803 | EASTON READINESS CENTER | Army | 095 | Northampton | 2270 | Easton | 1.03 | 1.07 | 1.357 | 1.131 | 1.131 | 0.843 | 1.056 | 1.308 | 1.131 | 2.393
US | United States | 42 | Pennsylvania | 42B36 | 4804 | EASTON-PROPOSED | Army | 095 | Northampton | 2270 | Easton | 1.03 | 1.07 | 1.357 | 1.131 | 1.131 | 0.843 | 1.056 | 1.308 | 1.131 | 2.393
US | United States | 42 | Pennsylvania | 82387-11439 | 703550 | BUTLER ST EASTON | Army | 095 | Northampton | 2270 | Easton | 1.03 | 1.07
US | United States | 42 | Pennsylvania | 82387-11386 | 703497 | BEST AVE WALNUTPORT | Army | 095 | Northampton | 8820 | Walnutport | 1.03 | 1.07
US | United States | 42 | Pennsylvania | 42E80 | 7471 | SUNBURY | Army | 097 | Northumberland | 8270 | Sunbury | 1.03 | 1.07 | 1.357 | 1.131 | 1.131 | 0.843 | 1.056 | 1.308 | 1.131 | 2.393
US | United States | 42 | Pennsylvania | N69157 | 230 | PHILADELPHIA PA NSY CSO | Navy | 101 | Philadelphia | 6540 | Philadelphia | 1.12 | 1.18 | 1.357 | 1.201 | 1.201 | 0.843 | 1.056 | 1.308 | 1.201 | 2.393
US | United States | 42 | Pennsylvania | N69124 | 236 | PHILADELPHIA PA NH CSO | Navy | 101 | Philadelphia | 6540 | Philadelphia | 1.12 | 1.18 | 1.357 | 1.201 | 1.201 | 0.843 | 1.056 | 1.308 | 1.201 | 2.393
US | United States | 42 | Pennsylvania | N69148 | 241 | PHILADELPHIA PA NS CSO | Navy | 101 | Philadelphia | 6540 | Philadelphia | 1.12 | 1.18 | 1.357 | 1.201 | 1.201 | 0.843 | 1.056 | 1.308 | 1.201 | 2.393
US | United States | 42 | Pennsylvania | N69157-BA | 377 | CAPEHART | Navy | 101 | Philadelphia | 6540 | Philadelphia | 1.12 | 1.18 | 1.357 | 1.201 | 1.201 | 0.843 | 1.056 | 1.308 | 1.201 | 2.393
US | United States | 42 | Pennsylvania | N69157-DA | 773 | SEWER FORCE MAIN | Navy | 101 | Philadelphia | 6540 | Philadelphia | 1.12 | 1.18 | 1.357 | 1.201 | 1.201 | 0.843 | 1.056 | 1.308 | 1.201 | 2.393
US | United States | 42 | Pennsylvania | N32414-PN | 972 | DET PHIL ANNEX PNBC | Navy | 101 | Philadelphia | 6540 | Philadelphia | 1.12 | 1.18 | 1.357 | 1.201 | 1.201 | 0.843 | 1.056 | 1.308 | 1.201 | 2.393
US | United States | 42 | Pennsylvania | N32414-PH | 1248 | DET PHILADELPHIA PA | Navy | 101 | Philadelphia | 6540 | Philadelphia | 1.12 | 1.18 | 1.357 | 1.201 | 1.201 | 0.843 | 1.056 | 1.308 | 1.201 | 2.393
US | United States | 42 | Pennsylvania | 42986 | 5031 | FORT MIFFLIN | Army | 101 | Philadelphia | 6540 | Philadelphia | 1.12 | 1.18 | 1.357 | 1.201 | 1.201 | 0.843 | 1.056 | 1.308 | 1.201 | 2.393
US | United States | 42 | Pennsylvania | 42920 | 5194 | GERMANTOWN USARC | Army | 101 | Philadelphia | 6540 | Philadelphia | 1.12 | 1.18 | 1.357 | 1.201 | 1.201 | 0.843 | 1.056 | 1.308 | 1.201 | 2.393
US | United States | 42 | Pennsylvania | 42D75 | 6773 | PHILADELPHIA LANCASTER | Army | 101 | Philadelphia | 6540 | Philadelphia | 1.12 | 1.18 | 1.357 | 1.201 | 1.201 | 0.843 | 1.056 | 1.308 | 1.201 | 2.393
US | United States | 42 | Pennsylvania | 42923 | 6774 | PHILADELPHIA MEM AFRC | Army | 101 | Philadelphia | 6540 | Philadelphia | 1.12 | 1.18 | 1.357 | 1.201 | 1.201 | 0.843 | 1.056 | 1.308 | 1.201 | 2.393
US | United States | 42 | Pennsylvania | 42D70 | 6775 | PHILADELPHIA OGONTZ | Army | 101 | Philadelphia | 6540 | Philadelphia | 1.12 | 1.18 | 1.357 | 1.201 | 1.201 | 0.843 | 1.056 | 1.308 | 1.201 | 2.393
US | United States | 42 | Pennsylvania | 42D85 | 6777 | PHILADELPHIA SOUTH 23RD | Army | 101 | Philadelphia | 6540 | Philadelphia | 1.12 | 1.18 | 1.357 | 1.201 | 1.201 | 0.843 | 1.056 | 1.308 | 1.201 | 2.393
US | United States | 42 | Pennsylvania | 42D65 | 6778 | PHILADELPHIA SOUTHAMPTON | Army | 101 | Philadelphia | 6540 | Philadelphia | 1.12 | 1.18 | 1.357 | 1.201 | 1.201 | 0.843 | 1.056 | 1.308 | 1.201 | 2.393
US | United States | 42 | Pennsylvania | 420NG-10004 | 701135 | 5675 NORTH FRONT STREET PHILADELPHIA | Army | 101 | Philadelphia | 6540 | Philadelphia | 1.12 | 1.18 | 1.357 | 1.201 | 1.201 | 0.843 | 1.056 | 1.308 | 1.201 | 2.393
US | United States | 42 | Pennsylvania | 420NG-10008 | 701139 | PORT RICHMOND VILLAGE PHILADELPHIA | Army | 101 | Philadelphia | 6540 | Philadelphia | 1.12 | 1.18 | 1.357 | 1.201 | 1.201 | 0.843 | 1.056 | 1.308 | 1.201 | 2.393
US | United States | 42 | Pennsylvania | 82387-10246 | 702357 | 14-18 SOUTH TENTH ST PHILADELPHIA | Army | 101 | Philadelphia | 6540 | Philadelphia | 1.12 | 1.18
US | United States | 42 | Pennsylvania | 82387-10297 | 702408 | 150 N. BROAD STRET PHILADELPHIA | Army | 101 | Philadelphia | 6540 | Philadelphia | 1.12 | 1.18
US | United States | 42 | Pennsylvania | 82387-10955 | 703066 | 5207 WALNUT STREET PHILADELPHIA | Army | 101 | Philadelphia | 6540 | Philadelphia | 1.12 | 1.18
US | United States | 42 | Pennsylvania | 82387-11299 | 703410 | 9TH & MARKET STREETS PHILADELPHIA | Army | 101 | Philadelphia | 6540 | Philadelphia | 1.12 | 1.18
US | United States | 42 | Pennsylvania | 82387-11504 | 703615 | CHESTNUT ST PHILADELPHIA | Army | 101 | Philadelphia | 6540 | Philadelphia | 1.12 | 1.18
US | United States | 42 | Pennsylvania | 82387-11557 | 703668 | COTTMAN AVE PHILADELPHIA | Army | 101 | Philadelphia | 6540 | Philadelphia | 1.12 | 1.18
US | United States | 42 | Pennsylvania | 82387-11740 | 703851 | E OLNEY AVE PHILADELPHIA | Army | 101 | Philadelphia | 6540 | Philadelphia | 1.12 | 1.18
US | United States | 42 | Pennsylvania | 82387-12347 | 704457 | N BROAD ST PHILADELPHIA | Army | 101 | Philadelphia | 6540 | Philadelphia | 1.12 | 1.18
US | United States | 42 | Pennsylvania | 82387-12493 | 704603 | NAV INV CONTRL PT PHILADELPHIA | Army | 101 | Philadelphia | 6540 | Philadelphia | 1.12 | 1.18
US | United States | 42 | Pennsylvania | 82387-12707 | 704817 | RIDGE AVE PHILADELPHIA | Army | 101 | Philadelphia | 6540 | Philadelphia | 1.12 | 1.18
US | United States | 42 | Pennsylvania | 82387-13216 | 705325 | W CHELTENHAM PHILADELPHIA | Army | 101 | Philadelphia | 6540 | Philadelphia | 1.12 | 1.18
US | United States | 42 | Pennsylvania | 710186 | 710186 | 2715 S. FRONT STREET PHILADELPHIA | Army | 101 | Philadelphia | 6540 | Philadelphia | 1.12 | 1.18
US | United States | 42 | Pennsylvania | 710837 | 710837 | 14-18 SOUTH TENTH STREET PHILADELPHIA | Army | 101 | Philadelphia | 6540 | Philadelphia | 1.12 | 1.18
US | United States | 42 | Pennsylvania | 42D95 | 6800 | PINE GROVE | Army | 107 | Schuylkill | 6580 | Pine Grove | 1.01 | 1.02 | 1.357 | 1.131 | 1.131 | 0.843 | 1.056 | 1.308 | 1.131 | 2.393
US | United States | 42 | Pennsylvania | 42E20 | 6870 | POTTSVILLE | Army | 107 | Schuylkill | 6790 | Pottsville | 1.03 | 1.07 | 1.357 | 1.131 | 1.131 | 0.843 | 1.056 | 1.308 | 1.131 | 2.393
US | United States | 42 | Pennsylvania | 82387-11569 | 703680 | CRESSONA MALL POTTSVILLE | Army | 107 | Schuylkill | 6790 | Pottsville | 1.03 | 1.07
US | United States | 42 | Pennsylvania | 42930 | 7025 | ROBERT E ROEDER USARC | Army | 107 | Schuylkill | 7430 | Schuylkill Haven | 1.03 | 1.07 | 1.357 | 1.131 | 1.131 | 0.843 | 1.056 | 1.308 | 1.131 | 2.393
US | United States | 42 | Pennsylvania | 42E85 | 7500 | TAMAQUA | Army | 107 | Schuylkill | 8350 | Tamaqua | 1.03 | 1.07 | 1.357 | 1.131 | 1.131 | 0.843 | 1.056 | 1.308 | 1.131 | 2.393
US | United States | 42 | Pennsylvania | 82387-13047 | 705157 | SUSQUEHANNA VLY MALL | Army | 109 | Snyder | 7470 | Selinsgrove | 1.03 | 1.07
US | United States | 42 | Pennsylvania | 42E75 | 7313 | SOMERSET FRIEDENS | Army | 111 | Somerset | 3095 | Friedens | 1.03 | 1.07 | 1.357 | 1.131 | 1.131 | 0.843 | 1.056 | 1.308 | 1.131 | 2.393
US | United States | 42 | Pennsylvania | 82387-12655 | 704765 | PLANK RD SOMERSET | Army | 111 | Somerset | 7820 | Somerset | 1.03 | 1.07
US | United States | 42 | Pennsylvania | 710991 | 710991 | 1490 NORTH CENTER AVENUE SOMERSET | Army | 111 | Somerset | 7820 | Somerset | 1.03 | 1.07
US | United States | 42 | Pennsylvania | 82387-10734 | 702845 | 33 HIGH SCHOOL ROAD MONTROSE | Army | 115 | Susquehanna | 5460 | Montrose | 1.03 | 1.07
US | United States | 42 | Pennsylvania | 82387-12738 | 704848 | ROUTE 706 MONTROSE | Army | 115 | Susquehanna | 5460 | Montrose | 1.03 | 1.07
US | United States | 42 | Pennsylvania | 42D48 | 6402 | NEW MILFORD | Army | 115 | Susquehanna | 5890 | New Milford | 1.03 | 1.07 | 1.357 | 1.131 | 1.131 | 0.843 | 1.056 | 1.308 | 1.131 | 2.393
US | United States | 42 | Pennsylvania | 42F15 | 6061 | MANSFIELD/WELLSBORO | Army | 117 | Tioga | 8960 | Wellsboro | 1.03 | 1.07 | 1.357 | 1.131 | 1.131 | 0.843 | 1.056 | 1.308 | 1.131 | 2.393
US | United States | 42 | Pennsylvania | 82387-10405 | 702516 | 19 EAST AVENUE WELLSBORO | Army | 117 | Tioga | 8960 | Wellsboro | 1.03 | 1.07
US | United States | 42 | Pennsylvania | 82387-12212 | 704322 | MAIN ST WELLSBORO | Army | 117 | Tioga | 8960 | Wellsboro | 1.03 | 1.07
US | United States | 42 | Pennsylvania | 42C85 | 5879 | LEWISBURG | Army | 119 | Union | 4410 | Lewisburg | 1.03 | 1.07 | 1.357 | 1.131 | 1.131 | 0.843 | 1.056 | 1.308 | 1.131 | 2.393
US | United States | 42 | Pennsylvania | 42887 | 5880 | LEWISBURG USARC | Army | 119 | Union | 4410 | Lewisburg | 1.03 | 1.07 | 1.357 | 1.131 | 1.131 | 0.843 | 1.056 | 1.308 | 1.131 | 2.393
US | United States | 42 | Pennsylvania | 711146 | 711146 | 769 PHEASANT RIDGE R LEWISBURG | Army | 119 | Union | 4410 | Lewisburg | 1.03 | 1.07
US | United States | 42 | Pennsylvania | 82387-12638 | 704748 | PERRY HWY CRANBERRY TOWNSHIP | Army | 121 | Venango | 1747 | Cranberry Township | 1.03 | 1.07
US | United States | 42 | Pennsylvania | 82387-11315 | 703426 | ALLEGHENY AVE FRANKLIN | Army | 121 | Venango | 3010 | Franklin | 1.03 | 1.07
US | United States | 42 | Pennsylvania | 42D60 | 6609 | OIL CITY | Army | 121 | Venango | 6210 | Oil City | 1.03 | 1.07 | 1.357 | 1.131 | 1.131 | 0.843 | 1.056 | 1.308 | 1.131 | 2.393
US | United States | 42 | Pennsylvania | 42D61 | 6610 | OIL CITY MVS FACILITY | Army | 121 | Venango | 6210 | Oil City | 1.03 | 1.07 | 1.357 | 1.131 | 1.131 | 0.843 | 1.056 | 1.308 | 1.131 | 2.393
US | United States | 42 | Pennsylvania | 42915 | 7906 | WILLIAM E COPLEY USARC | Army | 121 | Venango | 6210 | Oil City | 1.03 | 1.07 | 1.357 | 1.131 | 1.131 | 0.843 | 1.056 | 1.308 | 1.131 | 2.393
US | United States | 42 | Pennsylvania | 82387-12235 | 704345 | MARKET ST WARREN | Army | 123 | Warren | 8850 | Warren | 1.03 | 1.07
US | United States | 42 | Pennsylvania | 82387-12686 | 704796 | QUALITY PLZ WARREN | Army | 123 | Warren | 8850 | Warren | 1.03 | 1.07
US | United States | 42 | Pennsylvania | 42A60 | 4306 | CANONSBURG | Army | 125 | Washington | 1070 | Canonsburg | 1.03 | 1.07 | 1.357 | 1.149 | 1.149 | 0.843 | 1.056 | 1.308 | 1.149 | 2.393
US | United States | 42 | Pennsylvania | 710833 | 710833 | 121 HILLPOINTE DRIVE CANONSBURG | Army | 125 | Washington | 1070 | Canonsburg | 1.03 | 1.07
US | United States | 42 | Pennsylvania | 710920 | 710920 | 160 TECHNOLOGY DRIVE CANONSBURG | Army | 125 | Washington | 1070 | Canonsburg | 1.03 | 1.07
US | United States | 42 | Pennsylvania | 42495 | 4942 | FINLEYVILLE NIKE-PI-43 | Army | 125 | Washington | 2850 | Finleyville | 1.03 | 1.07 | 1.357 | 1.131 | 1.131 | 0.843 | 1.056 | 1.308 | 1.131 | 2.393
US | United States | 42 | Pennsylvania | 710182 | 710182 | 632 BEBOUT ROAD VENETIA | Army | 125 | Washington | 8757 | Venetia | 1.03 | 1.07
US | United States | 42 | Pennsylvania | 42F00 | 7786 | WASHINGTON | Army | 125 | Washington | 8880 | Washington | 1.03 | 1.07 | 1.357 | 1.131 | 1.131 | 0.843 | 1.056 | 1.308 | 1.131 | 2.393
US | United States | 42 | Pennsylvania | 42965 | 7793 | WASHINGTON USARC | Army | 125 | Washington | 8880 | Washington | 1.03 | 1.07 | 1.357 | 1.131 | 1.131 | 0.843 | 1.056 | 1.308 | 1.131 | 2.393
US | United States | 42 | Pennsylvania | 82387-13218 | 705327 | W CHESTNUT ST WASHINGTON | Army | 125 | Washington | 8880 | Washington | 1.03 | 1.07
US | United States | 42 | Pennsylvania | WFAZ0001 | 3313 | STARVAGGI TRAINING SITE SITE # 1 | Air Force | 125 | Washington | 9999 | Unknown | 1.03 | 1.07 | 1.357 | 1.149 | 1.149 | 0.843 | 1.056 | 1.308 | 1.149 | 2.393
US | United States | 42 | Pennsylvania | 82387-13358 | 705467 | WELCOME CENTER HAWLEY | Army | 127 | Wayne | 3550 | Hawley | 1.03 | 1.07
US | United States | 42 | Pennsylvania | 42C10 | 5476 | HONESDALE | Army | 127 | Wayne | 3700 | Honesdale | 1.03 | 1.07 | 1.357 | 1.131 | 1.131 | 0.843 | 1.056 | 1.308 | 1.131 | 2.393
US | United States | 42 | Pennsylvania | 42B65 | 5278 | GREENSBURG HEMPFIELD TOWNSHIP | Army | 129 | Westmoreland | 3370 | Greensburg | 1.03 | 1.07 | 1.357 | 1.131 | 1.131 | 0.843 | 1.056 | 1.308 | 1.131 | 2.393
US | United States | 42 | Pennsylvania | 42860 | 5279 | GREENSBURG USARC | Army | 129 | Westmoreland | 3370 | Greensburg | 1.03 | 1.07 | 1.357 | 1.149 | 1.149 | 0.843 | 1.056 | 1.308 | 1.149 | 2.393
US | United States | 42 | Pennsylvania | 82387-11741 | 703852 | E OTTERMAN ST GREENSBURG | Army | 129 | Westmoreland | 3370 | Greensburg | 1.03 | 1.07
US | United States | 42 | Pennsylvania | 82387-12834 | 704944 | S MAIN ST GREENSBURG | Army | 129 | Westmoreland | 3370 | Greensburg | 1.03 | 1.07
US | United States | 42 | Pennsylvania | 42C70 | 5829 | LATROBE/TORRANCE | Army | 129 | Westmoreland | 4290 | Latrobe | 1.03 | 1.07 | 1.357 | 1.149 | 1.149 | 0.843 | 1.056 | 1.308 | 1.149 | 2.393
US | United States | 42 | Pennsylvania | 42C95 | 5901 | LIGONIER | Army | 129 | Westmoreland | 4480 | Ligonier | 1.03 | 1.07 | 1.357 | 1.149 | 1.149 | 0.843 | 1.056 | 1.308 | 1.149 | 2.393
US | United States | 42 | Pennsylvania | 42D22 | 6303 | MT PLEASANT | Army | 129 | Westmoreland | 5580 | Mount Pleasant | 1.03 | 1.07 | 1.357 | 1.149 | 1.149 | 0.843 | 1.056 | 1.308 | 1.149 | 2.393
US | United States | 42 | Pennsylvania | 42900 | 6400 | NEW KENSINGTON MEM USARC | Army | 129 | Westmoreland | 5880 | New Kensington | 1.03 | 1.07 | 1.357 | 1.149 | 1.149 | 0.843 | 1.056 | 1.308 | 1.149 | 2.393
US | United States | 42 | Pennsylvania | 82387-13059 | 705169 | TARENTUM BR RD NEW KENSINGTON | Army | 129 | Westmoreland | 5880 | New Kensington | 1.03 | 1.07
US | United States | 42 | Pennsylvania | 42B80 | 5350 | HANOVER | Army | 133 | York | 3470 | Hanover | 1.03 | 1.07 | 1.357 | 1.209 | 1.209 | 0.843 | 1.056 | 1.308 | 1.209 | 2.393
US | United States | 42 | Pennsylvania | 82387-11459 | 703570 | CARLISLE ST HANOVER | Army | 133 | York | 3470 | Hanover | 1.03 | 1.07
US | United States | 42 | Pennsylvania | 82387-11457 | 703568 | CAPE HORN RD RED LION | Army | 133 | York | 6920 | Red Lion | 1.03 | 1.07
US | United States | 42 | Pennsylvania | 42F60 | 7994 | YORK GEORGE ST | Army | 133 | York | 9610 | York | 1.03 | 1.07 | 1.357 | 1.209 | 1.209 | 0.843 | 1.056 | 1.308 | 1.209 | 2.393
US | United States | 42 | Pennsylvania | 42985 | 7995 | YORK MEM USARC | Army | 133 | York | 9610 | York | 1.03 | 1.07 | 1.357 | 1.209 | 1.209 | 0.843 | 1.056 | 1.308 | 1.209 | 2.393
US | United States | 42 | Pennsylvania | 42440 | 7998 | YORK, EDEN ROAD | Army | 133 | York | 9610 | York | 1.03 | 1.07 | 1.357 | 1.209 | 1.209 | 0.843 | 1.056 | 1.308 | 1.209 | 2.393
US | United States | 42 | Pennsylvania | 420NG-10009 | 701140 | YORK GALLERIA MALL YORK | Army | 133 | York | 9610 | York | 1.03 | 1.07 | 1.357 | 1.209 | 1.209 | 0.843 | 1.056 | 1.308 | 1.209 | 2.393
US | United States | 42 | Pennsylvania | 82387-12153 | 704263 | LOUCKS RD YORK | Army | 133 | York | 9610 | York | 1.03 | 1.07
US | United States | 44 | Rhode Island | 711085 | 711085 | 5 HAINES PARK ROAD BARRINGTON | Army | 001 | Bristol | 0013 | Barrington | 1.1 | 1.13
US | United States | 44 | Rhode Island | 44A05 | 4142 | BRISTOL | Army | 001 | Bristol | 0030 | Bristol | 1.1 | 1.13 | 0.221 | 1.225 | 1.225 | 0.769 | 1.444 | 3.385 | 1.225 | 1.993
US | United States | 44 | Rhode Island | 44725 | 6917 | QUINTA-GAMELIN USARC | Army | 001 | Bristol | 0030 | Bristol | 1.1 | 1.13 | 0.221 | 1.225 | 1.225 | 0.769 | 1.444 | 3.385 | 1.225 | 1.993
US | United States | 44 | Rhode Island | 44A90 | 6626 | OMS #2 WARREN | Army | 001 | Bristol | 0225 | Warren | 1.1 | 1.13 | 0.221 | 1.225 | 1.225 | 0.769 | 1.444 | 3.385 | 1.225 | 1.993
US | United States | 44 | Rhode Island | 44A85 | 7779 | WARREN | Army | 001 | Bristol | 0225 | Warren | 1.1 | 1.13 | 0.221 | 1.131 | 1.131 | 0.769 | 1.444 | 3.385 | 1.131 | 1.993
US | United States | 44 | Rhode Island | 44B15 | 4570 | COVENTRY AIR NATIONAL GUARD ST | Army | 003 | Kent | 0048 | Coventry | 1.13 | 1.16 | 0.221 | 1.225 | 1.225 | 0.769 | 1.444 | 3.385 | 1.225 | 1.993
US | United States | 44 | Rhode Island | 44111 | 4251 | CAMP FOGARTY TNG SITE | Army | 003 | Kent | 0055 | East Greenwich | 1.1 | 1.13 | 0.221 | 1.225 | 1.225 | 0.769 | 1.444 | 3.385 | 1.225 | 1.993
US | United States | 44 | Rhode Island | 44112 | 7470 | SUN VALLEY ARM NG E.GREENWICH | Army | 003 | Kent | 0055 | East Greenwich | 1.1 | 1.13 | 0.221 | 1.225 | 1.225 | 0.769 | 1.444 | 3.385 | 1.225 | 1.993
US | United States | 44 | Rhode Island | 44114 | 6536 | NG WARWICK | Army | 003 | Kent | 0230 | Warwick | 1.1 | 1.13 | 0.221 | 1.225 | 1.225 | 0.769 | 1.444 | 3.385 | 1.225 | 1.993
US | United States | 44 | Rhode Island | 44905 | 6908 | PVT LLOYD S COPER III USARC | Army | 003 | Kent | 0230 | Warwick | 1.1 | 1.13 | 0.221 | 1.225 | 1.225 | 0.769 | 1.444 | 3.385 | 1.225 | 1.993
US | United States | 44 | Rhode Island | 82387-11313 | 703424 | AIRPORT PLAZA UNIT10 WARWICK | Army | 003 | Kent | 0230 | Warwick | 1.1 | 1.13
US | United States | 44 | Rhode Island | 710944 | 710944 | 2348 POST ROAD WARWICK | Army | 003 | Kent | 0230 | Warwick | 1.1 | 1.13
US | United States | 44 | Rhode Island | EQDF0001 | 1617 | COVENTRY ANG STATION SITE # 1 | Air Force | 003 | Kent | 9999 | Unknown | 1.13 | 1.16 | 0.221 | 1.225 | 1.225 | 0.769 | 1.444 | 3.385 | 1.225 | 1.993
US | United States | 44 | Rhode Island | N32411-GI | 987 | GOULD ISLAND RI | Navy | 005 | Newport | 0100 | Jamestown | 1.16 | 1.19 | 0.221 | 1.225 | 1.225 | 0.769 | 1.444 | 3.385 | 1.225 | 1.993
US | United States | 44 | Rhode Island | N32411-JA | 637 | ANCHORAGE | Navy | 005 | Newport | 0135 | Middletown | 1.16 | 1.19 | 0.221 | 1.225 | 1.225 | 0.769 | 1.444 | 3.385 | 1.225 | 1.993
US | United States | 44 | Rhode Island | N32411-MA | 639 | GREENE LANE | Navy | 005 | Newport | 0135 | Middletown | 1.16 | 1.19 | 0.221 | 1.225 | 1.225 | 0.769 | 1.444 | 3.385 | 1.225 | 1.993
US | United States | 44 | Rhode Island | N32411-VA | 642 | CAPEHART SOUTH | Navy | 005 | Newport | 0135 | Middletown | 1.16 | 1.19 | 0.221 | 1.225 | 1.225 | 0.769 | 1.444 | 3.385 | 1.225 | 1.993
US | United States | 44 | Rhode Island | 82387-11327 | 703438 | AQUIDNECK AVE MIDDLETOWN | Army | 005 | Newport | 0135 | Middletown | 1.16 | 1.19
US | United States | 44 | Rhode Island | N32411 | 200 | Naval Station, Newport RI | Navy | 005 | Newport | 0150 | Newport | 1.16 | 1.19 | 0.221 | 1.225 | 1.225 | 0.769 | 1.444 | 3.385 | 1.225 | 1.993
US | United States | 44 | Rhode Island | N32411-DA | 635 | FORT ADAMS RI | Navy | 005 | Newport | 0150 | Newport | 1.16 | 1.19 | 0.221 | 1.225 | 1.225 | 0.769 | 1.444 | 3.385 | 1.225 | 1.993
US | United States | 44 | Rhode Island | N32411-HA | 636 | CLOYNE COURT | Navy | 005 | Newport | 0150 | Newport | 1.16 | 1.19 | 0.221 | 1.225 | 1.225 | 0.769 | 1.444 | 3.385 | 1.225 | 1.993
US | United States | 44 | Rhode Island | N32411-RA | 640 | NAVAL HOSPITAL | Navy | 005 | Newport | 0150 | Newport | 1.16 | 1.19 | 0.221 | 1.131 | 1.131 | 0.769 | 1.444 | 3.385 | 1.131 | 1.993
US | United States | 44 | Rhode Island | N68317-HC | 973 | BENEDICT MEM HEALTH CT | Navy | 005 | Newport | 0150 | Newport | 1.16 | 1.19 | 0.221 | 1.225 | 1.225 | 0.769 | 1.444 | 3.385 | 1.225 | 1.993
US | United States | 44 | Rhode Island | 44A27 | 6188 | MIDDLETOWN ARMORY | Army | 005 | Newport | 0150 | Newport | 1.16 | 1.19 | 0.221 | 1.225 | 1.225 | 0.769 | 1.444 | 3.385 | 1.225 | 1.993
US | United States | 44 | Rhode Island | 82387-13060 | 705170 | TAYLOR DR NEWPORT | Army | 005 | Newport | 0150 | Newport | 1.16 | 1.19
US | United States | 44 | Rhode Island | N32411-NT | 361 | NETC NEWPORT RI | Navy | 005 | Newport | 0185 | Portsmouth | 1.16 | 1.19 | 0.221 | 1.225 | 1.225 | 0.769 | 1.444 | 3.385 | 1.225 | 1.993
US | United States | 44 | Rhode Island | N32411-NU | 362 | NETC NEWPORT RI 1 | Navy | 005 | Newport | 0185 | Portsmouth | 1.16 | 1.19 | 0.221 | 1.225 | 1.225 | 0.769 | 1.444 | 3.385 | 1.225 | 1.993
US | United States | 44 | Rhode Island | N32411-KA | 638 | MELVILLE | Navy | 005 | Newport | 0185 | Portsmouth | 1.16 | 1.19 | 0.221 | 1.225 | 1.225 | 0.769 | 1.444 | 3.385 | 1.225 | 1.993
US | United States | 44 | Rhode Island | N32411-UA | 641 | CAPEHART NORTH | Navy | 005 | Newport | 0185 | Portsmouth | 1.16 | 1.19 | 0.221 | 1.225 | 1.225 | 0.769 | 1.444 | 3.385 | 1.225 | 1.993
US | United States | 44 | Rhode Island | 44B10 | 4521 | COMMAND READINESS CENTER RING | Army | 007 | Providence | 0050 | Cranston | 1.1 | 1.13 | 0.221 | 1.225 | 1.225 | 0.769 | 1.444 | 3.385 | 1.225 | 1.993
US | United States | 44 | Rhode Island | 44A10 | 7190 | SCHOFIELD ARMORY CRANSTON | Army | 007 | Providence | 0050 | Cranston | 1.1 | 1.13 | 0.221 | 1.225 | 1.225 | 0.769 | 1.444 | 3.385 | 1.225 | 1.993
US | United States | 44 | Rhode Island | 25140-10007 | 700946 | USAR CENTER CRANSTON | Army | 007 | Providence | 0050 | Cranston | 1.1 | 1.13 | 0.221 | 1.225 | 1.225 | 0.769 | 1.444 | 3.385 | 1.225 | 1.993
US | United States | 44 | Rhode Island | 82387-12625 | 704735 | PAWTUCKET EAST PROVIDENCE | Army | 007 | Providence | 0057 | East Providence | 1.1 | 1.13
US | United States | 44 | Rhode Island | 44555 | 3784 | AMSA # 68 | Army | 007 | Providence | 0112 | Lincoln | 1.1 | 1.13 | 0.221 | 1.225 | 1.225 | 0.769 | 1.444 | 3.385 | 1.225 | 1.993
US | United States | 44 | Rhode Island | 44A50 | 6569 | NORTH SCITUATE | Army | 007 | Providence | 0158 | North Scituate | 1.1 | 1.13 | 0.221 | 1.225 | 1.225 | 0.769 | 1.444 | 3.385 | 1.225 | 1.993
US | United States | 44 | Rhode Island | 44A77 | 3996 | BENIFIT ST.ARSENAL | Army | 007 | Providence | 0190 | Providence | 1.1 | 1.13 | 0.221 | 1.225 | 1.225 | 0.769 | 1.444 | 3.385 | 1.225 | 1.993
US | United States | 44 | Rhode Island | 44825 | 4580 | CPT JONATHAN H HARWOOD JR USARC | Army | 007 | Providence | 0190 | Providence | 1.1 | 1.13 | 0.221 | 1.225 | 1.225 | 0.769 | 1.444 | 3.385 | 1.225 | 1.993
US | United States | 44 | Rhode Island | 44A65 | 6300 | MOUNTED CMDS ARM PROVIDENCE | Army | 007 | Providence | 0190 | Providence | 1.1 | 1.13 | 0.221 | 1.225 | 1.225 | 0.769 | 1.444 | 3.385 | 1.225 | 1.993
US | United States | 44 | Rhode Island | 44A75 | 7682 | USPFO PROVIDENCE | Army | 007 | Providence | 0190 | Providence | 1.1 | 1.13 | 0.221 | 1.225 | 1.225 | 0.769 | 1.444 | 3.385 | 1.225 | 1.993
US | United States | 44 | Rhode Island | 440NG-10001 | 701147 | 212 WEYBOSSET STREET PROVIDENCE | Army | 007 | Providence | 0190 | Providence | 1.1 | 1.13 | 0.221 | 1.225 | 1.225 | 0.769 | 1.444 | 3.385 | 1.225 | 1.993
US | United States | 44 | Rhode Island | 82387-10549 | 702660 | 233 WEYBOSSET ST PROVIDENCE | Army | 007 | Providence | 0190 | Providence | 1.1 | 1.13
US | United States | 44 | Rhode Island | 82387-10572 | 702683 | 244 WEYBOSSET STREET PROVIDENCE | Army | 007 | Providence | 0190 | Providence | 1.1 | 1.13
US | United States | 44 | Rhode Island | 82387-10790 | 702901 | 380 WESTMINSTER PROVIDENCE | Army | 007 | Providence | 0190 | Providence | 1.1 | 1.13
US | United States | 44 | Rhode Island | 711155 | 711155 | 222 RICHMOND STREET PROVIDENCE | Army | 007 | Providence | 0190 | Providence | 1.1 | 1.13
US | United States | 44 | Rhode Island | 44113 | 6493 | NG N SMITHFIELD | Army | 007 | Providence | 0200 | Slatersville | 1.1 | 1.13 | 0.221 | 1.225 | 1.225 | 0.769 | 1.444 | 3.385 | 1.225 | 1.993
US | United States | 44 | Rhode Island | 710192 | 710192 | 10 RAIROAD STREET SLATERSVILLE | Army | 007 | Providence | 0200 | Slatersville | 1.1 | 1.13
US | United States | 44 | Rhode Island | 44A80 | 4604 | CSMS SMITHFIELD | Army | 007 | Providence | 0206 | Smithfield | 1.1 | 1.13 | 0.221 | 1.225 | 1.225 | 0.769 | 1.444 | 3.385 | 1.225 | 1.993
US | United States | 44 | Rhode Island | 44B05 | 7965 | WOONSOCKET | Army | 007 | Providence | 0260 | Woonsocket | 1.1 | 1.13 | 0.221 | 1.225 | 1.225 | 0.769 | 1.444 | 3.385 | 1.225 | 1.993
US | United States | 44 | Rhode Island | 82387-11607 | 703718 | DIAMOND HILL RD WOONSOCKET | Army | 007 | Providence | 0260 | Woonsocket | 1.1 | 1.13
US | United States | 44 | Rhode Island | SAEJ0001 | 3084 | NORTH SMITHFIELD ANG STATION SITE # 1 | Air Force | 007 | Providence | 9999 | Unknown | 1.1 | 1.13 | 0.221 | 1.225 | 1.225 | 0.769 | 1.444 | 3.385 | 1.225 | 1.993
US | United States | 44 | Rhode Island | N69126 | 235 | DAVISVILLE RI CBC CSO | Navy | 009 | Washington | 0053 | Davisville | 1.13 | 1.16 | 0.221 | 1.225 | 1.225 | 0.769 | 1.444 | 3.385 | 1.225 | 1.993
US | United States | 44 | Rhode Island | N69126-BA | 1107 | CAMP FOGARTY MOBILZTN | Navy | 009 | Washington | 0053 | Davisville | 1.13 | 1.16 | 0.221 | 1.225 | 1.225 | 0.769 | 1.444 | 3.385 | 1.225 | 1.993
US | United States | 44 | Rhode Island | 44A30 | 7605 | TS CAMP VARNUM | Army | 009 | Washington | 0137 | Narragansett | 1.13 | 1.16 | 0.221 | 1.225 | 1.225 | 0.769 | 1.444 | 3.385 | 1.225 | 1.993
US | United States | 44 | Rhode Island | 44755 | 7675 | USARC FT NATHANIEL GREENE | Army | 009 | Washington | 0137 | Narragansett | 1.13 | 1.16 | 0.221 | 1.225 | 1.225 | 0.769 | 1.444 | 3.385 | 1.225 | 1.993
US | United States | 44 | Rhode Island | 82387-13411 | 705520 | WOODRUFF PL NARRAGANSETT | Army | 009 | Washington | 0137 | Narragansett | 1.13 | 1.16
US | United States | 44 | Rhode Island | 44010 | 4664 | DAVISVILLE FAMILY HOUSING | Army | 009 | Washington | 0155 | North Kingstown | 1.13 | 1.16 | 0.221 | 1.225 | 1.225 | 0.769 | 1.444 | 3.385 | 1.225 | 1.993
US | United States | 44 | Rhode Island | 44A45 | 6919 | QUONSET POINT | Army | 009 | Washington | 0155 | North Kingstown | 1.13 | 1.16 | 0.221 | 1.225 | 1.225 | 0.769 | 1.444 | 3.385 | 1.225 | 1.993
US | United States | 44 | Rhode Island | 82387-10858 | 702969 | 426 SCRABBLETOWN RD NORTH KINGSTOWN | Army | 009 | Washington | 0155 | North Kingstown | 1.13 | 1.16
US | United States | 44 | Rhode Island | TWLR0001 | 3200 | QUONSET STATE AIRPORT SITE # 1 | Air Force | 009 | Washington | 9999 | Unknown | 1.13 | 1.16 | 0.221 | 1.225 | 1.225 | 0.769 | 1.444 | 3.385 | 1.225 | 1.993
US | United States | 45 | South Carolina | 45555 | 3726 | AIKEN MEMORIAL USARC | Army | 003 | Aiken | 0020 | Aiken | 0.87 | 0.84 | 1.714 | 1.131 | 1.131 | 0.815 | 1.444 | 1.769 | 1.131 | 0.201
US | United States | 45 | South Carolina | 82387-11692 | 703803 | E GATE DR AIKEN | Army | 003 | Aiken | 0020 | Aiken | 0.87 | 0.84
US | United States | 45 | South Carolina | 82387-13381 | 705490 | WHISKEY RD S AIKEN | Army | 003 | Aiken | 0020 | Aiken | 0.87 | 0.84
US | United States | 45 | South Carolina | 45B92 | 5258 | GRANITEVILLE ARMORY | Army | 003 | Aiken | 1000 | Graniteville | 0.87 | 0.84 | 1.714 | 1.131 | 1.131 | 0.815 | 1.444 | 1.769 | 1.131 | 0.201
US | United States | 45 | South Carolina | 82387-11922 | 704033 | GEORGIA AVE NORTH AUGUSTA | Army | 003 | Aiken | 1800 | North Augusta | 0.87 | 0.84
US | United States | 45 | South Carolina | 45A10 | 3759 | ALLENDALE ARMORY | Army | 005 | Allendale | 0030 | Allendale | 0.87 | 0.84 | 1.714 | 1.131 | 1.131 | 0.815 | 1.444 | 1.769 | 1.131 | 0.201
US | United States | 45 | South Carolina | 45A15 | 3760 | ALLENDALE YOUTH CHALENGE | Army | 005 | Allendale | 0860 | Fairfax | 0.87 | 0.84
US | United States | 45 | South Carolina | 45A20 | 3803 | ANDERSON ARMORY AND OMS 1 | Army | 007 | Anderson | 0040 | Anderson | 0.87 | 0.84 | 1.714 | 1.131 | 1.131 | 0.815 | 1.444 | 1.769 | 1.131 | 0.201
US | United States | 45 | South Carolina | 45A23 | 3805 | ANDERSON LEASE FACILITY | Army | 007 | Anderson | 0040 | Anderson | 0.87 | 0.84 | 1.714 | 1.131 | 1.131 | 0.815 | 1.444 | 1.769 | 1.131 | 0.201
US | United States | 45 | South Carolina | 82387-12220 | 704330 | MALL RD ANDERSON | Army | 007 | Anderson | 0040 | Anderson | 0.87 | 0.84
US | United States | 45 | South Carolina | 45A50 | 3990 | BELTON ARMORY | Army | 007 | Anderson | 0150 | Belton | 0.87 | 0.84 | 1.714 | 1.131 | 1.131 | 0.815 | 1.444 | 1.769 | 1.131 | 0.201
US | United States | 45 | South Carolina | 01530-10026 | 700027 | HWY 25 & 278 GARRISON RD PELZER | Army | 007 | Anderson | 1990 | Pelzer | 0.87 | 0.84
US | United States | 45 | South Carolina | 45E20 | 7920 | WILLIAMSTON ARMORY | Army | 007 | Anderson | 2880 | Williamston | 0.87 | 0.84 | 1.714 | 1.131 | 1.131 | 0.815 | 1.444 | 1.769 | 1.131 | 0.201
US | United States | 45 | South Carolina | 45A30 | 3919 | BAMBERG ARMORY | Army | 009 | Bamberg | 0110 | Bamberg | 0.87 | 0.84 | 1.714 | 1.131 | 1.131 | 0.815 | 1.444 | 1.769 | 1.131 | 0.201
US | United States | 45 | South Carolina | 45A35 | 3933 | BARNWELL ARMORY | Army | 011 | Barnwell | 0120 | Barnwell | 0.87 | 0.84 | 1.714 | 1.131 | 1.131 | 0.815 | 1.444 | 1.769 | 1.131 | 0.201
US | United States | 45 | South Carolina | M60169-0002 | 42 | TRACT LV | Marine Corps | 013 | Beaufort | 0140 | Beaufort | 1.09 | 1.06 | 1.714 | 1.131 | 1.131 | 0.815 | 1.444 | 1.769 | 1.131 | 0.201
US | United States | 45 | South Carolina | M60169-0003 | 43 | TRACT LIX | Marine Corps | 013 | Beaufort | 0140 | Beaufort | 1.09 | 1.06 | 1.714 | 1.131 | 1.131 | 0.815 | 1.444 | 1.769 | 1.131 | 0.201
US | United States | 45 | South Carolina | M60169-0004 | 44 | SITE 4 | Marine Corps | 013 | Beaufort | 0140 | Beaufort | 1.09 | 1.06 | 1.714 | 1.131 | 1.131 | 0.815 | 1.444 | 1.769 | 1.131 | 0.201
US | United States | 45 | South Carolina | M60169-0007 | 46 | Marine Corps Air Station, Beaufort | Marine Corps | 013 | Beaufort | 0140 | Beaufort | 1.09 | 1.06 | 1.714 | 1.131 | 1.131 | 0.815 | 1.444 | 1.769 | 1.131 | 0.201
US | United States | 45 | South Carolina | N61337-PV | 305 | PPV HOUSING | Navy | 013 | Beaufort | 0140 | Beaufort | 1.09 | 1.06 | 1.714 | 1.131 | 1.131 | 0.815 | 1.444 | 1.769 | 1.131 | 0.201
US | United States | 45 | South Carolina | M60169-0005 | 1140 | SITE 5 | Marine Corps | 013 | Beaufort | 0140 | Beaufort | 1.09 | 1.06 | 1.714 | 1.131 | 1.131 | 0.815 | 1.444 | 1.769 | 1.131 | 0.201
US | United States | 45 | South Carolina | N61337 | 1337 | NAVHOSP BEAUFORT SC | Navy | 013 | Beaufort | 0140 | Beaufort | 1.09 | 1.06 | 1.714 | 1.131 | 1.131 | 0.815 | 1.444 | 1.769 | 1.131 | 0.201
US | United States | 45 | South Carolina | 45A47 | 3963 | BEAUFORT READINESS CENTER | Army | 013 | Beaufort | 0140 | Beaufort | 1.09 | 1.06 | 1.714 | 1.131 | 1.131 | 0.815 | 1.444 | 1.769 | 1.131 | 0.201
US | United States | 45 | South Carolina | 82387-11461 | 703572 | CAROLINA COVE BEAUFORT | Army | 013 | Beaufort | 0140 | Beaufort | 1.09 | 1.06
US | United States | 45 | South Carolina | M60169-0001 | 41 | LB HOUSING | Marine Corps | 013 | Beaufort | 1405 | Laurel Bay | 1.09 | 1.06 | 1.714 | 1.131 | 1.131 | 0.815 | 1.444 | 1.769 | 1.131 | 0.201
US | United States | 45 | South Carolina | M00263-0001 | 23 | Marine Corps Recruiting Depot Paris Island | Marine Corps | 013 | Beaufort | 1945 | Parris Island | 1.09 | 1.06 | 1.714 | 1.131 | 1.131 | 0.815 | 1.444 | 1.769 | 1.131 | 0.201
US | United States | 45 | South Carolina | M67021-0003 | 135 | CHARLESTON SC | Marine Corps | 015 | Berkeley | 0985 | Goose Creek | 0.9 | 0.87 | 1.714 | 1.131 | 1.131 | 0.815 | 1.444 | 1.769 | 1.131 | 0.201
US | United States | 45 | South Carolina | N69214 | 213 | Naval Weapons Station Charleston | Navy | 015 | Berkeley | 0985 | Goose Creek | 0.9 | 0.87 | 1.714 | 1.131 | 1.131 | 0.815 | 1.444 | 1.769 | 1.131 | 0.201
US | United States | 45 | South Carolina | N69214-WA | 396 | NWS CHARLESTON 1 | Navy | 015 | Berkeley | 0985 | Goose Creek | 0.9 | 0.87 | 1.714 | 1.131 | 1.131 | 0.815 | 1.444 | 1.769 | 1.131 | 0.201
US | United States | 45 | South Carolina | N69214-WB | 397 | NWS CHARLESTON 2 | Navy | 015 | Berkeley | 0985 | Goose Creek | 0.9 | 0.87 | 1.714 | 1.131 | 1.131 | 0.815 | 1.444 | 1.769 | 1.131 | 0.201
US | United States | 45 | South Carolina | N69214-WD | 398 | NWS CHARLESTON 4 | Navy | 015 | Berkeley | 0985 | Goose Creek | 0.9 | 0.87 | 1.714 | 1.131 | 1.131 | 0.815 | 1.444 | 1.769 | 1.131 | 0.201
US | United States | 45 | South Carolina | N69214-WE | 399 | NWS CHARLESTON 5 | Navy | 015 | Berkeley | 0985 | Goose Creek | 0.9 | 0.87 | 1.714 | 1.131 | 1.131 | 0.815 | 1.444 | 1.769 | 1.131 | 0.201
US | United States | 45 | South Carolina | N69214-WF | 400 | NWS CHARLESTON 6 | Navy | 015 | Berkeley | 0985 | Goose Creek | 0.9 | 0.87 | 1.714 | 1.131 | 1.131 | 0.815 | 1.444 | 1.769 | 1.131 | 0.201
US | United States | 45 | South Carolina | N69214-WG | 401 | NWS CHARLESTON 7 | Navy | 015 | Berkeley | 0985 | Goose Creek | 0.9 | 0.87 | 1.714 | 1.131 | 1.131 | 0.815 | 1.444 | 1.769 | 1.131 | 0.201
US | United States | 45 | South Carolina | N69214-WC | 1124 | NWS CHARLESTON 3 | Navy | 015 | Berkeley | 0985 | Goose Creek | 0.9 | 0.87 | 1.714 | 1.131 | 1.131 | 0.815 | 1.444 | 1.769 | 1.131 | 0.201
US | United States | 45 | South Carolina | N69214-WH | 1150 | NWS CHARLESTON 8 | Navy | 015 | Berkeley | 0985 | Goose Creek | 0.9 | 0.87 | 1.714 | 1.131 | 1.131 | 0.815 | 1.444 | 1.769 | 1.131 | 0.201
US | United States | 45 | South Carolina | 82387-13008 | 705118 | ST. JAMES AVE GOOSE CREEK | Army | 015 | Berkeley | 0985 | Goose Creek | 0.9 | 0.87
US | United States | 45 | South Carolina | N69214-SS | 802 | SHORT STAY | Navy | 015 | Berkeley | 1680 | Moncks Corner | 0.87 | 0.84 | 1.714 | 1.131 | 1.131 | 0.815 | 1.444 | 1.769 | 1.131 | 0.201
US | United States | 45 | South Carolina | 45D07 | 6235 | MONCKS CORNER ARMORY | Army | 015 | Berkeley | 1680 | Moncks Corner | 0.87 | 0.84 | 1.714 | 1.131 | 1.131 | 0.815 | 1.444 | 1.769 | 1.131 | 0.201
US | United States | 45 | South Carolina | DKSK0001 | 1580 | CHARLESTON DEFENSE FUEL SUPPORT POINT SITE # 1 | Air Force | 015 | Berkeley | 9999 | Unknown | 0.9 | 0.87 | 1.714 | 1.131 | 1.131 | 0.815 | 1.444 | 1.769 | 1.131 | 0.201
US | United States | 45 | South Carolina | N68084 | 145 | Naval Health Clinic Charleston SC | Navy | 019 | Charleston | 0410 | Charleston | 0.9 | 0.87 | 1.714 | 1.131 | 1.131 | 0.815 | 1.444 | 1.769 | 1.131 | 0.201
US | United States | 45 | South Carolina | 45601 | 6342 | N CHARLESTON USARC/AMSA #121 | Army | 019 | Charleston | 0410 | Charleston | 0.9 | 0.87 | 1.714 | 1.131 | 1.131 | 0.815 | 1.444 | 1.769 | 1.131 | 0.201
US | United States | 45 | South Carolina | 45800 | 6347 | N.CHARLESTON USARC | Army | 019 | Charleston | 0410 | Charleston | 0.9 | 0.87 | 1.714 | 1.131 | 1.131 | 0.815 | 1.444 | 1.769 | 1.131 | 0.201
US | United States | 45 | South Carolina | 01530-10014 | 700015 | 5TH STREET CHARLESTON | Army | 019 | Charleston | 0410 | Charleston | 0.9 | 0.87 | 1.714 | 1.131 | 1.131 | 0.815 | 1.444 | 1.769 | 1.131 | 0.201
US | United States | 45 | South Carolina | 18081-10097 | 700256 | 2316 RED BANK ROAD CHARLESTON | Army | 019 | Charleston | 0410 | Charleston | 0.9 | 0.87
US | United States | 45 | South Carolina | 18081-10277 | 700436 | CAPE ROMAIN ROAD CHARLESTON | Army | 019 | Charleston | 0410 | Charleston | 0.9 | 0.87
US | United States | 45 | South Carolina | 82387-10772 | 702883 | 3600 RIVERS AVENUE N CHARLESTON | Army | 019 | Charleston | 0410 | Charleston | 0.9 | 0.87
US | United States | 45 | South Carolina | 82387-12539 | 704649 | NORTHBROOK BLVD CHARLESTON | Army | 019 | Charleston | 0410 | Charleston | 0.9 | 0.87
US | United States | 45 | South Carolina | 82387-12900 | 705010 | SAM RITTENBURG CHARLESTON | Army | 019 | Charleston | 0410 | Charleston | 0.9 | 0.87
US | United States | 45 | South Carolina | 45D10 | 6304 | MT PLEASANT ARMORY | Army | 019 | Charleston | 1710 | Mt Pleasant | 0.9 | 0.87 | 1.714 | 1.131 | 1.131 | 0.815 | 1.444 | 1.769 | 1.131 | 0.201
US | United States | 45 | South Carolina | 82387-12076 | 704186 | JOHNNIE DODDS BLVD MT PLEASANT | Army | 019 | Charleston | 1710 | Mt Pleasant | 0.9 | 0.87
US | United States | 45 | South Carolina | N69214-IS | 554 | ISSOT NORTH CHARLESTON | Navy | 019 | Charleston | 1805 | North Charleston | 0.9 | 0.87 | 1.714 | 1.131 | 1.131 | 0.815 | 1.444 | 1.769 | 1.131 | 0.201
US | United States | 45 | South Carolina | N69214-NY | 1185 | NORTH YARD | Navy | 019 | Charleston | 1805 | North Charleston | 0.9 | 0.87 | 1.714 | 1.131 | 1.131 | 0.815 | 1.444 | 1.769 | 1.131 | 0.201
US | United States | 45 | South Carolina | N69214-ES | 1186 | ENGINEERING SUPPORT | Navy | 019 | Charleston | 1805 | North Charleston | 0.9 | 0.87 | 1.714 | 1.131 | 1.131 | 0.815 | 1.444 | 1.769 | 1.131 | 0.201
US | United States | 45 | South Carolina | RYTC0001 | 3079 | NORTH CHARLESTON TRAINING ANNEX SITE # 1 | Air Force | 019 | Charleston | 1805 | North Charleston | 0.9 | 0.87
US | United States | 45 | South Carolina | 45A75 | 6561 | NORTH CHARLESTON ARMORY | Army | 019 | Charleston | 1805 | North Charleston | 0.9 | 0.87 | 1.714 | 1.131 | 1.131 | 0.815 | 1.444 | 1.769 | 1.131 | 0.201
US | United States | 45 | South Carolina | 82387-11337 | 703448 | ASHLEY PHOS RD NORTH CHARLESTON | Army | 019 | Charleston | 1805 | North Charleston | 0.9 | 0.87
US | United States | 45 | South Carolina | N69214-SI | 505 | SULLIVANS ISLAND SC | Navy | 019 | Charleston | 2515 | Sullivans Island | 0.9 | 0.87 | 1.714 | 1.131 | 1.131 | 0.815 | 1.444 | 1.769 | 1.131 | 0.201
US | United States | 45 | South Carolina | DKFX0001 | 1579 | CHARLESTON AFB SITE # 1 | Air Force | 019 | Charleston | 9999 | Unknown | 0.9 | 0.87 | 1.714 | 1.131 | 1.131 | 0.815 | 1.444 | 1.769 | 1.131 | 0.201
US | United States | 45 | South Carolina | LEFD0001 | 2366 | HUNLEY PARK MILITARY FAMILY HOUSING SITE # 1 | Air Force | 019 | Charleston | 9999 | Unknown | 0.9 | 0.87 | 1.714 | 1.131 | 1.131 | 0.815 | 1.444 | 1.769 | 1.131 | 0.201
US | United States | 45 | South Carolina | RYSW0001 | 3078 | NORTH CHARLESTON FAMILY HOUSING ANNEX SITE # 1 | Air Force | 019 | Charleston | 9999 | Unknown | 0.9 | 0.87 | 1.714 | 1.131 | 1.131 | 0.815 | 1.444 | 1.769 | 1.131 | 0.201
US | United States | 45 | South Carolina | 45B85 | 5143 | GAFFNEY ARMORY | Army | 021 | Cherokee | 0930 | Gaffney | 0.87 | 0.84 | 1.714 | 1.131 | 1.131 | 0.815 | 1.444 | 1.769 | 1.131 | 0.201
US | United States | 45 | South Carolina | 45A90 | 4416 | CHESTER ARMORY | Army | 023 | Chester | 0440 | Chester | 0.87 | 0.84 | 1.714 | 1.131 | 1.131 | 0.815 | 1.444 | 1.769 | 1.131 | 0.201
US | United States | 45 | South Carolina | 45A85 | 4411 | CHERAW ARMORY | Army | 025 | Chesterfield | 0420 | Cheraw | 0.87 | 0.84 | 1.714 | 1.131 | 1.131 | 0.815 | 1.444 | 1.769 | 1.131 | 0.201
US | United States | 45 | South Carolina | 45C35 | 5610 | JEFFERSON ARMORY | Army | 025 | Chesterfield | 1240 | Jefferson | 0.87 | 0.84 | 1.714 | 1.131 | 1.131 | 0.815 | 1.444 | 1.769 | 1.131 | 0.201
US | United States | 45 | South Carolina | PBKD0001 | 2754 | MANNING MINI MUTE (SHA2) SITE # 1 | Air Force | 027 | Clarendon | 1620 | Manning | 0.87 | 0.84 | 1.714 | 1.131 | 1.131 | 0.815 | 1.444 | 1.769 | 1.131 | 0.201
US | United States | 45 | South Carolina | 45C95 | 6058 | MANNING ARMORY | Army | 027 | Clarendon | 1620 | Manning | 0.87 | 0.84 | 1.714 | 1.131 | 1.131 | 0.815 | 1.444 | 1.769 | 1.131 | 0.201
US | United States | 45 | South Carolina | WMCR0001 | 3326 | SUMMERTON MINI MUTE (SHA4) SITE # 1 | Air Force | 027 | Clarendon | 2520 | Summerton | 0.87 | 0.84 | 1.714 | 1.131 | 1.131 | 0.815 | 1.444 | 1.769 | 1.131 | 0.201
US | United States | 45 | South Carolina | 45E00 | 7769 | WALTERBORO ARMORY | Army | 029 | Colleton | 2720 | Walterboro | 0.87 | 0.84 | 1.714 | 1.131 | 1.131 | 0.815 | 1.444 | 1.769 | 1.131 | 0.201
US | United States | 45 | South Carolina | 45B40 | 4651 | DARLINGTON ARMORY | Army | 031 | Darlington | 0600 | Darlington | 0.87 | 0.84 | 1.714 | 1.131 | 1.131 | 0.815 | 1.444 | 1.769 | 1.131 | 0.201
US | United States | 45 | South Carolina | 45C20 | 5374 | HARTSVILLE ARMORY AND OMS 11 | Army | 031 | Darlington | 1100 | Hartsville | 0.87 | 0.84 | 1.714 | 1.131 | 1.131 | 0.815 | 1.444 | 1.769 | 1.131 | 0.201
US | United States | 45 | South Carolina | 45B45 | 4727 | DILLON ARMORY | Army | 033 | Dillon | 0620 | Dillon | 0.87 | 0.84 | 1.714 | 1.131 | 1.131 | 0.815 | 1.444 | 1.769 | 1.131 | 0.201
US | United States | 45 | South Carolina | 82387-12033 | 704143 | HWY 301 N DILLON | Army | 033 | Dillon | 0620 | Dillon | 0.87 | 0.84
US | United States | 45 | South Carolina | 45D80 | 7468 | SUMMERVILLE ARMORY | Army | 035 | Dorchester | 2530 | Summerville | 0.87 | 0.84 | 1.714 | 1.131 | 1.131 | 0.815 | 1.444 | 1.769 | 1.131 | 0.201
US | United States | 45 | South Carolina | 82387-11360 | 703471 | BACONS BRIDGE RD SUMMERVILLE | Army | 035 | Dorchester | 2530 | Summerville | 0.87 | 0.84
US | United States | 45 | South Carolina | LUAJ0001 | 2395 | JEDBURG RADAR SITE SITE # 1 | Air Force | 035 | Dorchester | 9999 | Unknown | 0.87 | 0.84 | 1.714 | 1.131 | 1.131 | 0.815 | 1.444 | 1.769 | 1.131 | 0.201
US | United States | 45 | South Carolina | 45B60 | 4818 | EDGEFIELD ARMORY & OMS 6 | Army | 037 | Edgefield | 0750 | Edgefield | 0.87 | 0.84 | 1.714 | 1.131 | 1.131 | 0.815 | 1.444 | 1.769 | 1.131 | 0.201
US | United States | 45 | South Carolina | 45B70 | 4959 | FLORENCE ARMORY & OMS 12 | Army | 041 | Florence | 0870 | Florence | 0.87 | 0.84 | 1.714 | 1.131 | 1.131 | 0.815 | 1.444 | 1.769 | 1.131 | 0.201
US | United States | 45 | South Carolina | 45655 | 5068 | FRANCES MARION USARC | Army | 041 | Florence | 0870 | Florence | 0.87 | 0.84 | 1.714 | 1.131 | 1.131 | 0.815 | 1.444 | 1.769 | 1.131 | 0.201
US | United States | 45 | South Carolina | 82387-10059 | 702170 | 104 SEBRELL STREET FLORENCE | Army | 041 | Florence | 0870 | Florence | 0.87 | 0.84
US | United States | 45 | South Carolina | 82387-12820 | 704930 | S IRBY ST FLORENCE | Army | 041 | Florence | 0870 | Florence | 0.87 | 0.84
US | United States | 45 | South Carolina | 45C55 | 5782 | LAKE CITY ARMORY | Army | 041 | Florence | 1320 | Lake City | 0.87 | 0.84
US | United States | 45 | South Carolina | SHKX0001 | 3112 | OLANTA MINI MUTE (SHA1) SITE # 1 | Air Force | 041 | Florence | 1850 | Olanta | 0.87 | 0.84 | 1.714 | 1.131 | 1.131 | 0.815 | 1.444 | 1.769 | 1.131 | 0.201
US | United States | 45 | South Carolina | 45D90 | 7554 | TIMMONSVILLE ARMORY | Army | 041 | Florence | 2600 | Timmonsville | 0.87 | 0.84 | 1.714 | 1.131 | 1.131 | 0.815 | 1.444 | 1.769 | 1.131 | 0.201
US | United States | 45 | South Carolina | AJXJ0001 | 1378 | ANDREWS ANNEX SITE # 1 | Air Force | 043 | Georgetown | 0050 | Andrews | 0.87 | 0.84 | 1.714 | 1.131 | 1.131 | 0.815 | 1.444 | 1.769 | 1.131 | 0.201
US | United States | 45 | South Carolina | 45A25 | 3810 | ANDREWS ARMORY | Army | 043 | Georgetown | 0050 | Andrews | 0.87 | 0.84 | 1.714 | 1.131 | 1.131 | 0.815 | 1.444 | 1.769 | 1.131 | 0.201
US | United States | 45 | South Carolina | 45B90 | 5191 | GEORGETOWN ARMORY | Army | 043 | Georgetown | 0940 | Georgetown | 0.87 | 0.84 | 1.714 | 1.131 | 1.131 | 0.815 | 1.444 | 1.769 | 1.131 | 0.201
US | United States | 45 | South Carolina | 82387-10210 | 702321 | 1307 HIGHMARKET STREET GEORGETOWN | Army | 043 | Georgetown | 0940 | Georgetown | 0.87 | 0.84
US | United States | 45 | South Carolina | 82387-12371 | 704481 | N FRASER GEORGETOWN | Army | 043 | Georgetown | 0940 | Georgetown | 0.87 | 0.84
US | United States | 45 | South Carolina | 45B81 | 5065 | FOUNTAIN INN ARMORY | Army | 045 | Greenville | 0910 | Fountain Inn | 0.87 | 0.84 | 1.714 | 1.131 | 1.131 | 0.815 | 1.444 | 1.769 | 1.131 | 0.201
US | United States | 45 | South Carolina | 711066 | 711066 | 207 CATTERICK WAY FOUNTAIN INN | Army | 045 | Greenville | 0910 | Fountain Inn | 0.87 | 0.84
US | United States | 45 | South Carolina | N61006-GR | 1120 | GREENVILLE SC NMCRC | Navy | 045 | Greenville | 1040 | Greenville | 0.87 | 0.84 | 1.714 | 1.131 | 1.131 | 0.815 | 1.444 | 1.769 | 1.131 | 0.201
US | United States | 45 | South Carolina | N69214-GV | 1200 | NOSC-MCRC GREENVILE SC | Navy | 045 | Greenville | 1040 | Greenville | 0.87 | 0.84 | 1.714 | 1.131 | 1.131 | 0.815 | 1.444 | 1.769 | 1.131 | 0.201
US | United States | 45 | South Carolina | 45726 | 3670 | 1LT THOMAS KUKOWSKI USARC | Army | 045 | Greenville | 1040 | Greenville | 0.87 | 0.84 | 1.714 | 1.131 | 1.131 | 0.815 | 1.444 | 1.769 | 1.131 | 0.201
US | United States | 45 | South Carolina | 45B95 | 5287 | GREENVILLE ARMORY & OMS 2 | Army | 045 | Greenville | 1040 | Greenville | 0.87 | 0.84 | 1.714 | 1.131 | 1.131 | 0.815 | 1.444 | 1.769 | 1.131 | 0.201
US | United States | 45 | South Carolina | 45725 | 6028 | MAHON USARC/AMSA #127(G) | Army | 045 | Greenville | 1040 | Greenville | 0.87 | 0.84 | 1.714 | 1.131 | 1.131 | 0.815 | 1.444 | 1.769 | 1.131 | 0.201
US | United States | 45 | South Carolina | 01530-10007 | 700008 | 200 PERIMETER ROAD GREENVILLE | Army | 045 | Greenville | 1040 | Greenville | 0.87 | 0.84 | 1.714 | 1.131 | 1.131 | 0.815 | 1.444 | 1.769 | 1.131 | 0.201
US | United States | 45 | South Carolina | 82387-10562 | 702673 | 24 VARDRY ST SUITE 105 GREENVILLE | Army | 045 | Greenville | 1040 | Greenville | 0.87 | 0.84
US | United States | 45 | South Carolina | 82387-11490 | 703601 | CENTURY DR GREENVILLE | Army | 045 | Greenville | 1040 | Greenville | 0.87 | 0.84
US | United States | 45 | South Carolina | 82387-12632 | 704742 | PELHAM RD GREENVILLE | Army | 045 | Greenville | 1040 | Greenville | 0.87 | 0.84
US | United States | 45 | South Carolina | 45C00 | 5292 | GREENWOOD ARMORY & OMS 4 | Army | 047 | Greenwood | 1050 | Greenwood | 0.87 | 0.84 | 1.714 | 1.131 | 1.131 | 0.815 | 1.444 | 1.769 | 1.131 | 0.201
US | United States | 45 | South Carolina | 45745 | 7538 | THOMAS DRY HOWIE USARC | Army | 047 | Greenwood | 1050 | Greenwood | 0.87 | 0.84 | 1.714 | 1.131 | 1.131 | 0.815 | 1.444 | 1.769 | 1.131 | 0.201
US | United States | 45 | South Carolina | 82387-12006 | 704116 | HIGHWAY 72 BYPASS GREENWOOD | Army | 047 | Greenwood | 1050 | Greenwood | 0.87 | 0.84
US | United States | 45 | South Carolina | 711187 | 711187 | 811 MONTAGUE AVE. GREENWOOD | Army | 047 | Greenwood | 1050 | Greenwood | 0.87 | 0.84
US | United States | 45 | South Carolina | 45C26 | 5457 | HODGES ARMORY | Army | 047 | Greenwood | 1150 | Hodges | 0.87 | 0.84 | 1.714 | 1.131 | 1.131 | 0.815 | 1.444 | 1.769 | 1.131 | 0.201
US | United States | 45 | South Carolina | 45C16 | 7700 | VARNVILLE ARMORY AND OMS 14 | Army | 049 | Hampton | 2680 | Varnville | 0.87 | 0.84 | 1.714 | 1.131 | 1.131 | 0.815 | 1.444 | 1.769 | 1.131 | 0.201
US | United States | 45 | South Carolina | 45B37 | 4477 | COASTAL CAROLINA UNIV DLC | Army | 051 | Horry | 0540 | Conway | 0.87 | 0.84 | 1.714 | 1.131 | 1.131 | 0.815 | 1.444 | 1.769 | 1.131 | 0.201
US | United States | 45 | South Carolina | 45B35 | 4541 | CONWAY ARMORY | Army | 051 | Horry | 0540 | Conway | 0.87 | 0.84 | 1.714 | 1.131 | 1.131 | 0.815 | 1.444 | 1.769 | 1.131 | 0.201
US | United States | 45 | South Carolina | 45D20 | 6340 | MYRTLE BEACH ARMORY | Army | 051 | Horry | 1730 | Myrtle Beach | 0.87 | 0.84 | 1.714 | 1.131 | 1.131 | 0.815 | 1.444 | 1.769 | 1.131 | 0.201
US | United States | 45 | South Carolina | 45590 | 6341 | MYRTLE BEACH USARC (BRAC 93) | Army | 051 | Horry | 1730 | Myrtle Beach | 0.87 | 0.84 | 1.714 | 1.131 | 1.131 | 0.815 | 1.444 | 1.769 | 1.131 | 0.201
US | United States | 45 | South Carolina | 82387-10786 | 702897 | 3759 RENEE DRIVE MYRTLE BEACH | Army | 051 | Horry | 1730 | Myrtle Beach | 0.87 | 0.84
US | United States | 45 | South Carolina | 82387-13073 | 705183 | THIRD AVE S MYRTLE BEACH | Army | 051 | Horry | 1730 | Myrtle Beach | 0.87 | 0.84
US | United States | 45 | South Carolina | 711218 | 711218 | 180 ZINNIA DR MYRTLE BEACH | Army | 051 | Horry | 1730 | Myrtle Beach | 0.87 | 0.84
US | United States | 45 | South Carolina | RDRD0001 | 3047 | MYRTLE BEACH AIR FORCE BASE SITE # 1 | Air Force | 051 | Horry | 9999 | Unknown | 0.87 | 0.84 | 1.714 | 1.131 | 1.131 | 0.815 | 1.444 | 1.769 | 1.131 | 0.201
US | United States | 45 | South Carolina | YMUZ0001 | 3405 | WATEREE RECREATIONAL ANNEX SITE # 1 | Air Force | 055 | Kershaw | 0330 | Camden | 0.87 | 0.84 | 1.714 | 1.131 | 1.131 | 0.815 | 1.444 | 1.769 | 1.131 | 0.201
US | United States | 45 | South Carolina | 45A65 | 4224 | CAMDEN ARMORY | Army | 055 | Kershaw | 0330 | Camden | 0.87 | 0.84 | 1.714 | 1.131 | 1.131 | 0.815 | 1.444 | 1.769 | 1.131 | 0.201
US | United States | 45 | South Carolina | 45C60 | 5795 | LANCASTER ARMORY | Army | 057 | Lancaster | 1350 | Lancaster | 0.87 | 0.84 | 1.714 | 1.131 | 1.131 | 0.815 | 1.444 | 1.769 | 1.131 | 0.201
US | United States | 45 | South Carolina | 45C63 | 7680 | USC LANCASTER DLC | Army | 057 | Lancaster | 1350 | Lancaster | 0.87 | 0.84 | 1.714 | 1.131 | 1.131 | 0.815 | 1.444 | 1.769 | 1.131 | 0.201
US | United States | 45 | South Carolina | 45B10 | 4468 | CLINTON ARMORY | Army | 059 | Laurens | 0480 | Clinton | 0.87 | 0.84 | 1.714 | 1.131 | 1.131 | 0.815 | 1.444 | 1.769 | 1.131 | 0.201
US | United States | 45 | South Carolina | 45C65 | 5832 | LAURENS ARMORY | Army | 059 | Laurens | 1410 | Laurens | 0.87 | 0.84 | 1.714 | 1.131 | 1.131 | 0.815 | 1.444 | 1.769 | 1.131 | 0.201
US | United States | 45 | South Carolina | 45A40 | 3944 | BATESBURG ARMORY | Army | 063 | Lexington | 0130 | Batesburg | 0.87 | 0.84 | 1.714 | 1.131 | 1.131 | 0.815 | 1.444 | 1.769 | 1.131 | 0.201
US | United States | 45 | South Carolina | 82387-13102 | 705212 | TWO NOTCH RD NORTH COLUMBIA | Army | 063 | Lexington | 0520 | Columbia | 0.84 | 0.81
US | United States | 45 | South Carolina | 82387-13044 | 705154 | SUNSET BLVD LEXINGTON | Army | 063 | Lexington | 1430 | Lexington | 0.84 | 0.81
US | United States | 45 | South Carolina | 82387-13266 | 705375 | W MAIN ST LEXINGTON | Army | 063 | Lexington | 1430 | Lexington | 0.84 | 0.81
US | United States | 45 | South Carolina | 45D37 | 6801 | PINE RIDGE ARMORY | Army | 063 | Lexington | 2790 | West Columbia | 0.84 | 0.81 | 1.714 | 1.131 | 1.131 | 0.815 | 1.444 | 1.769 | 1.131 | 0.201
US | United States | 45 | South Carolina | 45E16 | 7742 | W COLUMBIA AAOF (LEASE) | Army | 063 | Lexington | 2790 | West Columbia | 0.84 | 0.81 | 1.714 | 1.131 | 1.131 | 0.815 | 1.444 | 1.769 | 1.131 | 0.201
US | United States | 45 | South Carolina | 45E14 | 7743 | W COLUMBIA ARMORY | Army | 063 | Lexington | 2790 | West Columbia | 0.84 | 0.81 | 1.714 | 1.131 | 1.131 | 0.815 | 1.444 | 1.769 | 1.131 | 0.201
US | United States | 45 | South Carolina | 45D05 | 6128 | MCCORMICK ARMORY | Army | 065 | McCormick | 1610 | McCormick | 0.87 | 0.84 | 1.714 | 1.131 | 1.131 | 0.815 | 1.444 | 1.769 | 1.131 | 0.201
US | United States | 45 | South Carolina | 4596A | 6318 | MTA CLARKS HILL RESERVATION | Army | 065 | McCormick | 2060 | Plum Branch | 0.87 | 0.84 | 1.714 | 1.131 | 1.131 | 0.815 | 1.444 | 1.769 | 1.131 | 0.201
US | United States | 45 | South Carolina | 45D83 | 7467 | SUMMERVILLE | Army | 065 | McCormick | 2060 | Plum Branch | 0.87 | 0.84 | 1.714 | 1.131 | 1.131 | 0.815 | 1.444 | 1.769 | 1.131 | 0.201
US | United States | 45 | South Carolina | 45D00 | 6079 | MARION ARMORY | Army | 067 | Marion | 1630 | Marion | 0.87 | 0.84 | 1.714 | 1.131 | 1.131 | 0.815 | 1.444 | 1.769 | 1.131 | 0.201
US | United States | 45 | South Carolina | 45D15 | 6330 | MULLINS ARMORY & OMS 15 | Army | 067 | Marion | 1720 | Mullins | 0.87 | 0.84 | 1.714 | 1.131 | 1.131 | 0.815 | 1.444 | 1.769 | 1.131 | 0.201
US | United States | 45 | South Carolina | 45A55 | 4000 | BENNETTSVILLE ARMORY | Army | 069 | Marlboro | 0160 | Bennettsville | 0.87 | 0.84 | 1.714 | 1.131 | 1.131 | 0.815 | 1.444 | 1.769 | 1.131 | 0.201
US | United States | 45 | South Carolina | 45D25 | 6416 | NEWBERRY (OMS 7) | Army | 071 | Newberry | 1750 | Newberry | 0.87 | 0.84
US | United States | 45 | South Carolina | 45D24 | 6417 | NEWBERRY ARMORY | Army | 071 | Newberry | 1750 | Newberry | 0.87 | 0.84 | 1.714 | 1.131 | 1.131 | 0.815 | 1.444 | 1.769 | 1.131 | 0.201
US | United States | 45 | South Carolina | 18081-10021 | 700180 | 1 PROSPERITY FIRE TOWER PROSPERITY | Army | 071 | Newberry | 2090 | Prosperity | 0.87 | 0.84
US | United States | 45 | South Carolina | 45D70 | 7222 | SENECA ARMORY | Army | 073 | Oconee | 2340 | Seneca | 0.87 | 0.84 | 1.714 | 1.131 | 1.131 | 0.815 | 1.444 | 1.769 | 1.131 | 0.201
US | United States | 45 | South Carolina | FWXY0001 | 1710 | ELLOREE MINI MUTE (SHA3) SITE # 1 | Air Force | 075 | Orangeburg | 0800 | Elloree | 0.87 | 0.84 | 1.714 | 1.131 | 1.131 | 0.815 | 1.444 | 1.769 | 1.131 | 0.201
US | United States | 45 | South Carolina | 45D30 | 6644 | ORANGEBURG ARMORY | Army | 075 | Orangeburg | 1870 | Orangeburg | 0.87 | 0.84 | 1.714 | 1.131 | 1.131 | 0.815 | 1.444 | 1.769 | 1.131 | 0.201
US | United States | 45 | South Carolina | 45845 | 6645 | ORANGEBURG MEMORIAL USARC | Army | 075 | Orangeburg | 1870 | Orangeburg | 0.87 | 0.84 | 1.714 | 1.131 | 1.131 | 0.815 | 1.444 | 1.769 | 1.131 | 0.201
US | United States | 45 | South Carolina | 82387-11502 | 703613 | CHESTNUT NE ORANGEBURG | Army | 075 | Orangeburg | 1870 | Orangeburg | 0.87 | 0.84
US | United States | 45 | South Carolina | SBML0001 | 3089 | NORTH AIR FORCE AUXILIARY FIELD SITE # 1 | Air Force | 075 | Orangeburg | 9999 | Unknown | 0.87 | 0.84 | 1.714 | 1.131 | 1.131 | 0.815 | 1.444 | 1.769 | 1.131 | 0.201
US | United States | 45 | South Carolina | 45B00 | 4453 | CLEMSON ARMORY | Army | 077 | Pickens | 0460 | Clemson | 0.87 | 0.84 | 1.714 | 1.131 | 1.131 | 0.815 | 1.444 | 1.769 | 1.131 | 0.201
US | United States | 45 | South Carolina | 45B03 | 4454 | CLEMSON UNIVERSITY DLC | Army | 077 | Pickens | 0460 | Clemson | 0.87 | 0.84 | 1.714 | 1.131 | 1.131 | 0.815 | 1.444 | 1.769 | 1.131 | 0.201
US | United States | 45 | South Carolina | 45B78 | 4960 | FLORENCE DARLINGTON TECH DLC | Army | 077 | Pickens | 0460 | Clemson | 0.87 | 0.84 | 1.714 | 1.131 | 1.131 | 0.815 | 1.444 | 1.769 | 1.131 | 0.201
US | United States | 45 | South Carolina | 45625 | 5176 | GEN ANDREW PICKENS USARC | Army | 077 | Pickens | 0460 | Clemson | 0.87 | 0.84 | 1.714 | 1.131 | 1.131 | 0.815 | 1.444 | 1.769 | 1.131 | 0.201
US | United States | 45 | South Carolina | 82387-11293 | 703404 | 990 TIGER BLVD CLEMSON | Army | 077 | Pickens | 0460 | Clemson | 0.87 | 0.84
US | United States | 45 | South Carolina | 82387-13077 | 705187 | TIGER BLVD CLEMSON 1 | Army | 077 | Pickens | 0460 | Clemson | 0.87 | 0.84
US | United States | 45 | South Carolina | 45B50 | 4795 | EASLEY ARMORY | Army | 077 | Pickens | 0700 | Easley | 0.87 | 0.84 | 1.714 | 1.131 | 1.131 | 0.815 | 1.444 | 1.769 | 1.131 | 0.201
US | United States | 45 | South Carolina | 82387-12634 | 704744 | PENDLETON ST EASLEY | Army | 077 | Pickens | 0700 | Easley | 0.87 | 0.84
US | United States | 45 | South Carolina | 710587 | 710587 | 5115-H CALHOUN MEMORIAL DR EASLEY | Army | 077 | Pickens | 0700 | Easley | 0.87 | 0.84
US | United States | 45 | South Carolina | 45D36 | 6787 | PICKENS ARMORY AND TNG SITE | Army | 077 | Pickens | 2020 | Pickens | 0.87 | 0.84 | 1.714 | 1.131 | 1.131 | 0.815 | 1.444 | 1.769 | 1.131 | 0.201
US | United States | 45 | South Carolina | N69214-IR | 319 | IRMO BOAT SLIP NROTC | Navy | 079 | Richland | 0520 | Columbia | 0.84 | 0.81 | 1.714 | 1.131 | 1.131 | 0.815 | 1.444 | 1.769 | 1.131 | 0.201
US | United States | 45 | South Carolina | 45B20 | 4507 | COLUMBIA ARMORY | Army | 079 | Richland | 0520 | Columbia | 0.84 | 0.81 | 1.714 | 1.131 | 1.131 | 0.815 | 1.444 | 1.769 | 1.131 | 0.201
US | United States | 45 | South Carolina | 45961 | 4508 | COLUMBIA FIELD | Army | 079 | Richland | 0520 | Columbia | 0.84 | 0.81 | 1.714 | 1.131 | 1.131 | 0.815 | 1.444 | 1.769 | 1.131 | 0.201
US | United States | 45 | South Carolina | 45B18 | 4509 | COLUMBIA TAG | Army | 079 | Richland | 0520 | Columbia | 0.84 | 0.81 | 1.714 | 1.131 | 1.131 | 0.815 | 1.444 | 1.769 | 1.131 | 0.201
US | United States | 45 | South Carolina | 45455 | 5017 | FORT JACKSON | Army | 079 | Richland | 0520 | Columbia | 0.84 | 0.81 | 1.714 | 1.131 | 1.131 | 0.815 | 1.444 | 1.769 | 1.131 | 0.201
US | United States | 45 | South Carolina | 82387-10011 | 702122 | 100 EXECUTIVE CENTER COLUMBIA | Army | 079 | Richland | 0520 | Columbia | 0.84 | 0.81
US | United States | 45 | South Carolina | 82387-10091 | 702202 | 1100 RICHLAND STREET COLUMBIA | Army | 079 | Richland | 0520 | Columbia | 0.84 | 0.81
US | United States | 45 | South Carolina | 82387-10095 | 702206 | 1101 TAYLOR AND BLANDING STREET COLUMBIA | Army | 079 | Richland | 0520 | Columbia | 0.84 | 0.81
US | United States | 45 | South Carolina | 82387-10395 | 702506 | 1835 ASSEMBLY STREET COLUMBIA | Army | 079 | Richland | 0520 | Columbia | 0.84 | 0.81
US | United States | 45 | South Carolina | 82387-10618 | 702729 | 2651 SHOP ROAD COLUMBIA | Army | 079 | Richland | 0520 | Columbia | 0.84 | 0.81
US | United States | 45 | South Carolina | 82387-11279 | 703390 | 9600 TWO NOTCH COLUMBIA | Army | 079 | Richland | 0520 | Columbia | 0.84 | 0.81
US | United States | 45 | South Carolina | 82387-11328 | 703439 | ARBOR LAKE DR COLUMBIA | Army | 079 | Richland | 0520 | Columbia | 0.84 | 0.81
US | United States | 45 | South Carolina | 82387-11338 | 703449 | ASSEMBLY AND LADY ST COLUMBIA | Army | 079 | Richland | 0520 | Columbia | 0.84 | 0.81
US | United States | 45 | South Carolina | 82387-11339 | 703450 | ASSEMBLY STREET COLUMBIA | Army | 079 | Richland | 0520 | Columbia | 0.84 | 0.81
US | United States | 45 | South Carolina | 82387-11590 | 703701 | DECKER BLVD COLUMBIA | Army | 079 | Richland | 0520 | Columbia | 0.84 | 0.81
US | United States | 45 | South Carolina | 82387-11591 | 703702 | DECKER BLVD COLUMBIA 1 | Army | 079 | Richland | 0520 | Columbia | 0.84 | 0.81
US | United States | 45 | South Carolina | 82387-11827 | 703938 | EXECUTIVE CTR DR COLUMBIA | Army | 079 | Richland | 0520 | Columbia | 0.84 | 0.81
US | United States | 45 | South Carolina | 82387-11828 | 703939 | EXECUTIVE CTR DR COLUMBIA 1 | Army | 079 | Richland | 0520 | Columbia | 0.84 | 0.81
US | United States | 45 | South Carolina | 82387-11971 | 704082 | HARDEN ST COLUMBIA | Army | 079 | Richland | 0520 | Columbia | 0.84 | 0.81
US | United States | 45 | South Carolina | 82387-13004 | 705114 | ST ANDREWS RD COLUMBIA | Army | 079 | Richland | 0520 | Columbia | 0.84 | 0.81
US | United States | 45 | South Carolina | 82387-13101 | 705211 | TWO NOTCH RD COLUMBIA | Army | 079 | Richland | 0520 | Columbia | 0.84 | 0.81
US | United States | 45 | South Carolina | 45B56 | 4805 | EASTOVER ARMORY | Army | 079 | Richland | 0720 | Eastover | 0.84 | 0.81 | 1.714 | 1.131 | 1.131 | 0.815 | 1.444 | 1.769 | 1.131 | 0.201
US | United States | 45 | South Carolina | 45B30 | 6131 | MCENTIRE ANGS | Army | 079 | Richland | 0720 | Eastover | 0.84 | 0.81 | 1.714 | 1.131 | 1.131 | 0.815 | 1.444 | 1.769 | 1.131 | 0.201
US | United States | 45 | South Carolina | M68479-0020 | 121 | EASTOVER | Marine Corps | 079 | Richland | 0885 | Fort Jackson | 0.84 | 0.81 | 1.714 | 1.131 | 1.131 | 0.815 | 1.444 | 1.769 | 1.131 | 0.201
US | United States | 45 | South Carolina | N69214-CO | 755 | NOSC COLUMBIA SC | Navy | 079 | Richland | 0885 | Fort Jackson | 0.84 | 0.81 | 1.714 | 1.131 | 1.131 | 0.815 | 1.444 | 1.769 | 1.131 | 0.201
US | United States | 45 | South Carolina | N69214-SU | 1199 | RNCFSU DET 3 | Navy | 079 | Richland | 0885 | Fort Jackson | 0.84 | 0.81 | 1.714 | 1.131 | 1.131 | 0.815 | 1.444 | 1.769 | 1.131 | 0.201
US | United States | 45 | South Carolina | 710954 | 710954 | 2435 MARION AVENUE FORT JACKSON | Army | 079 | Richland | 0885 | Fort Jackson | 0.84 | 0.81
US | United States | 45 | South Carolina | 82387-13103 | 705213 | TWO NOTCH RD PONTIAC | Army | 079 | Richland | 2072 | Pontiac | 0.84 | 0.81
US | United States | 45 | South Carolina | PSTE0001 | 2793 | MCENTIRE JOINT NATIONAL GUARD BASE SITE # 1 | Air Force | 079 | Richland | 9999 | Unknown | 0.84 | 0.81 | 1.714 | 1.131 | 1.131 | 0.815 | 1.444 | 1.769 | 1.131 | 0.201
US | United States | 45 | South Carolina | 45D65 | 7135 | SALUDA ARMORY AND OMS 6A | Army | 081 | Saluda | 2270 | Saluda | 0.87 | 0.84 | 1.714 | 1.131 | 1.131 | 0.815 | 1.444 | 1.769 | 1.131 | 0.201
US | United States | 45 | South Carolina | 45C10 | 5294 | GREER ARMORY | Army | 083 | Spartanburg | 1060 | Greer | 0.87 | 0.84 | 1.714 | 1.131 | 1.131 | 0.815 | 1.444 | 1.769 | 1.131 | 0.201
US | United States | 45 | South Carolina | 45C30 | 5546 | INMAN ARMORY | Army | 083 | Spartanburg | 1200 | Inman | 0.87 | 0.84
US | United States | 45 | South Carolina | 45925 | 7237 | SGT GARY E. FOSTER USARC | Army | 083 | Spartanburg | 2460 | Spartanburg | 0.87 | 0.84 | 1.714 | 1.131 | 1.131 | 0.815 | 1.444 | 1.769 | 1.131 | 0.201
US | United States | 45 | South Carolina | 45D73 | 7335 | SPARTANBURG READINESS CENTER | Army | 083 | Spartanburg | 2460 | Spartanburg | 0.87 | 0.84 | 1.714 | 1.131 | 1.131 | 0.815 | 1.444 | 1.769 | 1.131 | 0.201
US | United States | 45 | South Carolina | 82387-13198 | 705307 | W BLACKSTOCK RD SPARTANBURG | Army | 083 | Spartanburg | 2460 | Spartanburg | 0.87 | 0.84
US | United States | 45 | South Carolina | 710764 | 710764 | 333 MAGNOLIA STREET SPARTANBURG | Army | 083 | Spartanburg | 2460 | Spartanburg | 0.87 | 0.84
US | United States | 45 | South Carolina | 45E12 | 7840 | WELLFORD ARMORY | Army | 083 | Spartanburg | 2780 | Wellford | 0.87 | 0.84 | 1.714 | 1.131 | 1.131 | 0.815 | 1.444 | 1.769 | 1.131 | 0.201
US | United States | 45 | South Carolina | VLSC0001 | 3270 | SHAW ILS APPROACH CONTROL ANNEX SITE # 1 | Air Force | 085 | Sumter | 0597 | Dalzell | 0.9 | 0.87 | 1.714 | 1.131 | 1.131 | 0.815 | 1.444 | 1.769 | 1.131 | 0.201
US | United States | 45 | South Carolina | VLSB0001 | 3269 | SHAW AIR FORCE BASE SITE # 1 | Air Force | 085 | Sumter | 2365 | Shaw AFB | 0.9 | 0.87 | 1.714 | 1.131 | 1.131 | 0.815 | 1.444 | 1.769 | 1.131 | 0.201
US | United States | 45 | South Carolina | 45D85 | 7469 | SUMTER ARMORY | Army | 085 | Sumter | 2365 | Shaw AFB | 0.9 | 0.87 | 1.714 | 1.131 | 1.131 | 0.815 | 1.444 | 1.769 | 1.131 | 0.201
US | United States | 45 | South Carolina | VLSH0001 | 3271 | SHAW MIDDLE MARKER ANNEX SITE # 1 | Air Force | 085 | Sumter | 2550 | Sumter | 0.9 | 0.87 | 1.714 | 1.131 | 1.131 | 0.815 | 1.444 | 1.769 | 1.131 | 0.201
US | United States | 45 | South Carolina | 82387-11780 | 703891 | E WESMARK BLVD SUMTER | Army | 085 | Sumter | 2550 | Sumter | 0.9 | 0.87
US | United States | 45 | South Carolina | 82387-12139 | 704249 | LIN DO CT SUMTER | Army | 085 | Sumter | 2550 | Sumter | 0.9 | 0.87
US | United States | 45 | South Carolina | 82387-12939 | 705049 | SHAW DR SUMTER | Army | 085 | Sumter | 2550 | Sumter | 0.9 | 0.87
US | United States | 45 | South Carolina | TKFH0001 | 3164 | POINSETT ELECTRONIC COMBAT RANGE SITE # 1 | Air Force | 085 | Sumter | 2776 | Wedgefield | 0.9 | 0.87 | 1.714 | 1.131 | 1.131 | 0.815 | 1.444 | 1.769 | 1.131 | 0.201
US | United States | 45 | South Carolina | 45D95 | 7658 | UNION ARMORY AND OMS 8 | Army | 087 | Union | 2660 | Union | 0.87 | 0.84 | 1.714 | 1.131 | 1.131 | 0.815 | 1.444 | 1.769 | 1.131 | 0.201
US | United States | 45 | South Carolina | 45C25 | 5417 | HEMINGWAY ARMORY & OMS 16 | Army | 089 | Williamsburg | 1120 | Hemingway | 0.87 | 0.84 | 1.714 | 1.131 | 1.131 | 0.815 | 1.444 | 1.769 | 1.131 | 0.201
US | United States | 45 | South Carolina | MGJT0001 | 2439 | KINGSTREE MINI MUTE (SHA5) | Air Force | 089 | Williamsburg | 1300 | Kingstree | 0.87 | 0.84 | 1.714 | 1.131 | 1.131 | 0.815 | 1.444 | 1.769 | 1.131 | 0.201
US | United States | 45 | South Carolina | 45C50 | 5738 | KINGSTREE ARMORY | Army | 089 | Williamsburg | 1300 | Kingstree | 0.87 | 0.84 | 1.714 | 1.131 | 1.131 | 0.815 | 1.444 | 1.769 | 1.131 | 0.201
US | United States | 45 | South Carolina | 45B15 | 4472 | CLOVER ARMORY | Army | 091 | York | 0500 | Clover | 0.87 | 0.84 | 1.714 | 1.131 | 1.131 | 0.815 | 1.444 | 1.769 | 1.131 | 0.201
US | United States | 45 | South Carolina | 45B80 | 5032 | FORT MILL ARMORY | Army | 091 | York | 0900 | Fort Mill | 0.87 | 0.84 | 1.714 | 1.131 | 1.131 | 0.815 | 1.444 | 1.769 | 1.131 | 0.201
US | United States | 45 | South Carolina | 45D50 | 7038 | ROCK HILL ARMORY AND OMS 5 | Army | 091 | York | 2200 | Rock Hill | 0.87 | 0.84 | 1.714 | 1.131 | 1.131 | 0.815 | 1.444 | 1.769 | 1.131 | 0.201
US | United States | 45 | South Carolina | 45895 | 7039 | ROCK HILL MEMORIAL USARC | Army | 091 | York | 2200 | Rock Hill | 0.87 | 0.84 | 1.714 | 1.131 | 1.131 | 0.815 | 1.444 | 1.769 | 1.131 | 0.201
US | United States | 45 | South Carolina | 82387-11583 | 703694 | DAVE LYLE BLVD ROCK HILL | Army | 091 | York | 2200 | Rock Hill | 0.87 | 0.84
US | United States | 45 | South Carolina | 45935 | 7997 | YORK USARC | Army | 091 | York | 2970 | York | 0.87 | 0.84 | 1.714 | 1.131 | 1.131 | 0.815 | 1.444 | 1.769 | 1.131 | 0.201
US | United States | 45 | South Carolina | 01530-10016 | 700017 | 904 WEST LIBERTY STREET YORK | Army | 091 | York | 2970 | York | 0.87 | 0.84 | 1.714 | 1.131 | 1.131 | 0.815 | 1.444 | 1.769 | 1.131 | 0.201
US | United States | 46 | South Dakota | 18081-10460 | 700619 | NW1/4 & E1/2, NW1/4 OF SEC 16 PLANKINTON | Army | 003 | Aurora | 2170 | Plankinton | 1 | 0.96
US | United States | 46 | South Dakota | 46A91 | 5515 | HURON AIRPORT | Army | 005 | Beadle | 1420 | Huron | 1 | 0.96 | 0.907 | 1.131 | 1.131 | 1.144 | 0.944 | 1.231 | 1.131 | 2.267
US | United States | 46 | South Dakota | 46A90 | 5516 | HURON ARMORY | Army | 005 | Beadle | 1420 | Huron | 1 | 0.96 | 0.907 | 1.131 | 1.131 | 1.144 | 0.944 | 1.231 | 1.131 | 2.267
US | United States | 46 | South Dakota | 46C13 | 7350 | SPRINGFIELD | Army | 009 | Bon Homme | 2510 | Springfield | 1 | 0.96 | 0.907 | 1.131 | 1.131 | 1.144 | 0.944 | 1.231 | 1.131 | 2.267
US | United States | 46 | South Dakota | 46A20 | 4154 | BROOKINGS ARMORY/OMS#8 | Army | 011 | Brookings | 0360 | Brookings | 1 | 0.96 | 0.907 | 1.131 | 1.131 | 1.144 | 0.944 | 1.231 | 1.131 | 2.267
US | United States | 46 | South Dakota | 82387-11106 | 703217 | 6TH ST BROOKINGS | Army | 011 | Brookings | 0360 | Brookings | 1 | 0.96
US | United States | 46 | South Dakota | 46B35 | 6228 | MOBRIDGE LTA-BRIDGE SITE | Army | 011 | Brookings | 2440 | Sinai | 1 | 0.96
US | United States | 46 | South Dakota | 46A05 | 3700 | ABERDEEN AFRC | Army | 013 | Brown | 0010 | Aberdeen | 1 | 0.96 | 0.907 | 1.131 | 1.131 | 1.144 | 0.944 | 1.231 | 1.131 | 2.267
US | United States | 46 | South Dakota | 46A06 | 3701 | ABERDEEN MVSC | Army | 013 | Brown | 0010 | Aberdeen | 1 | 0.96 | 0.907 | 1.131 | 1.131 | 1.144 | 0.944 | 1.231 | 1.131 | 2.267
US | United States | 46 | South Dakota | 46T05 | 3703 | ABERDEEN TA | Army | 013 | Brown | 0010 | Aberdeen | 1 | 0.96 | 0.907 | 1.131 | 1.131 | 1.144 | 0.944 | 1.231 | 1.131 | 2.267
US | United States | 46 | South Dakota | 46555 | 4388 | CHARLES J. MILBRANDT AFRC | Army | 013 | Brown | 0010 | Aberdeen | 1 | 0.96 | 0.907 | 1.131 | 1.131 | 1.144 | 0.944 | 1.231 | 1.131 | 2.267
US | United States | 46 | South Dakota | 82387-12295 | 704405 | MOCCASIN ABERDEEN | Army | 013 | Brown | 0010 | Aberdeen | 1 | 0.96
US | United States | 46 | South Dakota | 710863 | 710863 | 503-509 MOCCASIN DRIVE ABERDEEN | Army | 013 | Brown | 0010 | Aberdeen | 1 | 0.96
US | United States | 46 | South Dakota | 46A30 | 4372 | CHAMBERLAIN ARMORY | Army | 015 | Brule | 0540 | Chamberlain | 1 | 0.96 | 0.907 | 1.131 | 1.131 | 1.144 | 0.944 | 1.231 | 1.131 | 2.267
US | United States | 46 | South Dakota | 46A35 | 4373 | CHAMBERLAIN OMS#6 | Army | 015 | Brule | 0540 | Chamberlain | 1 | 0.96 | 0.907 | 1.131 | 1.131 | 1.144 | 0.944 | 1.231 | 1.131 | 2.267
US | United States | 46 | South Dakota | FXKH0001 | 1788 | ELLSWORTH AF MISSILE SITE M2 SITE # 1 | Air Force | 019 | Butte | 0210 | Belle Fourche | 1 | 0.96
US | United States | 46 | South Dakota | 46A10 | 3981 | BELLE FOURCHE ARMORY | Army | 019 | Butte | 0210 | Belle Fourche | 1 | 0.96 | 0.907 | 1.131 | 1.131 | 1.144 | 0.944 | 1.231 | 1.131 | 2.267
US | United States | 46 | South Dakota | FXLK0001 | 1812 | ELLSWORTH AF MISSILE SITE O6 SITE # 1 | Air Force | 019 | Butte | 1960 | Newell | 1 | 0.96
US | United States | 46 | South Dakota | ALHM0001 | 1382 | ANTELOPE BUTTE MINI-MUTE RADAR STE 21MM6 SITE # 1 | Air Force | 019 | Butte | 9999 | Unknown | 1 | 0.96 | 0.907 | 1.131 | 1.131 | 1.144 | 0.944 | 1.231 | 1.131 | 2.267
US | United States | 46 | South Dakota | BEHK0001 | 1468 | BELLE FOURCHE RADAR BOMB SCORING SITE SITE # 1 | Air Force | 019 | Butte | 9999 | Unknown | 1 | 0.96 | 0.907 | 1.131 | 1.131 | 1.144 | 0.944 | 1.231 | 1.131 | 2.267
US | United States | 46 | South Dakota | EHQT0001 | 1612 | CONNER (21MM5) RADAR BOMB SCORING SITE SITE # 1 | Air Force | 019 | Butte | 9999 | Unknown | 1 | 0.96 | 0.907 | 1.131 | 1.131 | 1.144 | 0.944 | 1.231 | 1.131 | 2.267
US | United States | 46 | South Dakota | FXKK0001 | 1790 | ELLSWORTH AF MISSILE SITE M4 SITE # 1 | Air Force | 019 | Butte | 9999 | Unknown | 1 | 0.96 | 0.907 | 1.131 | 1.131 | 1.144 | 0.944 | 1.231 | 1.131 | 2.267
US | United States | 46 | South Dakota | LAUT0001 | 2361 | HORMAN (21MM4)RADAR BOMB SCORING SITE SITE # 1 | Air Force | 019 | Butte | 9999 | Unknown | 1 | 0.96 | 0.907 | 1.131 | 1.131 | 1.144 | 0.944 | 1.231 | 1.131 | 2.267
US | United States | 46 | South Dakota | 46B60 | 6821 | PLATTE | Army | 023 | Charles Mix | 2180 | Platte | 1 | 0.96 | 0.907 | 1.131 | 1.131 | 1.144 | 0.944 | 1.231 | 1.131 | 2.267
US | United States | 46 | South Dakota | 46C45 | 7752 | WAGNER | Army | 023 | Charles Mix | 2800 | Wagner | 1 | 0.96 | 0.907 | 1.131 | 1.131 | 1.144 | 0.944 | 1.231 | 1.131 | 2.267
US | United States | 46 | South Dakota | 46C40 | 7704 | VERMILLION ARMORY | Army | 027 | Clay | 2730 | Vermillion | 1 | 0.96 | 0.907 | 1.131 | 1.131 | 1.144 | 0.944 | 1.231 | 1.131 | 2.267
US | United States | 46 | South Dakota | 46C42 | 7705 | VERMILLION COMPOUND | Army | 027 | Clay | 2730 | Vermillion | 1 | 0.96 | 0.907 | 1.131 | 1.131 | 1.144 | 0.944 | 1.231 | 1.131 | 2.267
US | United States | 46 | South Dakota | 46C35 | 7707 | VERMILLION VEHICLE STORAGE | Army | 027 | Clay | 2730 | Vermillion | 1 | 0.96 | 0.907 | 1.131 | 1.131 | 1.144 | 0.944 | 1.231 | 1.131 | 2.267
US | United States | 46 | South Dakota | 46C50 | 7802 | WATERTOWN | Army | 029 | Codington | 2860 | Watertown | 1 | 0.96 | 0.907 | 1.131 | 1.131 | 1.144 | 0.944 | 1.231 | 1.131 | 2.267
US | United States | 46 | South Dakota | 46C52 | 7804 | WATERTOWN TS RG | Army | 029 | Codington | 2860 | Watertown | 1 | 0.96 | 0.907 | 1.131 | 1.131 | 1.144 | 0.944 | 1.231 | 1.131 | 2.267
US | United States | 46 | South Dakota | 82387-10291 | 702402 | 14TH ST SW WATERTOWN | Army | 029 | Codington | 2860 | Watertown | 1 | 0.96
US | United States | 46 | South Dakota | 46A50 | 4617 | CUSTER ARMORY/LTA-BRIDGE SITE | Army | 033 | Custer | 0700 | Custer | 1 | 0.96 | 0.907 | 1.131 | 1.131 | 1.144 | 0.944 | 1.231 | 1.131 | 2.267
US | United States | 46 | South Dakota | 46B30 | 6225 | MITCHELL TS | Army | 035 | Davison | 1850 | Mitchell | 1 | 0.96 | 0.907 | 1.131 | 1.131 | 1.144 | 0.944 | 1.231 | 1.131 | 2.267
US | United States | 46 | South Dakota | 82387-11987 | 704097 | HIGHLAND WAY MITCHELL | Army | 035 | Davison | 1850 | Mitchell | 1 | 0.96
US | United States | 46 | South Dakota | 46C55 | 7834 | WEBSTER | Army | 037 | Day | 2880 | Webster | 1 | 0.96 | 0.907 | 1.131 | 1.131 | 1.144 | 0.944 | 1.231 | 1.131 | 2.267
US | United States | 46 | South Dakota | 46T86 | 7835 | WEBSTER TA | Army | 037 | Day | 2880 | Webster | 1 | 0.96 | 0.907 | 1.131 | 1.131 | 1.144 | 0.944 | 1.231 | 1.131 | 2.267
US | United States | 46 | South Dakota | 18081-10597 | 700756 | SEC 24 WEBSTER | Army | 037 | Day | 2880 | Webster | 1 | 0.96
US | United States | 46 | South Dakota | 18081-10610 | 700769 | SEC 30 WEBSTER | Army | 037 | Day | 2880 | Webster | 1 | 0.96
US | United States | 46 | South Dakota | 18081-10635 | 700794 | SEC13, 24 WEBSTER | Army | 037 | Day | 2880 | Webster | 1 | 0.96
US | United States | 46 | South Dakota | 46B20 | 6197 | MILBANK ARMORY | Army | 051 | Grant | 1810 | Milbank | 1 | 0.96 | 0.907 | 1.131 | 1.131 | 1.144 | 0.944 | 1.231 | 1.131 | 2.267
US | United States | 46 | South Dakota | 46B25 | 6205 | MILLER ARMORY | Army | 059 | Hand | 1820 | Miller | 1 | 0.96 | 0.907 | 1.131 | 1.131 | 1.144 | 0.944 | 1.231 | 1.131 | 2.267
US | United States | 46 | South Dakota | 46T44 | 6207 | MILLER TA | Army | 059 | Hand | 2380 | St. Lawrence | 1 | 0.96 | 0.907 | 1.131 | 1.131 | 1.144 | 0.944 | 1.231 | 1.131 | 2.267
US | United States | 46 | South Dakota | 18081-10634 | 700793 | SEC10, T113N, R66W SAINT LAWRENCE | Army | 059 | Hand | 2380 | St. Lawrence | 1 | 0.96
US | United States | 46 | South Dakota | 46B50 | 6790 | PIERRE | Army | 065 | Hughes | 2160 | Pierre | 1 | 0.96 | 0.907 | 1.131 | 1.131 | 1.144 | 0.944 | 1.231 | 1.131 | 2.267
US | United States | 46 | South Dakota | 46B54 | 6791 | PIERRE MUSEUM | Army | 065 | Hughes | 2160 | Pierre | 1 | 0.96 | 0.907 | 1.131 | 1.131 | 1.144 | 0.944 | 1.231 | 1.131 | 2.267
US | United States | 46 | South Dakota | 46T42 | 6792 | PIERRE OAHE TA | Army | 065 | Hughes | 2160 | Pierre | 1 | 0.96 | 0.907 | 1.131 | 1.131 | 1.144 | 0.944 | 1.231 | 1.131 | 2.267
US | United States | 46 | South Dakota | 46B52 | 6793 | PIERRE TS RG | Army | 065 | Hughes | 2160 | Pierre | 1 | 0.96 | 0.907 | 1.131 | 1.131 | 1.144 | 0.944 | 1.231 | 1.131 | 2.267
US | United States | 46 | South Dakota | 82387-12385 | 704495 | N HARRISON AVE PIERRE | Army | 065 | Hughes | 2160 | Pierre | 1 | 0.96
US | United States | 46 | South Dakota | 46B40 | 6706 | PARKSTON ARMORY | Army | 067 | Hutchinson | 2110 | Parkston | 1 | 0.96 | 0.907 | 1.131 | 1.131 | 1.144 | 0.944 | 1.231 | 1.131 | 2.267
US | United States | 46 | South Dakota | FXFU0001 | 1749 | ELLSWORTH AF MISSILE SITE E7 SITE # 1 | Air Force | 071 | Jackson | 9999 | Unknown | 1 | 0.96 | 0.907 | 1.131 | 1.131 | 1.144 | 0.944 | 1.231 | 1.131 | 2.267
US | United States | 46 | South Dakota | 46A55 | 4708 | DESMET ARMORY | Army | 077 | Kingsbury | 0770 | De Smet | 1 | 0.96 | 0.907 | 1.131 | 1.131 | 1.144 | 0.944 | 1.231 | 1.131 | 2.267
US | United States | 46 | South Dakota | 46A60 | 4709 | DESMET MVSC | Army | 077 | Kingsbury | 0770 | De Smet | 1 | 0.96 | 0.907 | 1.131 | 1.131 | 1.144 | 0.944 | 1.231 | 1.131 | 2.267
US | United States | 46 | South Dakota | 46B15 | 6020 | MADISON ARMORY | Army | 079 | Lake | 1730 | Madison | 1 | 0.96 | 0.907 | 1.131 | 1.131 | 1.144 | 0.944 | 1.231 | 1.131 | 2.267
US | United States | 46 | South Dakota | 46C10 | 7336 | SPEARFISH | Army | 081 | Lawrence | 2490 | Spearfish | 1 | 0.96 | 0.907 | 1.131 | 1.131 | 1.144 | 0.944 | 1.231 | 1.131 | 2.267
US | United States | 46 | South Dakota | FXNJ0001 | 1819 | ELLSWORTH RADIO RELAY ANNEX SITE # 1 | Air Force | 081 | Lawrence | 9999 | Unknown | 1 | 0.96 | 0.907 | 1.131 | 1.131 | 1.144 | 0.944 | 1.231 | 1.131 | 2.267
US | United States | 46 | South Dakota | 46A25 | 4309 | CANTON MVSB | Army | 083 | Lincoln | 0470 | Canton | 1 | 0.96 | 0.907 | 1.131 | 1.131 | 1.144 | 0.944 | 1.231 | 1.131 | 2.267
US | United States | 46 | South Dakota | 710700 | 710700 | 7500 S. PEREGRINE PL SIOUX FALLS | Army | 083 | Lincoln | 2590 | Tea | 1 | 0.96
US | United States | 46 | South Dakota | 710364 | 710364 | 1710 NORTH WEDGEWOOD SIOUX FALLS | Army | 083 | Lincoln | 3050 | Worthing | 1 | 0.96
US | United States | 46 | South Dakota | 46B90 | 7122 | SALEM | Army | 087 | McCook | 2390 | Salem | 1 | 0.96 | 0.907 | 1.131 | 1.131 | 1.144 | 0.944 | 1.231 | 1.131 | 2.267
US | United States | 46 | South Dakota | 46T70 | 7129 | SALEM TA | Army | 087 | McCook | 2390 | Salem | 1 | 0.96 | 0.907 | 1.131 | 1.131 | 1.144 | 0.944 | 1.231 | 1.131 | 2.267
US | United States | 46 | South Dakota | 46C15 | 5126 | FT MEADE | Army | 093 | Meade | 1025 | Fort Meade | 1 | 0.96 | 0.907 | 1.131 | 1.131 | 1.144 | 0.944 | 1.231 | 1.131 | 2.267
US | United States | 46 | South Dakota | 18081-10716 | 700875 | VA CENTER FORT MEADE | Army | 093 | Meade | 1025 | Fort Meade | 1 | 0.96
US | United States | 46 | South Dakota | 46C25 | 7454 | STURGIS | Army | 093 | Meade | 2560 | Sturgis | 1 | 0.96 | 0.907 | 1.131 | 1.131 | 1.144 | 0.944 | 1.231 | 1.131 | 2.267
US | United States | 46 | South Dakota | 46C20 | 7455 | STURGIS ARMORY | Army | 093 | Meade | 2560 | Sturgis | 1 | 0.96 | 0.907 | 1.131 | 1.131 | 1.144 | 0.944 | 1.231 | 1.131 | 2.267
US | United States | 46 | South Dakota | 46T69 | 7456 | STURGIS TA (WEYRICH) | Army | 093 | Meade | 2560 | Sturgis | 1 | 0.96 | 0.907 | 1.131 | 1.131 | 1.144 | 0.944 | 1.231 | 1.131 | 2.267
US | United States | 46 | South Dakota | 460NG-10004 | 701157 | SEC 4,5 STURGIS | Army | 093 | Meade | 2560 | Sturgis | 1 | 0.96 | 0.907 | 1.131 | 1.131 | 1.144 | 0.944 | 1.231 | 1.131 | 2.267
US | United States | 46 | South Dakota | FXCV0001 | 1713 | ELLSWORTH COMM ANNEX TRANSMITTER SITE # 1 | Air Force | 093 | Meade | 9999 | Unknown | 1 | 0.96 | 0.907 | 1.131 | 1.131 | 1.144 | 0.944 | 1.231 | 1.131 | 2.267
US | United States | 46 | South Dakota | N00128-SD | 1211 | NAVOPSPTCEN SIOUX FALLS SD | Navy | 099 | Minnehaha | 2450 | Sioux Falls | 0.98 | 0.95 | 0.907 | 1.131 | 1.131 | 1.144 | 0.944 | 1.231 | 1.131 | 2.267
US | United States | 46 | South Dakota | 46655 | 5652 | JONAS H. LIEN AFRC | Army | 099 | Minnehaha | 2450 | Sioux Falls | 0.98 | 0.95 | 0.907 | 1.131 | 1.131 | 1.144 | 0.944 | 1.231 | 1.131 | 2.267
US | United States | 46 | South Dakota | 46C02 | 7286 | SIOUX FALLS - ARMORY FOSS FLD | Army | 099 | Minnehaha | 2450 | Sioux Falls | 0.98 | 0.95 | 0.907 | 1.131 | 1.131 | 1.144 | 0.944 | 1.231 | 1.131 | 2.267
US | United States | 46 | South Dakota | 4672A | 7288 | SIOUX FALLS USARC | Army | 099 | Minnehaha | 2450 | Sioux Falls | 0.98 | 0.95 | 0.907 | 1.131 | 1.131 | 1.144 | 0.944 | 1.231 | 1.131 | 2.267
US | United States | 46 | South Dakota | 46C03 | 7289 | SIOUX FALLS UTES | Army | 099 | Minnehaha | 2450 | Sioux Falls | 0.98 | 0.95 | 0.907 | 1.131 | 1.131 | 1.144 | 0.944 | 1.231 | 1.131 | 2.267
US | United States | 46 | South Dakota | 46070 | 9414 | Sioux Falls AFRC | Army | 099 | Minnehaha | 2450 | Sioux Falls | 0.98 | 0.95 | 0.907 | 1.131 | 1.131 | 1.144 | 0.944 | 1.231 | 1.131 | 2.267
US | United States | 46 | South Dakota | 460NG-10001 | 701154 | MINNEHAHA COUNTY SIOUX FALLS | Army | 099 | Minnehaha | 2450 | Sioux Falls | 0.98 | 0.95 | 0.907 | 1.131 | 1.131 | 1.144 | 0.944 | 1.231 | 1.131 | 2.267
US | United States | 46 | South Dakota | 460NG-10003 | 701156 | SEC 35, T102N, R49W OF THE 5TH PM SIOUX FALLS | Army | 099 | Minnehaha | 2450 | Sioux Falls | 0.98 | 0.95 | 0.907 | 1.131 | 1.131 | 1.144 | 0.944 | 1.231 | 1.131 | 2.267
US | United States | 46 | South Dakota | 460NG-10005 | 701158 | SW1/4NE1/4 AND THE NW1/4SE1/4 OF SIOUX FALLS | Army | 099 | Minnehaha | 2450 | Sioux Falls | 0.98 | 0.95 | 0.907 | 1.131 | 1.131 | 1.144 | 0.944 | 1.231 | 1.131 | 2.267
US | United States | 46 | South Dakota | 70132-10281 | 701552 | 2313 S. LYNDALE AVE SIOUX FALLS | Army | 099 | Minnehaha | 2450 | Sioux Falls | 0.98 | 0.95
US | United States | 46 | South Dakota | 82387-12406 | 704516 | N LOUISE AVE SIOUX FALLS | Army | 099 | Minnehaha | 2450 | Sioux Falls | 0.98 | 0.95
US | United States | 46 | South Dakota | 82387-12827 | 704937 | S LOUISE AVE SIOUX FALLS | Army | 099 | Minnehaha | 2450 | Sioux Falls | 0.98 | 0.95
US | United States | 46 | South Dakota | 82387-13180 | 705289 | W 41ST ST SIOUX FALLS | Army | 099 | Minnehaha | 2450 | Sioux Falls | 0.98 | 0.95
US | United States | 46 | South Dakota | 82387-13181 | 705290 | W 49TH ST SIOUX FALLS | Army | 099 | Minnehaha | 2450 | Sioux Falls | 0.98 | 0.95
US | United States | 46 | South Dakota | 710212 | 710212 | 4301 W 57TH STREET SIOUX FALLS | Army | 099 | Minnehaha | 2450 | Sioux Falls | 0.98 | 0.95
US | United States | 46 | South Dakota | 710527 | 710527 | 4000 W. NEWCOMB SIOUX FALLS | Army | 099 | Minnehaha | 2450 | Sioux Falls | 0.98 | 0.95
US | United States | 46 | South Dakota | 710528 | 710528 | 7100 EAST MADISON SIOUX FALLS | Army | 099 | Minnehaha | 2450 | Sioux Falls | 0.98 | 0.95
US | United States | 46 | South Dakota | 710532 | 710532 | 4604 W. NEWCOMB DRIV SIOUX FALLS | Army | 099 | Minnehaha | 2450 | Sioux Falls | 0.98 | 0.95
US | United States | 46 | South Dakota | 710848 | 710848 | 803 JAYME CIRCLE SIOUX FALLS | Army | 099 | Minnehaha | 2450 | Sioux Falls | 0.98 | 0.95
US | United States | 46 | South Dakota | 710859 | 710859 | 4301 W 57TH STR SIOUX FALLS | Army | 099 | Minnehaha | 2450 | Sioux Falls | 0.98 | 0.95
US | United States | 46 | South Dakota | 710927 | 710927 | 4000 WEST NEWCOMB DRIVE SIOUX FALLS | Army | 099 | Minnehaha | 2450 | Sioux Falls | 0.98 | 0.95
US | United States | 46 | South Dakota | 710951 | 710951 | 2801 S KIWANIS AVE SIOUX FALLS | Army | 099 | Minnehaha | 2450 | Sioux Falls | 0.98 | 0.95
US | United States | 46 | South Dakota | 711009 | 711009 | 517 SOLAR AVENUE SIOUX FALLS | Army | 099 | Minnehaha | 2450 | Sioux Falls | 0.98 | 0.95
US | United States | 46 | South Dakota | 711015 | 711015 | 4817 SOUTH GALWAY AV SIOUX FALLS | Army | 099 | Minnehaha | 2450 | Sioux Falls | 0.98 | 0.95
US | United States | 46 | South Dakota | 711167 | 711167 | 211 N. EVERGREEN DRI SIOUX FALLS | Army | 099 | Minnehaha | 2450 | Sioux Falls | 0.98 | 0.95
US | United States | 46 | South Dakota | LUXC0001 | 2398 | JOE FOSS FIELD SITE # 1 | Air Force | 099 | Minnehaha | 9999 | Unknown | 0.98 | 0.95 | 0.907 | 1.131 | 1.131 | 1.144 | 0.944 | 1.231 | 1.131 | 2.267
US | United States | 46 | South Dakota | 46A65 | 4950 | FLANDREAU ARMORY | Army | 101 | Moody | 1010 | Flandreau | 1 | 0.96 | 0.907 | 1.131 | 1.131 | 1.144 | 0.944 | 1.231 | 1.131 | 2.267
US | United States | 46 | South Dakota | 46A66 | 4951 | FLANDREAU MVSC | Army | 101 | Moody | 1010 | Flandreau | 1 | 0.96 | 0.907 | 1.131 | 1.131 | 1.144 | 0.944 | 1.231 | 1.131 | 2.267
US | United States | 46 | South Dakota | 18081-10087 | 700246 | 2100 SOUTH 7TH ELLSWORTH AFB | Army | 103 | Pennington | 0885 | Ellsworth AFB | 1.01 | 0.97
US | United States | 46 | South Dakota | 46B75 | 4281 | CAMP RAPID | Army | 103 | Pennington | 2250 | Rapid City | 1.01 | 0.97 | 0.907 | 1.131 | 1.131 | 1.144 | 0.944 | 1.231 | 1.131 | 2.267
US | United States | 46 | South Dakota | 46B80 | 4861 | ELLSWORTH | Army | 103 | Pennington | 2250 | Rapid City | 1.01 | 0.97 | 0.907 | 1.131 | 1.131 | 1.144 | 0.944 | 1.231 | 1.131 | 2.267
US | United States | 46 | South Dakota | 46B65 | 6933 | RANGE ROAD ARMORY | Army | 103 | Pennington | 2250 | Rapid City | 1.01 | 0.97 | 0.907 | 1.131 | 1.131 | 1.144 | 0.944 | 1.231 | 1.131 | 2.267
US | United States | 46 | South Dakota | 46B70 | 6934 | RAPID CITY AASF/ARMORY | Army | 103 | Pennington | 2250 | Rapid City | 1.01 | 0.97 | 0.907 | 1.131 | 1.131 | 1.144 | 0.944 | 1.231 | 1.131 | 2.267
US | United States | 46 | South Dakota | 46B73 | 6935 | RAPID CITY CSMS | Army | 103 | Pennington | 2250 | Rapid City | 1.01 | 0.97 | 0.907 | 1.131 | 1.131 | 1.144 | 0.944 | 1.231 | 1.131 | 2.267
US | United States | 46 | South Dakota | 46B76 | 7848 | WEST CAMP | Army | 103 | Pennington | 2250 | Rapid City | 1.01 | 0.97 | 0.907 | 1.131 | 1.131 | 1.144 | 0.944 | 1.231 | 1.131 | 2.267
US | United States | 46 | South Dakota | 18081-10086 | 700245 | 2100 7TH ST RAPID CITY | Army | 103 | Pennington | 2250 | Rapid City | 1.01 | 0.97
US | United States | 46 | South Dakota | 18081-10400 | 700559 | LOT 8 SEC 21 T5N BIG BEND | Army | 103 | Pennington | 2250 | Rapid City | 1.01 | 0.97
US | United States | 46 | South Dakota | 82387-12426 | 704536 | N MAPLE AVE PIERRE | Army | 103 | Pennington | 2250 | Rapid City | 1.01 | 0.97
US | United States | 46 | South Dakota | EZMN0001 | 1645 | DAKOTA RIDGE FAMILY HOUSING ANNEX SITE # 1 | Air Force | 103 | Pennington | 9999 | Unknown | 1.01 | 0.97 | 0.907 | 1.131 | 1.131 | 1.144 | 0.944 | 1.231 | 1.131 | 2.267
US | United States | 46 | South Dakota | FXBM0001 | 1711 | ELLSWORTH AFB SITE # 1 | Air Force | 103 | Pennington | 9999 | Unknown | 1.01 | 0.97 | 0.907 | 1.131 | 1.131 | 1.144 | 0.944 | 1.231 | 1.131 | 2.267
US | United States | 46 | South Dakota | FXBS0001 | 1712 | ELLSWORTH ACADEMIC ANNEX SITE # 1 | Air Force | 103 | Pennington | 9999 | Unknown | 1.01 | 0.97 | 0.907 | 1.131 | 1.131 | 1.144 | 0.944 | 1.231 | 1.131 | 2.267
US | United States | 46 | South Dakota | FXDE0001 | 1714 | ELLSWORTH FAMILY HOUSING ANNEX #3 SITE # 1 | Air Force | 103 | Pennington | 9999 | Unknown | 1.01 | 0.97 | 0.907 | 1.131 | 1.131 | 1.144 | 0.944 | 1.231 | 1.131 | 2.267
US | United States | 46 | South Dakota | FXDF0001 | 1715 | ELLSWORTH FAMILY HOUSING ANNEX #4 SITE # 1 | Air Force | 103 | Pennington | 9999 | Unknown | 1.01 | 0.97 | 0.907 | 1.131 | 1.131 | 1.144 | 0.944 | 1.231 | 1.131 | 2.267
US | United States | 46 | South Dakota | FXEL0001 | 1725 | ELLSWORTH AF MISSILE SITE B8 SITE # 1 | Air Force | 103 | Pennington | 9999 | Unknown | 1.01 | 0.97 | 0.907 | 1.131 | 1.131 | 1.144 | 0.944 | 1.231 | 1.131 | 2.267
US | United States | 46 | South Dakota | FXFH0001 | 1742 | ELLSWORTH AF MISSILE SITE D7 SITE # 1 | Air Force | 103 | Pennington | 9999 | Unknown | 1.01 | 0.97 | 0.907 | 1.131 | 1.131 | 1.144 | 0.944 | 1.231 | 1.131 | 2.267
US | United States | 46 | South Dakota | 46B00 | 5864 | LEMMON ARMORY | Army | 105 | Perkins | 1620 | Lemmon | 1 | 0.96 | 0.907 | 1.131 | 1.131 | 1.144 | 0.944 | 1.231 | 1.131 | 2.267
US | United States | 46 | South Dakota | 46B05 | 5865 | LEMMON MAINTENANCE | Army | 105 | Perkins | 1620 | Lemmon | 1 | 0.96 | 0.907 | 1.131 | 1.131 | 1.144 | 0.944 | 1.231 | 1.131 | 2.267
US | United States | 46 | South Dakota | 46355 | 6487 | NG LEMMON | Army | 105 | Perkins | 1620 | Lemmon | 1 | 0.96 | 0.907 | 1.131 | 1.131 | 1.144 | 0.944 | 1.231 | 1.131 | 2.267
US | United States | 46 | South Dakota | 46C05 | 7290 | SISSETON | Army | 109 | Roberts | 2460 | Sisseton | 1 | 0.96 | 0.907 | 1.131 | 1.131 | 1.144 | 0.944 | 1.231 | 1.131 | 2.267
US | United States | 46 | South Dakota | 46T64 | 7291 | SISSETON TA | Army | 109 | Roberts | 2460 | Sisseton | 1 | 0.96 | 0.907 | 1.131 | 1.131 | 1.144 | 0.944 | 1.231 | 1.131 | 2.267
US | United States | 46 | South Dakota | 460NG-10002 | 701155 | ROBERTS COUNTY SISSETON | Army | 109 | Roberts | 2460 | Sisseton | 1 | 0.96 | 0.907 | 1.131 | 1.131 | 1.144 | 0.944 | 1.231 | 1.131 | 2.267
US | United States | 46 | South Dakota | 18081-10687 | 700846 | T41R46, T41R45, T42R44, T42R43, OGLALA | Army | 113 | Shannon | 2032 | Oglala | 1 | 0.96
US | United States | 46 | South Dakota | ATPZ0001 | 1422 | BADLANDS AIR FORCE RANGE SITE # 1 | Air Force | 113 | Shannon | 9999 | Unknown | 1 | 0.96 | 0.907 | 1.131 | 1.131 | 1.144 | 0.944 | 1.231 | 1.131 | 2.267
US | United States | 46 | South Dakota | 46T65 | 6960 | REDFIELD TA | Army | 115 | Spink | 0650 | Conde | 1 | 0.96 | 0.907 | 1.131 | 1.131 | 1.144 | 0.944 | 1.231 | 1.131 | 2.267
US | United States | 46 | South Dakota | 46B85 | 6959 | REDFIELD | Army | 115 | Spink | 2280 | Redfield | 1 | 0.96 | 0.907 | 1.131 | 1.131 | 1.144 | 0.944 | 1.231 | 1.131 | 2.267
US | United States | 46 | South Dakota | 460NG-10006 | 701159 | T117N, R64W 5TH P.M. REDFIELD | Army | 115 | Spink | 2280 | Redfield | 1 | 0.96 | 0.907 | 1.131 | 1.131 | 1.144 | 0.944 | 1.231 | 1.131 | 2.267
US | United States | 46 | South Dakota | 46C65 | 7942 | WINNER | Army | 123 | Tripp | 3010 | Winner | 1 | 0.96 | 0.907 | 1.131 | 1.131 | 1.144 | 0.944 | 1.231 | 1.131 | 2.267
US | United States | 46 | South Dakota | 46A62 | 4850 | ELK POINT | Army | 127 | Union | 0870 | Elk Point | 1 | 0.96 | 0.907 | 1.131 | 1.131 | 1.144 | 0.944 | 1.231 | 1.131 | 2.267
US | United States | 46 | South Dakota | 46A94 | 3899 | AUSTIN/ROSENBAUM TA | Army | 127 | Union | 1490 | Jefferson | 1 | 0.96 | 0.907 | 1.131 | 1.131 | 1.144 | 0.944 | 1.231 | 1.131 | 2.267
US | United States | 46 | South Dakota | 18081-10285 | 700444 | CIVIL TOWNSHIP 90-04, SECTION 29,30 JEFFERSON | Army | 127 | Union | 1490 | Jefferson | 1 | 0.96
US | United States | 46 | South Dakota | 710365 | 710365 | 1444 SOUTH DERBY ROA DAKOTA DUNES | Army | 127 | Union | 9999 | Unknown | 1 | 0.96
US | United States | 46 | South Dakota | 46C75 | 7985 | YANKTON | Army | 135 | Yankton | 3070 | Yankton | 1 | 0.96 | 0.907 | 1.131 | 1.131 | 1.144 | 0.944 | 1.231 | 1.131 | 2.267
US | United States | 47 | Tennessee | 47A70 | 4462 | CLINTON | Army | 001 | Anderson | 0440 | Clinton | 0.83 | 0.82 | 1.143 | 1.131 | 1.131 | 0.657 | 0.667 | 2.308 | 1.131 | 0.632
US | United States | 47 | Tennessee | 47755 | 6586 | OAK RIDGE USARC | Army | 001 | Anderson | 1850 | Oak Ridge | 0.83 | 0.82 | 1.143 | 1.131 | 1.131 | 0.657 | 0.667 | 2.308 | 1.131 | 0.632
US | United States | 47 | Tennessee | 47D30 | 7255 | SHELBYVILLE | Army | 003 | Bedford | 2200 | Shelbyville | 0.83 | 0.82 | 1.143 | 1.131 | 1.131 | 0.657 | 0.667 | 2.308 | 1.131 | 0.632
US | United States | 47 | Tennessee | 47A35 | 4222 | CAMDEN | Army | 005 | Benton | 0330 | Camden | 0.83 | 0.82 | 1.143 | 1.131 | 1.131 | 0.657 | 0.667 | 2.308 | 1.131 | 0.369
US | United States | 47 | Tennessee | 82387-12027 | 704137 | HUNTER'S CROSSING DR ALCOA | Army | 009 | Blount | 0030 | Alcoa | 0.83 | 0.82
US | United States | 47 | Tennessee | AECW0001 | 1358 | ALCOA AGS SITE # 1 | Air Force | 009 | Blount | 1464 | Louisville | 0.83 | 0.82
US | United States | 47 | Tennessee | PSXE0001 | 2794 | MCGHEE TYSON AIRPORT SITE # 1 | Air Force | 009 | Blount | 1464 | Louisville | 0.83 | 0.82 | 1.143 | 1.131 | 1.131 | 0.657 | 0.667 | 2.308 | 1.131 | 0.501
US | United States | 47 | Tennessee | 47B77 | 3690 | AASF 2 | Army | 009 | Blount | 1464 | Louisville | 0.83 | 0.82 | 1.143 | 1.131 | 1.131 | 0.657 | 0.667 | 2.308 | 1.131 | 0.501
US | United States | 47 | Tennessee | 47C40 | 6105 | MARYVILLE | Army | 009 | Blount | 1570 | Maryville | 0.83 | 0.82 | 1.143 | 1.131 | 1.131 | 0.657 | 0.667 | 2.308 | 1.131 | 0.632
US | United States | 47 | Tennessee | 710304 | 710304 | 2027 OLD NILES FERRY ROAD MARYVILLE | Army | 009 | Blount | 1570 | Maryville | 0.83 | 0.82
US | United States | 47 | Tennessee | 710620 | 710620 | 2027 NILES FERRY ROAD MARYVILLE | Army | 009 | Blount | 1570 | Maryville | 0.83 | 0.82
US | United States | 47 | Tennessee | 47A65 | 4458 | CLEVELAND | Army | 011 | Bradley | 0420 | Cleveland | 0.83 | 0.82 | 1.143 | 1.131 | 1.131 | 0.657 | 0.667 | 2.308 | 1.131 | 0.632
US | United States | 47 | Tennessee | 470NG-10001 | 701160 | 25TH ST NW CLEVELAND | Army | 011 | Bradley | 0420 | Cleveland | 0.83 | 0.82
US | United States | 47 | Tennessee | 82387-12623 | 704733 | PAUL HUFF PKWY CLEVELAND | Army | 011 | Bradley | 0420 | Cleveland | 0.83 | 0.82
US | United States | 47 | Tennessee | 47B48 | 5568 | JACKSBORO | Army | 013 | Campbell | 1198 | Jacksboro | 0.83 | 0.82 | 1.143 | 1.131 | 1.131 | 0.657 | 0.667 | 2.308 | 1.131 | 0.632
US | United States | 47 | Tennessee | 47B45 | 5505 | HUNTINGDON | Army | 017 | Carroll | 1180 | Huntingdon | 0.83 | 0.82 | 1.143 | 1.131 | 1.131 | 0.657 | 0.667 | 2.308 | 1.131 | 0.369
US | United States | 47 | Tennessee | 47C25 | 6132 | MCKENZIE | Army | 017 | Carroll | 1510 | McKenzie | 0.83 | 0.82 | 1.143 | 1.131 | 1.131 | 0.657 | 0.667 | 2.308 | 1.131 | 0.369
US | United States | 47 | Tennessee | 47B10 | 4846 | ELIZABETHTON | Army | 019 | Carter | 0760 | Elizabethton | 0.83 | 0.82 | 1.143 | 1.131 | 1.131 | 0.657 | 0.667 | 2.308 | 1.131 | 0.632
US | United States | 47 | Tennessee | 47695 | 5641 | JOHNSON CITY USARC | Army | 019 | Carter | 0760 | Elizabethton | 0.83 | 0.82 | 1.143 | 1.131 | 1.131 | 0.657 | 0.667 | 2.308 | 1.131 | 0.632
US | United States | 47 | Tennessee | 47A07 | 3865 | ASHLAND CITY | Army | 021 | Cheatham | 0100 | Ashland City | 0.83 | 0.82 | 1.143 | 1.131 | 1.131 | 0.657 | 0.667 | 2.308 | 1.131 | 0.369
US | United States | 47 | Tennessee | 47B35 | 5418 | HENDERSON | Army | 023 | Chester | 1080 | Henderson | 0.83 | 0.82 | 1.143 | 1.131 | 1.131 | 0.657 | 0.667 | 2.308 | 1.131 | 0.369
US | United States | 47 | Tennessee | 47C72 | 6409 | NEW TAZEWELL | Army | 025 | Claiborne | 1795 | New Tazewell | 0.83 | 0.82 | 1.143 | 1.131 | 1.131 | 0.657 | 0.667 | 2.308 | 1.131 | 0.501
US | United States | 47 | Tennessee | 47C80 | 6424 | NEWPORT | Army | 029 | Cocke | 1780 | Newport | 0.83 | 0.82 | 1.143 | 1.131 | 1.131 | 0.657 | 0.667 | 2.308 | 1.131 | 0.632
US | United States | 47 | Tennessee | 47D80 | 7635 | TULLAHOMA | Army | 031 | Coffee | 2470 | Tullahoma | 0.89 | 0.87 | 1.143 | 1.131 | 1.131 | 0.657 | 0.667 | 2.308 | 1.131 | 0.369
US | United States | 47 | Tennessee | 47D85 | 7740 | VTS TULLAHOMA | Army | 031 | Coffee | 2470 | Tullahoma | 0.89 | 0.87 | 1.143 | 1.131 | 1.131 | 0.657 | 0.667 | 2.308 | 1.131 | 0.369
US | United States | 47 | Tennessee | 82387-12395 | 704505 | N JACKSON ST TULLAHOMA | Army | 031 | Coffee | 2470 | Tullahoma | 0.89 | 0.87
US | United States | 47 | Tennessee | ANZY0001 | 1392 | ARNOLD SITE # 1 | Air Force | 031 | Coffee | 9999 | Unknown | 0.89 | 0.87 | 1.143 | 1.131 | 1.131 | 0.657 | 0.667 | 2.308 | 1.131 | 0.501
US | United States | 47 | Tennessee | 47A05 | 3730 | ALAMO | Army | 033 | Crockett | 0020 | Alamo | 0.83 | 0.82 | 1.143 | 1.131 | 1.131 | 0.657 | 0.667 | 2.308 | 1.131 | 0.369
US | United States | 47 | Tennessee | 47A90 | 4598 | CROSSVILLE | Army | 035 | Cumberland | 0540 | Crossville | 0.83 | 0.82 | 1.143 | 1.131 | 1.131 | 0.657 | 0.667 | 2.308 | 1.131 | 0.632
US | United States | 47 | Tennessee | 82387-10383 | 702494 | 1784 N MAIN STREET CROSSVILLE | Army | 035 | Cumberland | 0540 | Crossville | 0.83 | 0.82
US | United States | 47 | Tennessee | 82387-13100 | 705210 | TWO MILE PKWY GOODLETTSVILLE | Army | 037 | Davidson | 0960 | Goodlettsville | 0.83 | 0.82
US | United States | 47 | Tennessee | 82387-10377 | 702488 | 1722 GALLATIN PIKE N MADISON | Army | 037 | Davidson | 1535 | Madison | 0.83 | 0.82
US | United States | 47 | Tennessee | N00128-TN | 1207 | NAVOPSPTCEN NASHVILLE TN | Navy | 037 | Davidson | 1760 | Nashville | 0.83 | 0.82 | 1.143 | 1.131 | 1.131 | 0.657 | 0.667 | 2.308 | 1.131 | 0.501
US | United States | 47 | Tennessee | N00128-TS | 1259 | NAVOPSPTCEN NASHVILLE TN 1 | Navy | 037 | Davidson | 1760 | Nashville | 0.83 | 0.82 | 1.143 | 1.131 | 1.131 | 0.657 | 0.667 | 2.308 | 1.131 | 0.507
US | United States | 47 | Tennessee | 47727 | 5802 | CSM PAUL B. HUFF USARC | Army | 037 | Davidson | 1760 | Nashville | 0.83 | 0.82 | 1.143 | 1.131 | 1.131 | 0.657 | 0.667 | 2.308 | 1.131 | 0.501
US | United States | 47 | Tennessee | 47726 | 5994 | LYELL AFRC/AMSA #153(G) | Army | 037 | Davidson | 1760 | Nashville | 0.83 | 0.82 | 1.143 | 1.131 | 1.131 | 0.657 | 0.667 | 2.308 | 1.131 | 0.501
US | United States | 47 | Tennessee | 47C70 | 6356 | NASHVILLE | Army | 037 | Davidson | 1760 | Nashville | 0.83 | 0.82 | 1.143 | 1.131 | 1.131 | 0.657 | 0.667 | 2.308 | 1.131 | 0.632
US | United States | 47 | Tennessee | 47C68 | 6358 | NASHVILLE LEASED ARMORY | Army | 037 | Davidson | 1760 | Nashville | 0.83 | 0.82 | 1.143 | 1.131 | 1.131 | 0.657 | 0.667 | 2.308 | 1.131 | 0.501
US | United States | 47 | Tennessee | 82387-10589 | 702700 | 2505 PERIMETER PL DR NASHVILLE | Army | 037 | Davidson | 1760 | Nashville | 0.83 | 0.82
US | United States | 47 | Tennessee | 82387-11067 | 703178 | 640 GRASSMERE PRK DR NASHVILLE | Army | 037 | Davidson | 1760 | Nashville | 0.83 | 0.82
US | United States | 47 | Tennessee | 82387-11613 | 703724 | DONNELSON PIKE NASHVILLE | Army | 037 | Davidson | 1760 | Nashville | 0.83 | 0.82
US | United States | 47 | Tennessee | 82387-11810 | 703921 | ELM HILL PIKE NASHVILLE | Army | 037 | Davidson | 1760 | Nashville | 0.83 | 0.82
US | United States | 47 | Tennessee | 82387-12377 | 704487 | N GALLATIN RD NASHVILLE | Army | 037 | Davidson | 1760 | Nashville | 0.83 | 0.82
US | United States | 47 | Tennessee | 82387-13074 | 705184 | THOMSPON LANE NASHVILLE | Army | 037 | Davidson | 1760 | Nashville | 0.83 | 0.82
US | United States | 47 | Tennessee | 710409 | 710409 | 442 FLINTLOCK COURT NASHVILLE | Army | 037 | Davidson | 1760 | Nashville | 0.83 | 0.82
US | United States | 47 | Tennessee | 710755 | 710755 | 3067 HARPETH SPRINGS NASHVILLE | Army | 037 | Davidson | 1760 | Nashville | 0.83 | 0.82
US | United States | 47 | Tennessee | 711261 | 711261 | 20 BRIDGESTONE PARK NASHVILLE | Army | 037 | Davidson | 1760 | Nashville | 0.83 | 0.82
US | United States | 47 | Tennessee | BKTZ0001 | 1477 | NASHVILLE IAP SITE # 1 | Air Force | 037 | Davidson | 9999 | Unknown | 0.83 | 0.82 | 1.143 | 1.131 | 1.131 | 0.657 | 0.667 | 2.308 | 1.131 | 0.501
US | United States | 47 | Tennessee | 47D00 | 6708 | PARSONS | Army | 039 | Decatur | 1930 | Parsons | 0.83 | 0.82 | 1.143 | 1.131 | 1.131 | 0.657 | 0.667 | 2.308 | 1.131 | 0.369
US | United States | 47 | Tennessee | 47A95 | 4724 | DICKSON | Army | 043 | Dickson | 0640 | Dickson | 0.83 | 0.82 | 1.143 | 1.131 | 1.131 | 0.657 | 0.667 | 2.308 | 1.131 | 0.369
US | United States | 47 | Tennessee | 82387-11996 | 704106 | HIGHWAY 46 DICKSON | Army | 043 | Dickson | 0640 | Dickson | 0.83 | 0.82
US | United States | 47 | Tennessee | 47B05 | 4785 | DYERSBURG | Army | 045 | Dyer | 0710 | Dyersburg | 0.83 | 0.82 | 1.143 | 1.131 | 1.131 | 0.657 | 0.667 | 2.308 | 1.131 | 0.369
US | United States | 47 | Tennessee | 82387-11998 | 704108 | HIGHWAY 51 DYERSBURG | Army | 045 | Dyer | 0710 | Dyersburg | 0.83 | 0.82
US | United States | 47 | Tennessee | 47B52 | 5597 | JAMESTOWN | Army | 049 | Fentress | 1210 | Jamestown | 0.83 | 0.82 | 1.143 | 1.131 | 1.131 | 0.657 | 0.667 | 2.308 | 1.131 | 0.632
US | United States | 47 | Tennessee | 82387-10334 | 702445 | 1600 N JACKSON ST TULLAHOMA | Army | 051 | Franklin | 2470 | Tullahoma | 0.89 | 0.87
US | United States | 47 | Tennessee | 47E05 | 7932 | WINCHESTER | Army | 051 | Franklin | 2600 | Winchester | 0.89 | 0.87 | 1.143 | 1.131 | 1.131 | 0.657 | 0.667 | 2.308 | 1.131 | 0.369
US | United States | 47 | Tennessee | 47B40 | 5500 | HUMBOLDT | Army | 053 | Gibson | 1170 | Humboldt | 0.83 | 0.82 | 1.143 | 1.131 | 1.131 | 0.657 | 0.667 | 2.308 | 1.131 | 0.369
US | United States | 47 | Tennessee | 710909 | 710909 | 226 STONERIDGE COVE MEDINA | Army | 053 | Gibson | 1600 | Medina | 0.83 | 0.82
US | United States | 47 | Tennessee | 711241 | 711241 | 217 LANDCASTER DRIVE MEDINA | Army | 053 | Gibson | 1600 | Medina | 0.83 | 0.82
US | United States | 47 | Tennessee | 47475 | 6196 | MILAN AAP | Army | 053 | Gibson | 1640 | Milan | 0.83 | 0.82 | 1.143 | 1.131 | 1.131 | 0.657 | 0.667 | 2.308 | 1.131 | 0.369
US | United States | 47 | Tennessee | 47545 | 7738 | VTS MILAN | Army | 053 | Gibson | 1640 | Milan | 0.83 | 0.82 | 1.143 | 1.131 | 1.131 | 0.657 | 0.667 | 2.308 | 1.131 | 0.369
US | United States | 47 | Tennessee | 18081-10469 | 700628 | OFF-POST GNDWTR INVS MILAN | Army | 053 | Gibson | 1640 | Milan | 0.83 | 0.82
US | United States | 47 | Tennessee | 47475-10001 | 701167 | GNDWTR INVS | Army | 053 | Gibson | 1640 | Milan | 0.83 | 0.82 | 1.143 | 1.131 | 1.131 | 0.657 | 0.667 | 2.308 | 1.131 | 0.494
US | United States | 47 | Tennessee | 47475-10002 | 701168 | GNDWTR INVS #206 & 207 | Army | 053 | Gibson | 1640 | Milan | 0.83 | 0.82
US | United States | 47 | Tennessee | 47475-10003 | 701169 | GNDWTR INVS #210 & 211 | Army | 053 | Gibson | 1640 | Milan | 0.83 | 0.82
US | United States | 47 | Tennessee | 47475-10004 | 701170 | GNDWTR INVS #218 & 219 | Army | 053 | Gibson | 1640 | Milan | 0.83 | 0.82
US | United States | 47 | Tennessee | 47475-10005 | 701171 | GNDWTR INVS #222 & 223 | Army | 053 | Gibson | 1640 | Milan | 0.83 | 0.82 | 1.143 | 1.131 | 1.131 | 0.657 | 0.667 | 2.308 | 1.131 | 0.494
US | United States | 47 | Tennessee | 47475-10006 | 701172 | GNDWTR INVS #230 & 231 | Army | 053 | Gibson | 1640 | Milan | 0.83 | 0.82 | 1.143 | 1.131 | 1.131 | 0.657 | 0.667 | 2.308 | 1.131 | 0.494
US | United States | 47 | Tennessee | 47475-10007 | 701173 | GNDWTR INVS MI 237 & MI-238 | Army | 053 | Gibson | 1640 | Milan | 0.83 | 0.82 | 1.143 | 1.131 | 1.131 | 0.657 | 0.667 | 2.308 | 1.131 | 0.494
US | United States | 47 | Tennessee | 47475-10008 | 701174 | GNDWTR INVS MI-208 & MI-209 | Army | 053 | Gibson | 1640 | Milan | 0.83 | 0.82 | 1.143 | 1.131 | 1.131 | 0.657 | 0.667 | 2.308 | 1.131 | 0.494
US | United States | 47 | Tennessee | 47475-10009 | 701175 | GNDWTR INVS MI-220,221,241,242 | Army | 053 | Gibson | 1640 | Milan | 0.83 | 0.82 | 1.143 | 1.131 | 1.131 | 0.657 | 0.667 | 2.308 | 1.131 | 0.494
US | United States | 47 | Tennessee | 47475-10010 | 701176 | GNDWTR INVS MI-235 | Army | 053 | Gibson | 1640 | Milan | 0.83 | 0.82 | 1.143 | 1.131 | 1.131 | 0.657 | 0.667 | 2.308 | 1.131 | 0.494
US | United States | 47 | Tennessee | 47475-10011 | 701177 | GNDWTR INVS MI-239 & 240 | Army | 053 | Gibson | 1640 | Milan | 0.83 | 0.82 | 1.143 | 1.131 | 1.131 | 0.657 | 0.667 | 2.308 | 1.131 | 0.494
US | United States | 47 | Tennessee | 47475-10012 | 701178 | GNDWTR INVS MI-427,MI-428,MI-429 | Army | 053 | Gibson | 1640 | Milan | 0.83 | 0.82
US | United States | 47 | Tennessee | 47475-10013 | 701179 | MILAN AGRICULTURE STATION | Army | 053 | Gibson | 1640 | Milan | 0.83 | 0.82
US | United States | 47 | Tennessee | 47D75 | 7589 | TRENTON | Army | 053 | Gibson | 2430 | Trenton | 0.83 | 0.82 | 1.143 | 1.131 | 1.131 | 0.657 | 0.667 | 2.308 | 1.131 | 0.369
US | United States | 47 | Tennessee | 47D05 | 6897 | PULASKI | Army | 055 | Giles | 1980 | Pulaski | 0.83 | 0.82 | 1.143 | 1.131 | 1.131 | 0.657 | 0.667 | 2.308 | 1.131 | 0.369
US | United States | 47 | Tennessee | 47B25 | 5271 | GREENEVILLE | Army | 059 | Greene | 1010 | Greeneville | 0.83 | 0.82 | 1.143 | 1.131 | 1.131 | 0.657 | 0.667 | 2.308 | 1.131 | 0.632
US | United States | 47 | Tennessee | 82387-11650 | 703761 | E ANDREW JOHNSON HWY GREENEVILLE | Army | 059 | Greene | 1010 | Greeneville | 0.83 | 0.82
US | United States | 47 | Tennessee | 82387-13097 | 705207 | TUSCULUM BLVD GREENEVILLE | Army | 059 | Greene | 1010 | Greeneville | 0.83 | 0.82
US | United States | 47 | Tennessee | 47C59 | 6247 | MONTEAGLE | Army | 061 | Grundy | 1677 | Monteagle | 0.89 | 0.87 | 1.143 | 1.131 | 1.131 | 0.657 | 0.667 | 2.308 | 1.131 | 0.632
US | United States | 47 | Tennessee | 47C60 | 6278 | MORRISTOWN | Army | 063 | Hamblen | 1700 | Morristown | 0.83 | 0.82 | 1.143 | 1.131 | 1.131 | 0.657 | 0.667 | 2.308 | 1.131 | 0.632
US | United States | 47 | Tennessee | 82387-11738 | 703849 | E MORRIS BLVD MORRISTOWN | Army | 063 | Hamblen | 1700 | Morristown | 0.83 | 0.82
US | United States | 47 | Tennessee | N00128-CH | 1208 | NAVOPSPTCEN CHATTANOOGA TN | Navy | 065 | Hamilton | 0400 | Chattanooga | 1.01 | 0.97 | 1.143 | 1.131 | 1.131 | 0.657 | 0.667 | 2.308 | 1.131 | 0.501
US | United States | 47 | Tennessee | NTEA0001 | 2513 | LOVELL FIELD AIR NATIONAL GUARD SITE # 1 | Air Force | 065 | Hamilton | 0400 | Chattanooga | 1.01 | 0.97 | 1.143 | 1.131 | 1.131 | 0.657 | 0.667 | 2.308 | 1.131 | 0.501
US | United States | 47 | Tennessee | 47A50 | 4406 | CHATTANOOGA | Army | 065 | Hamilton | 0400 | Chattanooga | 1.01 | 0.97 | 1.143 | 1.131 | 1.131 | 0.657 | 0.667 | 2.308 | 1.131 | 0.632
US | United States | 47 | Tennessee | 47201 | 4407 | CHATTANOOGA (VAAP) USARC | Army | 065 | Hamilton | 0400 | Chattanooga | 0.82 | 0.8 | 1.143 | 1.131 | 1.131 | 0.657 | 0.667 | 2.308 | 1.131 | 0.632
US | United States | 47 | Tennessee | 47616 | 4408 | CHATTANOOGA USARC | Army | 065 | Hamilton | 0400 | Chattanooga | 1.01 | 0.97 | 1.143 | 1.131 | 1.131 | 0.657 | 0.667 | 2.308 | 1.131 | 0.632
US | United States | 47 | Tennessee | 47625 | 5272 | GREENEVILLE USARC | Army | 065 | Hamilton | 0400 | Chattanooga | 1.01 | 0.97 | 1.143 | 1.131 | 1.131 | 0.657 | 0.667 | 2.308 | 1.131 | 0.632
US | United States | 47 | Tennessee | 47615 | 5307 | GUERRY USARC/AMSA #142 (G) | Army | 065 | Hamilton | 0400 | Chattanooga | 1.01 | 0.97 | 1.143 | 1.131 | 1.131 | 0.657 | 0.667 | 2.308 | 1.131 | 0.501
US | United States | 47 | Tennessee | 47855 | 7734 | VOLUNTEER ARMY AMMUNITION PLANT | Army | 065 | Hamilton | 0400 | Chattanooga | 0.82 | 0.8 | 1.143 | 1.131 | 1.131 | 0.657 | 0.667 | 2.308 | 1.131 | 0.501
US | United States | 47 | Tennessee | 01530-10017 | 700018 | ARMORY CHATTANOOGA | Army | 065 | Hamilton | 0400 | Chattanooga | 1.01 | 0.97 | 1.143 | 1.131 | 1.131 | 0.657 | 0.667 | 2.308 | 1.131 | 0.529
US | United States | 47 | Tennessee | 470NG-10004 | 701163 | 6219 LEE HWY CHATTANOOGA | Army | 065 | Hamilton | 0400 | Chattanooga | 1.01 | 0.97
US | United States | 47 | Tennessee | 70132-10747 | 702018 | IGOU GAP RD CHATTANOOGA | Army | 065 | Hamilton | 0400 | Chattanooga | 1.01 | 0.97
US | United States | 47 | Tennessee | 82387-11054 | 703165 | 6219 LEE HIGHWAY CHATTANOOGA | Army | 065 | Hamilton | 0400 | Chattanooga | 1.01 | 0.97
US | United States | 47 | Tennessee | 82387-12125 | 704235 | LEE HWY CHATTANOOGA | Army | 065 | Hamilton | 0400 | Chattanooga | 1.01 | 0.97
US | United States | 47 | Tennessee | 82387-11989 | 704099 | HIGHWAY 153 HIXSON | Army | 065 | Hamilton | 1122 | Hixson | 1.01 | 0.97
US | United States | 47 | Tennessee | 711213 | 711213 | 1820 COLONIAL SHORES HIXSON | Army | 065 | Hamilton | 1122 | Hixson | 1.01 | 0.97
US | United States | 47 | Tennessee | 710761 | 710761 | 6032 SAAB DR OOLTEWAH | Army | 065 | Hamilton | 1885 | Ooltewah | 1.01 | 0.97
US | United States | 47 | Tennessee | 47A15 | 4089 | BOLIVAR | Army | 069 | Hardeman | 0260 | Bolivar | 0.83 | 0.82 | 1.143 | 1.131 | 1.131 | 0.657 | 0.667 | 2.308 | 1.131 | 0.369
US | United States | 47 | Tennessee | 47D20 | 7185 | SAVANNAH | Army | 071 | Hardin | 2140 | Savannah | 0.83 | 0.82 | 1.143 | 1.131 | 1.131 | 0.657 | 0.667 | 2.308 | 1.131 | 0.369
US | United States | 47 | Tennessee | 47D17 | 7053 | ROGERSVILLE | Army | 073 | Hawkins | 2080 | Rogersville | 0.83 | 0.82 | 1.143 | 1.131 | 1.131 | 0.657 | 0.667 | 2.308 | 1.131 | 0.632
US | United States | 47 | Tennessee | 47A30 | 4162 | BROWNSVILLE | Army | 075 | Haywood | 0300 | Brownsville | 0.83 | 0.82 | 1.143 | 1.131 | 1.131 | 0.657 | 0.667 | 2.308 | 1.131 | 0.501
US | United States | 47 | Tennessee | 47C10 | 5888 | LEXINGTON | Army | 077 | Henderson | 1390 | Lexington | 0.83 | 0.82 | 1.143 | 1.225 | 1.225 | 0.657 | 0.667 | 2.308 | 1.225 | 0.369
US | United States | 47 | Tennessee | 47C95 | 6698 | PARIS | Army | 079 | Henry | 1910 | Paris | 0.83 | 0.82 | 1.143 | 1.131 | 1.131 | 0.657 | 0.667 | 2.308 | 1.131 | 0.369
US | United States | 47 | Tennessee | 82387-12288 | 704398 | MINERAL WELLS E PARIS | Army | 079 | Henry | 1910 | Paris | 0.83 | 0.82
US | United States | 47 | Tennessee | 47A40 | 4365 | CENTERVILLE | Army | 081 | Hickman | 0370 | Centerville | 0.83 | 0.82 | 1.143 | 1.131 | 1.131 | 0.657 | 0.667 | 2.308 | 1.131 | 0.369
US | United States | 47 | Tennessee | 47B11 | 7527 | TENNESSEE RIDGE | Army | 083 | Houston | 2385 | Tennessee Ridge | 0.83 | 0.82 | 1.143 | 1.131 | 1.131 | 0.657 | 0.667 | 2.308 | 1.131 | 0.369
US | United States | 47 | Tennessee | 47D97 | 7736 | VTS GORMAN QUARRY LEASE | Army | 085 | Humphreys | 2530 | Waverly | 0.83 | 0.82 | 1.143 | 1.131 | 1.131 | 0.657 | 0.667 | 2.308 | 1.131 | 0.501
US | United States | 47 | Tennessee | 47D95 | 7820 | WAVERLY | Army | 085 | Humphreys | 2530 | Waverly | 0.83 | 0.82 | 1.143 | 1.131 | 1.131 | 0.657 | 0.667 | 2.308 | 1.131 | 0.369
US | United States | 47 | Tennessee | 47B53 | 5613 | JEFFERSON CITY | Army | 089 | Jefferson | 1230 | Jefferson City | 0.83 | 0.82 | 1.143 | 1.131 | 1.131 | 0.657 | 0.667 | 2.308 | 1.131 | 0.369
US | United States | 47 | Tennessee | 70132-10767 | 702038 | POPLAR ST WHITE PINE | Army | 089 | Jefferson | 2570 | White Pine | 0.83 | 0.82
US | United States | 47 | Tennessee | 47C67 | 6298 | MOUNTAIN CITY | Army | 091 | Johnson | 1720 | Mountain City | 0.83 | 0.82 | 1.143 | 1.131 | 1.131 | 0.657 | 0.667 | 2.308 | 1.131 | 0.632
US | United States | 47 | Tennessee | N00128-KN | 1209 | NOSC KNOXVILLE TN | Navy | 093 | Knox | 1300 | Knoxville | 0.83 | 0.82 | 1.143 | 1.131 | 1.131 | 0.657 | 0.667 | 2.308 | 1.131 | 0.501
US | United States | 47 | Tennessee | 4746C | 5435 | HEWGLEY USARC | Army | 093 | Knox | 1300 | Knoxville | 0.83 | 0.82 | 1.143 | 1.131 | 1.131 | 0.657 | 0.667 | 2.308 | 1.131 | 0.501
US | United States | 47 | Tennessee | 47B71 | 5756 | KNOXVILLE CONCORD ST | Army | 093 | Knox | 1300 | Knoxville | 0.83 | 0.82 | 1.143 | 1.131 | 1.131 | 0.657 | 0.667 | 2.308 | 1.131 | 0.632
US | United States | 47 | Tennessee | 47B70 | 5757 | KNOXVILLE SUTHERLAND | Army | 093 | Knox | 1300 | Knoxville | 0.83 | 0.82 | 1.143 | 1.131 | 1.131 | 0.657 | 0.667 | 2.308 | 1.131 | 0.632
US | United States | 47 | Tennessee | 47535 | 7737 | VTS JOHN SEVIER | Army | 093 | Knox | 1300 | Knoxville | 0.83 | 0.82 | 1.143 | 1.131 | 1.131 | 0.657 | 0.667 | 2.308 | 1.131 | 0.501
US | United States | 47 | Tennessee | 70132-10146 | 701417 | 1404 WILLOW CROSSING KNOXVILLE | Army | 093 | Knox | 1300 | Knoxville | 0.83 | 0.82
US | United States | 47 | Tennessee | 70132-10756 | 702027 | MILL RUN KNOXVILLE | Army | 093 | Knox | 1300 | Knoxville | 0.83 | 0.82
US | United States | 47 | Tennessee | 82387-10077 | 702188 | 10733 BELL VALLEY DR KNOXVILLE | Army | 093 | Knox | 1300 | Knoxville | 0.83 | 0.82
US | United States | 47 | Tennessee | 82387-11429 | 703540 | BROOKVALE LN KNOXVILLE | Army | 093 | Knox | 1300 | Knoxville | 0.83 | 0.82
US | United States | 47 | Tennessee | 82387-12548 | 704658 | NORTHSHORE DR NW KNOXVILLE | Army | 093 | Knox | 1300 | Knoxville | 0.83 | 0.82
US | United States | 47 | Tennessee | 82387-12640 | 704750 | PETERS RD KNOXVILLE | Army | 093 | Knox | 1300 | Knoxville | 0.83 | 0.82
US | United States | 47 | Tennessee | 82387-13346 | 705455 | WASHINGTON PIKE KNOXVILLE | Army | 093 | Knox | 1300 | Knoxville | 0.83 | 0.82
US | United States | 47 | Tennessee | 710154 | 710154 | 9745 PARKSIDE DR KNOXVILLE | Army | 093 | Knox | 1300 | Knoxville | 0.83 | 0.82
US | United States | 47 | Tennessee | 710272 | 710272 | 1541 FOX HOLLOW TRAI KNOXVILLE | Army | 093 | Knox | 1300 | Knoxville | 0.83 | 0.82
US | United States | 47 | Tennessee | 70132-10740 | 702011 | DOGWOOD GLEN LN POWELL | Army | 093 | Knox | 1973 | Powell | 0.83 | 0.82
US | United States | 47 | Tennessee | 47D70 | 7555 | TIPTONVILLE | Army | 095 | Lake | 2390 | Tiptonville | 0.83 | 0.82 | 1.143 | 1.131 | 1.131 | 0.657 | 0.667 | 2.308 | 1.131 | 0.369
US | United States | 47 | Tennessee | 47D10 | 7011 | RIPLEY | Army | 097 | Lauderdale | 2050 | Ripley | 0.83 | 0.82 | 1.143 | 1.131 | 1.131 | 0.657 | 0.667 | 2.308 | 1.131 | 0.369
US | United States | 47 | Tennessee | 47B80 | 5840 | LAWRENCEBURG | Army | 099 | Lawrence | 1350 | Lawrenceburg | 0.83 | 0.82 | 1.143 | 1.131 | 1.131 | 0.657 | 0.667 | 2.308 | 1.131 | 0.369
US | United States | 47 | Tennessee | 47B37 | 5462 | HOHENWALD | Army | 101 | Lewis | 1130 | Hohenwald | 0.83 | 0.82 | 1.143 | 1.131 | 1.131 | 0.657 | 0.667 | 2.308 | 1.131 | 0.369
US | United States | 47 | Tennessee | 47B15 | 4930 | FAYETTEVILLE | Army | 103 | Lincoln | 0840 | Fayetteville | 0.83 | 0.82 | 1.143 | 1.131 | 1.131 | 0.657 | 0.667 | 2.308 | 1.131 | 0.501
US | United States | 47 | Tennessee | 47C00 | 5868 | LENOIR CITY | Army | 105 | Loudon | 1370 | Lenoir City | 0.83 | 0.82 | 1.143 | 1.131 | 1.131 | 0.657 | 0.667 | 2.308 | 1.131 | 0.632
US | United States | 47 | Tennessee | 47A10 | 3874 | ATHENS | Army | 107 | McMinn | 0110 | Athens | 0.83 | 0.82 | 1.143 | 1.131 | 1.131 | 0.657 | 0.667 | 2.308 | 1.131 | 0.632
US | United States | 47 | Tennessee | 82387-11535 | 703646 | CONGRESS PKWY ATHENS | Army | 107 | McMinn | 0110 | Athens | 0.83 | 0.82
US | United States | 47 | Tennessee | 47D25 | 7219 | SELMER | Army | 109 | McNairy | 2160 | Selmer | 0.83 | 0.82 | 1.143 | 1.131 | 1.131 | 0.657 | 0.667 | 2.308 | 1.131 | 0.369
US | United States | 47 | Tennessee | 47B79 | 5774 | LAFAYETTE | Army | 111 | Macon | 1310 | Lafayette | 0.83 | 0.82 | 1.143 | 1.131 | 1.131 | 0.657 | 0.667 | 2.308 | 1.131 | 0.632
US | United States | 47 | Tennessee | 47B50 | 5572 | JACKSON | Army | 113 | Madison | 1200 | Jackson | 0.83 | 0.82 | 1.143 | 1.173 | 1.173 | 0.657 | 0.667 | 2.308 | 1.173 | 0.369
US | United States | 47 | Tennessee | 47B51 | 5574 | JACKSON AIRPORT ARMORY | Army | 113 | Madison | 1200 | Jackson | 0.83 | 0.82 | 1.143 | 1.131 | 1.131 | 0.657 | 0.667 | 2.308 | 1.131 | 0.369
US | United States | 47 | Tennessee | 82387-12710 | 704820 | RIDGECREST RD JACKSON | Army | 113 | Madison | 1200 | Jackson | 0.83 | 0.82
US | United States | 47 | Tennessee | 82387-13151 | 705260 | VANN DR JACKSON | Army | 113 | Madison | 1200 | Jackson | 0.83 | 0.82
US | United States | 47 | Tennessee | 710904 | 710904 | 110 BENT CREEK LANE JACKSON | Army | 113 | Madison | 1200 | Jackson | 0.83 | 0.82
US | United States | 47 | Tennessee | 470NG-10003 | 701162 | 5252 HICKORY HOLLOW PWKY ANTIOCH | Army | 115 | Marion | 0075 | Antioch | 0.83 | 0.82
US | United States | 47 | Tennessee | 70132-10485 | 701756 | 4560 RED BARK COURT ANTIOCH | Army | 115 | Marion | 0075 | Antioch | 0.83 | 0.82
US | United States | 47 | Tennessee | 82387-11798 | 703909 | EDGE-O-LAKE DR ANTIOCH | Army | 115 | Marion | 0075 | Antioch | 0.83 | 0.82
US | United States | 47 | Tennessee | 47C05 | 5878 | LEWISBURG | Army | 117 | Marshall | 1380 | Lewisburg | 0.83 | 0.82 | 1.143 | 1.131 | 1.131 | 0.657 | 0.667 | 2.308 | 1.131 | 0.632
US | United States | 47 | Tennessee | 47A75 | 4504 | COLUMBIA | Army | 119 | Maury | 0470 | Columbia | 0.83 | 0.82 | 1.143 | 1.131 | 1.131 | 0.657 | 0.667 | 2.308 | 1.131 | 0.369
US | United States | 47 | Tennessee | 82387-12536 | 704646 | NORTH SIDE PLZ COLUMBIA | Army | 119 | Maury | 0470 | Columbia | 0.83 | 0.82
US | United States | 47 | Tennessee | 82387-12821 | 704931 | S JAMES CAMPBELL COLUMBIA | Army | 119 | Maury | 0470 | Columbia | 0.83 | 0.82
US | United States | 47 | Tennessee | 711062 | 711062 | 2744 GREENS MILL ROA COLUMBIA | Army | 119 | Maury | 0470 | Columbia | 0.83 | 0.82
US | United States | 47 | Tennessee | 710271 | 710271 | 3037 ROMAIN TRAIL SPRING HILL | Army | 119 | Maury | 2350 | Spring Hill | 0.83 | 0.82
US | United States | 47 | Tennessee | 47D65 | 7483 | SWEETWATER | Army | 123 | Monroe | 2369 | Sweetwater | 0.83 | 0.82 | 1.143 | 1.131 | 1.131 | 0.657 | 0.667 | 2.308 | 1.131 | 0.632
US | United States | 47 | Tennessee | 47A55 | 4447 | CLARKSVILLE | Army | 125 | Montgomery | 0410 | Clarksville | 0.83 | 0.82 | 1.143 | 1.131 | 1.131 | 0.657 | 0.667 | 2.308 | 1.131 | 0.369
US | United States | 47 | Tennessee | 4786A | 4448 | CLARKSVILLE USARC | Army | 125 | Montgomery | 0410 | Clarksville | 0.83 | 0.82 | 1.143 | 1.131 | 1.131 | 0.657 | 0.667 | 2.308 | 1.131 | 0.501
US | United States | 47 | Tennessee | 82387-13395 | 705504 | WILMA RUDOLPH BLVD CLARKSVILLE | Army | 125 | Montgomery | 0410 | Clarksville | 0.83 | 0.82
US | United States | 47 | Tennessee | 82387-13396 | 705505 | WILMA RUDOLPH BLVD CLARKSVILLE 1 | Army | 125 | Montgomery | 0410 | Clarksville | 0.83 | 0.82
US | United States | 47 | Tennessee | 710653 | 710653 | 210 COLLEGE ST CLARKSVILLE | Army | 125 | Montgomery | 0410 | Clarksville | 0.83 | 0.82
US | United States | 47 | Tennessee | 47155 | 3585 | FT CAMPBELL TN | Army | 125 | Montgomery | 0851 | Fort Campbell | 0.83 | 0.82 | 1.214 | 1.131 | 1.131 | 0.722 | 1.889 | 2.154 | 1.131 | 0.501
US | United States | 47 | Tennessee | 47D90 | 7659 | UNION CITY | Army | 131 | Obion | 2480 | Union City | 0.83 | 0.82 | 1.143 | 1.131 | 1.131 | 0.657 | 0.667 | 2.308 | 1.131 | 0.369
US | United States | 47 | Tennessee | 47C20 | 5924 | LIVINGSTON | Army | 133 | Overton | 1420 | Livingston | 0.83 | 0.82 | 1.143 | 1.131 | 1.131 | 0.657 | 0.667 | 2.308 | 1.131 | 0.632
US | United States | 47 | Tennessee | 47C15 | 5929 | LOBELVILLE | Army | 135 | Perry | 1427 | Lobelville | 0.83 | 0.82 | 1.143 | 1.131 | 1.131 | 0.657 | 0.667 | 2.308 | 1.131 | 0.369
US | United States | 47 | Tennessee | 47A80 | 4543 | COOKEVILLE | Army | 141 | Putnam | 0480 | Cookeville | 0.83 | 0.82 | 1.143 | 1.131 | 1.131 | 0.657 | 0.667 | 2.308 | 1.131 | 0.632
US | United States | 47 | Tennessee | 82387-11629 | 703740 | E 10TH ST COOKEVILLE | Army | 141 | Putnam | 0480 | Cookeville | 0.83 | 0.82
US | United States | 47 | Tennessee | 82387-12057 | 704167 | INTERSTATE DR COOKEVILLE | Army | 141 | Putnam | 0480 | Cookeville | 0.83 | 0.82
US | United States | 47 | Tennessee | 47A92 | 4665 | DAYTON | Army | 143 | Rhea | 0590 | Dayton | 0.83 | 0.82 | 1.143 | 1.131 | 1.131 | 0.657 | 0.667 | 2.308 | 1.131 | 0.501
US | United States | 47 | Tennessee | 82387-12198 | 704308 | MAIN ST OAK RIDGE | Army | 145 | Roane | 1850 | Oak Ridge | 0.83 | 0.82
US | United States | 47 | Tennessee | 82387-13095 | 705205 | TULSA RD OAK RIDGE | Army | 145 | Roane | 1850 | Oak Ridge | 0.83 | 0.82
US | United States | 47 | Tennessee | 47D15 | 7046 | ROCKWOOD | Army | 145 | Roane | 2070 | Rockwood | 0.83 | 0.82 | 1.143 | 1.131 | 1.131 | 0.657 | 0.667 | 2.308 | 1.131 | 0.632
US | United States | 47 | Tennessee | 47D60 | 7356 | SPRINGFIELD READINESS CENTER | Army | 147 | Robertson | 2340 | Springfield | 0.83 | 0.82 | 1.143 | 1.131 | 1.131 | 0.657 | 0.667 | 2.308 | 1.131 | 0.632
US | United States | 47 | Tennessee | 47C65 | 6333 | MURFREESBORO | Army | 149 | Rutherford | 1750 | Murfreesboro | 0.83 | 0.82 | 1.143 | 1.131 | 1.131 | 0.657 | 0.667 | 2.308 | 1.131 | 0.632
US | United States | 47 | Tennessee | 82387-10376 | 702487 | 1717 OLD FORT PRKWY MURFREESBORO | Army | 149 | Rutherford | 1750 | Murfreesboro | 0.83 | 0.82
US | United States | 47 | Tennessee | 82387-12084 | 704194 | KEENELAND COMM MURFREESBORO | Army | 149 | Rutherford | 1750 | Murfreesboro | 0.83 | 0.82
US | United States | 47 | Tennessee | 710267 | 710267 | 1407 DUBLIN COURT MURFREESBORO | Army | 149 | Rutherford | 1750 | Murfreesboro | 0.83 | 0.82
US | United States | 47 | Tennessee | 710579 | 710579 | 907 WHITEHALL ROAD MURFREESBORO | Army | 149 | Rutherford | 1750 | Murfreesboro | 0.83 | 0.82
US | United States | 47 | Tennessee | 710759 | 710759 | 503 D'ANN DR. SMYRNA | Army | 149 | Rutherford | 1750 | Murfreesboro | 0.83 | 0.82
US | United States | 47 | Tennessee | 47525 | 7739 | VTS SMYRNA | Army | 149 | Rutherford | 2250 | Smyrna | 0.83 | 0.82 | 1.143 | 1.131 | 1.131 | 0.657 | 0.667 | 2.308 | 1.131 | 0.632
US | United States | 47 | Tennessee | 70132-10114 | 701385 | 1245 LASALLE SMYRNA | Army | 149 | Rutherford | 2250 | Smyrna | 0.83 | 0.82
US | United States | 47 | Tennessee | 710112 | 710112 | 704 RIATA COURT SMYRNA | Army | 149 | Rutherford | 2250 | Smyrna | 0.83 | 0.82
US | United States | 47 | Tennessee | 710581 | 710581 | 104 MICHAEL CIRCLE SMYRNA | Army | 149 | Rutherford | 2250 | Smyrna | 0.83 | 0.82
US | United States | 47 | Tennessee | 47C92 | 6634 | ONEIDA | Army | 151 | Scott | 1880 | Oneida | 0.83 | 0.82 | 1.143 | 1.131 | 1.131 | 0.657 | 0.667 | 2.308 | 1.131 | 0.632
US | United States | 47 | Tennessee | 47B03 | 4778 | DUNLAP | Army | 153 | Sequatchie | 0690 | Dunlap | 0.83 | 0.82 | 1.143 | 1.131 | 1.131 | 0.657 | 0.667 | 2.308 | 1.131 | 0.632
US | United States | 47 | Tennessee | 47D27 | 7224 | SEVIERVILLE | Army | 155 | Sevier | 1948 | Pigeon Forge | 0.83 | 0.82 | 1.143 | 1.131 | 1.131 | 0.657 | 0.667 | 2.308 | 1.131 | 0.632
US | United States | 47 | Tennessee | 470NG-10005 | 701164 | 6822 STAGE ROAD BARTLETT | Army | 157 | Shelby | 0160 | Bartlett | 0.82 | 0.8 | 1.143 | 1.131 | 1.131 | 0.657 | 0.667 | 2.308 | 1.131 | 0.501
US | United States | 47 | Tennessee | 82387-12042 | 704152 | HWY 64 BARTLETT | Army | 157 | Shelby | 0160 | Bartlett | 0.82 | 0.8
US | United States | 47 | Tennessee | 82387-13363 | 705472 | WEST POPLAR COLLIERVILLE | Army | 157 | Shelby | 0450 | Collierville | 0.82 | 0.8
US | United States | 47 | Tennessee | 82387-12805 | 704915 | S GERMANTOWN RD CORDOVA | Army | 157 | Shelby | 0498 | Cordova | 0.82 | 0.8
US | United States | 47 | Tennessee | M68479-0006 | 108 | MEMPHIS TN MCRC | Marine Corps | 157 | Shelby | 1620 | Memphis | 0.82 | 0.8 | 1.143 | 1.131 | 1.131 | 0.657 | 0.667 | 2.308 | 1.131 | 0.483
US | United States | 47 | Tennessee | N00639-MT | 542 | NSWC CARDEROCK DIV | Navy | 157 | Shelby | 1620 | Memphis | 0.82 | 0.8 | 1.143 | 1.131 | 1.131 | 0.657 | 0.667 | 2.308 | 1.131 | 0.501
US | United States | 47 | Tennessee | 47425 | 4678 | DEF DEPOT MEMPHIS | Army | 157 | Shelby | 1620 | Memphis | 0.82 | 0.8 | 1.143 | 1.131 | 1.131 | 0.657 | 0.667 | 2.308 | 1.131 | 0.369
US | United States | 47 | Tennessee | 47C45 | 6148 | MEMPHIS | Army | 157 | Shelby | 1620 | Memphis | 0.82 | 0.8 | 1.143 | 1.131 | 1.131 | 0.657 | 0.667 | 2.308 | 1.131 | 0.369
US | United States | 47 | Tennessee | 47675 | 6916 | QUINN USARC/AMSA #150(G) | Army | 157 | Shelby | 1620 | Memphis | 0.82 | 0.8 | 1.143 | 1.131 | 1.131 | 0.657 | 0.667 | 2.308 | 1.131 | 0.501
US | United States | 47 | Tennessee | 82387-10588 | 702699 | 2500 MT MORIAH RD MEMPHIS | Army | 157 | Shelby | 1620 | Memphis | 0.82 | 0.8
US | United States | 47 | Tennessee | 82387-11506 | 703617 | CHICKASAW CROSS MEMPHIS | Army | 157 | Shelby | 1620 | Memphis | 0.82 | 0.8
US | United States | 47 | Tennessee | 82387-12127 | 704237 | LENOX PARK BLVD MEMPHIS | Army | 157 | Shelby | 1620 | Memphis | 0.82 | 0.8
US | United States | 47 | Tennessee | 82387-12379 | 704489 | N GERMANTOWN PKWY MEMPHIS | Army | 157 | Shelby | 1620 | Memphis | 0.82 | 0.8
US | United States | 47 | Tennessee | 82387-12471 | 704581 | N TILLMAN ST MEMPHIS | Army | 157 | Shelby | 1620 | Memphis | 0.82 | 0.8
US | United States | 47 | Tennessee | 82387-12941 | 705051 | SHELBY OAKS DR MEMPHIS | Army | 157 | Shelby | 1620 | Memphis | 0.82 | 0.8
US | United States | 47 | Tennessee | 710953 | 710953 | 480 BEALE STREET MEMPHIS | Army | 157 | Shelby | 1620 | Memphis | 0.82 | 0.8
US | United States | 47 | Tennessee | N00639 | 149 | Naval Support Activity Midsouth, Memphis TN | Navy | 157 | Shelby | 1660 | Millington | 0.84 | 0.83 | 1.143 | 1.131 | 1.131 | 0.657 | 0.667 | 2.308 | 1.131 | 0.369
US | United States | 47 | Tennessee | 47C57 | 6209 | MILLINGTON | Army | 157 | Shelby | 1660 | Millington | 0.84 | 0.83 | 1.143 | 1.131 | 1.131 | 0.657 | 0.667 | 2.308 | 1.131 | 0.369
US | United States | 47 | Tennessee | 4763A | 6581 | NSA MILLINGTON USARC | Army | 157 | Shelby | 1660 | Millington | 0.84 | 0.83 | 1.143 | 1.131 | 1.131 | 0.657 | 0.667 | 2.308 | 1.131 | 0.369
US | United States | 47 | Tennessee | 82387-11999 | 704109 | HIGHWAY 51 N MILLINGTON | Army | 157 | Shelby | 1660 | Millington | 0.84 | 0.83
US | United States | 47 | Tennessee | 82387-12491 | 704601 | NAS MILLINGTON | Army | 157 | Shelby | 1660 | Millington | 0.84 | 0.83
US | United States | 47 | Tennessee | PYKL0001 | 2803 | MEMPHIS IAP SITE # 1 | Air Force | 157 | Shelby | 9999 | Unknown | 0.82 | 0.8 | 1.143 | 1.131 | 1.131 | 0.657 | 0.667 | 2.308 | 1.131 | 0.501
US | United States | 47 | Tennessee | 47A38 | 5234 | GORDONSVILLE | Army | 159 | Smith | 0970 | Gordonsville | 0.83 | 0.82 | 1.143 | 1.131 | 1.131 | 0.657 | 0.667 | 2.308 | 1.131 | 0.632
US | United States | 47 | Tennessee | 47A20 | 4143 | BRISTOL | Army | 163 | Sullivan | 0290 | Bristol | 0.83 | 0.82 | 1.143 | 1.225 | 1.225 | 0.657 | 0.667 | 2.308 | 1.225 | 0.369
US | United States | 47 | Tennessee | 47305 | 5471 | HOLSTON AAP | Army | 163 | Sullivan | 1280 | Kingsport | 0.83 | 0.82 | 1.143 | 1.131 | 1.131 | 0.657 | 0.667 | 2.308 | 1.131 | 0.501
US | United States | 47 | Tennessee | 47B60 | 5735 | KINGSPORT | Army | 163 | Sullivan | 1280 | Kingsport | 0.83 | 0.82 | 1.143 | 1.131 | 1.131 | 0.657 | 0.667 | 2.308 | 1.131 | 0.632
US | United States | 47 | Tennessee | 18081-10030 | 700189 | 10368 WALLACE ALLEY KINGSPORT | Army | 163 | Sullivan | 1280 | Kingsport | 0.83 | 0.82
US | United States | 47 | Tennessee | 82387-11902 | 704013 | FT HENRY DR KINGSPORT | Army | 163 | Sullivan | 1280 | Kingsport | 0.83 | 0.82
US | United States | 47 | Tennessee | 710418 | 710418 | 2461 MEMORIAL BLVD KINGSPORT | Army | 163 | Sullivan | 1280 | Kingsport | 0.83 | 0.82
US | United States | 47 | Tennessee | 47B20 | 5149 | GALLATIN | Army | 165 | Sumner | 0890 | Gallatin | 0.83 | 0.82 | 1.143 | 1.131 | 1.131 | 0.657 | 0.667 | 2.308 | 1.131 | 0.632
US | United States | 47 | Tennessee | 82387-10332 | 702443 | 160 N BELVEDERE A GALLATIN | Army | 165 | Sumner | 0890 | Gallatin | 0.83 | 0.82
US | United States | 47 | Tennessee | 47A85 | 4572 | COVINGTON | Army | 167 | Tipton | 0520 | Covington | 0.84 | 0.83 | 1.143 | 1.131 | 1.131 | 0.657 | 0.667 | 2.308 | 1.131 | 0.369
US | United States | 47 | Tennessee | 47B12 | 4881 | ERWIN | Army | 171 | Unicoi | 0810 | Erwin | 0.83 | 0.82 | 1.143 | 1.131 | 1.131 | 0.657 | 0.667 | 2.308 | 1.131 | 0.632
US | United States | 47 | Tennessee | 47C30 | 6134 | MCMINNVILLE | Army | 177 | Warren | 1530 | McMinnville | 0.83 | 0.82 | 1.143 | 1.131 | 1.131 | 0.657 | 0.667 | 2.308 | 1.131 | 0.632
US | United States | 47 | Tennessee | 47B22 | 5640 | JOHNSON CITY GRAY | Army | 179 | Washington | 1250 | Johnson City | 0.83 | 0.82 | 1.143 | 1.131 | 1.131 | 0.657 | 0.667 | 2.308 | 1.131 | 0.632
US | United States | 47 | Tennessee | 70132-10785 | 702056 | WESTMINISTER DR JOHNSON CITY | Army | 179 | Washington | 1250 | Johnson City | 0.83 | 0.82
US | United States | 47 | Tennessee | 82387-10473 | 702584 | 208 EASTERN SUNSET JOHNSON CITY | Army | 179 | Washington | 1250 | Johnson City | 0.83 | 0.82
US | United States | 47 | Tennessee | 82387-13324 | 705433 | W WALNUT JOHNSON CITY | Army | 179 | Washington | 1250 | Johnson City | 0.83 | 0.82
US | United States | 47 | Tennessee | 710419 | 710419 | 2102 N ROAN ST JOHNSON CITY | Army | 179 | Washington | 1250 | Johnson City | 0.83 | 0.82
US | United States | 47 | Tennessee | 70132-10464 | 701735 | 434 MOCKINGBIRD PLACE JONESBOROUGH | Army | 179 | Washington | 1260 | Jonesboro | 0.83 | 0.82
US | United States | 47 | Tennessee | 47E00 | 7825 | WAYNESBORO | Army | 181 | Wayne | 2540 | Waynesboro | 0.83 | 0.82 | 1.143 | 1.131 | 1.131 | 0.657 | 0.667 | 2.308 | 1.131 | 0.369
US | United States | 47 | Tennessee | 47B00 | 4762 | DRESDEN | Army | 183 | Weakley | 0670 | Dresden | 0.83 | 0.82 | 1.143 | 1.131 | 1.131 | 0.657 | 0.667 | 2.308 | 1.131 | 0.369
US | United States | 47 | Tennessee | 82387-12699 | 704809 | REGINA ST MARTIN | Army | 183 | Weakley | 1560 | Martin | 0.83 | 0.82
US | United States | 47 | Tennessee | 47D55 | 7333 | SPARTA | Army | 185 | White | 2310 | Sparta | 0.83 | 0.82 | 1.143 | 1.131 | 1.131 | 0.657 | 0.667 | 2.308 | 1.131 | 0.632
US | United States | 47 | Tennessee | 82387-11888 | 703999 | FRAZIER DR FRANKLIN | Army | 187 | Williamson | 0850 | Franklin | 0.83 | 0.82
US | United States | 47 | Tennessee | 710106 | 710106 | 2030 PATRICK WAY SPRING HILL | Army | 187 | Williamson | 2350 | Spring Hill | 0.83 | 0.82
US | United States | 47 | Tennessee | 47B95 | 5849 | LEBANON | Army | 189 | Wilson | 1360 | Lebanon | 0.83 | 0.82 | 1.143 | 1.135 | 1.135 | 0.657 | 0.667 | 2.308 | 1.135 | 0.632
US | United States | 47 | Tennessee | 82387-13264 | 705373 | W MAIN ST LEBANON | Army | 189 | Wilson | 1360 | Lebanon | 0.83 | 0.82
US | United States | 48 | Texas | 48F90 | 6688 | PALESTINE | Army | 001 | Anderson | 5170 | Palestine | 0.89 | 0.86 | 0.929 | 1.131 | 1.131 | 0.713 | 0.556 | 1.231 | 1.131 | 0.38
US | United States | 48 | Texas | 70132-10093 | 701364 | 12 MEADOWBROOK DR. PALESTINE | Army | 001 | Anderson | 5170 | Palestine | 0.89 | 0.86
US | United States | 48 | Texas | 82387-13308 | 705417 | W SPRING PALESTINE | Army | 001 | Anderson | 5170 | Palestine | 0.89 | 0.86
US | United States | 48 | Texas | 711095 | 711095 | 109 GOLFCREST PALESTINE | Army | 001 | Anderson | 5170 | Palestine | 0.89 | 0.86
US | United States | 48 | Texas | 70132-10748 | 702019 | JENNA LOU RD DIBOLL | Army | 005 | Angelina | 1900 | Diboll | 0.89 | 0.86
US | United States | 48 | Texas | 48F10 | 5984 | LUFKIN | Army | 005 | Angelina | 4160 | Lufkin | 0.89 | 0.86 | 0.929 | 1.131 | 1.131 | 0.713 | 0.556 | 1.231 | 1.131 | 0.38
US | United States | 48 | Texas | 4898A | 5985 | LUFKIN USARC | Army | 005 | Angelina | 4160 | Lufkin | 0.89 | 0.86 | 0.929 | 1.131 | 1.131 | 0.713 | 0.556 | 1.231 | 1.131 | 0.38
US | United States | 48 | Texas | 18081-10538 | 700697 | RT. 16, BOX 1019 (FM 2021) LUFKIN | Army | 005 | Angelina | 4160 | Lufkin | 0.89 | 0.86
US | United States | 48 | Texas | 82387-12842 | 704952 | S MEDFORD DR LUFKIN | Army | 005 | Angelina | 4160 | Lufkin | 0.89 | 0.86
US | United States | 48 | Texas | N00216-AR | 381 | ARANSAS COUNTY AIRPORT | Navy | 007 | Aransas | 5890 | Rockport | 0.91 | 0.88 | 0.929 | 1.131 | 1.131 | 0.713 | 0.556 | 1.231 | 1.131 | 0.122
US | United States | 48 | Texas | 48555 | 4291 | CAMP SWIFT | Army | 021 | Bastrop | 0460 | Bastrop | 0.89 | 0.86 | 0.929 | 1.131 | 1.131 | 0.713 | 0.556 | 1.231 | 1.131 | 0.38
US | United States | 48 | Texas | 82387-12176 | 704286 | MAIN ST BASTROP | Army | 021 | Bastrop | 0460 | Bastrop | 0.89 | 0.86
US | United States | 48 | Texas | 82387-12467 | 704577 | N ST MARYS BEEVILLE | Army | 025 | Bee | 0510 | Beeville | 0.89 | 0.86
US | United States | 48 | Texas | 21A60 | 4334 | CARROLLTON ARMORY | Army | 027 | Bell | 0570 | Belton | 0.91 | 0.89 | 1.214 | 1.131 | 1.131 | 0.722 | 1.889 | 2.154 | 1.131 | 0.963
US | United States | 48 | Texas | 70132-10651 | 701922 | 801 HOUSING FORT HOOD | Army | 027 | Bell | 2437 | Fort Hood | 0.91 | 0.89
US | United States | 48 | Texas | 48255 | 5010 | FORT HOOD | Army | 027 | Bell | 3690 | Killeen | 0.91 | 0.89 | 0.929 | 1.131 | 1.131 | 0.713 | 0.556 | 1.231 | 1.131 | 0.38
US | United States | 48 | Texas | 48E52 | 5727 | KILLEEN | Army | 027 | Bell | 3690 | Killeen | 0.91 | 0.89 | 0.929 | 1.131 | 1.131 | 0.713 | 0.556 | 1.231 | 1.131 | 0.38
US | United States | 48 | Texas | 18081-10047 | 700206 | 1202A/5600A RIO BOULEVARD KILLEEN | Army | 027 | Bell | 3690 | Killeen | 0.91 | 0.89
US | United States | 48 | Texas | 82387-11665 | 703776 | E CENTRAL EXPWY KILLEEN | Army | 027 | Bell | 3690 | Killeen | 0.91 | 0.89
US | United States | 48 | Texas | 82387-13415 | 705524 | WS YOUNG DR KILLEEN | Army | 027 | Bell | 3690 | Killeen | 0.91 | 0.89
US | United States | 48 | Texas | 48421 | 7526 | TEMPLE | Army | 027 | Bell | 6810 | Temple | 0.91 | 0.89 | 0.929 | 1.131 | 1.131 | 0.713 | 0.556 | 1.231 | 1.131 | 0.38
US | United States | 48 | Texas | 05250-10008 | 700053 | 7720-F AIRPORT ROAD TEMPLE | Army | 027 | Bell | 6810 | Temple | 0.91 | 0.89 | 0.929 | 1.131 | 1.131 | 0.713 | 0.556 | 1.231 | 1.131 | 0.38
US | United States | 48 | Texas | 18081-10238 | 700397 | AIRPORT RD TEMPLE | Army | 027 | Bell | 6810 | Temple | 0.91 | 0.89
US | United States | 48 | Texas | 82387-12756 | 704866 | S 31ST ST TEMPLE | Army | 027 | Bell | 6810 | Temple | 0.91 | 0.89
US | United States | 48 | Texas | CNBC0001 | 1521 | BROOKS SITE # 1 | Air Force | 029 | Bexar | 0905 | Brooks AFB | 0.95 | 0.92 | 0.929 | 1.131 | 1.131 | 0.713 | 0.556 | 1.231 | 1.131 | 0.122
US | United States | 48 | Texas | 82387-11874 | 703985 | FORT SAM HOUSTON | Army | 029 | Bexar | 2438 | Fort Sam Houston | 0.95 | 0.92
US | United States | 48 | Texas | 82387-10366 | 702477 | 1700 CARSWELL AVE LACKLAND AIR FORCE B | Army | 029 | Bexar | 3765 | Lackland AFB | 0.95 | 0.92
US | United States | 48 | Texas | 82387-11174 | 703285 | 7905 PAT BOOKER LIVE OAK | Army | 029 | Bexar | 4015 | Live Oak | 0.95 | 0.92
US | United States | 48 | Texas | 711049 | 711049 | 7915-A PAT BOOKER LIVE OAK | Army | 029 | Bexar | 4015 | Live Oak | 0.95 | 0.92
US | United States | 48 | Texas | N00216-SA | 326 | NAVOPSPTCEN SAN ANTONIO | Navy | 029 | Bexar | 6090 | San Antonio | 0.95 | 0.92 | 0.929 | 1.131 | 1.131 | 0.713 | 0.556 | 1.231 | 1.131 | 0.38
US | United States | 48 | Texas | 48830 | 4107 | BOSWELL STREET USARC | Army | 029 | Bexar | 6090 | San Antonio | 0.95 | 0.92 | 0.929 | 1.131 | 1.131 | 0.713 | 0.556 | 1.231 | 1.131 | 0.38
US | United States | 48 | Texas | 48831 | 4213 | CALLAGHAN ROAD USARC | Army | 029 | Bexar | 6090 | San Antonio | 0.95 | 0.92 | 0.929 | 1.131 | 1.131 | 0.713 | 0.556 | 1.231 | 1.131 | 0.38
US | United States | 48 | Texas | 48145 | 4236 | CAMP BULLIS | Army | 029 | Bexar | 6090 | San Antonio | 0.95 | 0.92 | 0.929 | 1.131 | 1.131 | 0.713 | 0.556 | 1.231 | 1.131 | 0.38
US | United States | 48 | Texas | 48265 | 5047 | FORT SAM HOUSTON | Army | 029 | Bexar | 6090 | San Antonio | 0.95 | 0.92 | 0.929 | 1.131 | 1.131 | 0.713 | 0.556 | 1.231 | 1.131 | 0.38
US | United States | 48 | Texas | 48G75 | 6098 | MARTINDALE - AASF | Army | 029 | Bexar | 6090 | San Antonio | 0.95 | 0.92 | 0.929 | 1.131 | 1.131 | 0.713 | 0.556 | 1.231 | 1.131 | 0.38
US | United States | 48 | Texas | 48485 | 7506 | TARDEC FUELS & LUBES RSCH FAC | Army | 029 | Bexar | 6090 | San Antonio | 0.95 | 0.92 | 0.929 | 1.131 | 1.131 | 0.713 | 0.556 | 1.231 | 1.131 | 0.38
US | United States | 48 | Texas | 18081-10171 | 700330 | 530 MCCULLOUGH AVE. SAN ANTONIO | Army | 029 | Bexar | 6090 | San Antonio | 0.95 | 0.92
US | United States | 48 | Texas | 18081-10181 | 700340 | 615 E HOUSTON ST SAN ANTONIO | Army | 029 | Bexar | 6090 | San Antonio | 0.95 | 0.92
US | United States | 48 | Texas | 480NG-10004 | 701183 | 3291 WURZBACH SAN ANTONIO | Army | 029 | Bexar | 6090 | San Antonio | 0.95 | 0.92 | 0.929 | 1.131 | 1.131 | 0.713 | 0.556 | 1.231 | 1.131 | 0.373
US | United States | 48 | Texas | 82387-10198 | 702309 | 12950 COUNTRY PKWY SAN ANTONIO | Army | 029 | Bexar | 6090 | San Antonio | 0.95 | 0.92
US | United States | 48 | Texas | 82387-10560 | 702671 | 2391 NORTHWEST HWY SAN ANTONIO | Army | 029 | Bexar | 6090 | San Antonio | 0.95 | 0.92
US | United States | 48 | Texas | 82387-11198 | 703309 | 8200 IH-10 WEST SAN ANTONIO | Army | 029 | Bexar | 6090 | San Antonio | 0.95 | 0.92
US | United States | 48 | Texas | 82387-11358 | 703469 | BABCOCK RD SAN ANTONIO | Army | 029 | Bexar | 6090 | San Antonio | 0.95 | 0.92
US | United States | 48 | Texas | 82387-11426 | 703537 | BROADWAY SAN ANTONIO | Army | 029 | Bexar | 6090 | San Antonio | 0.95 | 0.92
US | United States | 48 | Texas | 82387-11478 | 703589 | CENTERVIEW DR SAN ANTONIO | Army | 029 | Bexar | 6090 | San Antonio | 0.95 | 0.92
US | United States | 48 | Texas | 82387-11805 | 703916 | ELEANOR SAN ANTONIO | Army | 029 | Bexar | 6090 | San Antonio | 0.95 | 0.92
US | United States | 48 | Texas | 82387-11890 | 704001 | FREDERICKSBURG SAN ANTONIO | Army | 029 | Bexar | 6090 | San Antonio | 0.95 | 0.92
US | United States | 48 | Texas | 82387-11891 | 704002 | FREDERICKSBURG SAN ANTONIO 2 | Army | 029 | Bexar | 6090 | San Antonio | 0.95 | 0.92
US | United States | 48 | Texas | 82387-11892 | 704003 | FREDERICKSBURG SAN ANTONIO 3 | Army | 029 | Bexar | 6090 | San Antonio | 0.95 | 0.92
US | United States | 48 | Texas | 82387-11893 | 704004 | FREDERICKSBURG SAN ANTONIO1 | Army | 029 | Bexar | 6090 | San Antonio | 0.95 | 0.92
US | United States | 48 | Texas | 82387-12077 | 704187 | JONES-MALTZBERGER SAN ANTONIO | Army | 029 | Bexar | 6090 | San Antonio | 0.95 | 0.92
US | United States | 48 | Texas | 82387-12423 | 704533 | N MAIN ST SAN ANTONIO | Army | 029 | Bexar | 6090 | San Antonio | 0.95 | 0.92
US | United States | 48 | Texas | 82387-12509 | 704619 | NE LOOP 410 SAN ANTONIO | Army | 029 | Bexar | 6090 | San Antonio | 0.95 | 0.92
US | United States | 48 | Texas | 82387-12637 | 704747 | PERRIN-BEITEL SAN ANTONIO | Army | 029 | Bexar | 6090 | San Antonio | 0.95 | 0.92
US | United States | 48 | Texas | 82387-12668 | 704778 | POTRANCO SAN ANTONIO | Army | 029 | Bexar | 6090 | San Antonio | 0.95 | 0.92
US | United States | 48 | Texas | 82387-12904 | 705014 | SAN PEDRO SAN ANTONIO | Army | 029 | Bexar | 6090 | San Antonio | 0.95 | 0.92
US | United States | 48 | Texas | 82387-12924 | 705034 | SE MILITARY DR SAN ANTONIO | Army | 029 | Bexar | 6090 | San Antonio | 0.95 | 0.92
US | United States | 48 | Texas | 82387-13052 | 705162 | SW MILITARY DR SAN ANTONIO | Army | 029 | Bexar | 6090 | San Antonio | 0.95 | 0.92
US | United States | 48 | Texas | 82387-13053 | 705163 | SW MILITARY DR SAN ANTONIO 1 | Army | 029 | Bexar | 6090 | San Antonio | 0.95 | 0.92
US | United States | 48 | Texas | 82387-13338 | 705447 | WALZEM RD SAN ANTONIO | Army | 029 | Bexar | 6090 | San Antonio | 0.95 | 0.92
US | United States | 48 | Texas | 710404 | 710404 | SW RESEARCH INST SAN ANTONIO | Army | 029 | Bexar | 6090 | San Antonio | 0.95 | 0.92
US | United States | 48 | Texas | 710806 | 710806 | 950 STANLEY ROAD SAN ANTONIO | Army | 029 | Bexar | 6090 | San Antonio | 0.95 | 0.92
US | United States | 48 | Texas | 82387-12620 | 704730 | PAT BOOKER UNIVERSAL CITY | Army | 029 | Bexar | 7077 | Universal City | 0.95 | 0.92
US | United States | 48 | Texas | 82387-13117 | 705227 | UNIVERSAL CITY BLVD UNIVERSAL CITY | Army | 029 | Bexar | 7077 | Universal City | 0.95 | 0.92
US | United States | 48 | Texas | CYRB0001 | 1547 | CAMP BULLIS TRAINING ANNEX SITE # 1 | Air Force | 029 | Bexar | 9999 | Unknown | 0.95 | 0.92 | 0.929 | 1.131 | 1.131 | 0.713 | 0.556 | 1.231 | 1.131 | 0.122
US | United States | 48 | Texas | KELL0001 | 2334 | KELLY FIELD ANNEX SITE # 1 | Air Force | 029 | Bexar | 9999 | Unknown | 0.95 | 0.92 | 0.929 | 1.131 | 1.131 | 0.713 | 0.556 | 1.231 | 1.131 | 0.38
US | United States | 48 | Texas | MBPB0001 | 2430 | KELLY AIR FORCE BASE SITE # 1 | Air Force | 029 | Bexar | 9999 | Unknown | 0.95 | 0.92 | 0.929 | 1.131 | 1.131 | 0.713 | 0.556 | 1.231 | 1.131 | 0.38
US | United States | 48 | Texas | MPLS0001 | 2461 | LACKLAND AIR FORCE BASE SITE # 1 | Air Force | 029 | Bexar | 9999 | Unknown | 0.95 | 0.92 | 0.929 | 1.131 | 1.131 | 0.713 | 0.556 | 1.231 | 1.131 | 0.122
US | United States | 48 | Texas | MPYJ0001 | 2462 | LACKLAND TRAINING ANNEX SITE # 1 | Air Force | 029 | Bexar | 9999 | Unknown | 0.95 | 0.92 | 0.929 | 1.131 | 1.131 | 0.713 | 0.556 | 1.231 | 1.131 | 0.122
US | United States | 48 | Texas | TYMX0001 | 3209 | RANDOLPH AIR FORCE BASE SITE # 1 | Air Force | 029 | Bexar | 9999 | Unknown | 0.95 | 0.92 | 0.929 | 1.131 | 1.131 | 0.713 | 0.556 | 1.231 | 1.131 | 0.38
US | United States | 48 | Texas | 18081-10035 | 700194 | 107 CHAPEL LANE BOSTON | Army | 037 | Bowie | 4860 | New Boston | 0.88 | 0.86
US | United States | 48 | Texas | 18081-10049 | 700208 | 122 E U.S. HWY 82 NEW BOSTON | Army | 037 | Bowie | 4860 | New Boston | 0.88 | 0.86
US | United States | 48 | Texas | M68479-0013 | 114 | TEXARKANA TX MCRC | Marine Corps | 037 | Bowie | 6850 | Texarkana | 0.88 | 0.86 | 0.929 | 1.131 | 1.131 | 0.713 | 0.556 | 1.231 | 1.131 | 0.38
US | United States | 48 | Texas | 48305 | 5942 | LONE STAR AAP | Army | 037 | Bowie | 6850 | Texarkana | 0.88 | 0.86 | 0.929 | 1.131 | 1.131 | 0.713 | 0.556 | 1.231 | 1.131 | 0.38
US | United States | 48 | Texas | 48515 | 6955 | RED RIVER ARMY DEPOT | Army | 037 | Bowie | 6850 | Texarkana | 0.88 | 0.86 | 0.929 | 1.131 | 1.131 | 0.713 | 0.556 | 1.231 | 1.131 | 0.38
US | United States | 48 | Texas | 48H45 | 7533 | TEXARKANA | Army | 037 | Bowie | 6850 | Texarkana | 0.88 | 0.86 | 0.929 | 1.131 | 1.131 | 0.713 | 0.556 | 1.231 | 1.131 | 0.38
US | United States | 48 | Texas | 48855 | 7811 | WATTS-GUILLOT USARC | Army | 037 | Bowie | 6850 | Texarkana | 0.88 | 0.86 | 0.929 | 1.131 | 1.131 | 0.713 | 0.556 | 1.231 | 1.131 | 0.38
US | United States | 48 | Texas | 70132-10004 | 701275 | 1 DOGWOOD LAKE DR. TEXARKANA | Army | 037 | Bowie | 6850 | Texarkana | 0.88 | 0.86
US | United States | 48 | Texas | 70132-10405 | 701676 | 3611 SKYLINE BLVD. TEXARKANA | Army | 037 | Bowie | 6850 | Texarkana | 0.88 | 0.86
US | United States | 48 | Texas | 82387-12706 | 704816 | RICHMOND RD TEXARKANA | Army | 037 | Bowie | 6850 | Texarkana | 0.88 | 0.86
US | United States | 48 | Texas | 710084 | 710084 | 3114 MOORES LANE TEXARKANA | Army | 037 | Bowie | 6850 | Texarkana | 0.88 | 0.86
US | United States | 48 | Texas | 82387-12018 | 704128 | HOUSE ST ALVIN | Army | 039 | Brazoria | 0130 | Alvin | 0.89 | 0.86
US | United States | 48 | Texas | 48A30 | 3811 | ANGLETON | Army | 039 | Brazoria | 0190 | Angleton | 0.89 | 0.86 | 0.929 | 1.274 | 1.274 | 0.713 | 0.556 | 1.231 | 1.274 | 0.38
US | United States | 48 | Texas | 710243 | 710243 | 3402 WHEATMEADOW LN PEARLAND | Army | 039 | Brazoria | 0912 | Brookside Village | 0.89 | 0.86
US | United States | 48 | Texas | 82387-11994 | 704104 | HIGHWAY 332 LAKE JACKSON | Army | 039 | Brazoria | 3800 | Lake Jackson | 0.89 | 0.86
US | United States | 48 | Texas | 82387-10707 | 702818 | 3145 SILVER LAKE VILLAGE PEARLAND | Army | 039 | Brazoria | 5249 | Pearland | 0.89 | 0.86
US | United States | 48 | Texas | 710573 | 710573 | 13115 RIPPLING CREEK PEARLAND | Army | 039 | Brazoria | 5249 | Pearland | 0.89 | 0.86
US | United States | 48 | Texas | 710785 | 710785 | 4022 BENTLEY DR. PEARLAND | Army | 039 | Brazoria | 5249 | Pearland | 0.89 | 0.86
US | United States | 48 | Texas | 48B40 | 4169 | BRYAN | Army | 041 | Brazos | 0970 | Bryan | 0.89 | 0.86 | 0.929 | 1.131 | 1.131 | 0.713 | 0.556 | 1.231 | 1.131 | 0.38
US | United States | 48 | Texas | 48645 | 6262 | MOORE MEMORIAL USARC | Army | 041 | Brazos | 0970 | Bryan | 0.89 | 0.86 | 0.929 | 1.131 | 1.131 | 0.713 | 0.556 | 1.231 | 1.131 | 0.38
US | United States | 48 | Texas | 82387-10717 | 702828 | 3203 FREEDOM BLVD BRYAN | Army | 041 | Brazos | 0970 | Bryan | 0.89 | 0.86
US | United States | 48 | Texas | 710398 | 710398 | 706 W. 26TH ST BRYAN | Army | 041 | Brazos | 0970 | Bryan | 0.89 | 0.86
US | United States | 48 | Texas | 82387-11974 | 704085 | HARVEY RD COLLEGE STATION | Army | 041 | Brazos | 1440 | College Station | 0.89 | 0.86
US | United States | 48 | Texas | 82387-13124 | 705234 | UNIVERSITY DR COLLEGE STATION | Army | 041 | Brazos | 1440 | College Station | 0.89 | 0.86
US | United States | 48 | Texas | 710749 | 710749 | 218 STUTTGART CIRCLE COLLEGE STATION | Army | 041 | Brazos | 1440 | College Station | 0.89 | 0.86
US | United States | 48 | Texas | 711096 | 711096 | 2605 CUMBERLAND COLLEGE STATION | Army | 041 | Brazos | 1440 | College Station | 0.89 | 0.86
US | United States | 48 | Texas | NINE0001 | 2494 | NINE POINT MESA EMITTER SITE SITE # 1 | Air Force | 043 | Brewster | 6827 | Terlingua | 0.89 | 0.86
US | United States | 48 | Texas | 48345 | 4233 | CAMP BOWIE (FED) | Army | 049 | Brown | 0950 | Brownwood | 0.89 | 0.86 | 0.929 | 1.131 | 1.131 | 0.713 | 0.556 | 1.231 | 1.131 | 0.38
US | United States | 48 | Texas | 48B35 | 4234 | CAMP BOWIE (State) | Army | 049 | Brown | 0950 | Brownwood | 0.89 | 0.86 | 0.929 | 1.131 | 1.131 | 0.713 | 0.556 | 1.231 | 1.131 | 0.38
US | United States | 48 | Texas | 48141 | 4235 | CAMP BOWIE - MUSGRAVE (FED) | Army | 049 | Brown | 0950 | Brownwood | 0.89 | 0.86 | 0.929 | 1.131 | 1.131 | 0.713 | 0.556 | 1.231 | 1.131 | 0.38
US | United States | 48 | Texas | 82387-11784 | 703895 | EARLY BLVD BROWNWOOD | Army | 049 | Brown | 0950 | Brownwood | 0.89 | 0.86
US | United States | 48 | Texas | 82387-11993 | 704103 | HIGHWAY 281 N MARBLE FALLS | Army | 053 | Burnet | 4310 | Marble Falls | 0.89 | 0.86
US | United States | 48 | Texas | 710887 | 710887 | 105 WILDFLOWER BLVD MARBLE FALLS | Army | 053 | Burnet | 4310 | Marble Falls | 0.89 | 0.86
US | United States | 48 | Texas | 48B25 | 4163 | BROWNSVILLE | Army | 061 | Cameron | 0940 | Brownsville | 0.89 | 0.86 | 0.929 | 1.131 | 1.131 | 0.713 | 0.556 | 1.231 | 1.131 | 0.38
US | United States | 48 | Texas | 48635 | 6937 | RATHJEN MEMORIAL USARC | Army | 061 | Cameron | 0940 | Brownsville | 0.89 | 0.86 | 0.929 | 1.131 | 1.131 | 0.713 | 0.556 | 1.231 | 1.131 | 0.38
US | United States | 48 | Texas | 70132-10328 | 701599 | 2906 REGENCY DR BROWNSVILLE | Army | 061 | Cameron | 0940 | Brownsville | 0.89 | 0.86
US | United States | 48 | Texas | 82387-12743 | 704853 | RUBEN M TORRES BROWNSVILLE | Army | 061 | Cameron | 0940 | Brownsville | 0.89 | 0.86
US | United States | 48 | Texas | N00216-HA | 329 | NAVOPSPTCEN HARLINGEN TX | Navy | 061 | Cameron | 3030 | Harlingen | 0.89 | 0.86 | 0.929 | 1.131 | 1.131 | 0.713 | 0.556 | 1.231 | 1.131 | 0.38
US | United States | 48 | Texas | 4837B | 5355 | HARLINGEN AFRC | Army | 061 | Cameron | 3030 | Harlingen | 0.89 | 0.86 | 0.929 | 1.131 | 1.131 | 0.713 | 0.556 | 1.231 | 1.131 | 0.38
US | United States | 48 | Texas | 82387-11796 | 703907 | ED CAREY DR HARLINGEN | Army | 061 | Cameron | 3030 | Harlingen | 0.89 | 0.86
US | United States | 48 | Texas | 82387-10299 | 702410 | 1503 SOUTH JACKSON JACKSONVILLE | Army | 073 | Cherokee | 3470 | Jacksonville | 0.89 | 0.86
US | United States | 48 | Texas | TENN0001 | 3150 | TENNYSON DROP ZONE SITE # 1 | Air Force | 081 | Coke | 0900 | Bronte | 0.89 | 0.86 | 0.929 | 1.131 | 1.131 | 0.713 | 0.556 | 1.231 | 1.131 | 0.38
US | United States | 48 | Texas | 48B70 | 4493 | COLEMAN | Army | 083 | Coleman | 1430 | Coleman | 0.89 | 0.86
US | United States | 48 | Texas | 710571 | 710571 | 706 S. JUPITER ROAD ALLEN | Army | 085 | Collin | 0092 | Allen | 0.89 | 0.86
US | United States | 48 | Texas | 710574 | 710574 | 210 CENTRAL EXPRESSWAY S. ALLEN | Army | 085 | Collin | 0092 | Allen | 0.89 | 0.86
US | United States | 48 | Texas | 82387-12676 | 704786 | PRESTON RD FRISCO | Army | 085 | Collin | 2520 | Frisco | 0.89 | 0.86
US | United States | 48 | Texas | 710094 | 710094 | 10098 SUMMIT RUN DR FRISCO | Army | 085 | Collin | 2520 | Frisco | 0.89 | 0.86
US | United States | 48 | Texas | 82387-11714 | 703825 | E LOUISIANA MCKINNEY | Army | 085 | Collin | 4230 | McKinney | 0.89 | 0.86
US | United States | 48 | Texas | 82387-12352 | 704462 | N CENTRAL EXPRESSWAY MCKINNEY | Army | 085 | Collin | 4230 | McKinney | 0.89 | 0.86
US | United States | 48 | Texas | 82387-13320 | 705429 | W UNIVERSITY DR MCKINNEY | Army | 085 | Collin | 4230 | McKinney | 0.89 | 0.86
US | United States | 48 | Texas | 82387-10603 | 702714 | 2600 AVENUE K PLANO | Army | 085 | Collin | 5390 | Plano | 0.89 | 0.86
US | United States | 48 | Texas | 82387-13291 | 705400 | W PARKER RD PLANO | Army | 085 | Collin | 5390 | Plano | 0.89 | 0.86
US | United States | 48 | Texas | 710081 | 710081 | 3541 MASON DR. PLANO | Army | 085 | Collin | 5390 | Plano | 0.89 | 0.86
US | United States | 48 | Texas | 710399 | 710399 | 2712 BUCK HILL DR. PLANO | Army | 085 | Collin | 5390 | Plano | 0.89 | 0.86
US | United States | 48 | Texas | 710787 | 710787 | 8724 MANHATTAN AVE PLANO | Army | 085 | Collin | 5390 | Plano | 0.89 | 0.86
US | United States | 48 | Texas | 82387-10228 | 702339 | 1331 N PLANO RD RICHARDSON | Army | 085 | Collin | 5730 | Richardson | 0.89 | 0.86
US | United States | 48 | Texas | 48I10 | 7977 | WYLIE | Army | 085 | Collin | 7620 | Wylie | 0.89 | 0.86 | 0.929 | 1.187 | 1.187 | 0.713 | 0.556 | 1.231 | 1.187 | 0.38
US | United States | 48 | Texas | 48H90 | 7841 | WELLINGTON | Army | 087 | Collingsworth | 7310 | Wellington | 0.89 | 0.86 | 0.929 | 1.131 | 1.131 | 0.713 | 0.556 | 1.231 | 1.131 | 0.38
US | United States | 48 | Texas | 48159 | 4311 | CANYON LAKE RECREATION AREA | Army | 091 | Comal | 1161 | Canyon Lake | 0.89 | 0.86 | 0.929 | 1.131 | 1.131 | 0.713 | 0.556 | 1.231 | 1.131 | 0.38
US | United States | 48 | Texas | 48F75 | 6391 | NEW BRAUNFELS | Army | 091 | Comal | 4870 | New Braunfels | 0.89 | 0.86 | 0.929 | 1.131 | 1.131 | 0.713 | 0.556 | 1.231 | 1.131 | 0.38
US | United States | 48 | Texas | 82387-10910 | 703021 | 490 HIGHWAY 46 NEW BRAUNFELS | Army | 091 | Comal | 4870 | New Braunfels | 0.89 | 0.86
US | United States | 48 | Texas | 82387-12476 | 704586 | N WALNUT NEW BRAUNFELS | Army | 091 | Comal | 4870 | New Braunfels | 0.89 | 0.86
US | United States | 48 | Texas | DAXG0001 | 1554 | CANYON LAKE RECREATION ANNEX SITE # 1 | Air Force | 091 | Comal | 9999 | Unknown | 0.89 | 0.86 | 0.929 | 1.131 | 1.131 | 0.713 | 0.556 | 1.231 | 1.131 | 0.122
US | United States | 48 | Texas | 82387-12131 | 704241 | LIBERTY BELL LN COPPERAS COVE | Army | 099 | Coryell | 1540 | Copperas Cove | 0.91 | 0.89
US | United States | 48 | Texas | 48D25 | 5173 | GATESVILLE | Army | 099 | Coryell | 2610 | Gatesville | 0.91 | 0.89 | 0.929 | 1.131 | 1.131 | 0.713 | 0.556 | 1.231 | 1.131 | 0.38
US | United States | 48 | Texas | 82387-11772 | 703883 | E TRINITY MILLS CARROLLTON | Army | 113 | Dallas | 1190 | Carrollton | 0.87 | 0.86
US | United States | 48 | Texas | 710080 | 710080 | 2163 B VILLA PLACE CARROLLTON | Army | 113 | Dallas | 1190 | Carrollton | 0.87 | 0.86
US | United States | 48 | Texas | N91961 | 144 | Naval Weapons Industrial Reserve Plant, Dallas TX | Navy | 113 | Dallas | 1730 | Dallas | 0.87 | 0.86 | 0.929 | 1.187 | 1.187 | 0.713 | 0.556 | 1.231 | 1.187 | 0.238
US | United States | 48 | Texas | KLZA0001 | 2343 | HENSLEY FIELD AIR GUARD STATION SITE # 1 | Air Force | 113 | Dallas | 1730 | Dallas | 0.87 | 0.86 | 0.929 | 1.187 | 1.187 | 0.713 | 0.556 | 1.231 | 1.187 | 0.38
US | United States | 48 | Texas | 48C25 | 4636 | DALLAS - CALIFORNIA CROSSING | Army | 113 | Dallas | 1730 | Dallas | 0.87 | 0.86 | 0.929 | 1.187 | 1.187 | 0.713 | 0.556 | 1.231 | 1.187 | 0.238
US | United States | 48 | Texas | 48C05 | 4637 | DALLAS - GUARD DRIVE | Army | 113 | Dallas | 1730 | Dallas | 0.87 | 0.86 | 0.929 | 1.187 | 1.187 | 0.713 | 0.556 | 1.231 | 1.187 | 0.238
US | United States | 48 | Texas | 48C10 | 4638 | DALLAS - RED BIRD | Army | 113 | Dallas | 1730 | Dallas | 0.87 | 0.86 | 0.929 | 1.187 | 1.187 | 0.713 | 0.556 | 1.231 | 1.187 | 0.238
US | United States | 48 | Texas | 48675 | 5667 | JULES E MUCHERT USARC | Army | 113 | Dallas | 1730 | Dallas | 0.87 | 0.86 | 0.929 | 1.187 | 1.187 | 0.713 | 0.556 | 1.231 | 1.187 | 0.38
US | United States | 48 | Texas | 48665 | 7909 | WILLIAM HERZOG MEMORIAL USARC | Army | 113 | Dallas | 1730 | Dallas | 0.87 | 0.86 | 0.929 | 1.187 | 1.187 | 0.713 | 0.556 | 1.231 | 1.187 | 0.238
US | United States | 48 | Texas | 18081-10037 | 700196 | 1100 COMMERCE DALLAS | Army | 113 | Dallas | 1730 | Dallas | 0.87 | 0.86
US | United States | 48 | Texas | 18081-10167 | 700326 | 525 GRIFFIN DALLAS | Army | 113 | Dallas | 1730 | Dallas | 0.87 | 0.86
US | United States | 48 | Texas | 18081-10208 | 700367 | 7701 STEMMONS DALLAS | Army | 113 | Dallas | 1730 | Dallas | 0.87 | 0.86
US | United States | 48 | Texas | 18081-10288 | 700447 | COMMERCE ST DALLAS | Army | 113 | Dallas | 1730 | Dallas | 0.87 | 0.86
US | United States | 48 | Texas | 70132-10285 | 701556 | 2403 N WASHINGTON DALLAS | Army | 113 | Dallas | 1730 | Dallas | 0.87 | 0.86
US | United States | 48 | Texas | 82387-11001 | 703112 | 5787 S HAMPTON DALLAS | Army | 113 | Dallas | 1730 | Dallas | 0.87 | 0.86
US | United States | 48 | Texas | 82387-11822 | 703933 | ERL THORNTON FWY DALLAS | Army | 113 | Dallas | 1730 | Dallas | 0.87 | 0.86
US | United States | 48 | Texas | 82387-12675 | 704785 | PRESTON RD DALLAS | Army | 113 | Dallas | 1730 | Dallas | 0.87 | 0.86
US | United States | 48 | Texas | 82387-13242 | 705351 | W ILLINOIS AVE DALLAS | Army | 113 | Dallas | 1730 | Dallas | 0.87 | 0.86
US | United States | 48 | Texas | 710598 | 710598 | 207 SOUTH HOUSTON ST DALLAS | Army | 113 | Dallas | 1730 | Dallas | 0.87 | 0.86
US | United States | 48 | Texas | 710879 | 710879 | 1114 COMMERCE ST DALLAS | Army | 113 | Dallas | 1730 | Dallas | 0.87 | 0.86
US | United States | 48 | Texas | 82387-11249 | 703360 | 900 N POLK DESOTO | Army | 113 | Dallas | 1870 | De Soto | 0.87 | 0.86
US | United States | 48 | Texas | 82387-12455 | 704565 | N POLK DESOTO | Army | 113 | Dallas | 1870 | De Soto | 0.87 | 0.86
US | United States | 48 | Texas | HSKD0001 | 2112 | GARLAND ANG SITE # 1 | Air Force | 113 | Dallas | 2590 | Garland | 0.87 | 0.86 | 0.929 | 1.187 | 1.187 | 0.713 | 0.556 | 1.231 | 1.187 | 0.122
US | United States | 48 | Texas | 82387-12570 | 704680 | NW HWY GARLAND | Army | 113 | Dallas | 2590 | Garland | 0.87 | 0.86
US | United States | 48 | Texas | 48C20 | 5253 | GRAND PRAIRIE (DNAS) | Army | 113 | Dallas | 2800 | Grand Prairie | 0.87 | 0.86 | 0.929 | 1.187 | 1.187 | 0.713 | 0.556 | 1.231 | 1.187 | 0.38
US | United States | 48 | Texas | 82387-12390 | 704500 | N HIGHWAY 360 GRAND PRAIRIE | Army | 113 | Dallas | 2800 | Grand Prairie | 0.87 | 0.86
US | United States | 48 | Texas | 82387-12778 | 704888 | S CARRIER PKWY GRAND PRAIRIE | Army | 113 | Dallas | 2800 | Grand Prairie | 0.87 | 0.86
US | United States | 48 | Texas | 82387-13297 | 705406 | W PIONEER PKWY GRAND PRAIRIE | Army | 113 | Dallas | 2800 | Grand Prairie | 0.87 | 0.86
US | United States | 48 | Texas | 48E25 | 5556 | IRVING | Army | 113 | Dallas | 3420 | Irving | 0.87 | 0.86 | 0.929 | 1.187 | 1.187 | 0.713 | 0.556 | 1.231 | 1.187 | 0.38
US | United States | 48 | Texas | 18081-10057 | 700216 | 1350 WALNUT HILL LN IRVING | Army | 113 | Dallas | 3420 | Irving | 0.87 | 0.86
US | United States | 48 | Texas | 18081-10183 | 700342 | 6321 CAMPUS CIRCLE IRVING | Army | 113 | Dallas | 3420 | Irving | 0.87 | 0.86
US | United States | 48 | Texas | 82387-10760 | 702871 | 3455 NORTH BELTLINE IRVING | Army | 113 | Dallas | 3420 | Irving | 0.87 | 0.86
US | United States | 48 | Texas | 82387-11073 | 703184 | 6440 BELTLINE ROAD N IRVING | Army | 113 | Dallas | 3420 | Irving | 0.87 | 0.86
US | United States | 48 | Texas | 82387-12341 | 704451 | N BELTLINE IRVING | Army | 113 | Dallas | 3420 | Irving | 0.87 | 0.86
US | United States | 48 | Texas | 48790 | 5343 | HANBY-HAYDEN USARC | Army | 113 | Dallas | 4530 | Mesquite | 0.87 | 0.86 | 0.929 | 1.187 | 1.187 | 0.713 | 0.556 | 1.231 | 1.187 | 0.38
US | United States | 48 | Texas | 82387-11787 | 703898 | EAST HIGHWAY 80 MESQUITE | Army | 113 | Dallas | 4530 | Mesquite | 0.87 | 0.86
US | United States | 48 | Texas | 82387-11962 | 704073 | GUS THOMASON MESQUITE | Army | 113 | Dallas | 4530 | Mesquite | 0.87 | 0.86
US | United States | 48 | Texas | 48837 | 7208 | SEAGOVILLE USARC | Army | 113 | Dallas | 6260 | Seagoville | 0.87 | 0.86 | 0.929 | 1.187 | 1.187 | 0.713 | 0.556 | 1.231 | 1.187 | 0.38
US | United States | 48 | Texas | 710097 | 710097 | 2150 NORTH JOSEY LANE CARROLLTON | Army | 121 | Denton | 1190 | Carrollton | 0.89 | 0.86
US | United States | 48 | Texas | 48245 | 3589 | HF RAD DENTON | Army | 121 | Denton | 1840 | Denton | 0.89 | 0.86 | 0.929 | 1.187 | 1.187 | 0.713 | 0.556 | 1.231 | 1.187 | 0.38
US | United States | 48 | Texas | 48C60 | 4697 | DENTON | Army | 121 | Denton | 1840 | Denton | 0.89 | 0.86 | 0.929 | 1.187 | 1.187 | 0.713 | 0.556 | 1.231 | 1.187 | 0.38
US | United States | 48 | Texas | 4896B | 4698 | DENTON USARC | Army | 121 | Denton | 1840 | Denton | 0.89 | 0.86 | 0.929 | 1.187 | 1.187 | 0.713 | 0.556 | 1.231 | 1.187 | 0.38
US | United States | 48 | Texas | 18081-10133 | 700292 | 3923 MORSE STREET DENTON | Army | 121 | Denton | 1840 | Denton | 0.89 | 0.86
US | United States | 48 | Texas | 82387-10516 | 702627 | 2219 SOUTH LOOP 288 DENTON | Army | 121 | Denton | 1840 | Denton | 0.89 | 0.86
US | United States | 48 | Texas | 480NG-10001 | 701180 | 1081 WEST MAIN LEWISVILLE | Army | 121 | Denton | 3960 | Lewisville | 0.89 | 0.86 | 0.929 | 1.187 | 1.187 | 0.713 | 0.556 | 1.231 | 1.187 | 0.38
US | United States | 48 | Texas | 82387-11801 | 703912 | EDMONDS LEWISVILLE | Army | 121 | Denton | 3960 | Lewisville | 0.89 | 0.86
US | United States | 48 | Texas | 82387-13265 | 705374 | W MAIN ST LEWISVILLE | Army | 121 | Denton | 3960 | Lewisville | 0.89 | 0.86
US | United States | 48 | Texas | 70132-10549 | 701820 | 5540 RUSSELL DR THE COLONY | Army | 121 | Denton | 6881 | The Colony | 0.89 | 0.86
US | United States | 48 | Texas | N60241-GA | 1050 | DIXIE TARGET RANGE | Navy | 131 | Duval | 6315 | Seven Sisters | 0.89 | 0.86 | 0.929 | 1.131 | 1.131 | 0.713 | 0.556 | 1.231 | 1.131 | 0.38
US | United States | 48 | Texas | 70132-10453 | 701724 | 4205 CLOVER AVE. ODESSA | Army | 135 | Ector | 5030 | Odessa | 0.89 | 0.86
US | United States | 48 | Texas | 82387-11639 | 703750 | E 42ND ST ODESSA | Army | 135 | Ector | 5030 | Odessa | 0.89 | 0.86
US | United States | 48 | Texas | 710141 | 710141 | 4211 WAVERLY AVE ODESSA | Army | 135 | Ector | 5030 | Odessa | 0.89 | 0.86
US | United States | 48 | Texas | 711244 | 711244 | 119 PARTRIDGE PARK ODESSA | Army | 135 | Ector | 5030 | Odessa | 0.89 | 0.86
US | United States | 48 | Texas | 48H80 | 7821 | WAXAHACHIE | Army | 139 | Ellis | 7270 | Waxahachie | 0.89 | 0.86 | 0.929 | 1.187 | 1.187 | 0.713 | 0.556 | 1.231 | 1.187 | 0.38
US | United States | 48 | Texas | 82387-10061 | 702172 | 1044 HWY 77 NORTH WAXAHACHIE | Army | 139 | Ellis | 7270 | Waxahachie | 0.89 | 0.86
US | United States | 48 | Texas | N00216-EP | 327 | NNAVOPSPTCEN EL PASO TX | Navy | 141 | El Paso | 2190 | El Paso | 1.08 | 1.05 | 0.929 | 1.131 | 1.131 | 0.713 | 0.556 | 1.231 | 1.131 | 0.38
US | United States | 48 | Texas | 48685 | 3615 | ROQUE O SEGURA USARC | Army | 141 | El Paso | 2190 | El Paso | 1.08 | 1.05 | 0.929 | 1.131 | 1.131 | 0.713 | 0.556 | 1.231 | 1.131 | 0.38
US | United States | 48 | Texas | 48C90 | 4836 | EL PASO | Army | 141 | El Paso | 2190 | El Paso | 1.08 | 1.05 | 0.929 | 1.131 | 1.131 | 0.713 | 0.556 | 1.231 | 1.131 | 0.122
US | United States | 48 | Texas | 48210 | 4837 | EL PASO SITE TX | Army | 141 | El Paso | 2190 | El Paso | 1.08 | 1.05 | 1.286 | 1.131 | 1.131 | 0.755 | 0.944 | 0.962 | 1.131 | 0.122
US | United States | 48 | Texas | 48125 | 4985 | FORT BLISS | Army | 141 | El Paso | 2190 | El Paso | 1.08 | 1.05 | 0.929 | 1.131 | 1.131 | 0.713 | 0.556 | 1.231 | 1.131 | 0.238
US | United States | 48 | Texas | 18081-10333 | 700492 | FORT BLISS EL PASO | Army | 141 | El Paso | 2190 | El Paso | 1.08 | 1.05
US | United States | 48 | Texas | 82387-11260 | 703371 | 9100 VISCOUNT BLVD EL PASO | Army | 141 | El Paso | 2190 | El Paso | 1.08 | 1.05
US | United States | 48 | Texas | 82387-11626 | 703737 | DYER EL PASO | Army | 141 | El Paso | 2190 | El Paso | 1.08 | 1.05
US | United States | 48 | Texas | 82387-12017 | 704127 | HONDO PASS EL PASO | Army | 141 | El Paso | 2190 | El Paso | 1.08 | 1.05
US | United States | 48 | Texas | 82387-12300 | 704410 | MONTANA EL PASO | Army | 141 | El Paso | 2190 | El Paso | 1.08 | 1.05
US | United States | 48 | Texas | 82387-12433 | 704543 | N MESA EL PASO | Army | 141 | El Paso | 2190 | El Paso | 1.08 | 1.05
US | United States | 48 | Texas | 82387-12434 | 704544 | N MESA EL PASO 1 | Army | 141 | El Paso | 2190 | El Paso | 1.08 | 1.05
US | United States | 48 | Texas | 82387-12449 | 704559 | N OREGON ST EL PASO | Army | 141 | El Paso | 2190 | El Paso | 1.08 | 1.05
US | United States | 48 | Texas | 82387-12534 | 704644 | NORTH LOOP EL PASO | Army | 141 | El Paso | 2190 | El Paso | 1.08 | 1.05
US | United States | 48 | Texas | 82387-12651 | 704761 | PINNACLE EL PASO | Army | 141 | El Paso | 2190 | El Paso | 1.08 | 1.05
US | United States | 48 | Texas | 82387-12712 | 704822 | RIO BRAVO EL PASO | Army | 141 | El Paso | 2190 | El Paso | 1.08 | 1.05
US | United States | 48 | Texas | 82387-12911 | 705021 | SAUL KLEINFELD DR EL PASO | Army | 141 | El Paso | 2190 | El Paso | 1.08 | 1.05
US | United States | 48 | Texas | 82387-13088 | 705198 | TRAWOOD EL PASO | Army | 141 | El Paso | 2190 | El Paso | 1.08 | 1.05
US | United States | 48 | Texas | 82387-13427 | 705536 | ZARAGOSA RD EL PASO | Army | 141 | El Paso | 2190 | El Paso | 1.08 | 1.05
US | United States | 48 | Texas | 710956 | 710956 | 6380 MORGAN AVENUE EL PASO | Army | 141 | El Paso | 2190 | El Paso | 1.08 | 1.05
US | United States | 48 | Texas | 711232 | 711232 | 7208, 7210 & 7212 NORTH MESA STREET EL PASO | Army | 141 | El Paso | 2190 | El Paso | 1.08 | 1.05
US | United States | 48 | Texas | 70132-10653 | 701924 | 801 HOUSING FT BLISS | Army | 141 | El Paso | 2433 | Fort Bliss | 1.08 | 1.05
US | United States | 48 | Texas | FPBD0001 | 1681 | FORT BLISS AIR NATIONAL GUARD STATION SITE # 1 | Air Force | 141 | El Paso | 9999 | Unknown | 1.08 | 1.05 | 0.929 | 1.131 | 1.131 | 0.713 | 0.556 | 1.231 | 1.131 | 0.122
US | United States | 48 | Texas | 48H15 | 7425 | STEPHENVILLE | Army | 143 | Erath | 6590 | Stephenville | 0.89 | 0.86 | 0.929 | 1.131 | 1.131 | 0.713 | 0.556 | 1.231 | 1.131 | 0.38
US | United States | 48 | Texas | 82387-10654 | 702765 | 2900 W WASHINGTON STEPHENVILLE | Army | 143 | Erath | 6590 | Stephenville | 0.89 | 0.86
US | United States | 48 | Texas | 82387-13327 | 705436 | W WASHINGTON STEPHENVILLE | Army | 143 | Erath | 6590 | Stephenville | 0.89 | 0.86
US | United States | 48 | Texas | 4839J | 3928 | BARKER DAM LTA | Army | 157 | Fort Bend | 3280 | Houston | 0.91 | 0.9 | 0.929 | 1.274 | 1.274 | 0.713 | 0.556 | 1.231 | 1.274 | 0.38
US | United States | 48 | Texas | 82387-12001 | 704111 | HIGHWAY 6 S HOUSTON | Army | 157 | Fort Bend | 3280 | Houston | 0.91 | 0.9
US | United States | 48 | Texas | 82387-10778 | 702889 | 3634 GLENN LAKES LANE MISSOURI CITY | Army | 157 | Fort Bend | 4655 | Missouri City | 0.91 | 0.9
US | United States | 48 | Texas | 82387-12002 | 704112 | HIGHWAY 6 S MISSOURI CITY | Army | 157 | Fort Bend | 4655 | Missouri City | 0.91 | 0.9
US | United States | 48 | Texas | 710572 | 710572 | 3939 W. AUDEN CIR MISSOURI CITY | Army | 157 | Fort Bend | 4655 | Missouri City | 0.91 | 0.9
US | United States | 48 | Texas | 82387-12850 | 704960 | S NINTH ST RICHMOND | Army | 157 | Fort Bend | 5760 | Richmond | 0.89 | 0.86
US | United States | 48 | Texas | 48G50 | 7069 | ROSENBERG | Army | 157 | Fort Bend | 5970 | Rosenberg | 0.89 | 0.86 | 0.929 | 1.274 | 1.274 | 0.713 | 0.556 | 1.231 | 1.274 | 0.38
US | United States | 48 | Texas | 82387-11354 | 703465 | AVENUE H ROSENBERG | Army | 157 | Fort Bend | 5970 | Rosenberg | 0.89 | 0.86
US | United States | 48 | Texas | 711046 | 711046 | 28120 SOUTHWEST FWY ROSENBERG | Army | 157 | Fort Bend | 5970 | Rosenberg | 0.89 | 0.86
US | United States | 48 | Texas | 710248 | 710248 | 2022 WINDY MEADOW SUGARLAND | Army | 157 | Fort Bend | 6660 | Sugar Land | 0.91 | 0.9
US | United States | 48 | Texas | 711040 | 711040 | 11802 GARDNER PARK L SUGARLAND | Army | 157 | Fort Bend | 6660 | Sugar Land | 0.91 | 0.9
US | United States | 48 | Texas | 710788 | 710788 | 249 DRAKE RUN LANE DICKINSON | Army | 167 | Galveston | 1920 | Dickinson | 0.89 | 0.86
US | United States | 48 | Texas | 82387-11958 | 704069 | GULF FWY FRIENDSWOOD | Army | 167 | Galveston | 2505 | Friendswood | 0.89 | 0.86
US | United States | 48 | Texas | M68479-0014 | 115 | GALVESTON TX MCRC | Marine Corps | 167 | Galveston | 2570 | Galveston | 0.89 | 0.86 | 0.929 | 1.274 | 1.274 | 0.713 | 0.556 | 1.231 | 1.274 | 0.174
US | United States | 48 | Texas | 48725 | 5153 | GALVESTON | Army | 167 | Galveston | 2570 | Galveston | 0.89 | 0.86 | 0.929 | 1.274 | 1.274 | 0.713 | 0.556 | 1.231 | 1.274 | 0.122
US | United States | 48 | Texas | 48650 | 5154 | GALVESTON-SEABORNE | Army | 167 | Galveston | 2570 | Galveston | 0.89 | 0.86 | 0.929 | 1.274 | 1.274 | 0.713 | 0.556 | 1.231 | 1.274 | 0.122
US | United States | 48 | Texas | 82387-12929 | 705039 | SEAWALL BLVD GALVESTON | Army | 167 | Galveston | 2570 | Galveston | 0.89 | 0.86
US | United States | 48 | Texas | 48E65 | 5771 | LA MARQUE | Army | 167 | Galveston | 3850 | La Marque | 0.89 | 0.86 | 0.929 | 1.274 | 1.274 | 0.713 | 0.556 | 1.231 | 1.274 | 0.38
US | United States | 48 | Texas | 82387-10022 | 702133 | 10000 EMMETT F LOWRY EXPWAY TEXAS CITY | Army | 167 | Galveston | 6860 | Texas City | 0.89 | 0.86
US | United States | 48 | Texas | POST0001 | 2780 | POST EMITTER SITE SITE # 1 | Air Force | 169 | Garza | 5480 | Post | 0.89 | 0.86 | 0.929 | 1.274 | 1.274 | 0.713 | 0.556 | 1.231 | 1.274 | 0.38
US | United States | 48 | Texas | 48D15 | 5092 | FREDERICKSBURG | Army | 171 | Gillespie | 2480 | Fredericksburg | 0.89 | 0.86 | 0.929 | 1.131 | 1.131 | 0.713 | 0.556 | 1.231 | 1.131 | 0.122
US | United States | 48 | Texas | 48F95 | 6691 | PAMPA | Army | 179 | Gray | 5190 | Pampa | 0.89 | 0.86 | 0.929 | 1.131 | 1.131 | 0.713 | 0.556 | 1.231 | 1.131 | 0.38
US | United States | 48 | Texas | 82387-10498 | 702609 | 2143 NORTH HOBART PAMPA | Army | 179 | Gray | 5190 | Pampa | 0.89 | 0.86
US | United States | 48 | Texas | 48C55 | 4695 | DENISON | Army | 181 | Grayson | 1830 | Denison | 0.89 | 0.86 | 0.929 | 1.131 | 1.131 | 0.713 | 0.556 | 1.231 | 1.131 | 0.38
US | United States | 48 | Texas | 82387-10658 | 702769 | 2916 HWY 75 SHERMAN | Army | 181 | Grayson | 6350 | Sherman | 0.89 | 0.86
US | United States | 48 | Texas | VPFP0001 | 3275 | SHEPPARD RECREATION ANNEX SITE # 1 | Air Force | 181 | Grayson | 9999 | Unknown | 0.89 | 0.86 | 0.929 | 1.131 | 1.131 | 0.713 | 0.556 | 1.231 | 1.131 | 0.38
US | United States | 48 | Texas | 48E55 | 5726 | KILGORE | Army | 183 | Gregg | 3680 | Kilgore | 0.89 | 0.86 | 0.929 | 1.131 | 1.131 | 0.713 | 0.556 | 1.231 | 1.131 | 0.38
US | United States | 48 | Texas | 82387-10094 | 702205 | 1101 STONE STREET KILGORE | Army | 183 | Gregg | 3680 | Kilgore | 0.89 | 0.86
US | United States | 48 | Texas | 48F00 | 5951 | LONGVIEW - ARMORY | Army | 183 | Gregg | 4080 | Longview | 0.89 | 0.86 | 0.929 | 1.131 | 1.131 | 0.713 | 0.556 | 1.231 | 1.131 | 0.38
US | United States | 48 | Texas | 82387-13250 | 705359 | W LOOP 281 LONGVIEW | Army | 183 | Gregg | 4080 | Longview | 0.89 | 0.86
US | United States | 48 | Texas | 710446 | 710446 | 305A MOCKINGBIRD LANE WHITE OAK | Army | 183 | Gregg | 7445 | White Oak | 0.89 | 0.86
US | United States | 48 | Texas | 48G90 | 7215 | SEGUIN | Army | 187 | Guadalupe | 6290 | Seguin | 0.89 | 0.86 | 0.929 | 1.131 | 1.131 | 0.713 | 0.556 | 1.231 | 1.131 | 0.38
US | United States | 48 | Texas | 82387-11674 | 703785 | E COURT ST SEGUIN | Army | 187 | Guadalupe | 6290 | Seguin | 0.89 | 0.86
US | United States | 48 | Texas | VGJT0001 | 3262 | SEGUIN AIR FORCE AUXILIARY FIELD SITE # 1 | Air Force | 187 | Guadalupe | 9999 | Unknown | 0.89 | 0.86 | 0.929 | 1.131 | 1.131 | 0.713 | 0.556 | 1.231 | 1.131 | 0.38
US | United States | 48 | Texas | 48G15 | 6818 | PLAINVIEW | Army | 189 | Hale | 5380 | Plainview | 0.89 | 0.86 | 0.929 | 1.131 | 1.131 | 0.713 | 0.556 | 1.231 | 1.131 | 0.38
US | United States | 48 | Texas | 82387-12393 | 704503 | N I-27 PLAINVIEW | Army | 189 | Hale | 5380 | Plainview | 0.89 | 0.86
US | United States | 48 | Texas | 711050 | 711050 | 207 S. MAIN STREET LUMBERTON | Army | 199 | Hardin | 4172 | Lumberton | 0.89 | 0.86
US | United States | 48 | Texas | 48991 | 3929 | BARKER RESERVOIR | Army | 201 | Harris | 0432 | Barker | 0.89 | 0.86 | 0.929 | 1.131 | 1.131 | 0.713 | 0.556 | 1.231 | 1.131 | 0.38
US | United States | 48 | Texas | 48A75 | 3960 | BAYTOWN | Army | 201 | Harris | 0480 | Baytown | 0.89 | 0.86 | 0.929 | 1.274 | 1.274 | 0.713 | 0.556 | 1.231 | 1.274 | 0.38
US | United States | 48 | Texas | 480NG-10007 | 701186 | GARTH RD BAYTOWN | Army | 201 | Harris | 0480 | Baytown | 0.89 | 0.86 | 0.929 | 1.274 | 1.274 | 0.713 | 0.556 | 1.231 | 1.274 | 0.251
US | United States | 48 | Texas | 82387-11936 | 704047 | GOOSE CREEK BASE BAYTOWN | Army | 201 | Harris | 0480 | Baytown | 0.89 | 0.86
US | United States | 48 | Texas | 82387-11082 | 703193 | 6575 W LOOP SOUTH BELLAIRE | Army | 201 | Harris | 0530 | Bellaire | 0.91 | 0.9
US | United States | 48 | Texas | 82387-13362 | 705471 | WEST LOOP SOUTH BELLAIRE | Army | 201 | Harris | 0530 | Bellaire | 0.91 | 0.9
US | United States | 48 | Texas | N00216-HO | 328 | NAVOPSPTCEN HOUSTON TX | Navy | 201 | Harris | 3280 | Houston | 0.91 | 0.9 | 0.929 | 1.274 | 1.274 | 0.713 | 0.556 | 1.231 | 1.274 | 0.38
US | United States | 48 | Texas | 48994 | 3576 | ELLINGTON FIELD AFRC | Army | 201 | Harris | 3280 | Houston | 0.91 | 0.9 | 0.929 | 1.274 | 1.274 | 0.713 | 0.556 | 1.231 | 1.274 | 0.362
US | United States | 48 | Texas | 48D95 | 4860 | ELLINGTON FIELD | Army | 201 | Harris | 3280 | Houston | 0.91 | 0.9 | 0.929 | 1.274 | 1.274 | 0.713 | 0.556 | 1.231 | 1.274 | 0.122
US | United States | 48 | Texas | 48412 | 5495 | HOUSTON - WESTHEIMER | Army | 201 | Harris | 3280 | Houston | 0.91 | 0.9 | 0.929 | 1.274 | 1.274 | 0.713 | 0.556 | 1.231 | 1.274 | 0.38
US | United States | 48 | Texas | 48746 | 5496 | HOUSTON USARC #2 | Army | 201 | Harris | 3280 | Houston | 0.91 | 0.9 | 0.929 | 1.274 | 1.274 | 0.713 | 0.556 | 1.231 | 1.274 | 0.122
US | United States | 48 | Texas | 48745 | 7232 | SGM MACARIO GARCIA USARC | Army | 201 | Harris | 3280 | Houston | 0.91 | 0.9 | 0.929 | 1.274 | 1.274 | 0.713 | 0.556 | 1.231 | 1.274 | 0.38
US | United States | 48 | Texas | 18081-10098 | 700257 | 2320 LA BRANCH HOUSTON | Army | 201 | Harris | 3280 | Houston | 0.91 | 0.9
US | United States | 48 | Texas | 18081-10099 | 700258 | 2320 LABRANCH HOUSTON | Army | 201 | Harris | 3280 | Houston | 0.91 | 0.9
US | United States | 48 | Texas | 480NG-10003 | 701182 | 3218 SOUTH LOOP WEST HOUSTON | Army | 201 | Harris | 3280 | Houston | 0.91 | 0.9 | 0.929 | 1.274 | 1.274 | 0.713 | 0.556 | 1.231 | 1.274 | 0.362
US | United States | 48 | Texas | 70132-10249 | 701520 | 2111 HOLLY HALL HOUSTON | Army | 201 | Harris | 3280 | Houston | 0.91 | 0.9
US | United States | 48 | Texas | 70132-10645 | 701916 | 7777 GREENBRIAR HOUSTON | Army | 201 | Harris | 3280 | Houston | 0.91 | 0.9
US | United States | 48 | Texas | 82387-10271 | 702382 | 1432 WEST GRAY HOUSTON | Army | 201 | Harris | 3280 | Houston | 0.91 | 0.9
US | United States | 48 | Texas | 82387-10303 | 702414 | 15119 WALLISVILLE ROAD HOUSTON | Army | 201 | Harris | 3280 | Houston | 0.91 | 0.9
US | United States | 48 | Texas | 82387-10414 | 702525 | 1919 SMITH STREET HOUSTON | Army | 201 | Harris | 3280 | Houston | 0.91 | 0.9
US | United States | 48 | Texas | 82387-10933 | 703044 | 503 MEMORIAL CITY ML HOUSTON | Army | 201 | Harris | 3280 | Houston | 0.91 | 0.9
US | United States | 48 | Texas | 82387-11033 | 703144 | 6015 HILLCROFT HOUSTON | Army | 201 | Harris | 3280 | Houston | 0.91 | 0.9
US | United States | 48 | Texas | 82387-11115 | 703226 | 701 SAN JACINTO HOUSTON | Army | 201 | Harris | 3280 | Houston | 0.91 | 0.9
US | United States | 48 | Texas | 82387-11297 | 703408 | 9990 RICHMOND AVENUE HOUSTON | Army | 201 | Harris | 3280 | Houston | 0.91 | 0.9
US | United States | 48 | Texas | 82387-11861 | 703972 | FM 1960 E HOUSTON | Army | 201 | Harris | 3280 | Houston | 0.91 | 0.9
US | United States | 48 | Texas | 82387-11953 | 704064 | GREENSPOINT MALL HOUSTON | Army | 201 | Harris | 3280 | Houston | 0.91 | 0.9
US | United States | 48 | Texas | 82387-11976 | 704087 | HAYES RD HOUSTON | Army | 201 | Harris | 3280 | Houston | 0.91 | 0.9
US | United States | 48 | Texas | 82387-12039 | 704149 | HWY 6 N HOUSTON | Army | 201 | Harris | 3280 | Houston | 0.91 | 0.9
US | United States | 48 | Texas | 82387-12373 | 704483 | N FREEWAY HOUSTON | Army | 201 | Harris | 3280 | Houston | 0.91 | 0.9
US | United States | 48 | Texas | 82387-12568 | 704678 | NW FREEWAY HOUSTON | Army | 201 | Harris | 3280 | Houston | 0.91 | 0.9
US | United States | 48 | Texas | 82387-12612 | 704722 | PARK TEN PL HOUSTON | Army | 201 | Harris | 3280 | Houston | 0.91 | 0.9
US | United States | 48 | Texas | 82387-12991 | 705101 | SOUTHWEST FWY HOUSTON | Army | 201 | Harris | 3280 | Houston | 0.91 | 0.9
US | United States | 48 | Texas | 82387-13377 | 705486 | WESTHEIMER RD HOUSTON | Army | 201 | Harris | 3280 | Houston | 0.91 | 0.9
US | United States | 48 | Texas | 82387-13410 | 705519 | WOODRIDGE HOUSTON | Army | 201 | Harris | 3280 | Houston | 0.91 | 0.9
US | United States | 48 | Texas | 710244 | 710244 | 18922 REMINGTON PARK HOUSTON | Army | 201 | Harris | 3280 | Houston | 0.91 | 0.9
US | United States | 48 | Texas | 710397 | 710397 | 7022 WOODRIDGE ROW HOUSTON | Army | 201 | Harris | 3280 | Houston | 0.91 | 0.9
US | United States | 48 | Texas | 710427 | 710427 | 701 SAN JACINTO STREET HOUSTON | Army | 201 | Harris | 3280 | Houston | 0.91 | 0.9
US | United States | 48 | Texas | 710564 | 710564 | 5505-G FM 1960 WEST HOUSTON | Army | 201 | Harris | 3280 | Houston | 0.91 | 0.9
US | United States | 48 | Texas | 70132-10752 | 702023 | LONGLEAF PINES HUMBLE | Army | 201 | Harris | 3320 | Humble | 0.89 | 0.86
US | United States | 48 | Texas | 82387-11860 | 703971 | FM 1960 BYPASS HUMBLE | Army | 201 | Harris | 3320 | Humble | 0.89 | 0.86
US | United States | 48 | Texas | 710576 | 710576 | 20106 GLEN BURN CT HUMBLE | Army | 201 | Harris | 3320 | Humble | 0.89 | 0.86
US | United States | 48 | Texas | 711197 | 711197 | 18211 BROADVALE CIRC HUMBLE | Army | 201 | Harris | 3320 | Humble | 0.89 | 0.86
US | United States | 48 | Texas | 711246 | 711246 | 4035 DAPPLED TRAIL HUMBLE | Army | 201 | Harris | 3320 | Humble | 0.89 | 0.86
US | United States | 48 | Texas | 82387-12610 | 704720 | PARK ROW RD KATY | Army | 201 | Harris | 3580 | Katy | 0.89 | 0.86
US | United States | 48 | Texas | 710883 | 710883 | 1223 BROOK GROVE DR KATY | Army | 201 | Harris | 3580 | Katy | 0.89 | 0.86
US | United States | 48 | Texas | 48G05 | 6710 | PASADENA | Army | 201 | Harris | 5230 | Pasadena | 0.91 | 0.9 | 0.929 | 1.274 | 1.274 | 0.713 | 0.556 | 1.231 | 1.274 | 0.38
US | United States | 48 | Texas | 48800 | 6711 | PASADENA USARC | Army | 201 | Harris | 5230 | Pasadena | 0.91 | 0.9 | 0.929 | 1.274 | 1.274 | 0.713 | 0.556 | 1.231 | 1.274 | 0.38
US | United States | 48 | Texas | 82387-11759 | 703870 | E SOUTHMORE ST PASADENA | Army | 201 | Harris | 5230 | Pasadena | 0.91 | 0.9
US | United States | 48 | Texas | 82387-12994 | 705104 | SPENCER HWY PASADENA | Army | 201 | Harris | 5230 | Pasadena | 0.91 | 0.9
US | United States | 48 | Texas | 82387-12098 | 704208 | KUYKENDAHL RD SPRING | Army | 201 | Harris | 6553 | Spring | 0.89 | 0.86
US | United States | 48 | Texas | 82387-12912 | 705022 | SAWDUST RD SPRING | Army | 201 | Harris | 6553 | Spring | 0.89 | 0.86
US | United States | 48 | Texas | 82387-13081 | 705191 | TOMBALL PKWY TOMBALL | Army | 201 | Harris | 6970 | Tomball | 0.89 | 0.86
US | United States | 48 | Texas | 82387-11368 | 703479 | BAY AREA BLVD WEBSTER | Army | 201 | Harris | 7286 | Webster | 0.89 | 0.86
US | United States | 48 | Texas | FWJH0001 | 1708 | ELLINGTON FIELD SITE # 1 | Air Force | 201 | Harris | 9999 | Unknown | 0.89 | 0.86 | 0.929 | 1.131 | 1.131 | 0.713 | 0.556 | 1.231 | 1.131 | 0.122
US | United States | 48 | Texas | MNWA0001 | 2459 | LA PORTE ANG STATION SITE # 1 | Air Force | 201 | Harris | 9999 | Unknown | 0.89 | 0.86 | 0.929 | 1.274 | 1.274 | 0.713 | 0.556 | 1.231 | 1.274 | 0.122
US | United States | 48 | Texas | 48315 | 5948 | LONGHORN AAP | Army | 203 | Harrison | 4360 | Marshall | 0.84 | 0.81 | 0.929 | 1.131 | 1.131 | 0.713 | 0.556 | 1.231 | 1.131 | 0.38
US | United States | 48 | Texas | 48F25 | 6091 | MARSHALL | Army | 203 | Harrison | 4360 | Marshall | 0.84 | 0.81 | 0.929 | 1.131 | 1.131 | 0.713 | 0.556 | 1.231 | 1.131 | 0.38
US | United States | 48 | Texas | 48775 | 6094 | MARSHALL USARC | Army | 203 | Harrison | 4360 | Marshall | 0.84 | 0.81 | 0.929 | 1.131 | 1.131 | 0.713 | 0.556 | 1.231 | 1.131 | 0.38
US | United States | 48 | Texas | 82387-12646 | 704756 | PINECREST DR MARSHALL | Army | 203 | Harrison | 4360 | Marshall | 0.84 | 0.81
US | United States | 48 | Texas | 70132-10126 | 701397 | 1311 AMBERWOOD LOOP KYLE | Army | 209 | Hays | 3760 | Kyle | 0.89 | 0.86
US | United States | 48 | Texas | 711093 | 711093 | 133 POLK KYLE | Army | 209 | Hays | 3760 | Kyle | 0.89 | 0.86
US | United States | 48 | Texas | 48G80 | 7154 | SAN MARCOS | Army | 209 | Hays | 6170 | San Marcos | 0.89 | 0.86 | 0.929 | 1.131 | 1.131 | 0.713 | 0.556 | 1.231 | 1.131 | 0.38
US | United States | 48 | Texas | 48835 | 7155 | SAN MARCOS MEMORIAL USARC | Army | 209 | Hays | 6170 | San Marcos | 0.89 | 0.86 | 0.929 | 1.131 | 1.131 | 0.713 | 0.556 | 1.231 | 1.131 | 0.38
US | United States | 48 | Texas | 82387-13001 | 705111 | SPRINGTOWN WAY SAN MARCOS | Army | 209 | Hays | 6170 | San Marcos | 0.89 | 0.86
US | United States | 48 | Texas | 710245 | 710245 | 2800 AIRPORT, HWY 21 SAN MARCOS | Army | 209 | Hays | 6170 | San Marcos | 0.89 | 0.86
US | United States | 48 | Texas | 48A40 | 3873 | ATHENS | Army | 213 | Henderson | 0300 | Athens | 0.89 | 0.86 | 0.929 | 1.131 | 1.131 | 0.713 | 0.556 | 1.231 | 1.131 | 0.122
US | United States | 48 | Texas | 82387-12848 | 704958 | S MURCHISON ST ATHENS | Army | 213 | Henderson | 0300 | Athens | 0.89 | 0.86
US | United States | 48 | Texas | 48785 | 5968 | LT LUIS GARCIA MEMORIAL USARC | Army | 215 | Hidalgo | 4197 | Mcallen | 0.89 | 0.86 | 0.929 | 1.131 | 1.131 | 0.713 | 0.556 | 1.231 | 1.131 | 0.38
US | United States | 48 | Texas | 82387-12324 | 704434 | N 23RD ST MCALLEN | Army | 215 | Hidalgo | 4197 | Mcallen | 0.89 | 0.86
US | United States | 48 | Texas | 710256 | 710256 | 2700 NORTH 23RD STRE MCALLEN | Army | 215 | Hidalgo | 4197 | Mcallen | 0.89 | 0.86
US | United States | 48 | Texas | 710750 | 710750 | 201 NORTH SHARY ROAD MISSION | Army | 215 | Hidalgo | 4650 | Mission | 0.89 | 0.86
US | United States | 48 | Texas | 48H95 | 7845 | WESLACO | Army | 215 | Hidalgo | 7330 | Weslaco | 0.89 | 0.86 | 0.929 | 1.131 | 1.131 | 0.713 | 0.556 | 1.231 | 1.131 | 0.38
US | United States | 48 | Texas | 82387-13229 | 705338 | W EXPRESSWAY 83 WESLACO | Army | 215 | Hidalgo | 7330 | Weslaco | 0.89 | 0.86
US | United States | 48 | Texas | 48B95 | 4594 | CROCKETT | Army | 225 | Houston | 1620 | Crockett | 0.89 | 0.86 | 0.929 | 1.131 | 1.131 | 0.713 | 0.556 | 1.231 | 1.131 | 0.303
US | United States | 48 | Texas | 48D45 | 5282 | GREENVILLE | Army | 231 | Hunt | 2860 | Greenville | 0.89 | 0.86 | 0.929 | 1.131 | 1.131 | 0.713 | 0.556 | 1.231 | 1.131 | 0.38
US | United States | 48 | Texas | 82387-13086 | 705196 | TRADERS RD GREENVILLE | Army | 231 | Hunt | 2860 | Greenville | 0.89 | 0.86
US | United States | 48 | Texas | 82387-11786 | 703897 | EAST GIBSON JASPER | Army | 241 | Jasper | 3480 | Jasper | 0.89 | 0.86
US | United States | 48 | Texas | N00206-TX | 612 | BEAUMONT TX MSC | Navy | 245 | Jefferson | 0490 | Beaumont | 0.89 | 0.86 | 0.929 | 1.131 | 1.131 | 0.713 | 0.556 | 1.231 | 1.131 | 0.122
US | United States | 48 | Texas | 48A80 | 3964 | BEAUMONT | Army | 245 | Jefferson | 0490 | Beaumont | 0.89 | 0.86 | 0.929 | 1.131 | 1.131 | 0.713 | 0.556 | 1.231 | 1.131 | 0.38
US | United States | 48 | Texas | 48625 | 4323 | CARL PIPKIN USARC | Army | 245 | Jefferson | 0490 | Beaumont | 0.89 | 0.86 | 0.929 | 1.131 | 1.131 | 0.713 | 0.556 | 1.231 | 1.131 | 0.38
US | United States | 48 | Texas | 18081-10406 | 700565 | MAIN ST BEAUMONT | Army | 245 | Jefferson | 0490 | Beaumont | 0.89 | 0.86
US | United States | 48 | Texas | 70132-10684 | 701955 | 8635 MANION BEAUMONT | Army | 245 | Jefferson | 0490 | Beaumont | 0.89 | 0.86
US | United States | 48 | Texas | 70132-10776 | 702047 | SHAPESPEARE BEAUMONT | Army | 245 | Jefferson | 0490 | Beaumont | 0.89 | 0.86
US | United States | 48 | Texas | 82387-10404 | 702515 | 18TH ST BEAUMONT | Army | 245 | Jefferson | 0490 | Beaumont | 0.89 | 0.86
US | United States | 48 | Texas | 82387-11616 | 703727 | DOWLEN RD BEAUMONT | Army | 245 | Jefferson | 0490 | Beaumont | 0.89 | 0.86
US | United States | 48 | Texas | 82387-11928 | 704039 | GLADYS BEAUMONT | Army | 245 | Jefferson | 0490 | Beaumont | 0.89 | 0.86
US | United States | 48 | Texas | 710257 | 710257 | 6755 PHELAN BEAUMONT | Army | 245 | Jefferson | 0490 | Beaumont | 0.89 | 0.86
US | United States | 48 | Texas | 710396 | 710396 | 9610 SHEPHERD DR. BEAUMONT | Army | 245 | Jefferson | 0490 | Beaumont | 0.89 | 0.86
US | United States | 48 | Texas | 710892 | 710892 | 210 CALHOUN BEAUMONT | Army | 245 | Jefferson | 0490 | Beaumont | 0.89 | 0.86
US | United States | 48 | Texas | 48G20 | 6850 | PORT ARTHUR | Army | 245 | Jefferson | 5430 | Port Arthur | 0.89 | 0.86 | 0.929 | 1.131 | 1.131 | 0.713 | 0.556 | 1.231 | 1.131 | 0.38
US | United States | 48 | Texas | 82387-11300 | 703411 | 9TH AVE PORT ARTHUR | Army | 245 | Jefferson | 5430 | Port Arthur | 0.89 | 0.86
US | United States | 48 | Texas | 48G25 | 6853 | PORT NECHES | Army | 245 | Jefferson | 5470 | Port Neches | 0.89 | 0.86 | 0.929 | 1.131 | 1.131 | 0.713 | 0.556 | 1.231 | 1.131 | 0.38
US | United States | 48 | Texas | RJVF0001 | 3054 | NEDERLAND ANG STATION SITE # 1 | Air Force | 245 | Jefferson | 9999 | Unknown | 0.89 | 0.86 | 0.929 | 1.131 | 1.131 | 0.713 | 0.556 | 1.231 | 1.131 | 0.38
US | United States | 48 | Texas | 48A15 | 3752 | ALICE | Army | 249 | Jim Wells | 0090 | Alice | 0.89 | 0.86 | 0.929 | 1.131 | 1.131 | 0.713 | 0.556 | 1.231 | 1.131 | 0.122
US | United States | 48 | Texas | 48585 | 3753 | ALICE USARC | Army | 249 | Jim Wells | 0090 | Alice | 0.89 | 0.86 | 0.929 | 1.131 | 1.131 | 0.713 | 0.556 | 1.231 | 1.131 | 0.122
US | United States | 48 | Texas | N60241-KR | 1051 | KING RANCH | Navy | 249 | Jim Wells | 0586 | Ben Bolt | 0.89 | 0.86 | 0.929 | 1.131 | 1.131 | 0.713 | 0.556 | 1.231 | 1.131 | 0.38
US | United States | 48 | Texas | N60241-AD | 627 | ALF ORANGE | Navy | 249 | Jim Wells | 5110 | Orange Grove | 0.89 | 0.86 | 0.929 | 1.131 | 1.131 | 0.713 | 0.556 | 1.231 | 1.131 | 0.122
US | United States | 48 | Texas | 82387-12445 | 704555 | N NOLAN RIVER RD CLEBURNE | Army | 251 | Johnson | 1370 | Cleburne | 0.89 | 0.86
US | United States | 48 | Texas | 82387-13237 | 705346 | W HENDERSON CLEBURNE | Army | 251 | Johnson | 1370 | Cleburne | 0.89 | 0.86
US | United States | 48 | Texas | 48E40 | 5698 | KAUFMAN | Army | 257 | Kaufman | 3590 | Kaufman | 0.89 | 0.86 | 0.929 | 1.187 | 1.187 | 0.713 | 0.556 | 1.231 | 1.187 | 0.38
US | United States | 48 | Texas | 48H41 | 7531 | TERRELL - AIRPORT ROAD | Army | 257 | Kaufman | 6830 | Terrell | 0.89 | 0.86 | 0.929 | 1.187 | 1.187 | 0.713 | 0.556 | 1.231 | 1.187 | 0.38
US | United States | 48 | Texas | 48H40 | 7532 | TERRELL - HWY 80 | Army | 257 | Kaufman | 6830 | Terrell | 0.89 | 0.86 | 0.929 | 1.187 | 1.187 | 0.713 | 0.556 | 1.231 | 1.187 | 0.38
US | United States | 48 | Texas | 82387-13278 | 705387 | W MOORE TERRELL | Army | 257 | Kaufman | 6830 | Terrell | 0.89 | 0.86
US | United States | 48 | Texas | 82387-13279 | 705388 | W MOORE TERRELL 1 | Army | 257 | Kaufman | 6830 | Terrell | 0.89 | 0.86
US | United States | 48 | Texas | 710255 | 710255 | 111 HWY 205 TERRELL | Army | 257 | Kaufman | 6830 | Terrell | 0.89 | 0.86
US | United States | 48 | Texas | 48545 | 4290 | CAMP STANLEY STOR ACTV | Army | 259 | Kendall | 0740 | Boerne | 0.95 | 0.92 | 0.929 | 1.187 | 1.187 | 0.713 | 0.556 | 1.231 | 1.187 | 0.38
US | United States | 48 | Texas | 711198 | 711198 | 109 HAMPTON RUN WEST BOERNE | Army | 259 | Kendall | 0740 | Boerne | 0.95 | 0.92
US | United States | 48 | Texas | 48E50 | 5720 | KERRVILLE | Army | 265 | Kerr | 3670 | Kerrville | 0.89 | 0.86 | 0.929 | 1.131 | 1.131 | 0.713 | 0.556 | 1.231 | 1.131 | 0.38
US | United States | 48 | Texas | 82387-12952 | 705062 | SIDNEY BAKER KERRVILLE | Army | 265 | Kerr | 3670 | Kerrville | 0.89 | 0.86
US | United States | 48 | Texas | CDUA0001 | 1514 | BRACKETTVILLE NEXRAD WEATHER SITE SITE # 1 | Air Force | 271 | Kinney | 9999 | Unknown | 0.89 | 0.86 | 0.929 | 1.131 | 1.131 | 0.713 | 0.556 | 1.231 | 1.131 | 0.122
US | United States | 48 | Texas | MXDS0001 | 2484 | LAUGHLIN AFB AUX 1 SITE # 1 | Air Force | 271 | Kinney | 9999 | Unknown | 0.89 | 0.86 | 0.929 | 1.131 | 1.131 | 0.713 | 0.556 | 1.231 | 1.131 | 0.38
US | United States | 48 | Texas | N60241 | 205 | Naval Air Station, Kingsville TX | Navy | 273 | Kleberg | 3700 | Kingsville | 0.91 | 0.88 | 0.929 | 1.131 | 1.131 | 0.713 | 0.556 | 1.231 | 1.131 | 0.122
US | United States | 48 | Texas | 48E60 | 5739 | KINGSVILLE | Army | 273 | Kleberg | 3700 | Kingsville | 0.91 | 0.88 | 0.929 | 1.131 | 1.131 | 0.713 | 0.556 | 1.231 | 1.131 | 0.122
US | United States | 48 | Texas | 48971 | 5740 | KINGSVILLE NAS AFRC | Army | 273 | Kleberg | 3700 | Kingsville | 0.91 | 0.88 | 0.929 | 1.131 | 1.131 | 0.713 | 0.556 | 1.231 | 1.131 | 0.122
US | United States | 48 | Texas | 82387-12748 | 704858 | S 14TH ST KINGSVILLE | Army | 273 | Kleberg | 3700 | Kingsville | 0.91 | 0.88
US | United States | 48 | Texas | 48795 | 4114 | BOYLE MEMORIAL USARC | Army | 277 | Lamar | 5220 | Paris | 0.89 | 0.86 | 0.929 | 1.131 | 1.131 | 0.713 | 0.556 | 1.231 | 1.131 | 0.38
US | United States | 48 | Texas | 82387-10720 | 702831 | 3219 & 3221 NE LOOP 286 PARIS | Army | 277 | Lamar | 5220 | Paris | 0.89 | 0.86
US | United States | 48 | Texas | 82387-12508 | 704618 | NE LOOP 286 PARIS | Army | 277 | Lamar | 5220 | Paris | 0.89 | 0.86
US | United States | 48 | Texas | 48G00 | 4270 | CAMP MAXEY | Army | 277 | Lamar | 5511 | Powderly | 0.89 | 0.86 | 0.929 | 1.131 | 1.131 | 0.713 | 0.556 | 1.231 | 1.131 | 0.38
US | United States | 48 | Texas | 48915 | 7989 | YOAKUM USARC | Army | 285 | Lavaca | 7630 | Yoakum | 0.89 | 0.86 | 0.929 | 1.131 | 1.131 | 0.713 | 0.556 | 1.231 | 1.131 | 0.38
US | United States | 48 | Texas | 82387-11699 | 703810 | E HOUSTON ST CLEVELAND | Army | 291 | Liberty | 1380 | Cleveland | 0.89 | 0.86
US | United States | 48 | Texas | 48F40 | 6164 | MEXIA | Army | 293 | Limestone | 4540 | Mexia | 0.89 | 0.86 | 0.929 | 1.131 | 1.131 | 0.713 | 0.556 | 1.231 | 1.131 | 0.38
US | United States | 48 | Texas | N83447-LU | 331 | NAVOPSPTCEN LUBBOCK TX | Navy | 303 | Lubbock | 4140 | Lubbock | 0.9 | 0.87 | 0.929 | 1.131 | 1.131 | 0.713 | 0.556 | 1.231 | 1.131 | 0.38
US | United States | 48 | Texas | 48F07 | 5980 | LUBBOCK | Army | 303 | Lubbock | 4140 | Lubbock | 0.9 | 0.87 | 0.929 | 1.131 | 1.131 | 0.713 | 0.556 | 1.231 | 1.131 | 0.238
US | United States | 48 | Texas | 4876A | 5981 | LUBBOCK AFRC | Army | 303 | Lubbock | 4140 | Lubbock | 0.9 | 0.87 | 0.929 | 1.131 | 1.131 | 0.713 | 0.556 | 1.231 | 1.131 | 0.38
US | United States | 48 | Texas | 82387-10425 | 702536 | 19TH ST LUBBOCK | Army | 303 | Lubbock | 4140 | Lubbock | 0.9 | 0.87
US | United States | 48 | Texas | 82387-11930 | 704041 | GLENNA GOODACRE BLDG LUBBOCK | Army | 303 | Lubbock | 4140 | Lubbock | 0.9 | 0.87
US | United States | 48 | Texas | 82387-12895 | 705005 | SAGEWOOD PLZ LUBBOCK | Army | 303 | Lubbock | 4140 | Lubbock | 0.9 | 0.87
US | United States | 48 | Texas | 82387-12964 | 705074 | SLIDE RD LUBBOCK | Army | 303 | Lubbock | 4140 | Lubbock | 0.9 | 0.87
US | United States | 48 | Texas | 82387-13127 | 705237 | UNIVERSITY LUBBOCK | Army | 303 | Lubbock | 4140 | Lubbock | 0.9 | 0.87
US | United States | 48 | Texas | 82387-13361 | 705470 | WEST LOOP 289 LUBBOCK | Army | 303 | Lubbock | 4140 | Lubbock | 0.9 | 0.87
US | United States | 48 | Texas | 710627 | 710627 | 6548 86TH STREET LUBBOCK | Army | 303 | Lubbock | 4140 | Lubbock | 0.9 | 0.87
US | United States | 48 | Texas | 710630 | 710630 | 5830 101ST PLACE LUBBOCK | Army | 303 | Lubbock | 4140 | Lubbock | 0.9 | 0.87
US | United States | 48 | Texas | 710888 | 710888 | 2010 79TH STREET LUBBOCK | Army | 303 | Lubbock | 4140 | Lubbock | 0.9 | 0.87
US | United States | 48 | Texas | 711247 | 711247 | 3102 109TH STREET LUBBOCK | Army | 303 | Lubbock | 4140 | Lubbock | 0.9 | 0.87
US | United States | 48 | Texas | UBNY0001 | 3212 | REESE AFB SITE # 1 | Air Force | 303 | Lubbock | 5695 | Reese AFB | 0.9 | 0.87
US | United States | 48 | Texas | DRAW0001 | 1585 | DRAW EMITTER SITE SITE # 1 | Air Force | 305 | Lynn | 6740 | Tahoka | 0.9 | 0.87 | 0.929 | 1.131 | 1.131 | 0.713 | 0.556 | 1.231 | 1.131 | 0.38
US | United States | 48 | Texas | 710886 | 710886 | 424 PARK PLACE HEWITT | Army | 309 | McLennan | 3153 | Hewitt | 0.89 | 0.86
US | United States | 48 | Texas | N95918 | 207 | Naval Weapons Industrial Reserve Plant, McGregor TX | Navy | 309 | McLennan | 4220 | McGregor | 0.89 | 0.86 | 0.929 | 1.131 | 1.131 | 0.713 | 0.556 | 1.231 | 1.131 | 0.38
US | United States | 48 | Texas | N83447-WA | 332 | NAVOPSPTCEN WACO TX | Navy | 309 | McLennan | 7210 | Waco | 0.89 | 0.86 | 0.929 | 1.131 | 1.131 | 0.713 | 0.556 | 1.231 | 1.131 | 0.38
US | United States | 48 | Texas | 48H75 | 7748 | WACO | Army | 309 | McLennan | 7210 | Waco | 0.89 | 0.86 | 0.929 | 1.131 | 1.131 | 0.713 | 0.556 | 1.231 | 1.131 | 0.38
US | United States | 48 | Texas | 48875 | 7749 | WACO USARC | Army | 309 | McLennan | 7210 | Waco | 0.89 | 0.86 | 0.929 | 1.131 | 1.131 | 0.713 | 0.556 | 1.231 | 1.131 | 0.38
US | United States | 48 | Texas | 82387-11577 | 703688 | CROSSROADS W WACO | Army | 309 | McLennan | 7210 | Waco | 0.89 | 0.86
US | United States | 48 | Texas | 82387-12702 | 704812 | RICHLAND DR WACO | Army | 309 | McLennan | 7210 | Waco | 0.89 | 0.86
US | United States | 48 | Texas | 82387-13407 | 705516 | WOODED ACRES DR WACO | Army | 309 | McLennan | 7210 | Waco | 0.89 | 0.86
US | United States | 48 | Texas | N60241-YT | 1052 | YANKEE TARGET RANGE | Navy | 311 | McMullen | 6938 | Tilden | 0.89 | 0.86 | 0.929 | 1.131 | 1.131 | 0.713 | 0.556 | 1.231 | 1.131 | 0.38
US | United States | 48 | Texas | 82387-11352 | 703463 | AVENUE F BAY CITY | Army | 321 | Matagorda | 0470 | Bay City | 0.89 | 0.86
US | United States | 48 | Texas | PLMJ0001 | 2773 | MATAGORDA RADAR SITE (TARS #7) SITE # 1 | Air Force | 321 | Matagorda | 9999 | Unknown | 0.89 | 0.86 | 0.929 | 1.131 | 1.131 | 0.713 | 0.556 | 1.231 | 1.131 | 0.38
US | United States | 48 | Texas | 48C70 | 4793 | EAGLE PASS | Army | 323 | Maverick | 2030 | Eagle Pass | 0.89 | 0.86 | 0.929 | 1.131 | 1.131 | 0.713 | 0.556 | 1.231 | 1.131 | 0.38
US | United States | 48 | Texas | 82387-12768 | 704878 | S BIBB EAGLE PASS | Army | 323 | Maverick | 2030 | Eagle Pass | 0.89 | 0.86
US | United States | 48 | Texas | FQVH0001 | 1682 | EAGLE PASS RADAR SITE (TARS#5) SITE # 1 | Air Force | 323 | Maverick | 9999 | Unknown | 0.89 | 0.86 | 0.929 | 1.131 | 1.131 | 0.713 | 0.556 | 1.231 | 1.131 | 0.38
US | United States | 48 | Texas | 48D75 | 5475 | HONDO | Army | 325 | Medina | 3250 | Hondo | 0.89 | 0.86 | 0.929 | 1.131 | 1.131 | 0.713 | 0.556 | 1.231 | 1.131 | 0.38
US | United States | 48 | Texas | KZKP0001 | 2358 | HONDO MUNICIPAL AIRPORT SITE # 1 | Air Force | 325 | Medina | 9999 | Unknown | 0.89 | 0.86 | 0.929 | 1.131 | 1.131 | 0.713 | 0.556 | 1.231 | 1.131 | 0.38
US | United States | 48 | Texas | 48F45 | 6190 | MIDLAND | Army | 329 | Midland | 4560 | Midland | 0.89 | 0.86
US | United States | 48 | Texas | 48793 | 6191 | MIDLAND USARC | Army | 329 | Midland | 4560 | Midland | 0.89 | 0.86 | 0.929 | 1.131 | 1.131 | 0.713 | 0.556 | 1.231 | 1.131 | 0.38
US | United States | 48 | Texas | 82387-12435 | 704545 | N MIDKIFF MIDLAND | Army | 329 | Midland | 4560 | Midland | 0.89 | 0.86
US | United States | 48 | Texas | 710142 | 710142 | 4603 FLOYD COURT MIDLAND | Army | 329 | Midland | 4560 | Midland | 0.89 | 0.86
US | United States | 48 | Texas | 710631 | 710631 | 3205 W GOLF COURSE RD MIDLAND | Army | 329 | Midland | 4560 | Midland | 0.89 | 0.86
US | United States | 48 | Texas | 711094 | 711094 | 4316 LEDDY MIDLAND | Army | 329 | Midland | 4560 | Midland | 0.89 | 0.86
US | United States | 48 | Texas | 711097 | 711097 | 3906 PLACID CT MIDLAND | Army | 329 | Midland | 4560 | Midland | 0.89 | 0.86
US | United States | 48 | Texas | 711248 | 711248 | 2920 MOSS AVENUE MIDLAND | Army | 329 | Midland | 4560 | Midland | 0.89 | 0.86
US | United States | 48 | Texas | 48180 | 4539 | CONROE USARC/ASF 62 | Army | 339 | Montgomery | 1510 | Conroe | 0.89 | 0.86 | 0.929 | 1.274 | 1.274 | 0.713 | 0.556 | 1.231 | 1.274 | 0.38
US | United States | 48 | Texas | 82387-12372 | 704482 | N FRAZIER CONROE | Army | 339 | Montgomery | 1510 | Conroe | 0.89 | 0.86
US | United States | 48 | Texas | 710563 | 710563 | 2109 W. DAVIS ST CONROE | Army | 339 | Montgomery | 1510 | Conroe | 0.89 | 0.86
US | United States | 48 | Texas | 710632 | 710632 | 33119 COTTON WOOD BEND MAGNOLIA | Army | 339 | Montgomery | 1510 | Conroe | 0.89 | 0.86
US | United States | 48 | Texas | 710889 | 710889 | 617 SPRING FOREST DR CONROE | Army | 339 | Montgomery | 1510 | Conroe | 0.89 | 0.86
US | United States | 48 | Texas | 710092 | 710092 | 3226 WOODWIND DR. MONTGOMERY | Army | 339 | Montgomery | 4667 | Montgomery | 0.89 | 0.86
US | United States | 48 | Texas | 710250 | 710250 | 3814 INVERNESS WAY MONTGOMERY | Army | 339 | Montgomery | 4667 | Montgomery | 0.89 | 0.86
US | United States | 48 | Texas | 710937 | 710937 | 10726 HIGHPOINT LANE MONTGOMERY | Army | 339 | Montgomery | 4667 | Montgomery | 0.89 | 0.86
US | United States | 48 | Texas | 82387-11621 | 703732 | DUMAS AVE DUMAS | Army | 341 | Moore | 2000 | Dumas | 0.89 | 0.86
US | United States | 48 | Texas | 48F70 | 6348 | NACOGDOCHES | Army | 347 | Nacogdoches | 4810 | Nacogdoches | 0.89 | 0.86 | 0.929 | 1.131 | 1.131 | 0.713 | 0.556 | 1.231 | 1.131 | 0.38
US | United States | 48 | Texas | 82387-12537 | 704647 | NORTH ST NACOGDOCHES | Army | 347 | Nacogdoches | 4810 | Nacogdoches | 0.89 | 0.86
US | United States | 48 | Texas | 711200 | 711200 | 4909 NORTH STREET NACOGDOCHES | Army | 347 | Nacogdoches | 4810 | Nacogdoches | 0.89 | 0.86
US | United States | 48 | Texas | 48B90 | 4559 | CORSICANA | Army | 349 | Navarro | 1570 | Corsicana | 0.89 | 0.86 | 0.929 | 1.131 | 1.131 | 0.713 | 0.556 | 1.231 | 1.131 | 0.38
US | United States | 48 | Texas | 82387-12413 | 704523 | N MAIN ST CORSICANA | Army | 349 | Navarro | 1570 | Corsicana | 0.89 | 0.86
US | United States | 48 | Texas | 710307 | 710307 | 1210 FICKLIN CIRCLE CORSICANA | Army | 349 | Navarro | 1570 | Corsicana | 0.89 | 0.86
US | United States | 48 | Texas | 710751 | 710751 | 1803 W 7TH AVE CORSICANA | Army | 349 | Navarro | 1570 | Corsicana | 0.89 | 0.86
US | United States | 48 | Texas | N00216 | 140 | Naval Air Station Corpus Christi TX | Navy | 355 | Nueces | 1550 | Corpus Christi | 0.87 | 0.84 | 0.929 | 1.131 | 1.131 | 0.713 | 0.556 | 1.231 | 1.131 | 0.38
US | United States | 48 | Texas | N00216-WA | 386 | ALF WALDRON 1 | Navy | 355 | Nueces | 1550 | Corpus Christi | 0.87 | 0.84 | 0.929 | 1.131 | 1.131 | 0.713 | 0.556 | 1.231 | 1.131 | 0.261
US | United States | 48 | Texas | N00216-WC | 387 | ALF WALDRON 3 | Navy | 355 | Nueces | 1550 | Corpus Christi | 0.87 | 0.84 | 0.929 | 1.131 | 1.131 | 0.713 | 0.556 | 1.231 | 1.131 | 0.261
US | United States | 48 | Texas | N00216-WD | 388 | ALF WALDRON 4 | Navy | 355 | Nueces | 1550 | Corpus Christi | 0.87 | 0.84 | 0.929 | 1.131 | 1.131 | 0.713 | 0.556 | 1.231 | 1.131 | 0.261
US | United States | 48 | Texas | N00216-WE | 389 | ALF WALDRON 5 | Navy | 355 | Nueces | 1550 | Corpus Christi | 0.87 | 0.84 | 0.929 | 1.131 | 1.131 | 0.713 | 0.556 | 1.231 | 1.131 | 0.261
US | United States | 48 | Texas | N00216-CB | 390 | ALF CABANISS 2 | Navy | 355 | Nueces | 1550 | Corpus Christi | 0.87 | 0.84 | 0.929 | 1.131 | 1.131 | 0.713 | 0.556 | 1.231 | 1.131 | 0.261
US | United States | 48 | Texas | N00216-AD | 862 | ALF WALDRON | Navy | 355 | Nueces | 1550 | Corpus Christi | 0.87 | 0.84 | 0.929 | 1.131 | 1.131 | 0.713 | 0.556 | 1.231 | 1.131 | 0.122
US | United States | 48 | Texas | N00216-DA | 863 | PART OF ISLAND A | Navy | 355 | Nueces | 1550 | Corpus Christi | 0.87 | 0.84 | 0.929 | 1.131 | 1.131 | 0.713 | 0.556 | 1.231 | 1.131 | 0.38
US | United States | 48 | Texas | N00216-JA | 864 | PEARY PLACE TRANS SITE | Navy | 355 | Nueces | 1550 | Corpus Christi | 0.87 | 0.84 | 0.929 | 1.131 | 1.131 | 0.713 | 0.556 | 1.231 | 1.131 | 0.38
US | United States | 48 | Texas | N00216-AE | 966 | ALF CABANISS | Navy | 355 | Nueces | 1550 | Corpus Christi | 0.87 | 0.84 | 0.929 | 1.131 | 1.131 | 0.713 | 0.556 | 1.231 | 1.131 | 0.122
US | United States | 48 | Texas | N00216-FA | 967 | PARTS OF IS A B/C | Navy | 355 | Nueces | 1550 | Corpus Christi | 0.87 | 0.84 | 0.929 | 1.131 | 1.131 | 0.713 | 0.556 | 1.231 | 1.131 | 0.38
US | United States | 48 | Texas | N00216-CC | 1117 | ALF CABANISS 3 | Navy | 355 | Nueces | 1550 | Corpus Christi | 0.87 | 0.84 | 0.929 | 1.131 | 1.131 | 0.713 | 0.556 | 1.231 | 1.131 | 0.261
US | United States | 48 | Texas | N00216-WB | 1118 | ALF WALDRON 2 | Navy | 355 | Nueces | 1550 | Corpus Christi | 0.87 | 0.84 | 0.929 | 1.131 | 1.131 | 0.713 | 0.556 | 1.231 | 1.131 | 0.261
US | United States | 48 | Texas | N00216-CA | 1151 | ALF CABANISS 1 | Navy | 355 | Nueces | 1550 | Corpus Christi | 0.87 | 0.84 | 0.929 | 1.131 | 1.131 | 0.713 | 0.556 | 1.231 | 1.131 | 0.261
US | United States | 48 | Texas | 48B85 | 4554 | CORPUS CHRISTI | Army | 355 | Nueces | 1550 | Corpus Christi | 0.87 | 0.84 | 0.929 | 1.131 | 1.131 | 0.713 | 0.556 | 1.231 | 1.131 | 0.122
US | United States | 48 | Texas | 4818B | 4555 | CORPUS CHRISTI #2 AFRC | Army | 355 | Nueces | 1550 | Corpus Christi | 0.87 | 0.84 | 0.929 | 1.131 | 1.131 | 0.713 | 0.556 | 1.231 | 1.131 | 0.122
US | United States | 48 | Texas | 48186 | 4556 | CORPUS CHRISTI ARMY DEPOT | Army | 355 | Nueces | 1550 | Corpus Christi | 0.87 | 0.84 | 0.929 | 1.131 | 1.131 | 0.713 | 0.556 | 1.231 | 1.131 | 0.122
US | United States | 48 | Texas | 48655 | 4557 | CORPUS CHRISTI MEMORIAL USARC | Army | 355 | Nueces | 1550 | Corpus Christi | 0.87 | 0.84 | 0.929 | 1.131 | 1.131 | 0.713 | 0.556 | 1.231 | 1.131 | 0.122
US | United States | 48 | Texas | 82387-11858 | 703969 | FLYNN PKWY CORPUS CHRISTI | Army | 355 | Nueces | 1550 | Corpus Christi | 0.87 | 0.84
US | United States | 48 | Texas | 82387-12129 | 704239 | LEOPARD ST CORPUS CHRISTI | Army | 355 | Nueces | 1550 | Corpus Christi | 0.87 | 0.84
US | United States | 48 | Texas | 82387-12855 | 704965 | S PADRE ISLAND CORPUS CHRISTI | Army | 355 | Nueces | 1550 | Corpus Christi | 0.87 | 0.84
US | United States | 48 | Texas | 710090 | 710090 | 5625 SARATOGA CORPUS CHRISTI | Army | 355 | Nueces | 1550 | Corpus Christi | 0.87 | 0.84
US | United States | 48 | Texas | 18081-10421 | 700580 | MUSTANG ISL ST PARK | Army | 355 | Nueces | 5420 | Port Aransas | 0.87 | 0.84
US | United States | 48 | Texas | N00206-OR | 322 | NOSC ORANGE TX | Navy | 361 | Orange | 5100 | Orange | 0.89 | 0.86 | 0.929 | 1.131 | 1.131 | 0.713 | 0.556 | 1.231 | 1.131 | 0.38
US | United States | 48 | Texas | 82387-11797 | 703908 | EDGAR BROWN DR WEST ORANGE | Army | 361 | Orange | 7370 | West Orange | 0.89 | 0.86
US | United States | 48 | Texas | 48409 | 5060 | FORT WOLTERS | Army | 363 | Palo Pinto | 4630 | Mineral Wells | 0.89 | 0.86 | 0.929 | 1.187 | 1.187 | 0.713 | 0.556 | 1.231 | 1.187 | 0.38
US | United States | 48 | Texas | 48F50 | 6216 | MINERAL WELLS | Army | 363 | Palo Pinto | 4630 | Mineral Wells | 0.89 | 0.86 | 0.929 | 1.187 | 1.187 | 0.713 | 0.556 | 1.231 | 1.187 | 0.38
US | United States | 48 | Texas | 48H85 | 7830 | WEATHERFORD | Army | 367 | Parker | 7280 | Weatherford | 0.89 | 0.86 | 0.929 | 1.187 | 1.187 | 0.713 | 0.556 | 1.231 | 1.187 | 0.38
US | United States | 48 | Texas | 82387-10285 | 702396 | 149 COLLEGE PARK WEATHERFORD | Army | 367 | Parker | 7280 | Weatherford | 0.89 | 0.86
US | United States | 48 | Texas | IMPE0001 | 2123 | IMPERIAL EMITTER SITE SITE # 1 | Air Force | 371 | Pecos | 3377 | Imperial | 0.89 | 0.86
US | United States | 48 | Texas | N83447-AM | 330 | NAVOPSPTCEN AMARILLO TX | Navy | 375 | Potter | 0150 | Amarillo | 0.89 | 0.86 | 0.929 | 1.131 | 1.131 | 0.713 | 0.556 | 1.231 | 1.131 | 0.38
US | United States | 48 | Texas | 48A20 | 3773 | AMARILLO | Army | 375 | Potter | 0150 | Amarillo | 0.89 | 0.86 | 0.929 | 1.131 | 1.131 | 0.713 | 0.556 | 1.231 | 1.131 | 0.38
US | United States | 48 | Texas | 48595 | 4073 | BLUCHER S THARP MEMORIAL USARC | Army | 375 | Potter | 0150 | Amarillo | 0.89 | 0.86 | 0.929 | 1.131 | 1.131 | 0.713 | 0.556 | 1.231 | 1.131 | 0.38
US | United States | 48 | Texas | 82387-13376 | 705485 | WESTGATE PKWY AMARILLO | Army | 375 | Potter | 0150 | Amarillo | 0.89 | 0.86
US | United States | 48 | Texas | 710258 | 710258 | AMARILLO AFB AMARILLO | Army | 375 | Potter | 0150 | Amarillo | 0.89 | 0.86
US | United States | 48 | Texas | 711044 | 711044 | 8312 VAIL ST AMARILLO | Army | 375 | Potter | 0150 | Amarillo | 0.89 | 0.86
US | United States | 48 | Texas | PDZQ0001 | 2763 | MARFA RADAR SITE (TARS #4) SITE # 1 | Air Force | 377 | Presidio | 9999 | Unknown | 0.89 | 0.86 | 0.929 | 1.131 | 1.131 | 0.713 | 0.556 | 1.231 | 1.131 | 0.38
US | United States | 48 | Texas | 710098 | 710098 | 8305 ALEXANDRIA AVENUE AMARILLO | Army | 381 | Randall | 0150 | Amarillo | 0.89 | 0.86
US | United States | 48 | Texas | 710447 | 710447 | 8508 BARSTOW DRIVE AMARILLO | Army | 381 | Randall | 0150 | Amarillo | 0.89 | 0.86
US | United States | 48 | Texas | 710770 | 710770 | 1100 FILLMORE ST AMARILLO | Army | 381 | Randall | 0150 | Amarillo | 0.89 | 0.86
US | United States | 48 | Texas | 711098 | 711098 | 6312 ROADRUNNER COURT AMARILLO | Army | 381 | Randall | 0150 | Amarillo | 0.89 | 0.86
US | United States | 48 | Texas | 711201 | 711201 | 8408 ALEXANDRIA AVENUE AMARILLO | Army | 381 | Randall | 0150 | Amarillo | 0.89 | 0.86
US | United States | 48 | Texas | PECO0001 | 2765 | RATTLESNAKE ELECTRONIC SCORING SITE SITE # 1 | Air Force | 389 | Reeves | 5280 | Pecos | 0.89 | 0.86 | 0.929 | 1.131 | 1.131 | 0.713 | 0.556 | 1.231 | 1.131 | 0.38
US | United States | 48 | Texas | SMIT0001 | 3118 | SMITHERS EMITTER SITE SITE # 1 | Air Force | 389 | Reeves | 5280 | Pecos | 0.89 | 0.86
US | United States | 48 | Texas | 70132-10290 | 701561 | 2451 DAYBREAK DR. ROCKWALL | Army | 397 | Rockwall | 5910 | Rockwall | 0.89 | 0.86
US | United States | 48 | Texas | 48D65 | 5419 | HENDERSON | Army | 401 | Rusk | 3120 | Henderson | 0.89 | 0.86 | 0.929 | 1.131 | 1.131 | 0.713 | 0.556 | 1.231 | 1.131 | 0.38
US | United States | 48 | Texas | N68891 | 142 | Naval Station Ingleside TX | Navy | 409 | San Patricio | 3380 | Ingleside | 0.91 | 0.88 | 0.929 | 1.131 | 1.131 | 0.713 | 0.556 | 1.231 | 1.131 | 0.38
US | United States | 48 | Texas | N68891-IN | 395 | NS INGLESIDE 1 | Navy | 409 | San Patricio | 3380 | Ingleside | 0.91 | 0.88 | 0.929 | 1.131 | 1.131 | 0.713 | 0.556 | 1.231 | 1.131 | 0.251
US | United States | 48 | Texas | N68891-EM | 865 | ELECTROMAGNETICROLLFAC | Navy | 409 | San Patricio | 3380 | Ingleside | 0.91 | 0.88 | 0.929 | 1.131 | 1.131 | 0.713 | 0.556 | 1.231 | 1.131 | 0.122
US | United States | 48 | Texas | 82387-13388 | 705497 | WILDCAT DR PORTLAND | Army | 409 | San Patricio | 5450 | Portland | 0.91 | 0.88
US | United States | 48 | Texas | 48845 | 7189 | SCHMIDT MEMORIAL USARC | Army | 409 | San Patricio | 6400 | Sinton | 0.91 | 0.88 | 0.929 | 1.131 | 1.131 | 0.713 | 0.556 | 1.231 | 1.131 | 0.38
US | United States | 48 | Texas | ELAW0001 | 1614 | ELDORADO ASN SITE # 1 | Air Force | 413 | Schleicher | 9999 | Unknown | 0.89 | 0.86 | 0.929 | 1.131 | 1.131 | 0.713 | 0.556 | 1.231 | 1.131 | 0.122
US | United States | 48 | Texas | HERM0001 | 2096 | HERMLEIGH SITE # 1 | Air Force | 415 | Scurry | 3150 | Hermleigh | 0.89 | 0.86 | 0.929 | 1.131 | 1.131 | 0.713 | 0.556 | 1.231 | 1.131 | 0.38
US | United States | 48 | Texas | LAKT0001 | 2359 | LAKE THOMAS EMITTER SITE SITE # 1 | Air Force | 415 | Scurry | 3150 | Hermleigh | 0.89 | 0.86 | 0.929 | 1.131 | 1.131 | 0.713 | 0.556 | 1.231 | 1.131 | 0.122
US | United States | 48 | Texas | SNYD0001 | 3126 | SNYDER ELECTRONIC SCORING SITE SITE # 1 | Air Force | 415 | Scurry | 6440 | Snyder | 0.89 | 0.86 | 0.929 | 1.131 | 1.131 | 0.713 | 0.556 | 1.231 | 1.131 | 0.38
US | United States | 48 | Texas | UNIO0001 | 3225 | UNION EMITTER SITE SITE # 1 | Air Force | 415 | Scurry | 6440 | Snyder | 0.89 | 0.86 | 0.929 | 1.131 | 1.131 | 0.713 | 0.556 | 1.231 | 1.131 | 0.38
US | United States | 48 | Texas | 48H05 | 7306 | SNYDER | Army | 415 | Scurry | 6440 | Snyder | 0.89 | 0.86 | 0.929 | 1.131 | 1.131 | 0.713 | 0.556 | 1.231 | 1.131 | 0.38
US | United States | 48 | Texas | 82387-13152 | 705261 | VARSITY SQUARE SNYDER | Army | 415 | Scurry | 6440 | Snyder | 0.89 | 0.86
US | United States | 48 | Texas | QTPW0001 | 3022 | MORAN NEXRAD WEATHER SITE SITE # 1 | Air Force | 417 | Shackelford | 4680 | Moran | 0.89 | 0.86 | 0.929 | 1.131 | 1.131 | 0.713 | 0.556 | 1.231 | 1.131 | 0.38
US | United States | 48 | Texas | 48H60 | 7651 | TYLER | Army | 423 | Smith | 7070 | Tyler | 0.89 | 0.86 | 0.929 | 1.131 | 1.131 | 0.713 | 0.556 | 1.231 | 1.131 | 0.38
US | United States | 48 | Texas | 4889A | 7652 | TYLER USARC | Army | 423 | Smith | 7070 | Tyler | 0.89 | 0.86 | 0.929 | 1.131 | 1.131 | 0.713 | 0.556 | 1.231 | 1.131 | 0.38
US | United States | 48 | Texas | 05250-10006 | 700051 | 4507 TROUP HIGHWAY TYLER | Army | 423 | Smith | 7070 | Tyler | 0.89 | 0.86 | 0.929 | 1.131 | 1.131 | 0.713 | 0.556 | 1.231 | 1.131 | 0.38
US | United States | 48 | Texas | 82387-11758 | 703869 | E SOUTHEAST TYLER | Army | 423 | Smith | 7070 | Tyler | 0.89 | 0.86
US | United States | 48 | Texas | 82387-12604 | 704714 | PALUXY SQUARE TYLER | Army | 423 | Smith | 7070 | Tyler | 0.89 | 0.86
US | United States | 48 | Texas | 82387-13416 | 705525 | WSW LOOP 323 TYLER | Army | 423 | Smith | 7070 | Tyler | 0.89 | 0.86
US | United States | 48 | Texas | 710093 | 710093 | 528 S. SAUNDERS TYLER | Army | 423 | Smith | 7070 | Tyler | 0.89 | 0.86
US | United States | 48 | Texas | 710298 | 710298 | 1201 E. FIFTH STREET TYLER | Army | 423 | Smith | 7070 | Tyler | 0.89 | 0.86
US | United States | 48 | Texas | 48825 | 7009 | RIO GRANDE CITY USARC | Army | 427 | Starr | 5780 | Rio Grande City | 0.89 | 0.86 | 0.929 | 1.131 | 1.131 | 0.713 | 0.556 | 1.231 | 1.131 | 0.38
US | United States | 48 | Texas | UFXS0001 | 3216 | RIO GRANDE CITY RADAR SITE (TARS #6) SITE # 1 | Air Force | 427 | Starr | 9999 | Unknown | 0.89 | 0.86 | 0.929 | 1.131 | 1.131 | 0.713 | 0.556 | 1.231 | 1.131 | 0.38
US | United States | 48 | Texas | 48A35 | 3839 | ARLINGTON | Army | 439 | Tarrant | 0260 | Arlington | 0.91 | 0.9 | 0.929 | 1.187 | 1.187 | 0.713 | 0.556 | 1.231 | 1.187 | 0.38
US | United States | 48 | Texas | 18081-10046 | 700205 | 1201 N WATSON ROAD ARLINGTON | Army | 439 | Tarrant | 0260 | Arlington | 0.91 | 0.9
US | United States | 48 | Texas | 18081-10156 | 700315 | 4840 MATLOCK ROAD ARLINGTON | Army | 439 | Tarrant | 0260 | Arlington | 0.91 | 0.9
US | United States | 48 | Texas | 82387-10521 | 702632 | 2221 E LAMAR BLVD ARLINGTON | Army | 439 | Tarrant | 0260 | Arlington | 0.91 | 0.9
US | United States | 48 | Texas | 82387-11706 | 703817 | E LAMAR BLVD ARLINGTON | Army | 439 | Tarrant | 0260 | Arlington | 0.91 | 0.9
US | United States | 48 | Texas | 82387-12241 | 704351 | MATLOCK RD ARLINGTON | Army | 439 | Tarrant | 0260 | Arlington | 0.91 | 0.9
US | United States | 48 | Texas | 82387-12356 | 704466 | N COLLINS ARLINGTON | Army | 439 | Tarrant | 0260 | Arlington | 0.91 | 0.9
US | United States | 48 | Texas | 82387-12790 | 704900 | S COOPER ST ARLINGTON | Army | 439 | Tarrant | 0260 | Arlington | 0.91 | 0.9
US | United States | 48 | Texas | 82387-12791 | 704901 | S COOPER ST ARLINGTON 1 | Army | 439 | Tarrant | 0260 | Arlington | 0.91 | 0.9
US | United States | 48 | Texas | 82387-12958 | 705068 | SIX FLAGS DR ARLINGTON | Army | 439 | Tarrant | 0260 | Arlington | 0.91 | 0.9
US | United States | 48 | Texas | 710082 | 710082 | 6109 YORKFORD DR. ARLINGTON | Army | 439 | Tarrant | 0260 | Arlington | 0.91 | 0.9
US | United States | 48 | Texas | 48D10 | 4792 | EAGLE MOUNTAIN LAKE | Army | 439 | Tarrant | 0364 | Azle | 0.91 | 0.9 | 0.929 | 1.187 | 1.187 | 0.713 | 0.556 | 1.231 | 1.187 | 0.38
US | United States | 48 | Texas | 82387-11312 | 703423 | AIRPORT FWY BEDFORD | Army | 439 | Tarrant | 0502 | Bedford | 0.91 | 0.9
US | United States | 48 | Texas | 70132-10587 | 701858 | 630 HOOD DR. COPPELL | Army | 439 | Tarrant | 1539 | Coppell | 0.91 | 0.9
US | United States | 48 | Texas | 710575 | 710575 | 1301 W. GLADE ROAD EULESS | Army | 439 | Tarrant | 2255 | Euless | 0.91 | 0.9
US | United States | 48 | Texas | N83447 | 233 | NAS JRB FT WORTH TX | Navy | 439 | Tarrant | 2450 | Fort Worth | 0.91 | 0.9 | 0.929 | 1.187 | 1.187 | 0.713 | 0.556 | 1.231 | 1.187 | 0.38
US | United States | 48 | Texas | ACFJ0001 | 1349 | AIR FORCE PLANT 4 SITE # 1 | Air Force | 439 | Tarrant | 2450 | Fort Worth | 0.91 | 0.9 | 0.929 | 1.187 | 1.187 | 0.713 | 0.556 | 1.231 | 1.187 | 0.122
US | United States | 48 | Texas | 48D05 | 5062 | FORT WORTH - COBB PARK | Army | 439 | Tarrant | 2450 | Fort Worth | 0.91 | 0.9 | 0.929 | 1.187 | 1.187 | 0.713 | 0.556 | 1.231 | 1.187 | 0.238
US | United States | 48 | Texas | 48D00 | 5063 | FORT WORTH - SANDAGE | Army | 439 | Tarrant | 2450 | Fort Worth | 0.91 | 0.9 | 0.929 | 1.187 | 1.187 | 0.713 | 0.556 | 1.231 | 1.187 | 0.238
US | United States | 48 | Texas | 48C95 | 5064 | FORT WORTH - SHOREVIEW | Army | 439 | Tarrant | 2450 | Fort Worth | 0.91 | 0.9 | 0.929 | 1.187 | 1.187 | 0.713 | 0.556 | 1.231 | 1.187 | 0.238
US | United States | 48 | Texas | 48417 | 7116 | SAGINAW | Army | 439 | Tarrant | 2450 | Fort Worth | 0.91 | 0.9 | 0.929 | 1.187 | 1.187 | 0.713 | 0.556 | 1.231 | 1.187 | 0.38
US | United States | 48 | Texas | 48878 | 169851 | FORT WORTH AFRC/OMS/STORAGE | Army | 439 | Tarrant | 2450 | Fort Worth | 0.91 | 0.9 | 0.929 | 1.187 | 1.187 | 0.713 | 0.556 | 1.231 | 1.187 | 0.122
US | United States | 48 | Texas | 18081-10214 | 700373 | 819 TAYLOR FORT WORTH | Army | 439 | Tarrant | 2450 | Fort Worth | 0.91 | 0.9
US | United States | 48 | Texas | 82387-10930 | 703041 | 501 FELIX STREET FORT WORTH | Army | 439 | Tarrant | 2450 | Fort Worth | 0.91 | 0.9
US | United States | 48 | Texas | 82387-11317 | 703428 | ALTA MESA FORT WORTH | Army | 439 | Tarrant | 2450 | Fort Worth | 0.91 | 0.9
US | United States | 48 | Texas | 82387-12247 | 704357 | MCCART FORT WORTH | Army | 439 | Tarrant | 2450 | Fort Worth | 0.91 | 0.9
US | United States | 48 | Texas | 82387-13061 | 705171 | TAYLOR ST FORT WORTH | Army | 439 | Tarrant | 2450 | Fort Worth | 0.91 | 0.9
US | United States | 48 | Texas | 710246 | 710246 | HAWK'S CREEK FORT WORTH | Army | 439 | Tarrant | 2450 | Fort Worth | 0.91 | 0.9
US | United States | 48 | Texas | 710562 | 710562 | 2717 GRAY ROAD FORT WORTH | Army | 439 | Tarrant | 2450 | Fort Worth | 0.91 | 0.9
US | United States | 48 | Texas | 710885 | 710885 | 5841 BARRIER REEF FORT WORTH | Army | 439 | Tarrant | 2450 | Fort Worth | 0.91 | 0.9
US | United States | 48 | Texas | 711043 | 711043 | 9816 RIMSTONE DR FT WORTH | Army | 439 | Tarrant | 2450 | Fort Worth | 0.91 | 0.9
US | United States | 48 | Texas | 48941 | 5254 | GRAND PRAIRIE RESERVE COMPLEX | Army | 439 | Tarrant | 2800 | Grand Prairie | 0.91 | 0.9 | 0.929 | 1.187 | 1.187 | 0.713 | 0.556 | 1.231 | 1.187 | 0.38
US | United States | 48 | Texas | 82387-13286 | 705395 | W NORTHWEST HWY GRAPEVINE | Army | 439 | Tarrant | 2850 | Grapevine | 0.91 | 0.9
US | United States | 48 | Texas | 70132-10749 | 702020 | KACHINA LN HASLET | Army | 439 | Tarrant | 3052 | Haslet | 0.91 | 0.9
US | United States | 48 | Texas | 82387-11150 | 703261 | 750 SOUTH MAIN STREET KELLER | Army | 439 | Tarrant | 3594 | Keller | 0.91 | 0.9
US | United States | 48 | Texas | 711199 | 711199 | 1724 EAST BROAD STREET MANSFIELD | Army | 439 | Tarrant | 4300 | Mansfield | 0.91 | 0.9
US | United States | 48 | Texas | 82387-12510 | 704620 | NE LOOP 820 NORTH RICHLAND HILLS | Army | 439 | Tarrant | 4965 | North Richland Hills | 0.91 | 0.9
US | United States | 48 | Texas | 82387-12745 | 704855 | RUFE SNOW NORTH RICHLAND HILLS | Army | 439 | Tarrant | 4965 | North Richland Hills | 0.91 | 0.9
US | United States | 48 | Texas | 710095 | 710095 | 9201 MEANDERING DRIV NORTH RICHLAND HILLS | Army | 439 | Tarrant | 4965 | North Richland Hills | 0.91 | 0.9
US | United States | 48 | Texas | 82387-13298 | 705407 | W PIONEER PKWY PANTEGO | Army | 439 | Tarrant | 5210 | Pantego | 0.91 | 0.9
US | United States | 48 | Texas | 710390 | 710390 | 708 RAVEN DR SAGINAW | Army | 439 | Tarrant | 6060 | Saginaw | 0.91 | 0.9
US | United States | 48 | Texas | DDPF0001 | 1565 | CARSWELL AIR FORCE BASE SITE # 1 | Air Force | 439 | Tarrant | 9999 | Unknown | 0.91 | 0.9 | 0.929 | 1.187 | 1.187 | 0.713 | 0.556 | 1.231 | 1.187 | 0.122
US | United States | 48 | Texas | DDPM0001 | 1567 | CARSWELL AIR RESERVE STATION SITE # 1 | Air Force | 439 | Tarrant | 9999 | Unknown | 0.91 | 0.9 | 0.929 | 1.187 | 1.187 | 0.713 | 0.556 | 1.231 | 1.187 | 0.122
US | United States | 48 | Texas | FNWZ0001 | 1672 | DYESS AIR FORCE BASE SITE # 1 | Air Force | 441 | Taylor | 0030 | Abilene | 0.93 | 0.89 | 0.929 | 1.131 | 1.131 | 0.713 | 0.556 | 1.231 | 1.131 | 0.38
US | United States | 48 | Texas | 48A10 | 3704 | ABILENE - ARMORY | Army | 441 | Taylor | 0030 | Abilene | 0.93 | 0.89 | 0.929 | 1.131 | 1.131 | 0.713 | 0.556 | 1.231 | 1.131 | 0.238
US | United States | 48 | Texas | 48A12 | 3705 | ABILENE - FMS | Army | 441 | Taylor | 0030 | Abilene | 0.93 | 0.89 | 0.929 | 1.131 | 1.131 | 0.713 | 0.556 | 1.231 | 1.131 | 0.238
US | United States | 48 | Texas | 48575 | 5299 | GRIMES MEMORIAL USARC | Army | 441 | Taylor | 0030 | Abilene | 0.93 | 0.89 | 0.929 | 1.131 | 1.131 | 0.713 | 0.556 | 1.231 | 1.131 | 0.38
US | United States | 48 | Texas | 18081-10135 | 700294 | 3RD - PINE ST ABILENE | Army | 441 | Taylor | 0030 | Abilene | 0.93 | 0.89
US | United States | 48 | Texas | 480NG-10005 | 701184 | 3351 TURNER DRIVE ABILENE | Army | 441 | Taylor | 0030 | Abilene | 0.93 | 0.89 | 0.929 | 1.131 | 1.131 | 0.713 | 0.556 | 1.231 | 1.131 | 0.278
US | United States | 48 | Texas | 82387-12892 | 705002 | S WILLIS ST ABILENE | Army | 441 | Taylor | 0030 | Abilene | 0.93 | 0.89
US | United States | 48 | Texas | 82387-13096 | 705206 | TURNER DR ABILENE | Army | 441 | Taylor | 0030 | Abilene | 0.93 | 0.89
US | United States | 48 | Texas | XYML0001 | 3390 | VIEW RADIO RELAY SITE SITE # 1 | Air Force | 441 | Taylor | 2017 | Dyess AFB | 0.93 | 0.89
US | United States | 48 | Texas | 18081-10192 | 700351 | 7 CES/CERF DYESS AFB | Army | 441 | Taylor | 2017 | Dyess AFB | 0.93 | 0.89
US | United States | 48 | Texas | 18081-10197 | 700356 | 710 3RD ST DYESS AFB | Army | 441 | Taylor | 2017 | Dyess AFB | 0.93 | 0.89
US | United States | 48 | Texas | 18081-10198 | 700357 | 710 3RD STREET DYESS AFB | Army | 441 | Taylor | 2017 | Dyess AFB | 0.93 | 0.89
US | United States | 48 | Texas | 18081-10211 | 700370 | 7CES/CERF DYESS AFB | Army | 441 | Taylor | 2017 | Dyess AFB | 0.93 | 0.89
US | United States | 48 | Texas | DYAB0001 | 1597 | DYESS ILS MIDDLE MARKER ANNEX 01 SITE # 1 | Air Force | 441 | Taylor | 7069 | Tye | 0.93 | 0.89 | 0.929 | 1.131 | 1.131 | 0.713 | 0.556 | 1.231 | 1.131 | 0.38
US | United States | 48 | Texas | DYAC0001 | 1598 | DYESS ILS MIDDLE MARKER ANNEX 02 SITE # 1 | Air Force | 441 | Taylor | 7069 | Tye | 0.93 | 0.89 | 0.929 | 1.131 | 1.131 | 0.713 | 0.556 | 1.231 | 1.131 | 0.38
US | United States | 48 | Texas | FNXC0001 | 1673 | DYESS COMMUNICATIONS ANNEX TRANSMITTER SITE # 1 | Air Force | 441 | Taylor | 7069 | Tye | 0.93 | 0.89 | 0.929 | 1.131 | 1.131 | 0.713 | 0.556 | 1.231 | 1.131 | 0.38
US | United States | 48 | Texas | FNXH0001 | 1674 | DYESS COMMUNICATIONS ANNEX (RECEIVER) SITE # 1 | Air Force | 441 | Taylor | 7069 | Tye | 0.93 | 0.89 | 0.929 | 1.131 | 1.131 | 0.713 | 0.556 | 1.231 | 1.131 | 0.38
US | United States | 48 | Texas | FNXL0001 | 1675 | DYESS NORTH WEATHER STATION SITE # 1 | Air Force | 441 | Taylor | 7069 | Tye | 0.93 | 0.89 | 0.929 | 1.131 | 1.131 | 0.713 | 0.556 | 1.231 | 1.131 | 0.38
US | United States | 48 | Texas | FNXM0001 | 1676 | DYESS SOUTH WEATHER STATION SITE # 1 | Air Force | 441 | Taylor | 7069 | Tye | 0.93 | 0.89 | 0.929 | 1.131 | 1.131 | 0.713 | 0.556 | 1.231 | 1.131 | 0.38
US | United States | 48 | Texas | 82387-12822 | 704932 | S JEFFERSON MOUNT PLEASANT | Army | 449 | Titus | 4750 | Mount Pleasant | 0.89 | 0.86
US | United States | 48 | Texas | JCGV0001 | 2128 | GOODFELLOW 801 LEASED HOUSING ANNEX SITE # 1 | Air Force | 451 | Tom Green | 6080 | San Angelo | 0.94 | 0.91
US | United States | 48 | Texas | 48G57 | 7139 | SAN ANGELO - US 67 | Army | 451 | Tom Green | 6080 | San Angelo | 0.83 | 0.8 | 0.929 | 1.131 | 1.131 | 0.713 | 0.556 | 1.231 | 1.131 | 0.38
US | United States | 48 | Texas | 18081-10213 | 700372 | 8154 HANGAR ROAD SAN ANGELO | Army | 451 | Tom Green | 6080 | San Angelo | 0.83 | 0.8
US | United States | 48 | Texas | 70132-10296 | 701567 | 2502 SOUTHLAND SAN ANGELO | Army | 451 | Tom Green | 6080 | San Angelo | 0.83 | 0.8
US | United States | 48 | Texas | 82387-13045 | 705155 | SUNSET BLVD SAN ANGELO | Army | 451 | Tom Green | 6080 | San Angelo | 0.83 | 0.8
US | United States | 48 | Texas | JCGU0001 | 2127 | GOODFELLOW AFB SITE # 1 | Air Force | 451 | Tom Green | 9999 | Unknown | 0.94 | 0.91 | 0.929 | 1.131 | 1.131 | 0.713 | 0.556 | 1.231 | 1.131 | 0.38
US | United States | 48 | Texas | JCUU0001 | 2129 | GOODFELLOW RECREATION ANNEX NO 1 SITE # 1 | Air Force | 451 | Tom Green | 9999 | Unknown | 0.94 | 0.91 | 0.929 | 1.131 | 1.131 | 0.713 | 0.556 | 1.231 | 1.131 | 0.38
US | United States | 48 | Texas | JCVJ0001 | 2130 | GOODFELLOW WATER SYSTEM ANNEX NO 2 SITE # 1 | Air Force | 451 | Tom Green | 9999 | Unknown | 0.94 | 0.91 | 0.929 | 1.131 | 1.131 | 0.713 | 0.556 | 1.231 | 1.131 | 0.38
US | United States | 48 | Texas | N83447-AU | 1194 | NAVOPSPTCEN AUSTIN TX | Navy | 453 | Travis | 0330 | Austin | 0.89 | 0.86 | 0.929 | 1.131 | 1.131 | 0.713 | 0.556 | 1.231 | 1.131 | 0.38
US | United States | 48 | Texas | 48A60 | 3896 | AUSTIN - 51ST STREET | Army | 453 | Travis | 0330 | Austin | 0.89 | 0.86 | 0.929 | 1.131 | 1.131 | 0.713 | 0.556 | 1.231 | 1.131 | 0.122
US | United States | 48 | Texas | 48605 | 3897 | AUSTIN MEMORIAL AFRC | Army | 453 | Travis | 0330 | Austin | 0.89 | 0.86 | 0.929 | 1.131 | 1.131 | 0.713 | 0.556 | 1.231 | 1.131 | 0.122
US | United States | 48 | Texas | 48415 | 3974 | BEE CAVE | Army | 453 | Travis | 0330 | Austin | 0.89 | 0.86 | 0.929 | 1.131 | 1.131 | 0.713 | 0.556 | 1.231 | 1.131 | 0.38
US | United States | 48 | Texas | 48A55 | 4007 | BERGSTROM - (ABIA) | Army | 453 | Travis | 0330 | Austin | 0.89 | 0.86 | 0.929 | 1.131 | 1.131 | 0.713 | 0.556 | 1.231 | 1.131 | 0.122
US | United States | 48 | Texas | 48A50 | 4267 | CAMP MABRY | Army | 453 | Travis | 0330 | Austin | 0.89 | 0.86 | 0.929 | 1.131 | 1.131 | 0.713 | 0.556 | 1.231 | 1.131 | 0.122
US | United States | 48 | Texas | 05250-10005 | 700050 | 2200 W 35TH ST AUSTIN | Army | 453 | Travis | 0330 | Austin | 0.89 | 0.86 | 0.929 | 1.131 | 1.131 | 0.713 | 0.556 | 1.231 | 1.131 | 0.168
US | United States | 48 | Texas | 480NG-10006 | 701185 | CAMP MABRY | Army | 453 | Travis | 0330 | Austin | 0.89 | 0.86 | 0.929 | 1.131 | 1.131 | 0.713 | 0.556 | 1.231 | 1.131 | 0.168
US | United States | 48 | Texas | 70132-10640 | 701911 | 7602 CHELMSFORD DRIV AUSTIN | Army | 453 | Travis | 0330 | Austin | 0.89 | 0.86
US | United States | 48 | Texas | 70132-10772 | 702043 | S CONGRESS AUSTIN 1 | Army | 453 | Travis | 0330 | Austin | 0.89 | 0.86
US | United States | 48 | Texas | 82387-11750 | 703861 | E RIVERSIDE AUSTIN | Army | 453 | Travis | 0330 | Austin | 0.89 | 0.86
US | United States | 48 | Texas | 82387-11957 | 704068 | GUADALUPE AUSTIN | Army | 453 | Travis | 0330 | Austin | 0.89 | 0.86
US | United States | 48 | Texas | 82387-12048 | 704158 | IH 35 S AUSTIN | Army | 453 | Travis | 0330 | Austin | 0.89 | 0.86
US | United States | 48 | Texas | 82387-12402 | 704512 | N LAMAR AUSTIN | Army | 453 | Travis | 0330 | Austin | 0.89 | 0.86
US | United States | 48 | Texas | 82387-12788 | 704898 | S CONGRESS AUSTIN | Army | 453 | Travis | 0330 | Austin | 0.89 | 0.86
US | United States | 48 | Texas | 710254 | 710254 | 9900 SOUTH IH-35, SERVICE RD, STE W-100 AUSTIN | Army | 453 | Travis | 0330 | Austin | 0.89 | 0.86
US | United States | 48 | Texas | 710882 | 710882 | 2009 HALLSHIRE COURT AUSTIN | Army | 453 | Travis | 0330 | Austin | 0.89 | 0.86
US | United States | 48 | Texas | 82387-11859 | 703970 | FM 1825 PFLUGERVILLE | Army | 453 | Travis | 5325 | Pflugerville | 0.89 | 0.86
US | United States | 48 | Texas | 710140 | 710140 | 18717 DRY LAKE PFLUGERVILLE | Army | 453 | Travis | 5325 | Pflugerville | 0.89 | 0.86
US | United States | 48 | Texas | 710249 | 710249 | 704 PORTCHESTER CAST PFLUGERVILLE | Army | 453 | Travis | 5325 | Pflugerville | 0.89 | 0.86
US | United States | 48 | Texas | CYUX0001 | 1549 | CAMP MABRY SITE # 1 | Air Force | 453 | Travis | 9999 | Unknown | 0.89 | 0.86 | 0.929 | 1.131 | 1.131 | 0.713 | 0.556 | 1.231 | 1.131 | 0.122
US | United States | 48 | Texas | GIRV0001 | 2050 | GIRVIN EMITTER SITE SITE # 1 | Air Force | 461 | Upton | 4210 | McCamey | 0.89 | 0.86
US | United States | 48 | Texas | 82387-11730 | 703841 | E MAIN ST UVALDE | Army | 463 | Uvalde | 7090 | Uvalde | 0.89 | 0.86
US | United States | 48 | Texas | 82387-11353 | 703464 | AVENUE F DEL RIO | Army | 465 | Val Verde | 1820 | Del Rio | 0.93 | 0.91
US | United States | 48 | Texas | MXDP0001 | 2483 | LAUGHLIN AFB SITE # 1 | Air Force | 465 | Val Verde | 9999 | Unknown | 0.93 | 0.91 | 0.929 | 1.131 | 1.131 | 0.713 | 0.556 | 1.231 | 1.131 | 0.38
US | United States | 48 | Texas | MXDU0001 | 2485 | LAUGHLIN ILS LOCALIZER ANNEX SITE # 1 | Air Force | 465 | Val Verde | 9999 | Unknown | 0.93 | 0.91 | 0.929 | 1.131 | 1.131 | 0.713 | 0.556 | 1.231 | 1.131 | 0.38
US | United States | 48 | Texas | MXPX0001 | 2486 | LAUGHLIN RECREATION ANNEX SITE # 1 | Air Force | 465 | Val Verde | 9999 | Unknown | 0.93 | 0.91 | 0.929 | 1.131 | 1.131 | 0.713 | 0.556 | 1.231 | 1.131 | 0.38
US | United States | 48 | Texas | 48H70 | 7717 | VICTORIA | Army | 469 | Victoria | 7190 | Victoria | 0.89 | 0.86 | 0.929 | 1.131 | 1.131 | 0.713 | 0.556 | 1.231 | 1.131 | 0.38
US | United States | 48 | Texas | 48865 | 7718 | VICTORIA USARC | Army | 469 | Victoria | 7190 | Victoria | 0.89 | 0.86 | 0.929 | 1.131 | 1.131 | 0.713 | 0.556 | 1.231 | 1.131 | 0.38
US | United States | 48 | Texas | 70132-10044 | 701315 | 107 GEMINI COURT VICTORIA | Army | 469 | Victoria | 7190 | Victoria | 0.89 | 0.86
US | United States | 48 | Texas | 82387-12443 | 704553 | N NAVARRO VICTORIA | Army | 469 | Victoria | 7190 | Victoria | 0.89 | 0.86
US | United States | 48 | Texas | 710238 | 710238 | 202 BRISTOL CT VICTORIA | Army | 469 | Victoria | 7190 | Victoria | 0.89 | 0.86
US | United States | 48 | Texas | 710570 | 710570 | 105 BRENNA VICTORIA | Army | 469 | Victoria | 7190 | Victoria | 0.89 | 0.86
US | United States | 48 | Texas | 48E20 | 5512 | HUNTSVILLE | Army | 471 | Walker | 3340 | Huntsville | 0.89 | 0.86 | 0.929 | 1.274 | 1.274 | 0.713 | 0.556 | 1.231 | 1.274 | 0.38
US | United States | 48 | Texas | 48755 | 6206 | MILLER MEMORIAL USARC | Army | 471 | Walker | 3340 | Huntsville | 0.89 | 0.86 | 0.929 | 1.274 | 1.274 | 0.713 | 0.556 | 1.231 | 1.274 | 0.38
US | United States | 48 | Texas | 82387-12056 | 704166 | INTERSTATE 45 S HUNTSVILLE | Army | 471 | Walker | 3340 | Huntsville | 0.89 | 0.86
US | United States | 48 | Texas | 82387-12899 | 705009 | SAM HOUSTON AVE HUNTSVILLE | Army | 471 | Walker | 3340 | Huntsville | 0.89 | 0.86
US | United States | 48 | Texas | 82387-12974 | 705084 | SOUTH MASON RD KATY | Army | 473 | Waller | 3580 | Katy | 0.89 | 0.86
US | United States | 48 | Texas | 48B15 | 4134 | BRENHAM | Army | 477 | Washington | 0880 | Brenham | 0.89 | 0.86 | 0.929 | 1.131 | 1.131 | 0.713 | 0.556 | 1.231 | 1.131 | 0.38
US | United States | 48 | Texas | 82387-12035 | 704145 | HWY 36 SOUTH BRENHAM | Army | 477 | Washington | 0880 | Brenham | 0.89 | 0.86
US | United States | 48 | Texas | 48705 | 4491 | COLBERN MEMORIAL USARC | Army | 479 | Webb | 3899 | Laredo | 0.89 | 0.86 | 0.929 | 1.131 | 1.131 | 0.713 | 0.556 | 1.231 | 1.131 | 0.38
US | United States | 48 | Texas | 48369 | 5824 | LAREDO | Army | 479 | Webb | 3899 | Laredo | 0.89 | 0.86 | 0.929 | 1.131 | 1.131 | 0.713 | 0.556 | 1.231 | 1.131 | 0.38
US | United States | 48 | Texas | 18081-10283 | 700442 | CITY OF LAREDO LAREDO | Army | 479 | Webb | 3899 | Laredo | 0.89 | 0.86
US | United States | 48 | Texas | 82387-11295 | 703406 | 9902 MCPHERSON, LAREDO | Army | 479 | Webb | 3899 | Laredo | 0.89 | 0.86
US | United States | 48 | Texas | 82387-12216 | 704326 | MALL DEL NORTE LAREDO | Army | 479 | Webb | 3899 | Laredo | 0.89 | 0.86
US | United States | 48 | Texas | 48C85 | 4832 | EL CAMPO | Army | 481 | Wharton | 2130 | El Campo | 0.89 | 0.86 | 0.929 | 1.131 | 1.131 | 0.713 | 0.556 | 1.231 | 1.131 | 0.38
US | United States | 48 | Texas | 48I00 | 7891 | WICHITA FALLS | Army | 485 | Wichita | 7490 | Wichita Falls | 0.94 | 0.92 | 0.929 | 1.131 | 1.131 | 0.713 | 0.556 | 1.231 | 1.131 | 0.238
US | United States | 48 | Texas | 48895 | 7892 | WICHITA FALLS USARC | Army | 485 | Wichita | 7490 | Wichita Falls | 0.94 | 0.92 | 0.929 | 1.131 | 1.131 | 0.713 | 0.556 | 1.231 | 1.131 | 0.238
US | United States | 48 | Texas | 70132-10771 | 702042 | REGINA CIR WICHITA FALLS | Army | 485 | Wichita | 7490 | Wichita Falls | 0.94 | 0.92
US | United States | 48 | Texas | 82387-12085 | 704195 | KELL BLVD WICHITA FALLS | Army | 485 | Wichita | 7490 | Wichita Falls | 0.94 | 0.92
US | United States | 48 | Texas | VNVP0001 | 3274 | SHEPPARD AFB SITE # 1 | Air Force | 485 | Wichita | 9999 | Unknown | 0.94 | 0.92 | 0.929 | 1.131 | 1.131 | 0.713 | 0.556 | 1.231 | 1.131 | 0.38
US | United States | 48 | Texas | 82387-11579 | 703690 | CYPRESS CREEK RD CEDAR PARK | Army | 491 | Williamson | 1242 | Cedar Park | 0.89 | 0.86
US | United States | 48 | Texas | 82387-10039 | 702150 | 1015 WEST UNIVERSITY AVENUE GEORGETOWN | Army | 491 | Williamson | 2620 | Georgetown | 0.89 | 0.86
US | United States | 48 | Texas | 82387-12336 | 704446 | N AUSTIN AVE GEORGETOWN | Army | 491 | Williamson | 2620 | Georgetown | 0.89 | 0.86
US | United States | 48 | Texas | 710935 | 710935 | 310 BUBBLING BROOK DRIVE HUTTO | Army | 491 | Williamson | 3360 | Hutto | 0.89 | 0.86
US | United States | 48 | Texas | 4800A | 7079 | ROUND ROCK USARC | Army | 491 | Williamson | 5990 | Round Rock | 0.89 | 0.86 | 0.929 | 1.131 | 1.131 | 0.713 | 0.556 | 1.231 | 1.131 | 0.38
US | United States | 48 | Texas | 480NG-10002 | 701181 | 2000 SOUTH IH-35 ROUND ROCK | Army | 491 | Williamson | 5990 | Round Rock | 0.89 | 0.86 | 0.929 | 1.131 | 1.131 | 0.713 | 0.556 | 1.231 | 1.131 | 0.38
US | United States | 48 | Texas | 70132-10188 | 701459 | 1717 AMISTAD WAY ROUND ROCK | Army | 491 | Williamson | 5990 | Round Rock | 0.89 | 0.86
US | United States | 48 | Texas | 70132-10384 | 701655 | 3409 PIONEER CROSSIN ROUND ROCK | Army | 491 | Williamson | 5990 | Round Rock | 0.89 | 0.86
US | United States | 48 | Texas | 82387-12818 | 704928 | S IH35 ROUND ROCK | Army | 491 | Williamson | 5990 | Round Rock | 0.89 | 0.86
US | United States | 48 | Texas | 710091 | 710091 | 1481 OLD SETTLER'S B ROUND ROCK | Army | 491 | Williamson | 5990 | Round Rock | 0.89 | 0.86
US | United States | 48 | Texas | 710096 | 710096 | 1409 RAINBOW PARKE DR ROUND ROCK | Army | 491 | Williamson | 5990 | Round Rock | 0.89 | 0.86
US | United States | 48 | Texas | 710401 | 710401 | 2800 LA FRONTERA BLV ROUND ROCK | Army | 491 | Williamson | 5990 | Round Rock | 0.89 | 0.86
US | United States | 48 | Texas | 710893 | 710893 | 3508 SHIRAZ LOOP ROUND ROCK | Army | 491 | Williamson | 5990 | Round Rock | 0.89 | 0.86
US | United States | 48 | Texas | 710936 | 710936 | 520 WOOD SORREL WAY ROUND ROCK | Army | 491 | Williamson | 5990 | Round Rock | 0.89 | 0.86
US | United States | 48 | Texas | 48H30 | 7513 | TAYLOR | Army | 491 | Williamson | 6780 | Taylor | 0.89 | 0.86 | 0.929 | 1.225 | 1.225 | 0.713 | 0.556 | 1.231 | 1.225 | 0.38
US | United States | 48 | Texas | 82387-10085 | 702196 | 10TH ST FLORESVILLE | Army | 493 | Wilson | 2390 | Floresville | 0.89 | 0.86
US | United States | 48 | Texas | 48C45 | 4671 | DECATUR | Army | 497 | Wise | 1780 | Decatur | 0.89 | 0.86 | 0.929 | 1.173 | 1.173 | 0.713 | 0.556 | 1.231 | 1.173 | 0.38
US | United States | 48 | Texas | 82387-12801 | 704911 | S FM 51 DECATUR | Army | 497 | Wise | 1780 | Decatur | 0.89 | 0.86
US | United States | 49 | Utah | 49A10 | 3966 | BEAVER ARMORY/FMS 5 | Army | 001 | Beaver | 0090 | Beaver | 1.03 | 1 | 0.964 | 1.131 | 1.131 | 0.593 | 0.889 | 1.692 | 1.131 | 3.187
US | United States | 49 | Utah | 49A25 | 4140 | BRIGHAM CITY ARMORY | Army | 003 | Box Elder | 0150 | Brigham City | 1.03 | 1 | 0.964 | 1.131 | 1.131 | 0.593 | 0.889 | 1.692 | 1.131 | 3.187
US | United States | 49 | Utah | CCML0001 | 1510 | BOVINE MOUNTAIN GAPFILLER RADAR SITE # 1 | Air Force | 003 | Box Elder | 9999 | Unknown | 1.03 | 1 | 0.964 | 1.131 | 1.131 | 0.593 | 0.889 | 1.692 | 1.131 | 3.187
US | United States | 49 | Utah | JRQU0001 | 2323 | GROOME RADIO RELAY ANNEX SITE # 1 | Air Force | 003 | Box Elder | 9999 | Unknown | 1.03 | 1 | 0.964 | 1.131 | 1.131 | 0.593 | 0.889 | 1.692 | 1.131 | 3.187
US | United States | 49 | Utah | MSGD0001 | 2471 | LAKESIDE RADIO RELAY ANNEX SITE # 1 | Air Force | 003 | Box Elder | 9999 | Unknown | 1.03 | 1 | 0.964 | 1.131 | 1.131 | 0.593 | 0.889 | 1.692 | 1.131 | 3.187
US | United States | 49 | Utah | RSPR0001 | 3067 | NEWFOUNDLAND RADIO RELAY ANNEX SITE # 1 | Air Force | 003 | Box Elder | 9999 | Unknown | 1.03 | 1 | 0.964 | 1.131 | 1.131 | 0.593 | 0.889 | 1.692 | 1.131 | 3.187
US | United States | 49 | Utah | XQVE0001 | 3371 | UTTR - NORTH SITE # 1 | Air Force | 003 | Box Elder | 9999 | Unknown | 1.03 | 1 | 0.964 | 1.131 | 1.131 | 0.593 | 0.889 | 1.692 | 1.131 | 3.187
US | United States | 49 | Utah | 49A65 | 5938 | LOGAN ARMORY/FMS 1A | Army | 005 | Cache | 0990 | Logan | 1.03 | 1 | 0.964 | 1.131 | 1.131 | 0.593 | 0.889 | 1.692 | 1.131 | 3.187
US | United States | 49 | Utah | 49655 | 6944 | RAY G. JENKINS USARC | Army | 005 | Cache | 0990 | Logan | 1.03 | 1 | 0.964 | 1.131 | 1.131 | 0.593 | 0.889 | 1.692 | 1.131 | 3.187
US | United States | 49 | Utah | 82387-12321 | 704431 | N 165 E LOGAN | Army | 005 | Cache | 0990 | Logan | 1.03 | 1
US | United States | 49 | Utah | 49A95 | 6888 | PRICE ARMORY | Army | 007 | Carbon | 1540 | Price | 1.03 | 1 | 0.964 | 1.131 | 1.131 | 0.593 | 0.889 | 1.692 | 1.131 | 3.187
US | United States | 49 | Utah | 82387-13301 | 705410 | W PRICE RIVER DR PRICE | Army | 007 | Carbon | 1540 | Price | 1.03 | 1
US | United States | 49 | Utah | 82387-13183 | 705292 | W 500 S BOUNTIFUL | Army | 011 | Davis | 0140 | Bountiful | 1.05 | 1.02
US | United States | 49 | Utah | 49850 | 5714 | KENICHI (KEN) UCHIDA USARC | Army | 011 | Davis | 0210 | Centerville | 1.05 | 1.02 | 0.964 | 1.131 | 1.131 | 0.593 | 0.889 | 1.692 | 1.131 | 3.187
US | United States | 49 | Utah | GYHT0001 | 2087 | FRANCIS PEAK ANG STATION SITE # 1 | Air Force | 011 | Davis | 0460 | Farmington | 1.05 | 1.02 | 0.964 | 1.131 | 1.131 | 0.593 | 0.889 | 1.692 | 1.131 | 3.187
US | United States | 49 | Utah | 49555 | 5446 | HILL AFB RR MAINT - PERMIT | Army | 011 | Davis | 0695 | Hill AFB | 1.08 | 1.06 | 0.964 | 1.131 | 1.131 | 0.593 | 0.889 | 1.692 | 1.131 | 3.187
US | United States | 49 | Utah | 82387-11924 | 704035 | GEORGIA ST HILL AFB | Army | 011 | Davis | 0695 | Hill AFB | 1.08 | 1.06
US | United States | 49 | Utah | 710394 | 710394 | 419TH FIGHTER WING HILL AFB | Army | 011 | Davis | 0695 | Hill AFB | 1.08 | 1.06
US | United States | 49 | Utah | 82387-12391 | 704501 | N HILL FIELD LAYTON | Army | 011 | Davis | 0910 | Layton | 1.08 | 1.06
US | United States | 49 | Utah | ALHK0001 | 1381 | ANTELOPE RIDGE RADIO RELAY SITE # 1 | Air Force | 011 | Davis | 9999 | Unknown | 1.08 | 1.06 | 0.964 | 1.131 | 1.131 | 0.593 | 0.889 | 1.692 | 1.131 | 3.187
US | United States | 49 | Utah | AYCB0001 | 1435 | BARRO RADIO RELAY ANNEX SITE # 1 | Air Force | 011 | Davis | 9999 | Unknown | 1.08 | 1.06 | 0.964 | 1.131 | 1.131 | 0.593 | 0.889 | 1.692 | 1.131 | 3.187
US | United States | 49 | Utah | BSYA0001 | 1491 | BLACK ROCK RADIO RELAY ANNEX SITE # 1 | Air Force | 011 | Davis | 9999 | Unknown | 1.08 | 1.06 | 0.964 | 1.131 | 1.131 | 0.593 | 0.889 | 1.692 | 1.131 | 3.187
US | United States | 49 | Utah | BYXJ0001 | 1504 | BONNEVILLE RADIO RELAY ANNEX SITE # 1 | Air Force | 011 | Davis | 9999 | Unknown | 1.08 | 1.06 | 0.964 | 1.131 | 1.131 | 0.593 | 0.889 | 1.692 | 1.131 | 3.187
US | United States | 49 | Utah | CEAH0001 | 1515 | CEDAR PASS RADIO RELAY ANNEX SITE # 1 | Air Force | 011 | Davis | 9999 | Unknown | 1.08 | 1.06 | 0.964 | 1.131 | 1.131 | 0.593 | 0.889 | 1.692 | 1.131 | 3.187
US | United States | 49 | Utah | CPBT0001 | 1523 | CONGER RANGE RADIO RELAY ANNEX SITE # 1 | Air Force | 011 | Davis | 9999 | Unknown | 1.08 | 1.06 | 0.964 | 1.131 | 1.131 | 0.593 | 0.889 | 1.692 | 1.131 | 3.187
US | United States | 49 | Utah | CPBU0001 | 1524 | CONGER PEAK RADIO RELAY ANNEX SITE # 1 | Air Force | 011 | Davis | 9999 | Unknown | 1.08 | 1.06 | 0.964 | 1.131 | 1.131 | 0.593 | 0.889 | 1.692 | 1.131 | 3.187
US | United States | 49 | Utah | CPBV0001 | 1525 | CONGER MTN RADIO RELAY ANNEX SITE # 1 | Air Force | 011 | Davis | 9999 | Unknown | 1.08 | 1.06 | 0.964 | 1.131 | 1.131 | 0.593 | 0.889 | 1.692 | 1.131 | 3.187
US | United States | 49 | Utah | CPBW0001 | 1526 | CONFUSION RANGE RADIO RELAY ANNEX SITE # 1 | Air Force | 011 | Davis | 9999 | Unknown | 1.08 | 1.06 | 0.964 | 1.131 | 1.131 | 0.593 | 0.889 | 1.692 | 1.131 | 3.187
US | United States | 49 | Utah | CPBX0001 | 1527 | COWBOY OVERLOOK RADIO RELAY ANNEX SITE # 1 | Air Force | 011 | Davis | 9999 | Unknown | 1.08 | 1.06 | 0.964 | 1.131 | 1.131 | 0.593 | 0.889 | 1.692 | 1.131 | 3.187
US | United States | 49 | Utah | CPBY0001 | 1528 | COWBOY PASS RADIO RELAY ANNEX SITE # 1 | Air Force | 011 | Davis | 9999 | Unknown | 1.08 | 1.06 | 0.964 | 1.131 | 1.131 | 0.593 | 0.889 | 1.692 | 1.131 | 3.187
US | United States | 49 | Utah | DETG0001 | 1571 | CASTLE MOUNTAIN RADIO RELAY ANNEX SITE # 1 | Air Force | 011 | Davis | 9999 | Unknown | 1.08 | 1.06 | 0.964 | 1.131 | 1.131 | 0.593 | 0.889 | 1.692 | 1.131 | 3.187
US | United States | 49 | Utah | EACU0001 | 1600 | CLIVE RADIO RELAY ANNEX SITE # 1 | Air Force | 011 | Davis | 9999 | Unknown | 1.08 | 1.06 | 0.964 | 1.131 | 1.131 | 0.593 | 0.889 | 1.692 | 1.131 | 3.187
US | United States | 49 | Utah | EHEM0001 | 1610 | CONE MOUNTAIN RRL SITE # 1 | Air Force | 011 | Davis | 9999 | Unknown | 1.08 | 1.06 | 1.143 | 1.131 | 1.131 | 1.194 | 2.556 | 2.308 | 1.131 | 1.378
US | United States | 49 | Utah | EWHW0001 | 1636 | CRATER ISLAND RADIO RELAY ANNEX SITE # 1 | Air Force | 011 | Davis | 9999 | Unknown | 1.08 | 1.06 | 0.964 | 1.131 | 1.131 | 0.593 | 0.889 | 1.692 | 1.131 | 3.187
US | United States | 49 | Utah | FDBK0001 | 1654 | DEEP CREEK VALLEY RADIO RELAY ANNEX SITE # 1 | Air Force | 011 | Davis | 9999 | Unknown | 1.08 | 1.06 | 0.964 | 1.131 | 1.131 | 0.593 | 0.889 | 1.692 | 1.131 | 3.187
US | United States | 49 | Utah | FMGP0001 | 1666 | DUGWAY RADIO RELAY ANNEX NO 1 SITE # 1 | Air Force | 011 | Davis | 9999 | Unknown | 1.08 | 1.06 | 0.964 | 1.131 | 1.131 | 0.593 | 0.889 | 1.692 | 1.131 | 3.187
US | United States | 49 | Utah | KRSM0001 | 2349 | HILL SITE # 1 | Air Force | 011 | Davis | 9999 | Unknown | 1.08 | 1.06 | 0.964 | 1.131 | 1.131 | 0.593 | 0.889 | 1.692 | 1.131 | 3.187
US | United States | 49 | Utah | SWER0001 | 3140 | SO WEBER ENVIRONMENTAL RESTORATION ANNEX SITE # 1 | Air Force | 011 | Davis | 9999 | Unknown | 1.08 | 1.06 | 0.964 | 1.131 | 1.131 | 0.593 | 0.889 | 1.692 | 1.131 | 3.187
US | United States | 49 | Utah | 49350 | 5267 | GREEN RIVER TEST COMPLEX UT | Army | 013 | Duchesne | 0016 | Altamont | 1.03 | 1 | 1.286 | 1.131 | 1.131 | 0.755 | 0.944 | 0.962 | 1.131 | 3.187
US | United States | 49 | Utah | 710231 | 710231 | WHITE SANDS-ABRES GREEN RIVER | Army | 015 | Emery | 0620 | Green River | 1.03 | 1
US | United States | 49 | Utah | 49A30 | 4354 | CEDAR CITY ARMORY/FMS 5 | Army | 021 | Iron | 0190 | Cedar City | 1.03 | 1 | 0.964 | 1.131 | 1.131 | 0.593 | 0.889 | 1.692 | 1.131 | 3.187
US | United States | 49 | Utah | 710079 | 710079 | 2113 N. MAIN CEDAR CITY | Army | 021 | Iron | 0190 | Cedar City | 1.03 | 1
US | United States | 49 | Utah | 49A85 | 6379 | NEPHI LAND | Army | 023 | Juab | 1260 | Nephi | 1.03 | 1 | 0.964 | 1.131 | 1.131 | 0.593 | 0.889 | 1.692 | 1.131 | 3.187
US | United States | 49 | Utah | EHFZ0001 | 1611 | CONFUSION PEAK RADIO RELAY ANNEX SITE # 1 | Air Force | 023 | Juab | 9999 | Unknown | 1.03 | 1 | 0.964 | 1.131 | 1.131 | 0.593 | 0.889 | 1.692 | 1.131 | 3.187
US | United States | 49 | Utah | GRND0001 | 2075 | FISH SPRINGS RADIO RELAY ANNEX NO 2 SITE # 1 | Air Force | 023 | Juab | 9999 | Unknown | 1.03 | 1 | 0.964 | 1.131 | 1.131 | 0.593 | 0.889 | 1.692 | 1.131 | 3.187
US | United States | 49 | Utah | GRNF0001 | 2076 | FISH SPRINGS RADIO RELAY ANNEX SITE # 1 | Air Force | 023 | Juab | 9999 | Unknown | 1.03 | 1 | 0.964 | 1.131 | 1.131 | 0.593 | 0.889 | 1.692 | 1.131 | 3.187
US | United States | 49 | Utah | GRNH0001 | 2077 | FISH SPRINGS FLAT RADIO RELAY ANNEX SITE # 1 | Air Force | 023 | Juab | 9999 | Unknown | 1.03 | 1 | 0.964 | 1.131 | 1.131 | 0.593 | 0.889 | 1.692 | 1.131 | 3.187
US | United States | 49 | Utah | KYAT0001 | 2353 | HOLY ROCKS RADIO RELAY SITE # 1 | Air Force | 023 | Juab | 9999 | Unknown | 1.03 | 1 | 0.964 | 1.131 | 1.131 | 0.593 | 0.889 | 1.692 | 1.131 | 3.187
US | United States | 49 | Utah | LWEN0001 | 2402 | JUAB RADIO RELAY ANNEX SITE # 1 | Air Force | 023 | Juab | 9999 | Unknown | 1.03 | 1 | 0.964 | 1.131 | 1.131 | 0.593 | 0.889 | 1.692 | 1.131 | 3.187
US | United States | 49 | Utah | MBEJ0001 | 2428 | KEG MOUNTAIN RADIO RELAY ANNEX SITE # 1 | Air Force | 023 | Juab | 9999 | Unknown | 1.03 | 1 | 0.964 | 1.131 | 1.131 | 0.593 | 0.889 | 1.692 | 1.131 | 3.187
US | United States | 49 | Utah | RABX0001 | 3040 | RATTLESNAKE BENCH RADIO RELAY ANNEX SITE # 1 | Air Force | 023 | Juab | 9999 | Unknown | 1.03 | 1 | 0.964 | 1.131 | 1.131 | 0.593 | 0.889 | 1.692 | 1.131 | 3.187
US | United States | 49 | Utah | RBRL0001 | 3043 | MUD LAKE RADIO RELAY ANNEX SITE # 1 | Air Force | 023 | Juab | 9999 | Unknown | 1.03 | 1 | 0.964 | 1.131 | 1.131 | 0.593 | 0.889 | 1.692 | 1.131 | 3.187
US | United States | 49 | Utah | RZMW0001 | 3081 | NORTH DRUM RADIO RELAY SITE # 1 | Air Force | 023 | Juab | 9999 | Unknown | 1.03 | 1 | 0.964 | 1.131 | 1.131 | 0.593 | 0.889 | 1.692 | 1.131 | 3.187
US | United States | 49 | Utah | SFFW0001 | 3099 | OBSIDIAN RADIO RELAY ANNEX SITE # 1 | Air Force | 023 | Juab | 9999 | Unknown | 1.03 | 1 | 0.964 | 1.131 | 1.131 | 0.593 | 0.889 | 1.692 | 1.131 | 3.187
US | United States | 49 | Utah | THAK0001 | 3155 | PISMIRE RADIO RELAY SITE # 1 | Air Force | 023 | Juab | 9999 | Unknown | 1.03 | 1 | 0.964 | 1.131 | 1.131 | 0.593 | 0.889 | 1.692 | 1.131 | 3.187
US | United States | 49 | Utah | UVHB0001 | 3240 | SANDEM RADIO RELAY ANNEX SITE # 1 | Air Force | 023 | Juab | 9999 | Unknown | 1.03 | 1 | 0.964 | 1.131 | 1.131 | 0.593 | 0.889 | 1.692 | 1.131 | 3.187
US | United States | 49 | Utah | VTWY0001 | 3282 | SLOW ELK HILLS RADIO RELAY ANNEX SITE # 1 | Air Force | 023 | Juab | 9999 | Unknown | 1.03 | 1 | 0.964 | 1.131 | 1.131 | 0.593 | 0.889 | 1.692 | 1.131 | 3.187
US | United States | 49 | Utah | WNQG0001 | 3331 | SWASSY RADIO RELAY ANNEX SITE # 1 | Air Force | 023 | Juab | 9999 | Unknown | 1.03 | 1 | 0.964 | 1.131 | 1.131 | 0.593 | 0.889 | 1.692 | 1.131 | 3.187
US | United States | 49 | Utah | WVLF0001 | 3338 | THOMAS HEIGHTS RADIO RELAY ANNEX SITE # 1 | Air Force | 023 | Juab | 9999 | Unknown | 1.03 | 1 | 0.964 | 1.131 | 1.131 | 0.593 | 0.889 | 1.692 | 1.131 | 3.187
US | United States | 49 | Utah | YSNN0001 | 3412 | WEST KEG PASS RADIO RELAY SITE # 1 | Air Force | 023 | Juab | 9999 | Unknown | 1.03 | 1 | 0.964 | 1.131 | 1.131 | 0.593 | 0.889 | 1.692 | 1.131 | 3.187
US | United States | 49 | Utah | 49A42 | 4940 | FILLMORE ARMORY (NORTH) | Army | 027 | Millard | 0500 | Fillmore | 1.03 | 1 | 0.964 | 1.131 | 1.131 | 0.593 | 0.889 | 1.692 | 1.131 | 3.187
US | United States | 49 | Utah | 49A40 | 4941 | FILLMORE ARMORY/WS 5 (SOUTH) | Army | 027 | Millard | 0500 | Fillmore | 1.03 | 1 | 0.964 | 1.131 | 1.131 | 0.593 | 0.889 | 1.692 | 1.131 | 3.187
US | United States | 49 | Utah | FGNL0001 | 1659 | DISAPPOINTMENT RADIO RELAY ANNEX SITE # 1 | Air Force | 027 | Millard | 9999 | Unknown | 1.03 | 1 | 0.964 | 1.131 | 1.131 | 0.593 | 0.889 | 1.692 | 1.131 | 3.187
US | United States | 49 | Utah | LJAT0001 | 2369 | LITTLE HORSESHOE RADIO RELAY ANNEX SITE # 1 | Air Force | 027 | Millard | 9999 | Unknown | 1.03 | 1 | 0.964 | 1.131 | 1.131 | 0.593 | 0.889 | 1.692 | 1.131 | 3.187
US | United States | 49 | Utah | REAY0001 | 3048 | RED GULCH RADIO RELAY ANNEX SITE # 1 | Air Force | 027 | Millard | 9999 | Unknown | 1.03 | 1 | 0.964 | 1.131 | 1.131 | 0.593 | 0.889 | 1.692 | 1.131 | 3.187
US | United States | 49 | Utah | SPAY0001 | 3127 | SOUTH PLYMPTON RIDGE RADIO RELAY ANNEX SITE # 1 | Air Force | 027 | Millard | 9999 | Unknown | 1.03 | 1 | 0.964 | 1.131 | 1.131 | 0.593 | 0.889 | 1.692 | 1.131 | 3.187
US | United States | 49 | Utah | TJYH0001 | 3163 | PLYMPTON RIDGE RADIO RELAY ANNEX SITE # 1 | Air Force | 027 | Millard | 9999 | Unknown | 1.03 | 1 | 0.964 | 1.131 | 1.131 | 0.593 | 0.889 | 1.692 | 1.131 | 3.187
US | United States | 49 | Utah | TUAM0001 | 3193 | TULE VALLEY RADIO RELAY ANNEX SITE # 1 | Air Force | 027 | Millard | 9999 | Unknown | 1.03 | 1 | 0.964 | 1.131 | 1.131 | 0.593 | 0.889 | 1.692 | 1.131 | 3.187
US | United States | 49 | Utah | 49A32 | 4761 | DRAPER COMPLEX | Army | 035 | Salt Lake | 0344 | Draper | 1.05 | 1.02 | 0.964 | 1.131 | 1.131 | 0.593 | 0.889 | 1.692 | 1.131 | 3.187
US | United States | 49 | Utah | 710933 | 710933 | 14993 S WINGED BLUFF LANE DRAPER | Army | 035 | Salt Lake | 0344 | Draper | 1.05 | 1.02
US | United States | 49 | Utah | N61014-UT | 529 | DET MAGNA UTAH | Navy | 035 | Salt Lake | 1020 | Magna | 1.05 | 1.02 | 0.964 | 1.131 | 1.131 | 0.593 | 0.889 | 1.692 | 1.131 | 3.187
US | United States | 49 | Utah | 710784 | 710784 | 7324 S 935 E MIDVALE | Army | 035 | Salt Lake | 1120 | Midvale | 1.05 | 1.02
US | United States | 49 | Utah | 710234 | 710234 | 1167 DUN ROBIN COURT MURRAY | Army | 035 | Salt Lake | 1240 | Murray | 1.05 | 1.02
US | United States | 49 | Utah | 710235 | 710235 | 1426 W 6785 S WEST JORDAN | Army | 035 | Salt Lake | 1240 | Murray | 1.05 | 1.02
US | United States | 49 | Utah | 49911 | 6324 | MTA-L CAMP WILLIAMS | Army | 035 | Salt Lake | 1630 | Riverton | 1.05 | 1.02 | 0.964 | 1.131 | 1.131 | 0.593 | 0.889 | 1.692 | 1.131 | 3.187
US | United States | 49 | Utah | 49A60 | 6325 | MTA-L CAMP WILLIAMS-EAST ST | Army | 035 | Salt Lake | 1630 | Riverton | 1.05 | 1.02 | 0.964 | 1.131 | 1.131 | 0.593 | 0.889 | 1.692 | 1.131 | 3.187
US | United States | 49 | Utah | N60495-SU | 433 | NAVOPSPTCEN SALT LAKE | Navy | 035 | Salt Lake | 1700 | Salt Lake City | 1.05 | 1.02 | 0.964 | 1.131 | 1.131 | 0.593 | 0.889 | 1.692 | 1.131 | 3.187
US | United States | 49 | Utah | USEB0001 | 3234 | SALT LAKE CITY IAP SITE # 1 | Air Force | 035 | Salt Lake | 1700 | Salt Lake City | 1.05 | 1.02 | 0.964 | 1.131 | 1.131 | 0.593 | 0.889 | 1.692 | 1.131 | 3.187
US | United States | 49 | Utah | 49276 | 4999 | FORT DOUGLAS AFRC COMPLEX | Army | 035 | Salt Lake | 1700 | Salt Lake City | 1.05 | 1.02 | 0.964 | 1.131 | 1.131 | 0.593 | 0.889 | 1.692 | 1.131 | 3.187
US | United States | 49 | Utah | 49B16 | 5000 | FORT DOUGLAS MUSEUM | Army | 035 | Salt Lake | 1700 | Salt Lake City | 1.05 | 1.02 | 0.964 | 1.131 | 1.131 | 0.593 | 0.889 | 1.692 | 1.131 | 3.187
US | United States | 49 | Utah | 49745 | 6261 | MOORE HALL USAR CENTER | Army | 035 | Salt Lake | 1700 | Salt Lake City | 1.05 | 1.02 | 0.964 | 1.131 | 1.131 | 0.593 | 0.889 | 1.692 | 1.131 | 3.187
US | United States | 49 | Utah | 49A83 | 6336 | MURRAY FMS | Army | 035 | Salt Lake | 1700 | Salt Lake City | 1.05 | 1.02 | 0.964 | 1.131 | 1.131 | 0.593 | 0.889 | 1.692 | 1.131 | 3.187
US | United States | 49 | Utah | 49B15 | 6408 | NEW SLC READINESS CENTER | Army | 035 | Salt Lake | 1700 | Salt Lake City | 1.05 | 1.02 | 0.964 | 1.131 | 1.131 | 0.593 | 0.889 | 1.692 | 1.131 | 3.187
US | United States | 49 | Utah | 49B17 | 7480 | SUSTAINED AIRBORNE TNG FAC | Army | 035 | Salt Lake | 1700 | Salt Lake City | 1.05 | 1.02 | 0.964 | 1.131 | 1.131 | 0.593 | 0.889 | 1.692 | 1.131 | 3.187
US | United States | 49 | Utah | 82387-10101 | 702212 | 111 EAST BROADWAY SALT LAKE CITY | Army | 035 | Salt Lake | 1700 | Salt Lake City | 1.05 | 1.02
US | United States | 49 | Utah | 82387-11638 | 703749 | E 3300 S SALT LAKE CITY | Army | 035 | Salt Lake | 1700 | Salt Lake City | 1.05 | 1.02
US | United States | 49 | Utah | 82387-11641 | 703752 | E 4500 S SALT LAKE CITY | Army | 035 | Salt Lake | 1700 | Salt Lake City | 1.05 | 1.02
US | United States | 49 | Utah | 82387-12829 | 704939 | S MAIN SALT LAKE CITY | Army | 035 | Salt Lake | 1700 | Salt Lake City | 1.05 | 1.02
US | United States | 49 | Utah | 82387-12872 | 704982 | S STATE ST SALT LAKE CITY | Army | 035 | Salt Lake | 1700 | Salt Lake City | 1.05 | 1.02
US | United States | 49 | Utah | 710259 | 710259 | 5500 AMELIA EARHARDT SALT LAKE CITY | Army | 035 | Salt Lake | 1700 | Salt Lake City | 1.05 | 1.02
US | United States | 49 | Utah | 82387-11647 | 703758 | E 9400 S SANDY | Army | 035 | Salt Lake | 1710 | Sandy | 1.05 | 1.02
US | United States | 49 | Utah | 710733 | 710733 | 9558 S 3100 E SANDY | Army | 035 | Salt Lake | 1710 | Sandy | 1.05 | 1.02
US | United States | 49 | Utah | 711035 | 711035 | 10751 S. CORAL DUNE SOUTH JORDAN | Army | 035 | Salt Lake | 1800 | South Jordan | 1.05 | 1.02
US | United States | 49 | Utah | 82387-13368 | 705477 | WESTBROOKE CTR TAYLORSVILLE | Army | 035 | Salt Lake | 1924 | Taylorsville | 1.05 | 1.02
US | United States | 49 | Utah | 49B51 | 4789 | E.J. GARN ARMORY/FMS | Army | 035 | Salt Lake | 2100 | West Jordan | 1.05 | 1.02 | 0.964 | 1.131 | 1.131 | 0.593 | 0.889 | 1.692 | 1.131 | 3.187
US | United States | 49 | Utah | 49B50 | 4790 | E.J. GARN AVIATION COMPLEX | Army | 035 | Salt Lake | 2100 | West Jordan | 1.05 | 1.02 | 0.964 | 1.131 | 1.131 | 0.593 | 0.889 | 1.692 | 1.131 | 3.187
US | United States | 49 | Utah | 70132-10528 | 701799 | 5094 WEST OLD CREEK WEST JORDAN | Army | 035 | Salt Lake | 2100 | West Jordan | 1.05 | 1.02
US | United States | 49 | Utah | 82387-12749 | 704859 | S 1510 W WEST JORDAN | Army | 035 | Salt Lake | 2100 | West Jordan | 1.05 | 1.02
US | United States | 49 | Utah | 710388 | 710388 | 9358 S GRAND TETON D WEST JORDAY | Army | 035 | Salt Lake | 2100 | West Jordan | 1.05 | 1.02
US | United States | 49 | Utah | 710923 | 710923 | 7987 S 3530 W WEST JORDAN | Army | 035 | Salt Lake | 2100 | West Jordan | 1.05 | 1.02
US | United States | 49 | Utah | 711189 | 711189 | 6756 GREVILLEA LANE WEST JORDAN | Army | 035 | Salt Lake | 2100 | West Jordan | 1.05 | 1.02
US | United States | 49 | Utah | 82387-10645 | 702756 | 2832 SO REDWOOD ROAD WEST VALLEY CITY | Army | 035 | Salt Lake | 2113 | West Valley City | 1.05 | 1.02
US | United States | 49 | Utah | 82387-12753 | 704863 | S 2787 W WEST VALLEY CITY | Army | 035 | Salt Lake | 2113 | West Valley City | 1.05 | 1.02
US | United States | 49 | Utah | 49A13 | 4063 | BLANDING ARMORY | Army | 037 | San Juan | 0120 | Blanding | 1.03 | 1 | 0.964 | 1.131 | 1.131 | 0.593 | 0.889 | 1.692 | 1.131 | 3.187
US | United States | 49 | Utah | 18081-10023 | 700182 | 1 WHITE SANDS MISSILE RANGE BLANDING | Army | 037 | San Juan | 0120 | Blanding | 1.03 | 1
US | United States | 49 | Utah | 49A70 | 6062 | MANTI ARMORY | Army | 039 | Sanpete | 1040 | Manti | 1.03 | 1 | 0.964 | 1.131 | 1.131 | 0.593 | 0.889 | 1.692 | 1.131 | 3.187
US | United States | 49 | Utah | 49A71 | 6063 | MANTI FMS 4 | Army | 039 | Sanpete | 1040 | Manti | 1.03 | 1 | 0.964 | 1.131 | 1.131 | 0.593 | 0.889 | 1.692 | 1.131 | 3.187
US | United States | 49 | Utah | 49A75 | 6296 | MOUNT PLEASANT ARMORY | Army | 039 | Sanpete | 1230 | Mount Pleasant | 1.03 | 1 | 0.964 | 1.131 | 1.131 | 0.593 | 0.889 | 1.692 | 1.131 | 3.187
US | United States | 49 | Utah | 49B05 | 6991 | RICHFIELD ARMORY/FMS 5A | Army | 041 | Sevier | 1590 | Richfield | 1.03 | 1 | 0.964 | 1.131 | 1.131 | 0.593 | 0.889 | 1.692 | 1.131 | 3.187
US | United States | 49 | Utah | DEDS0001 | 1568 | CARTER CREEK RECREATION CENTER SITE # 1 | Air Force | 043 | Summit | 9999 | Unknown | 1.03 | 1 | 0.964 | 1.131 | 1.131 | 0.593 | 0.889 | 1.692 | 1.131 | 3.187
US | United States | 49 | Utah | SMRA0001 | 3121 | SILVER MOUNTAIN RECREATION ANNEX SITE # 1 | Air Force | 043 | Summit | 9999 | Unknown | 1.03 | 1 | 0.964 | 1.131 | 1.131 | 0.593 | 0.889 | 1.692 | 1.131 | 3.187
US | United States | 49 | Utah | 49295 | 4770 | DUGWAY PROVING GROUND | Army | 045 | Tooele | 0355 | Dugway | 1.1 | 1.08 | 0.964 | 1.131 | 1.131 | 0.593 | 0.889 | 1.692 | 1.131 | 3.187
US | United States | 49 | Utah | 49245 | 4706 | DESERET CHEMICAL DEPOT | Army | 045 | Tooele | 1880 | Stockton | 1.1 | 1.08 | 0.964 | 1.131 | 1.131 | 0.593 | 0.889 | 1.692 | 1.131 | 3.187
US | United States | 49 | Utah | 49B40 | 7572 | TOOELE ARMORY | Army | 045 | Tooele | 1940 | Tooele | 1.1 | 1.08 | 0.964 | 1.131 | 1.131 | 0.593 | 0.889 | 1.692 | 1.131 | 3.187
US | United States | 49 | Utah | 49575 | 7573 | TOOELE ARMY DEPOT | Army | 045 | Tooele | 1940 | Tooele | 1.1 | 1.08 | 0.964 | 1.131 | 1.131 | 0.593 | 0.889 | 1.692 | 1.131 | 3.187
US | United States | 49 | Utah | 49B42 | 7574 | TOOELE FMS 5A | Army | 045 | Tooele | 1940 | Tooele | 1.1 | 1.08 | 0.964 | 1.131 | 1.131 | 0.593 | 0.889 | 1.692 | 1.131 | 3.187
US | United States | 49 | Utah | 18081-10695 | 700854 | TOOELE ARMY DEPOT TOOELE | Army | 045 | Tooele | 1940 | Tooele | 1.1 | 1.08
US | United States | 49 | Utah | FMGQ0001 | 1667 | DUGWAY RADIO RELAY ANNEX NO 2 SITE # 1 | Air Force | 045 | Tooele | 9999 | Unknown | 1.1 | 1.08 | 0.964 | 1.131 | 1.131 | 0.593 | 0.889 | 1.692 | 1.131 | 3.187
US | United States | 49 | Utah | FNSP0001 | 1671 | DUTCH MOUNTAIN RADIO RELAY ANNEX SITE # 1 | Air Force | 045 | Tooele | 9999 | Unknown | 1.1 | 1.08 | 0.964 | 1.131 | 1.131 | 0.593 | 0.889 | 1.692 | 1.131 | 3.187
US | United States | 49 | Utah | JDJP0001 | 2131 | GOOSENECK RADIO RELAY SITE # 1 | Air Force | 045 | Tooele | 9999 | Unknown | 1.1 | 1.08 | 0.964 | 1.131 | 1.131 | 0.593 | 0.889 | 1.692 | 1.131 | 3.187
US | United States | 49 | Utah | JJJX0001 | 2311 | GRASSY MOUNTAIN RADIO RELAY ANNEX SITE # 1 | Air Force | 045 | Tooele | 9999 | Unknown | 1.1 | 1.08 | 0.964 | 1.131 | 1.131 | 0.593 | 0.889 | 1.692 | 1.131 | 3.187
US | United States | 49 | Utah | JJJY0001 | 2312 | GRASSY MOUNTAIN RADIO RELAY ANNEX NO 2 SITE # 1 | Air Force | 045 | Tooele | 9999 | Unknown | 1.1 | 1.08 | 0.964 | 1.131 | 1.131 | 0.593 | 0.889 | 1.692 | 1.131 | 3.187
US | United States | 49 | Utah | LTWC0001 | 2393 | JEDEDIAH RADIO RELAY ANMEX SITE # 1 | Air Force | 045 | Tooele | 9999 | Unknown | 1.1 | 1.08 | 0.964 | 1.131 | 1.131 | 0.593 | 0.889 | 1.692 | 1.131 | 3.187
US | United States | 49 | Utah | QQQH0001 | 3019 | MONTEZUMA PEAK RADIO RELAY ANNEX NO 1 SITE # 1 | Air Force | 045 | Tooele | 9999 | Unknown | 1.1 | 1.08 | 0.964 | 1.131 | 1.131 | 0.593 | 0.889 | 1.692 | 1.131 | 3.187
US | United States | 49 | Utah | SMLR0001 | 3119 | ORO DELREY MINE RADIO RELAY SITE # 1 | Air Force | 045 | Tooele | 9999 | Unknown | 1.1 | 1.08 | 0.964 | 1.131 | 1.131 | 0.593 | 0.889 | 1.692 | 1.131 | 3.187
US | United States | 49 | Utah | TMFG0001 | 3171 | PONY RADIO RELAY ANNEX SITE # 1 | Air Force | 045 | Tooele | 9999 | Unknown | 1.1 | 1.08 | 0.964 | 1.131 | 1.131 | 0.593 | 0.889 | 1.692 | 1.131 | 3.187
US | United States | 49 | Utah | TZMY0001 | 3210 | RATTLE RADIO RELAY SITE # 1 | Air Force | 045 | Tooele | 9999 | Unknown | 1.1 | 1.08 | 0.964 | 1.131 | 1.131 | 0.593 | 0.889 | 1.692 | 1.131 | 3.187
US | United States | 49 | Utah | UPLS0001 | 3227 | RYDALCH RADIO RELAY SITE # 1 | Air Force | 045 | Tooele | 9999 | Unknown | 1.1 | 1.08 | 0.964 | 1.131 | 1.131 | 0.593 | 0.889 | 1.692 | 1.131 | 3.187
US | United States | 49 | Utah | VRXB0001 | 3278 | SILVER ISLAND RADIO RELAY ANNEX NO 2 SITE # 1 | Air Force | 045 | Tooele | 9999 | Unknown | 1.1 | 1.08 | 0.964 | 1.131 | 1.131 | 0.593 | 0.889 | 1.692 | 1.131 | 3.187
US | United States | 49 | Utah | VVVT0001 | 3288 | SOUTH SPOR MTN RADIO RELAY ANNEX SITE # 1 | Air Force | 045 | Tooele | 9999 | Unknown | 1.1 | 1.08 | 0.964 | 1.131 | 1.131 | 0.593 | 0.889 | 1.692 | 1.131 | 3.187
US | United States | 49 | Utah | VZJU0001 | 3306 | SPRING CREEK RADIO RELAY SITE # 1 | Air Force | 045 | Tooele | 9999 | Unknown | 1.1 | 1.08 | 0.964 | 1.131 | 1.131 | 0.593 | 0.889 | 1.692 | 1.131 | 3.187
US | United States | 49 | Utah | XQVB0001 | 3369 | UTAH PEAK RADIO RELAY ANNEX SITE # 1 | Air Force | 045 | Tooele | 9999 | Unknown | 1.1 | 1.08 | 0.964 | 1.131 | 1.131 | 0.593 | 0.889 | 1.692 | 1.131 | 3.187
US | United States | 49 | Utah | XQVD0001 | 3370 | UTAH TEST AND TRAINING RANGE SOUTH UT SITE # 1 | Air Force | 045 | Tooele | 9999 | Unknown | 1.1 | 1.08 | 0.964 | 1.131 | 1.131 | 0.593 | 0.889 | 1.692 | 1.131 | 3.187
US | United States | 49 | Utah | YSGX0001 | 3409 | WENDOVER RADIO RELAY SITE # 1 | Air Force | 045 | Tooele | 9999 | Unknown | 1.1 | 1.08 | 0.964 | 1.131 | 1.131 | 0.593 | 0.889 | 1.692 | 1.131 | 3.187
US | United States | 49 | Utah | YSHB0001 | 3410 | WENDOVER RADIO RELAY ANNEX SITE # 1 | Air Force | 045 | Tooele | 9999 | Unknown | 1.1 | 1.08 | 0.964 | 1.131 | 1.131 | 0.593 | 0.889 | 1.692 | 1.131 | 3.187
US | United States | 49 | Utah | VRXA0001 | 169891 | SILVER ISLAND RADIO RELAY ANNEX NO 1 SITE # 1 | Air Force | 045 | Tooele | 9999 | Unknown | 1.1 | 1.08 | 0.964 | 1.131 | 1.131 | 0.593 | 0.889 | 1.692 | 1.131 | 3.187
US | United States | 49 | Utah | 49B45 | 7708 | VERNAL ARMORY | Army | 047 | Uintah | 2010 | Vernal | 1.03 | 1 | 0.964 | 1.131 | 1.131 | 0.593 | 0.889 | 1.692 | 1.131 | 3.187
US | United States | 49 | Utah | 49B47 | 7709 | VERNAL FMS 4A | Army | 047 | Uintah | 2010 | Vernal | 1.03 | 1 | 0.964 | 1.131 | 1.131 | 0.593 | 0.889 | 1.692 | 1.131 | 3.187
US | United States | 49 | Utah | 49A05 | 3777 | AMERICAN FORK ARMORY/FMS 6 | Army | 049 | Utah | 0040 | American Fork | 1.03 | 1 | 0.964 | 1.131 | 1.131 | 0.593 | 0.889 | 1.692 | 1.131 | 3.187
US | United States | 49 | Utah | 710934 | 710934 | 3898 CLUBHOUSE LANE EAGLE MOUNTAIN | Army | 049 | Utah | 0366 | Eagle Mountain | 1.03 | 1
US | United States | 49 | Utah | 49A55 | 5858 | LEHI ARMORY | Army | 049 | Utah | 0940 | Lehi | 1.03 | 1 | 0.964 | 1.131 | 1.131 | 0.593 | 0.889 | 1.692 | 1.131 | 3.187
US | United States | 49 | Utah | 710076 | 710076 | 1865 W 525 S LEHI | Army | 049 | Utah | 0940 | Lehi | 1.03 | 1
US | United States | 49 | Utah | 710445 | 710445 | 3152 DAVENCOURT LOOP LEHI | Army | 049 | Utah | 0940 | Lehi | 1.03 | 1
US | United States | 49 | Utah | 710558 | 710558 | 3088 WILLOWOOD LEHI | Army | 049 | Utah | 0940 | Lehi | 1.03 | 1
US | United States | 49 | Utah | 49A93 | 6653 | OREM ARMORY | Army | 049 | Utah | 1390 | Orem | 1.03 | 1 | 0.964 | 1.131 | 1.131 | 0.593 | 0.889 | 1.692 | 1.131 | 3.187
US | United States | 49 | Utah | 82387-11574 | 703685 | CROSS POINTE PLZ OREM | Army | 049 | Utah | 1390 | Orem | 1.03 | 1
US | United States | 49 | Utah | 82387-12598 | 704708 | OREM PLZ OREM | Army | 049 | Utah | 1390 | Orem | 1.03 | 1
US | United States | 49 | Utah | 49680 | 5662 | JOSE F. VALDEZ USAR CENTER | Army | 049 | Utah | 1500 | Pleasant Grove | 1.03 | 1 | 0.964 | 1.131 | 1.131 | 0.593 | 0.889 | 1.692 | 1.131 | 3.187
US | United States | 49 | Utah | 710444 | 710444 | 703 WEST ASPEN HILLS RD PLEASANT GROVE | Army | 049 | Utah | 1500 | Pleasant Grove | 1.03 | 1
US | United States | 49 | Utah | 49695 | 4634 | DALE REX USAR CENTER | Army | 049 | Utah | 1560 | Provo | 1.03 | 1 | 0.964 | 1.131 | 1.131 | 0.593 | 0.889 | 1.692 | 1.131 | 3.187
US | United States | 49 | Utah | 82387-10715 | 702826 | 32 W. CENTER PROVO | Army | 049 | Utah | 1560 | Provo | 1.03 | 1
US | United States | 49 | Utah | 82387-12473 | 704583 | N UNIVERSITY PK PROVO | Army | 049 | Utah | 1560 | Provo | 1.03 | 1
US | United States | 49 | Utah | 710736 | 710736 | 117 SOUTH 1970 E CIR ST GEORGE | Army | 049 | Utah | 1560 | Provo | 1.03 | 1
US | United States | 49 | Utah | 49B32 | 7684 | UTAH COUNTY SOUTH ARMORY/FMS 9 | Army | 049 | Utah | 1840 | Spanish Fork | 1.03 | 1 | 0.964 | 1.131 | 1.131 | 0.593 | 0.889 | 1.692 | 1.131 | 3.187
US | United States | 49 | Utah | 49B35 | 7359 | SPRINGVILLE ARMORY | Army | 049 | Utah | 1860 | Springville | 1.03 | 1 | 0.964 | 1.131 | 1.131 | 0.593 | 0.889 | 1.692 | 1.131 | 3.187
US | United States | 49 | Utah | 711038 | 711038 | 44 N 400 E SPRINGVALE | Army | 049 | Utah | 1860 | Springville | 1.03 | 1
US | United States | 49 | Utah | 710738 | 710738 | 10471 DORAL DR. CEDAR HILLS | Army | 049 | Utah | 9999 | Unknown | 1.03 | 1
US | United States | 49 | Utah | 4991S | 7406 | ST. GEORGE USARC | Army | 053 | Washington | 1670 | St. George | 1.03 | 1 | 0.964 | 1.131 | 1.131 | 0.593 | 0.889 | 1.692 | 1.131 | 3.187
US | United States | 49 | Utah | 82387-12322 | 704432 | N 1680 E ST GEORGE | Army | 053 | Washington | 1670 | St. George | 1.03 | 1
US | United States | 49 | Utah | 710737 | 710737 | 225 NORTH COUNTRY LA ST. GEORGE | Army | 053 | Washington | 1670 | St. George | 1.03 | 1
US | United States | 49 | Utah | 49675 | 4102 | BORGSTORM HALL USAR CENTER | Army | 057 | Weber | 1350 | Ogden | 1 | 0.98 | 0.964 | 1.131 | 1.131 | 0.593 | 0.889 | 1.692 | 1.131 | 3.187
US | United States | 49 | Utah | 49676 | 5071 | FRANK M. BROWNING USAR CENTER | Army | 057 | Weber | 1350 | Ogden | 1 | 0.98 | 0.964 | 1.131 | 1.131 | 0.593 | 0.889 | 1.692 | 1.131 | 3.187
US | United States | 49 | Utah | 49A90 | 6602 | OGDEN ARMORY/FMS 1 | Army | 057 | Weber | 1350 | Ogden | 1 | 0.98 | 0.964 | 1.131 | 1.131 | 0.593 | 0.889 | 1.692 | 1.131 | 3.187
US | United States | 49 | Utah | 49856 | 6603 | OGDEN MAINTENANCE CENTER 269 | Army | 057 | Weber | 1350 | Ogden | 1 | 0.98 | 0.964 | 1.131 | 1.131 | 0.593 | 0.889 | 1.692 | 1.131 | 3.187
US | United States | 49 | Utah | 49844 | 6604 | OGDEN STORAGE FACILITY 11-C | Army | 057 | Weber | 1350 | Ogden | 1 | 0.98 | 0.964 | 1.131 | 1.131 | 0.593 | 0.889 | 1.692 | 1.131 | 3.187
US | United States | 49 | Utah | 18081-10041 | 700200 | 1150 DEPOT DRIVE OGDEN | Army | 057 | Weber | 1350 | Ogden | 1 | 0.98
US | United States | 49 | Utah | 82387-10578 | 702689 | 24TH ST OGDEN | Army | 057 | Weber | 1350 | Ogden | 1 | 0.98
US | United States | 49 | Utah | 82387-12810 | 704920 | S HARRISON OGDEN | Army | 057 | Weber | 1350 | Ogden | 1 | 0.98
US | United States | 49 | Utah | 82387-13184 | 705293 | W 56TH S ROY | Army | 057 | Weber | 1650 | Roy | 1 | 0.98
US | United States | 49 | Utah | KRSR0001 | 2350 | HILL ILS MIDDLE MARKER ANNEX SITE # 1 | Air Force | 057 | Weber | 9999 | Unknown | 1 | 0.98 | 0.964 | 1.131 | 1.131 | 0.593 | 0.889 | 1.692 | 1.131 | 3.187
US | United States | 49 | Utah | PGTL0001 | 2767 | LITTLE MOUNTAIN TEST ANNEX SITE # 1 | Air Force | 057 | Weber | 9999 | Unknown | 1 | 0.98 | 0.964 | 1.131 | 1.131 | 0.593 | 0.889 | 1.692 | 1.131 | 3.187
US | United States | 49 | Utah | 710805 | 710805 | 2830 SO REDWOOD ROAD WEST VALLEY CITY | Army | 999 | Unknown | 9999 | Unknown | 1.03 | 1
US | United States | 50 | Vermont | 50B00 | 7703 | VERGENNES | Army | 001 | Addison | 0670 | Vergennes | 0.92 | 0.89 | 1 | 1.131 | 1.131 | 0.759 | 1.444 | 2.615 | 1.131 | 4.27
US | United States | 50 | Vermont | 50A05 | 4001 | BENNINGTON | Army | 003 | Bennington | 0070 | Bennington | 0.92 | 0.89 | 1 | 1.131 | 1.131 | 0.759 | 1.444 | 2.615 | 1.131 | 4.27
US | United States | 50 | Vermont | 82387-13256 | 705365 | W MAIN ST BENNINGTON | Army | 003 | Bennington | 0070 | Bennington | 0.92 | 0.89
US | United States | 50 | Vermont | 710921 | 710921 | 60 EDEN WAY BENNINGTON | Army | 003 | Bennington | 0070 | Bennington | 0.92 | 0.89
US | United States | 50 | Vermont | 50A50 | 5997 | LYNDONVILLE | Army | 005 | Caledonia | 0320 | Lyndonville | 0.92 | 0.89 | 1 | 1.131 | 1.131 | 0.759 | 1.444 | 2.615 | 1.131 | 4.27
US | United States | 50 | Vermont | 50A53 | 5998 | LYNDONVILLE OMS 5 | Army | 005 | Caledonia | 0320 | Lyndonville | 0.92 | 0.89 | 1 | 1.131 | 1.131 | 0.759 | 1.444 | 2.615 | 1.131 | 4.27
US | United States | 50 | Vermont | 82387-11789 | 703900 | EASTERN AVE SAINT JOHNSBURY | Army | 005 | Caledonia | 0600 | St. Johnsbury | 0.92 | 0.89
US | United States | 50 | Vermont | 82387-12579 | 704689 | OCTAGON BLDG SAINT JOHNSBURY | Army | 005 | Caledonia | 0600 | St. Johnsbury | 0.92 | 0.89
US | United States | 50 | Vermont | 500NG-10001 | 701191 | 1200 AIRPORT DR BURLINGTON | Army | 007 | Chittenden | 0120 | Burlington | 0.91 | 0.88 | 1 | 1.131 | 1.131 | 0.759 | 1.444 | 2.615 | 1.131 | 4.27
US | United States | 50 | Vermont | 50295 | 6455 | NG ETHAN ALLEN AFB MTA | Army | 007 | Chittenden | 0155 | Colchester | 0.91 | 0.88 | 1 | 1.131 | 1.131 | 0.759 | 1.444 | 2.615 | 1.131 | 4.27
US | United States | 50 | Vermont | 50810 | 7299 | SMITH-GOLDBERG USARC | Army | 007 | Chittenden | 0155 | Colchester | 0.91 | 0.88 | 1 | 1.131 | 1.131 | 0.759 | 1.444 | 2.615 | 1.131 | 4.27
US | United States | 50 | Vermont | 50A25 | 7603 | TS CAMP JOHNSON | Army | 007 | Chittenden | 0155 | Colchester | 0.91 | 0.88 | 1 | 1.131 | 1.131 | 0.759 | 1.444 | 2.615 | 1.131 | 4.27
US | United States | 50 | Vermont | 710353 | 710353 | 56 LAVOIE ROAD ESSEX JUNCTION | Army | 007 | Chittenden | 0200 | Essex Junction | 0.91 | 0.88
US | United States | 50 | Vermont | 50340 | 7607 | TS ETHAN ALLEN RANGE | Army | 007 | Chittenden | 0285 | Jericho | 0.91 | 0.88 | 1 | 1.131 | 1.131 | 0.759 | 1.444 | 2.615 | 1.131 | 4.27
US | United States | 50 | Vermont | CURZ0001 | 1534 | BURLINGTON IAP SITE # 1 | Air Force | 007 | Chittenden | 0620 | South Burlington | 0.91 | 0.88 | 1 | 1.131 | 1.131 | 0.759 | 1.444 | 2.615 | 1.131 | 4.27
US | United States | 50 | Vermont | 50389 | 3618 | SO Burlington AASF and RC | Army | 007 | Chittenden | 0620 | South Burlington | 0.91 | 0.88 | 1 | 1.131 | 1.131 | 0.759 | 1.444 | 2.615 | 1.131 | 4.27
US | United States | 50 | Vermont | 82387-10010 | 702121 | 100 DORSET ST SOUTH BURLINGTON | Army | 007 | Chittenden | 0620 | South Burlington | 0.91 | 0.88
US | United States | 50 | Vermont | 82387-11614 | 703725 | DORSET ST SOUTH BURLINGTON | Army | 007 | Chittenden | 0620 | South Burlington | 0.91 | 0.88
US | United States | 50 | Vermont | 50B15 | 7923 | WILLISTON | Army | 007 | Chittenden | 0765 | Williston | 0.91 | 0.88 | 1 | 1.131 | 1.131 | 0.759 | 1.444 | 2.615 | 1.131 | 4.27
US | United States | 50 | Vermont | 82387-12230 | 704340 | MAPLE TREE WILLISTON | Army | 007 | Chittenden | 0765 | Williston | 0.91 | 0.88
US | United States | 50 | Vermont | 50B25 | 7947 | WINOOSKI | Army | 007 | Chittenden | 0790 | Winooski | 0.91 | 0.88 | 1 | 1.131 | 1.131 | 0.759 | 1.444 | 2.615 | 1.131 | 4.27
US | United States | 50 | Vermont | 50A35 | 4875 | ENOSBURG FALLS | Army | 011 | Franklin | 0190 | Enosburg Falls | 0.92 | 0.89 | 1 | 1.131 | 1.131 | 0.759 | 1.444 | 2.615 | 1.131 | 4.27
US | United States | 50 | Vermont | 710505 | 710505 | 1713 LAKE ROAD FRANKLIN | Army | 011 | Franklin | 0214 | Franklin | 0.92 | 0.89
US | United States | 50 | Vermont | 50A85 | 7373 | ST ALBANS | Army | 011 | Franklin | 0590 | St. Albans | 0.92 | 0.89 | 1 | 1.131 | 1.131 | 0.759 | 1.444 | 2.615 | 1.131 | 4.27
US | United States | 50 | Vermont | 50A87 | 7375 | ST ALBANS OMS 6 | Army | 011 | Franklin | 0590 | St. Albans | 0.92 | 0.89 | 1 | 1.131 | 1.131 | 0.759 | 1.444 | 2.615 | 1.131 | 4.27
US | United States | 50 | Vermont | 710506 | 710506 | 228 BUSHEY RD SAINT ALBANS | Army | 011 | Franklin | 0590 | St. Albans | 0.92 | 0.89
US | United States | 50 | Vermont | 50A95 | 7482 | SWANTON | Army | 011 | Franklin | 0650 | Swanton | 0.92 | 0.89 | 1 | 1.131 | 1.131 | 0.759 | 1.444 | 2.615 | 1.131 | 4.27
US | United States | 50 | Vermont | 50A55 | 6281 | MORRISVILLE | Army | 015 | Lamoille | 0390 | Morrisville | 0.92 | 0.89 | 1 | 1.168 | 1.168 | 0.759 | 1.444 | 2.615 | 1.168 | 4.27
US | United States | 50 | Vermont | 50A15 | 4117 | BRADFORD | Army | 017 | Orange | 0080 | Bradford | 0.92 | 0.89 | 1 | 1.131 | 1.131 | 0.759 | 1.444 | 2.615 | 1.131 | 4.27
US | United States | 50 | Vermont | 50A60 | 6423 | NEWPORT | Army | 019 | Orleans | 0410 | Newport | 0.92 | 0.89 | 1 | 1.131 | 1.131 | 0.759 | 1.444 | 2.615 | 1.131 | 4.27
US | United States | 50 | Vermont | 50A37 | 4903 | FAIR HAVEN OMS | Army | 021 | Rutland | 0210 | Fair Haven | 0.92 | 0.89 | 1 | 1.131 | 1.131 | 0.759 | 1.444 | 2.615 | 1.131 | 4.27
US | United States | 50 | Vermont | 5067B | 3790 | AMSA #160, RUTLAND, VT | Army | 021 | Rutland | 0580 | Rutland | 0.92 | 0.89 | 1 | 1.131 | 1.131 | 0.759 | 1.444 | 2.615 | 1.131 | 4.27
US | United States | 50 | Vermont | 50805 | 4568 | COURCELLE BROTHERS USARC | Army | 021 | Rutland | 0580 | Rutland | 0.92 | 0.89 | 1 | 1.131 | 1.131 | 0.759 | 1.444 | 2.615 | 1.131 | 4.27
US | United States | 50 | Vermont | 50A75 | 7099 | RUTLAND | Army | 021 | Rutland | 0580 | Rutland | 0.92 | 0.89 | 1 | 1.131 | 1.131 | 0.759 | 1.444 | 2.615 | 1.131 | 4.27
US | United States | 50 | Vermont | 25140-10001 | 700940 | 26 ALLEN STREET RUTLAND | Army | 021 | Rutland | 0580 | Rutland | 0.92 | 0.89 | 1 | 1.131 | 1.131 | 0.759 | 1.444 | 2.615 | 1.131 | 4.27
US | United States | 50 | Vermont | 82387-12533 | 704643 | NORTH END PLZ RUTLAND | Army | 021 | Rutland | 0580 | Rutland | 0.92 | 0.89
US | United States | 50 | Vermont | 710190 | 710190 | 48 NORTH END DRIVE RUTLAND | Army | 021 | Rutland | 0580 | Rutland | 0.92 | 0.89
US | United States | 50 | Vermont | 5001A | 4010 | BERLIN USARC | Army | 023 | Washington | 0040 | Barre | 0.93 | 0.9 | 1 | 1.131 | 1.131 | 0.759 | 1.444 | 2.615 | 1.131 | 4.27
US | United States | 50 | Vermont | 50625 | 169951 | Barre, Vermont | Army | 023 | Washington | 0040 | Barre | 0.93 | 0.9 | 1 | 1.152 | 1.152 | 0.759 | 1.444 | 2.615 | 1.152 | 4.27
US | United States | 50 | Vermont | 82387-10692 | 702803 | 306 NORTH MAIN ST BARRE | Army | 023 | Washington | 0040 | Barre | 0.93 | 0.9
US | United States | 50 | Vermont | 25140-10002 | 700941 | 327 US ROUTE 2 BERLIN | Army | 023 | Washington | 0071 | Berlin | 0.93 | 0.9
US | United States | 50 | Vermont | 50A10 | 4299 | CAMPBELL ARMORY | Army | 023 | Washington | 0380 | Montpelier | 0.93 | 0.9 | 1 | 1.131 | 1.131 | 0.759 | 1.444 | 2.615 | 1.131 | 4.27
US | United States | 50 | Vermont | 5082A | 6578 | NORWICH | Army | 023 | Washington | 0430 | Northfield | 0.93 | 0.9 | 1 | 1.131 | 1.131 | 0.759 | 1.444 | 2.615 | 1.131 | 4.27
US | United States | 50 | Vermont | 50B05 | 7797 | WATERBURY | Army | 023 | Washington | 0680 | Waterbury | 0.93 | 0.9 | 1 | 1.131 | 1.131 | 0.759 | 1.444 | 2.615 | 1.131 | 4.27
US | United States | 50 | Vermont | 50B10 | 7867 | WESTMINSTER TRAINING SITE | Army | 025 | Windham | 0730 | Westminster | 0.92 | 0.89 | 1 | 1.131 | 1.131 | 0.759 | 1.444 | 2.615 | 1.131 | 4.27
US | United States | 50 | Vermont | 50655 | 4417 | CHESTER MEMORIAL USARC | Army | 027 | Windsor | 0150 | Chester | 0.92 | 0.89 | 1 | 1.152 | 1.152 | 0.759 | 1.444 | 2.615 | 1.152 | 4.27
US | United States | 50 | Vermont | 50A45 | 5983 | LUDLOW | Army | 027 | Windsor | 0300 | Ludlow | 0.92 | 0.89 | 1 | 1.152 | 1.152 | 0.759 | 1.444 | 2.615 | 1.152 | 4.27
US | United States | 50 | Vermont | 50A70 | 6560 | NORTH SPRINGFLD | Army | 027 | Windsor | 0437 | North Springfield | 0.92 | 0.89 | 1 | 1.152 | 1.152 | 0.759 | 1.444 | 2.615 | 1.152 | 4.27
US | United States | 50 | Vermont | 82387-12205 | 704315 | MAIN ST SPRINGFIELD | Army | 027 | Windsor | 0630 | Springfield | 0.92 | 0.89
US | United States | 50 | Vermont | N32446-NW | 929 | NAVOPSPTCEN WHITE RIVER VT | Navy | 027 | Windsor | 0750 | White River Jctn | 0.92 | 0.89 | 1 | 1.152 | 1.152 | 0.759 | 1.444 | 2.615 | 1.152 | 4.27
US | United States | 50 | Vermont | 710687 | 710687 | 1474 HARTFORD AVENUE WILDER | Army | 027 | Windsor | 0760 | Wilder | 0.92 | 0.89
US | United States | 50 | Vermont | 50B20 | 7937 | WINDSOR | Army | 027 | Windsor | 0780 | Windsor | 0.92 | 0.89 | 1 | 1.131 | 1.131 | 0.759 | 1.444 | 2.615 | 1.131 | 4.27
US | United States | 51 | Virginia | 82387-12117 | 704227 | LANKFORD HWY BELLE HAVEN | Army | 001 | Accomack | 0140 | Belle Haven | 1.05 | 1.01
US | United States | 51 | Virginia | 51B60 | 6632 | ONANCOCK | Army | 001 | Accomack | 1830 | Onancock | 1.05 | 1.01 | 0.786 | 1.131 | 1.131 | 0.759 | 0.778 | 1.269 | 1.131 | 0.827
US | United States | 51 | Virginia | N61151-PI | 1336 | PARRAMORE ISLAND | Navy | 001 | Accomack | 2014 | Quinby | 1.05 | 1.01 | 0.786 | 1.131 | 1.131 | 0.759 | 0.778 | 1.269 | 1.131 | 0.827
US | United States | 51 | Virginia | N60191-AG | 883 | TANGIER ISLAND | Navy | 001 | Accomack | 2410 | Tangier | 1.05 | 1.01 | 0.786 | 1.131 | 1.131 | 0.759 | 0.778 | 1.269 | 1.131 | 0.827
US | United States | 51 | Virginia | N61414-WI | 908 | WALLOPS ISLAND VA | Navy | 001 | Accomack | 2564 | Wallops Island | 1.05 | 1.01 | 0.786 | 1.131 | 1.131 | 0.759 | 0.778 | 1.269 | 1.131 | 0.827
US | United States | 51 | Virginia | M67353-0001 | 137 | Headquarters Marine Corps, Arlington VA | Marine Corps | 013 | Arlington | 0100 | Arlington | 1.02 | 1.02 | 0.786 | 1.209 | 1.209 | 0.759 | 0.778 | 1.269 | 1.209 | 0.944
US | United States | 51 | Virginia | N61150-AE | 1214 | ARLINGTON SERVICE CTR | Navy | 013 | Arlington | 0100 | Arlington | 1.02 | 1.02 | 0.786 | 1.209 | 1.209 | 0.759 | 0.778 | 1.269 | 1.209 | 0.995
US | United States | 51 | Virginia | N61150-QK | 1218 | QUARTERS K | Navy | 013 | Arlington | 0100 | Arlington | 1.02 | 1.02 | 0.786 | 1.209 | 1.209 | 0.759 | 0.778 | 1.269 | 1.209 | 0.995
US | United States | 51 | Virginia | 51421 | 3848 | ARMY GUARD READINESS CENTER | Army | 013 | Arlington | 0100 | Arlington | 1.02 | 1.02 | 0.786 | 1.209 | 1.209 | 0.759 | 0.778 | 1.269 | 1.209 | 0.827
US | United States | 51 | Virginia | 5108B | 3916 | BALLSTON CENTER TOWER THREE | Army | 013 | Arlington | 0100 | Arlington | 1.02 | 1.02 | 0.786 | 1.209 | 1.209 | 0.759 | 0.778 | 1.269 | 1.209 | 0.995
US | United States | 51 | Virginia | AFMEM | 9399 | AF MEMORIAL | WHS | 013 | Arlington | 0100 | Arlington | 1.02 | 1.02 | 0.786 | 1.209 | 1.209 | 0.759 | 0.778 | 1.269 | 1.209 | 0.827
US | United States | 51 | Virginia | WHS01 | 9405 | PENTAGON SOUTH | WHS | 013 | Arlington | 0100 | Arlington | 1.02 | 1.02 | 0.786 | 1.209 | 1.209 | 0.759 | 0.778 | 1.269 | 1.209 | 1
US | United States | 51 | Virginia | WHS02 | 9406 | PENTAGON NORTH | WHS | 013 | Arlington | 0100 | Arlington | 1.02 | 1.02 | 0.786 | 1.209 | 1.209 | 0.759 | 0.778 | 1.269 | 1.209 | 0.944
US | United States | 51 | Virginia | WHS03 | 9407 | EADS STREET PARKING | WHS | 013 | Arlington | 0100 | Arlington | 1.02 | 1.02 | 0.786 | 1.209 | 1.209 | 0.759 | 0.778 | 1.269 | 1.209 | 0.944
US | United States | 51 | Virginia | WHS04 | 9408 | FERN STREET PARKING | WHS | 013 | Arlington | 0100 | Arlington | 1.02 | 1.02 | 0.786 | 1.209 | 1.209 | 0.759 | 0.778 | 1.269 | 1.209 | 0.944
US | United States | 51 | Virginia | WHS05 | 9409 | HAYES STREET PARKING | WHS | 013 | Arlington | 0100 | Arlington | 1.02 | 1.02 | 0.786 | 1.209 | 1.209 | 0.759 | 0.778 | 1.269 | 1.209 | 0.944
US | United States | 51 | Virginia | 82387-12452 | 704562 | N PERSHING DR ARLINGTON | Army | 013 | Arlington | 0100 | Arlington | 1.02 | 1.02
US | United States | 51 | Virginia | 51070 | 3840 | ARLINGTON NATIONAL CEMETERY | Army | 013 | Arlington | 1008 | Fort Myer | 1.02 | 1.02 | 0.786 | 1.209 | 1.209 | 0.759 | 0.778 | 1.269 | 1.209 | 0.995
US | United States | 51 | Virginia | 51375 | 5036 | FORT MYER | Army | 013 | Arlington | 1008 | Fort Myer | 1.02 | 1.02 | 0.786 | 1.209 | 1.209 | 0.759 | 0.778 | 1.269 | 1.209 | 0.995
US | United States | 51 | Virginia | FOB03 | 8027 | NAVY ANNEX (FOB 2) SVC STATION | WHS | 013 | Arlington | 1687 | Naval Annex | 1.02 | 1.02 | 0.786 | 1.209 | 1.209 | 0.759 | 0.778 | 1.269 | 1.209 | 0.943
US | United States | 51 | Virginia | FOB01 | 9401 | NAVY ANNEX (FOB 2) | WHS | 013 | Arlington | 1687 | Naval Annex | 1.02 | 1.02 | 0.786 | 1.209 | 1.209 | 0.759 | 0.778 | 1.269 | 1.209 | 0.943
US | United States | 51 | Virginia | FOB02 | 9402 | NAVY ANNEX (FOB 2) PARKING | WHS | 013 | Arlington | 1687 | Naval Annex | 1.02 | 1.02 | 0.786 | 1.209 | 1.209 | 0.759 | 0.778 | 1.269 | 1.209 | 0.995
US | United States | 51 | Virginia | 70132-10663 | 701934 | 82 WYER STREET WEYERS CAVE | Army | 015 | Augusta | 2624 | Weyers Cave | 0.92 | 0.9
US | United States | 51 | Virginia | 51290 | 4978 | FORT A P HILL | Army | 033 | Caroline | 0240 | Bowling Green | 0.96 | 0.95 | 0.786 | 1.131 | 1.131 | 0.759 | 0.778 | 1.269 | 1.131 | 0.827
US | United States | 51 | Virginia | 18081-10535 | 700694 | ROUTE 17 RAPPAHANNOCK ACADEMY | Army | 033 | Caroline | 2031 | Rappahannock Academy | 0.96 | 0.95
US | United States | 51 | Virginia | 18081-10311 | 700470 | DOA/PM LIS CHESTER | Army | 041 | Chesterfield | 0470 | Chester | 0.92 | 0.9
US | United States | 51 | Virginia | 82387-11816 | 703927 | ENON CHURCH RD CHESTER | Army | 041 | Chesterfield | 0470 | Chester | 0.92 | 0.9
US | United States | 51 | Virginia | N60191-RI | 1315 | NAVOPSPTCEN RICHMOND VA | Navy | 041 | Chesterfield | 0475 | Chesterfield | 0.92 | 0.9 | 0.786 | 1.154 | 1.154 | 0.759 | 0.778 | 1.269 | 1.154 | 0.827
US | United States | 51 | Virginia | 710202 | 710202 | 7619 FERNWAY PLACE CHESTERFIELD | Army | 041 | Chesterfield | 0475 | Chesterfield | 0.92 | 0.9
US | United States | 51 | Virginia | 710198 | 710198 | 13431 RIDGEMOOR LANE MIDLOTHIAN | Army | 041 | Chesterfield | 1614 | Midlothian | 0.92 | 0.9
US | United States | 51 | Virginia | 711234 | 711234 | 2441 TROTTERS LANE MIDLOTHIAN | Army | 041 | Chesterfield | 1614 | Midlothian | 0.92 | 0.9
US | United States | 51 | Virginia | 51720 | 4613 | CULPEPER MINUTEMEN MEM USARC | Army | 047 | Culpeper | 0690 | Culpeper | 0.92 | 0.9 | 0.786 | 1.209 | 1.209 | 0.759 | 0.778 | 1.269 | 1.209 | 0.827
US | United States | 51 | Virginia | 82387-12167 | 704277 | MADISON RD CULPEPER | Army | 047 | Culpeper | 0690 | Culpeper | 0.92 | 0.9
US | United States | 51 | Virginia | 710634 | 710634 | 502 EAST PIEODMONT STREET CULPEPER | Army | 047 | Culpeper | 0690 | Culpeper | 0.92 | 0.9
US | United States | 51 | Virginia | 82387-12267 | 704377 | METROTECH DR CHANTILLY | Army | 059 | Fairfax | 0425 | Chantilly | 1.02 | 1.02
US | United States | 51 | Virginia | 51350 | 6183 | MICROWAVE STA TYSONS CORNER | Army | 059 | Fairfax | 0808 | Dulles Airport | 1.02 | 1.02 | 0.786 | 1.209 | 1.209 | 0.759 | 0.778 | 1.269 | 1.209 | 0.995
US | United States | 51 | Virginia | N61151-FB | 1229 | FORT BELVOIR | Navy | 059 | Fairfax | 1001 | Fort Belvoir | 1.02 | 1.03 | 0.786 | 1.209 | 1.209 | 0.759 | 0.778 | 1.269 | 1.209 | 0.995
US | United States | 51 | Virginia | 51105 | 4980 | FORT BELVOIR | Army | 059 | Fairfax | 1001 | Fort Belvoir | 1.02 | 1.03 | 0.786 | 1.209 | 1.209 | 0.759 | 0.778 | 1.269 | 1.209 | 0.995
US | United States | 51 | Virginia | 51175 | 7015 | RIVANNA STATION | Army | 059 | Fairfax | 1001 | Fort Belvoir | 1.02 | 1.03 | 0.786 | 1.209 | 1.209 | 0.759 | 0.778 | 1.269 | 1.209 | 0.827
US | United States | 51 | Virginia | 82387-11314 | 703425 | ALBAN STATION SPRINGFIELD | Army | 059 | Fairfax | 2305 | Springfield | 1.02 | 1.03
US | United States | 51 | Virginia | 82387-11359 | 703470 | BACKLICK RD SPRINGFIELD | Army | 059 | Fairfax | 2305 | Springfield | 1.02 | 1.03
US | United States | 51 | Virginia | 51C75 | 9440 | WARRENTON | Army | 061 | Fauquier | 2570 | Warrenton | 0.92 | 0.9 | 0.786 | 1.131 | 1.131 | 0.759 | 0.778 | 1.269 | 1.131 | 0.827
US | United States | 51 | Virginia | 51C25 | 7049 | ROCKY MOUNT | Army | 067 | Franklin | 2110 | Rocky Mount | 0.92 | 0.9 | 0.786 | 1.131 | 1.131 | 0.759 | 0.778 | 1.269 | 1.131 | 0.827
US | United States | 51 | Virginia | N69212-EA | 653 | LITTLE MUMFORT ISLAND | Navy | 073 | Gloucester | 1105 | Gloucester | 0.94 | 0.92 | 0.786 | 1.131 | 1.131 | 0.759 | 0.778 | 1.269 | 1.131 | 0.827
US | United States | 51 | Virginia | 18081-10115 | 700274 | 3113 GEO WASH MEM HY HAYES | Army | 073 | Gloucester | 1197 | Hayes | 0.94 | 0.92
US | United States | 51 | Virginia | 82387-11920 | 704031 | GEO WASH MEM HWY HAYES | Army | 073 | Gloucester | 1197 | Hayes | 0.94 | 0.92
US | United States | 51 | Virginia | 18081-10114 | 700273 | 3067 GEORGE WASH HWY WICOMICO | Army | 073 | Gloucester | 2629 | Wicomico | 0.94 | 0.92
US | United States | 51 | Virginia | 710453 | 710453 | 1661 MILLERS LANE MANAKIN SABOT | Army | 075 | Goochland | 1547 | Manakin | 0.92 | 0.9
US | United States | 51 | Virginia | 82387-11329 | 703440 | ARBOR OAK DR ASHLAND | Army | 085 | Hanover | 0110 | Ashland | 0.9 | 0.88
US | United States | 51 | Virginia | 82387-12996 | 705106 | SPRING CENTRE MECHANICSVILE | Army | 085 | Hanover | 1584 | Mechanicsville | 0.9 | 0.88
US | United States | 51 | Virginia | 710197 | 710197 | 4911 GARDEN CLUB CIR GLEN ALLEN | Army | 087 | Henrico | 1086 | Glen Allen | 0.9 | 0.88
US | United States | 51 | Virginia | 51417 | 3693 | AASF BYRD FIELD | Army | 087 | Henrico | 2190 | Sandston | 0.9 | 0.88 | 0.786 | 1.154 | 1.154 | 0.759 | 0.778 | 1.269 | 1.154 | 0.827
US | United States | 51 | Virginia | 51415 | 7162 | SANDSTON ARMORY | Army | 087 | Henrico | 2190 | Sandston | 0.9 | 0.88 | 0.786 | 1.154 | 1.154 | 0.759 | 0.778 | 1.269 | 1.154 | 0.827
US | United States | 51 | Virginia | CVVM0001 | 1536 | BYRD FIELD SITE # 1 | Air Force | 087 | Henrico | 9999 | Unknown | 0.9 | 0.88 | 0.786 | 1.154 | 1.154 | 0.759 | 0.778 | 1.269 | 1.154 | 0.827
US | United States | 51 | Virginia | 710617 | 710617 | 115 NORTHVIEW CIRCLE BASSETT | Army | 089 | Henry | 0120 | Bassett | 0.92 | 0.9
US | United States | 51 | Virginia | N61151 | 249 | NSA SOUTH POTOMAC | Navy | 099 | King George | 0695 | Dahlgren | 0.96 | 0.95 | 0.786 | 1.209 | 1.209 | 0.759 | 0.778 | 1.269 | 1.209 | 0.827
US | United States | 51 | Virginia | N61151-CA | 1177 | CABIN PT STA 39A | Navy | 099 | King George | 0695 | Dahlgren | 0.96 | 0.95 | 0.786 | 1.209 | 1.209 | 0.759 | 0.778 | 1.269 | 1.209 | 0.827
US | United States | 51 | Virginia | N61151-PN | 1237 | PUMPKIN NECK | Navy | 099 | King George | 1393 | King George | 0.96 | 0.95 | 0.786 | 1.209 | 1.209 | 0.759 | 0.778 | 1.269 | 1.209 | 0.827
US | United States | 51 | Virginia | 51C85 | 7858 | WEST POINT ARMORY | Army | 101 | King William | 2620 | West Point | 0.92 | 0.9 | 0.786 | 1.154 | 1.154 | 0.759 | 0.778 | 1.269 | 1.154 | 0.827
US | United States | 51 | Virginia | 51B62 | 6739 | PENNINGTON GAP | Army | 105 | Lee | 1900 | Pennington Gap | 0.92 | 0.9 | 0.786 | 1.131 | 1.131 | 0.759 | 0.778 | 1.269 | 1.131 | 0.827
US | United States | 51 | Virginia | 51B27 | 9426 | LEESBURG | Army | 107 | Loudoun | 1440 | Leesburg | 0.92 | 0.9 | 0.786 | 1.209 | 1.209 | 0.759 | 0.778 | 1.269 | 1.209 | 0.827
US | United States | 51 | Virginia | 82387-11476 | 703587 | CENTER OAK PLZ STERLING | Army | 107 | Loudoun | 2345 | Sterling | 0.92 | 0.9
US | United States | 51 | Virginia | 82387-11652 | 703763 | E ATLANTIC ST SOUTH HILL | Army | 117 | Mecklenburg | 2290 | South Hill | 0.92 | 0.9
US | United States | 51 | Virginia | 18081-10073 | 700232 | 1715 PRATT DRIVE BLACKSBURG | Army | 121 | Montgomery | 0180 | Blacksburg | 0.94 | 0.92
US | United States | 51 | Virginia | 82387-11250 | 703361 | 902 PRICES FORK ROAD BLACKSBURG | Army | 121 | Montgomery | 0180 | Blacksburg | 0.94 | 0.92
US | United States | 51 | Virginia | 51A50 | 4433 | CHRISTIANSBURG | Army | 121 | Montgomery | 0500 | Christiansburg | 0.94 | 0.92 | 0.786 | 1.131 | 1.131 | 0.759 | 0.778 | 1.269 | 1.131 | 0.827
US | United States | 51 | Virginia | 70132-10206 | 701477 | 185 WOODEN SHOE CT CHRISTIANSBURG | Army | 121 | Montgomery | 0500 | Christiansburg | 0.94 | 0.92
US | United States | 51 | Virginia | 82387-11204 | 703315 | 829 NEW RIVER ROAD CHRISTIANSBURG | Army | 121 | Montgomery | 0500 | Christiansburg | 0.94 | 0.92
US | United States | 51 | Virginia | 82387-12232 | 704342 | MARKET PL PLZ CHRISTIANSBURG | Army | 121 | Montgomery | 0500 | Christiansburg | 0.94 | 0.92
US | United States | 51 | Virginia | 82387-12370 | 704480 | N FRANKLIN ST CHRISTIANSBURG | Army | 121 | Montgomery | 0500 | Christiansburg | 0.94 | 0.92
US | United States | 51 | Virginia | N69212-NK | 607 | NEW KENT | Navy | 127 | New Kent | 1705 | New Kent | 0.92 | 0.9 | 0.786 | 1.154 | 1.154 | 0.759 | 0.778 | 1.269 | 1.154 | 0.827
US | United States | 51 | Virginia | 51A25 | 4059 | BLACKSTONE | Army | 135 | Nottoway | 0190 | Blackstone | 0.92 | 0.9 | 0.786 | 1.131 | 1.131 | 0.759 | 0.778 | 1.269 | 1.131 | 0.827
US | United States | 51 | Virginia | 51541 | 5040 | FORT PICKETT, ARNG MTC | Army | 135 | Nottoway | 0190 | Blackstone | 0.92 | 0.9 | 0.786 | 1.131 | 1.131 | 0.759 | 0.778 | 1.269 | 1.131 | 0.827
US | United States | 51 | Virginia | 18081-10134 | 700293 | 394 E PARADE NOTTOWAY | Army | 135 | Nottoway | 1812 | Nottoway | 0.92 | 0.9
US | United States | 51 | Virginia | 710200 | 710200 | 40 TERRY LANE CHARLOTTESVILLE | Army | 137 | Orange | 0126 | Barboursville | 0.92 | 0.9
US | United States | 51 | Virginia | 51A40 | 4405 | CHATHAM | Army | 143 | Pittsylvania | 0460 | Chatham | 0.92 | 0.9 | 0.786 | 1.131 | 1.131 | 0.759 | 0.778 | 1.269 | 1.131 | 0.827
US | United States | 51 | Virginia | 51B75 | 6875 | POWHATAN | Army | 145 | Powhatan | 1985 | Powhatan | 0.92 | 0.9 | 0.786 | 1.154 | 1.154 | 0.759 | 0.778 | 1.269 | 1.154 | 0.827
US | United States | 51 | Virginia | 51A90 | 4925 | FARMVILLE | Army | 147 | Prince Edward | 0950 | Farmville | 0.92 | 0.9 | 0.786 | 1.131 | 1.131 | 0.759 | 0.778 | 1.269 | 1.131 | 0.827
US | United States | 51 | Virginia | 82387-12186 | 704296 | MAIN ST FARMVILLE | Army | 147 | Prince Edward | 0950 | Farmville | 0.92 | 0.9
US | United States | 51 | Virginia | 51315 | 5023 | FORT LEE | Army | 149 | Prince George | 1006 | Fort Lee | 0.92 | 0.9 | 0.786 | 1.154 | 1.154 | 0.759 | 0.778 | 1.269 | 1.154 | 0.827
US | United States | 51 | Virginia | 710949 | 710949 | 2011 MAHONE AVENUE FORT LEE | Army | 149 | Prince George | 1006 | Fort Lee | 0.92 | 0.9
US | United States | 51 | Virginia | M00264-0002 | 26 | MARINE CORPS MUSEUM | Marine Corps | 153 | Prince William | 0810 | Dumfries | 1.02 | 1.02 | 0.786 | 1.154 | 1.154 | 0.759 | 0.778 | 1.269 | 1.154 | 0.827
US | United States | 51 | Virginia | M00264-0001 | 25 | Marine Corps Base Quantico | Marine Corps | 153 | Prince William | 2010 | Quantico | 1.02 | 1.02 | 0.786 | 1.209 | 1.209 | 0.759 | 0.778 | 1.269 | 1.209 | 0.827
US | United States | 51 | Virginia | 51345 | 6182 | MICROWAVE STA QUANTICO | Army | 153 | Prince William | 2010 | Quantico | 1.02 | 1.02 | 0.786 | 1.209 | 1.209 | 0.759 | 0.778 | 1.269 | 1.209 | 0.827
US | United States | 51 | Virginia | N61150-WB | 1220 | WOODBRIDGE FAM HOUSING | Navy | 153 | Prince William | 2665 | Woodbridge | 1.02 | 1.03 | 0.786 | 1.209 | 1.209 | 0.759 | 0.778 | 1.269 | 1.209 | 0.827
US | United States | 51 | Virginia | 82387-10237 | 702348 | 13790-B TELEGRAPH ROAD WOODBRIDGE | Army | 153 | Prince William | 2665 | Woodbridge | 1.02 | 1.03
US | United States | 51 | Virginia | 82387-12666 | 704776 | POTOMAC FESTIVAL WOODBRIDGE | Army | 153 | Prince William | 2665 | Woodbridge | 1.02 | 1.03
US | United States | 51 | Virginia | 82387-12667 | 704777 | POTOMAC MILLS WOODBRIDGE | Army | 153 | Prince William | 2665 | Woodbridge | 1.02 | 1.03
US | United States | 51 | Virginia | 51780 | 6406 | NEW RIVER VALLEY MEM USARC | Army | 155 | Pulaski | 0790 | Dublin | 0.92 | 0.9 | 0.786 | 1.131 | 1.131 | 0.759 | 0.778 | 1.269 | 1.131 | 0.827
US | United States | 51 | Virginia | 51B80 | 6896 | PULASKI | Army | 155 | Pulaski | 1990 | Pulaski | 0.92 | 0.9 | 0.786 | 1.131 | 1.131 | 0.759 | 0.778 | 1.269 | 1.131 | 0.827
US | United States | 51 | Virginia | 51B10 | 5172 | GATE CITY | Army | 169 | Scott | 1060 | Gate City | 0.92 | 0.9 | 0.786 | 1.131 | 1.131 | 0.759 | 0.778 | 1.269 | 1.131 | 0.827
US | United States | 51 | Virginia | 51C96 | 7961 | WOODSTOCK ARMORY | Army | 171 | Shenandoah | 2670 | Woodstock | 0.92 | 0.9 | 0.786 | 1.231 | 1.231 | 0.759 | 0.778 | 1.269 | 1.231 | 0.827
US | United States | 51 | Virginia | 51743 | 6171 | MG GUY B. DENIT USARC-MARION | Army | 173 | Smyth | 1560 | Marion | 0.92 | 0.9 | 0.786 | 1.131 | 1.131 | 0.759 | 0.778 | 1.269 | 1.131 | 0.827
US | United States | 51 | Virginia | N68469-MR | 598 | MIDWAY RESEARCH CENTER | Navy | 179 | Stafford | 2307 | Stafford | 1.02 | 1.02 | 0.786 | 1.209 | 1.209 | 0.759 | 0.778 | 1.269 | 1.209 | 0.827
US | United States | 51 | Virginia | 82387-13011 | 705121 | STAFFORD MARKET STAFFORD | Army | 179 | Stafford | 2307 | Stafford | 1.02 | 1.02
US | United States | 51 | Virginia | 51B90 | 4353 | CEDAR BLUFF | Army | 185 | Tazewell | 0420 | Cedar Bluff | 0.92 | 0.9 | 0.786 | 1.131 | 1.131 | 0.759 | 0.778 | 1.269 | 1.131 | 0.827
US | United States | 51 | Virginia | 51A33 | 3707 | ABINGDON | Army | 191 | Washington | 0010 | Abingdon | 0.92 | 0.9 | 0.786 | 1.131 | 1.131 | 0.759 | 0.778 | 1.269 | 1.131 | 0.827
US | United States | 51 | Virginia | 51685 | 3708 | ABINGDON MEMORIAL USARC | Army | 191 | Washington | 0010 | Abingdon | 0.92 | 0.9 | 0.786 | 1.131 | 1.131 | 0.759 | 0.778 | 1.269 | 1.131 | 0.827
US | United States | 51 | Virginia | N61151-CL | 1226 | COLONIAL BEACH | Navy | 193 | Westmoreland | 0610 | Colonial Beach | 0.92 | 0.9 | 0.786 | 1.131 | 1.131 | 0.759 | 0.778 | 1.269 | 1.131 | 0.827
US | United States | 51 | Virginia | N61151-AA | 1222 | KIDD STA 29 | Navy | 193 | Westmoreland | 2623 | Westmoreland | 0.92 | 0.9 | 0.786 | 1.131 | 1.131 | 0.759 | 0.778 | 1.269 | 1.131 | 0.827
US | United States | 51 | Virginia | N61151-AX | 1223 | COPSICO STATION | Navy | 193 | Westmoreland | 2623 | Westmoreland | 0.92 | 0.9 | 0.786 | 1.131 | 1.131 | 0.759 | 0.778 | 1.269 | 1.131 | 0.827
US | United States | 51 | Virginia | N61151-CP | 1227 | COLES PT STA 41 | Navy | 193 | Westmoreland | 2623 | Westmoreland | 0.92 | 0.9 | 0.786 | 1.131 | 1.131 | 0.759 | 0.778 | 1.269 | 1.131 | 0.827
US | United States | 51 | Virginia | N61151-HA | 1231 | MUSE BEACH | Navy | 193 | Westmoreland | 2623 | Westmoreland | 0.92 | 0.9 | 0.786 | 1.131 | 1.131 | 0.759 | 0.778 | 1.269 | 1.131 | 0.827
US | United States | 51 | Virginia | N61151-LE | 1236 | STRATFORD HALL | Navy | 193 | Westmoreland | 2623 | Westmoreland | 0.92 | 0.9 | 0.786 | 1.131 | 1.131 | 0.759 | 0.778 | 1.269 | 1.131 | 0.827
US | United States | 51 | Virginia | N61151-WF | 1239 | WAKE FIELD | Navy | 193 | Westmoreland | 2623 | Westmoreland | 0.92 | 0.9 | 0.786 | 1.131 | 1.131 | 0.759 | 0.778 | 1.269 | 1.131 | 0.827
US | United States | 51 | Virginia | 51A20 | 4040 | BIG STONE GAP | Army | 195 | Wise | 0170 | Big Stone Gap | 0.92 | 0.9 | 0.786 | 1.131 | 1.131 | 0.759 | 0.778 | 1.269 | 1.131 | 0.827
US | United States | 51 | Virginia | 82387-10214 | 702325 | 131 PLAZA ROAD WISE | Army | 195 | Wise | 2660 | Wise | 0.92 | 0.9
US | United States | 51 | Virginia | 82387-12328 | 704438 | N 4TH ST WYTHEVILLE | Army | 197 | Wythe | 2680 | Wytheville | 0.92 | 0.9
US | United States | 51 | Virginia | N69212 | 215 | Naval Weapons Station Yorktown | Navy | 199 | York | 2690 | Yorktown | 0.94 | 0.92 | 0.786 | 1.131 | 1.131 | 0.759 | 0.778 | 1.269 | 1.131 | 0.511
US | United States | 51 | Virginia | N69212-YG | 654 | YORKTOWN FUEL DEPOT | Navy | 199 | York | 2690 | Yorktown | 0.94 | 0.92 | 0.786 | 1.131 | 1.131 | 0.759 | 0.778 | 1.269 | 1.131 | 0.511
US | United States | 51 | Virginia | 18081-10438 | 700597 | NAVAL RES RECR-YORKTOWN YORKTOWN | Army | 199 | York | 2690 | Yorktown | 0.94 | 0.92
US | United States | 51 | Virginia | 82387-11921 | 704032 | GEO WASHINGTON YORKTOWN | Army | 199 | York | 2690 | Yorktown | 0.94 | 0.92
US | United States | 51 | Virginia | 51A02 | 3747 | ALEXANDRIA | Army | 510 | Alexandria | 0040 | Alexandria | 1.02 | 1.03 | 0.786 | 1.209 | 1.209 | 0.759 | 0.778 | 1.269 | 1.209 | 0.827
US | United States | 51 | Virginia | 51695 | 6168 | MG ALBERT C LIEBER USARC | Army | 510 | Alexandria | 0040 | Alexandria | 1.02 | 1.03 | 0.786 | 1.209 | 1.209 | 0.759 | 0.778 | 1.269 | 1.209 | 0.827
US | United States | 51 | Virginia | VALS1 | 9404 | VA LEASES NCR | WHS | 510 | Alexandria | 0040 | Alexandria | 1.02 | 1.03 | 0.786 | 1.209 | 1.209 | 0.759 | 0.778 | 1.269 | 1.209 | 0.995
US | United States | 51 | Virginia | 82387-11169 | 703280 | 7828 RICHMOND HIGHWAY ALEXANDRIA | Army | 510 | Alexandria | 0040 | Alexandria | 1.02 | 1.03
US | United States | 51 | Virginia | 82387-11880 | 703991 | FRANCONIA PROF BLDG ALEXANDRIA | Army | 510 | Alexandria | 0040 | Alexandria | 1.02 | 1.03
US | United States | 51 | Virginia | 82387-11881 | 703992 | FRANCONIA RD ALEXANDRIA | Army | 510 | Alexandria | 0040 | Alexandria | 1.02 | 1.03
US | United States | 51 | Virginia | 51A10 | 3971 | BEDFORD | Army | 515 | Bedford | 0130 | Bedford | 0.92 | 0.9 | 0.786 | 1.131 | 1.131 | 0.759 | 0.778 | 1.269 | 1.131 | 0.827
US | United States | 51 | Virginia | 82387-12624 | 704734 | PAULENA DR BRISTOL | Army | 520 | Bristol | 0300 | Bristol | 0.92 | 0.9
US | United States | 51 | Virginia | 82387-13367 | 705476 | WEST VLY DR BRISTOL | Army | 520 | Bristol | 0300 | Bristol | 0.92 | 0.9
US | United States | 51 | Virginia | 51A35 | 4403 | CHARLOTTSVILLE | Army | 540 | Charlottesville | 0440 | Charlottesville | 0.92 | 0.9 | 0.786 | 1.225 | 1.225 | 0.759 | 0.778 | 1.269 | 1.225 | 0.827
US | United States | 51 | Virginia | 51705 | 7630 | TSG FRANK D. PEREGORY USARC | Army | 540 | Charlottesville | 0440 | Charlottesville | 0.92 | 0.9 | 0.786 | 1.225 | 1.225 | 0.759 | 0.778 | 1.269 | 1.225 | 0.827
US | United States | 51 | Virginia | 18081-10043 | 700202 | 1180 SEMINOLE TRAIL CHARLOTTESVILLE | Army | 540 | Charlottesville | 0440 | Charlottesville | 0.92 | 0.9
US | United States | 51 | Virginia | 18081-10101 | 700260 | 255 WEST MAIN ST CHARLOTTESVILLE | Army | 540 | Charlottesville | 0440 | Charlottesville | 0.92 | 0.9
US | United States | 51 | Virginia | 18081-10178 | 700337 | 600 MASSIE ROAD CHARLOTTESVILLE | Army | 540 | Charlottesville | 0440 | Charlottesville | 0.92 | 0.9
US | United States | 51 | Virginia | 18081-10268 | 700427 | BOULDERS ROAD CHARLOTTESVILLE | Army | 540 | Charlottesville | 0440 | Charlottesville | 0.92 | 0.9
US | United States | 51 | Virginia | 70132-10026 | 701297 | 102-8 TURTLE CRK RD CHARLOTTESVILLE | Army | 540 | Charlottesville | 0440 | Charlottesville | 0.92 | 0.9
US | United States | 51 | Virginia | 70132-10058 | 701329 | 110 #8 TURTLE CRK RD CHARLOTTESVILLE | Army | 540 | Charlottesville | 0440 | Charlottesville | 0.92 | 0.9
US | United States | 51 | Virginia | 70132-10061 | 701332 | 111 #5 TURTLE CREEK RD CHARLOTTESVILLE | Army | 540 | Charlottesville | 0440 | Charlottesville | 0.92 | 0.9
US | United States | 51 | Virginia | 70132-10080 | 701351 | 116-8 TURTLE CRK RD CHARLOTTESVILLE | Army | 540 | Charlottesville | 0440 | Charlottesville | 0.92 | 0.9
US | United States | 51 | Virginia | 70132-10102 | 701373 | 122 #5 TURTLE CK RD CHARLOTTESVILLE | Army | 540 | Charlottesville | 0440 | Charlottesville | 0.92 | 0.9
US | United States | 51 | Virginia | 82387-11324 | 703435 | ANGUS RD CHARLOTTESVILLE | Army | 540 | Charlottesville | 0440 | Charlottesville | 0.92 | 0.9
US | United States | 51 | Virginia | 82387-13426 | 705535 | ZAN RD CHARLOTTESVILLE | Army | 540 | Charlottesville | 0440 | Charlottesville | 0.92 | 0.9
US | United States | 51 | Virginia | N57095-NW | 284 | NORTHWEST CHESAPEAKE VA | Navy | 550 | Chesapeake | 0468 | Chesapeake | 0.94 | 0.92 | 0.786 | 1.131 | 1.131 | 0.759 | 0.778 | 1.269 | 1.131 | 0.827
US | United States | 51 | Virginia | N57095-AB | 285 | DEEP CRK NIKE HSG SITE | Navy | 550 | Chesapeake | 0468 | Chesapeake | 0.94 | 0.92 | 0.786 | 1.131 | 1.131 | 0.759 | 0.778 | 1.269 | 1.131 | 0.827
US | United States | 51 | Virginia | N60191-VO | 292 | VOLVO SITE | Navy | 550 | Chesapeake | 0468 | Chesapeake | 0.94 | 0.92 | 0.786 | 1.131 | 1.131 | 0.759 | 0.778 | 1.269 | 1.131 | 0.827
US | United States | 51 | Virginia | 82387-10272 | 702383 | 1434 SAM'S DRIVE CHESAPEAKE | Army | 550 | Chesapeake | 0468 | Chesapeake | 0.94 | 0.92
US | United States | 51 | Virginia | 82387-12665 | 704775 | PORTSMOUTH BLVD CHESAPEAKE | Army | 550 | Chesapeake | 0468 | Chesapeake | 0.94 | 0.92
US | United States | 51 | Virginia | 51A60 | 4461 | CLIFTON FORGE | Army | 560 | Clifton Forge (City) | 0550 | Clifton Forge | 0.92 | 0.9 | 0.786 | 1.131 | 1.131 | 0.759 | 0.778 | 1.269 | 1.131 | 0.827
US | United States | 51 | Virginia | 82387-12989 | 705099 | SOUTHPARK BLVD COLONIAL HEIGHTS | Army | 570 | Colonial Heights | 0620 | Colonial Heights | 0.92 | 0.9
US | United States | 51 | Virginia | 51715 | 6760 | PFC HARRY J. FRIDLEY USARC | Army | 580 | Covington | 0660 | Covington | 0.92 | 0.9 | 0.786 | 1.131 | 1.131 | 0.759 | 0.778 | 1.269 | 1.131 | 0.827
US | United States | 51 | Virginia | 51A70 | 4643 | DANVILLE | Army | 590 | Danville | 0720 | Danville | 0.92 | 0.9 | 0.786 | 1.135 | 1.135 | 0.759 | 0.778 | 1.269 | 1.135 | 0.827
US | United States | 51 | Virginia | 82387-12721 | 704831 | RIVERSIDE DR DANVILLE | Army | 590 | Danville | 0720 | Danville | 0.92 | 0.9
US | United States | 51 | Virginia | 51A80 | 4868 | EMPORIA | Army | 595 | Emporia | 0870 | Emporia | 0.92 | 0.9 | 0.786 | 1.131 | 1.131 | 0.759 | 0.778 | 1.269 | 1.131 | 0.827
US | United States | 51 | Virginia | 82387-11831 | 703942 | FAIR CENTER OFC BLDG FAIRFAX | Army | 600 | Fairfax | 0900 | Fairfax | 1.02 | 1.03
US | United States | 51 | Virginia | 82387-12621 | 704731 | PATRIOT SQ FAIRFAX | Army | 600 | Fairfax | 0900 | Fairfax | 1.02 | 1.03
US | United States | 51 | Virginia | 18081-10166 | 700325 | 5113 LEESBURG PIKE FALLS CHURCH | Army | 610 | Falls Church | 0930 | Falls Church | 1.02 | 1.02
US | United States | 51 | Virginia | 82387-12478 | 704588 | N WASHINGTON ST FALLS CHURCH | Army | 610 | Falls Church | 0930 | Falls Church | 1.02 | 1.02
US | United States | 51 | Virginia | 51A95 | 5081 | FRANKLIN | Army | 620 | Franklin | 1010 | Franklin | 0.92 | 0.9 | 0.786 | 1.131 | 1.131 | 0.759 | 0.778 | 1.269 | 1.131 | 0.827
US | United States | 51 | Virginia | 51B00 | 5091 | FREDERICKSBURG | Army | 630 | Fredericksburg | 1020 | Fredericksburg | 0.96 | 0.95 | 0.786 | 1.131 | 1.131 | 0.759 | 0.778 | 1.269 | 1.131 | 0.827
US | United States | 51 | Virginia | 82387-12654 | 704764 | PLANK RD FREDERICKSBURG | Army | 630 | Fredericksburg | 1020 | Fredericksburg | 0.96 | 0.95
US | United States | 51 | Virginia | 710517 | 710517 | 507 PLEASANTS DRIVE FREDERICKSBURG | Army | 630 | Fredericksburg | 1020 | Fredericksburg | 0.96 | 0.95
US | United States | 51 | Virginia | 51735 | 6755 | PFC CURTIS B. SCHOOLEY USARC | Army | 640 | Galax | 1050 | Galax | 0.92 | 0.9 | 0.786 | 1.131 | 1.131 | 0.759 | 0.778 | 1.269 | 1.131 | 0.827
US | United States | 51 | Virginia | 51360 | 5035 | FORT MONROE | Army | 650 | Hampton | 1014 | Fort Monroe | 0.94 | 0.92 | 0.786 | 1.131 | 1.131 | 0.759 | 0.778 | 1.269 | 1.131 | 0.511
US | United States | 51 | Virginia | N62688-FM | 909 | FORT MONROE | Navy | 650 | Hampton | 1180 | Hampton | 0.94 | 0.92 | 0.786 | 1.131 | 1.131 | 0.759 | 0.778 | 1.269 | 1.131 | 0.827
US | United States | 51 | Virginia | 51455 | 3668 | 1LT RICHARD T SHEA USARC | Army | 650 | Hampton | 1180 | Hampton | 0.94 | 0.92 | 0.786 | 1.131 | 1.131 | 0.759 | 0.778 | 1.269 | 1.131 | 0.827
US | United States | 51 | Virginia | 51475 | 5339 | HAMPTON (MARCELLA RD) | Army | 650 | Hampton | 1180 | Hampton | 0.94 | 0.92 | 0.786 | 1.131 | 1.131 | 0.759 | 0.778 | 1.269 | 1.131 | 0.827
US | United States | 51 | Virginia | 51961 | 5340 | HAMPTON (MARCELLA RD) | Army | 650 | Hampton | 1180 | Hampton | 0.94 | 0.92 | 0.786 | 1.131 | 1.131 | 0.759 | 0.778 | 1.269 | 1.131 | 0.827
US | United States | 51 | Virginia | MDGP0001 | 170210 | NASA CLINIC RMC SITE 1 | Air Force | 650 | Hampton | 1180 | Hampton | 0.94 | 0.92 | 0.786 | 1.131 | 1.131 | 0.759 | 0.778 | 1.269 | 1.131 | 0.827
US | United States | 51 | Virginia | 82387-10456 | 702567 | 2017 CUNNINGHAM DR HAMPTON | Army | 650 | Hampton | 1180 | Hampton | 0.94 | 0.92
US | United States | 51 | Virginia | 82387-11829 | 703940 | EXECUTIVE DR HAMPTON | Army | 650 | Hampton | 1180 | Hampton | 0.94 | 0.92
US | United States | 51 | Virginia | MUHJ0001 | 2479 | LANGLEY AFB SITE # 1 | Air Force | 650 | Hampton | 9999 | Unknown | 0.94 | 0.92 | 0.786 | 1.131 | 1.131 | 0.759 | 0.778 | 1.269 | 1.131 | 0.827
US | United States | 51 | Virginia | MUJC0001 | 2480 | LANGLEY FAMILY HOUSING ANNEX SITE # 1 | Air Force | 650 | Hampton | 9999 | Unknown | 0.94 | 0.92 | 0.786 | 1.154 | 1.154 | 0.759 | 0.778 | 1.269 | 1.154 | 0.511
US | United States | 51 | Virginia | 51B20 | 5364 | HARRISONBURG | Army | 660 | Harrisonburg | 1190 | Harrisonburg | 0.92 | 0.9 | 0.786 | 1.131 | 1.131 | 0.759 | 0.778 | 1.269 | 1.131 | 0.827
US | United States | 51 | Virginia | 82387-11732 | 703843 | E MARKET ST HARRISONBURG | Army | 660 | Harrisonburg | 1190 | Harrisonburg | 0.92 | 0.9
US | United States | 51 | Virginia | 710201 | 710201 | 1645 RESERVOIR STREET HARRISONBURG | Army | 660 | Harrisonburg | 1190 | Harrisonburg | 0.92 | 0.9
US | United States | 51 | Virginia | 711233 | 711233 | 2021 WILLOW HILL DRIVE HARRISONBURG | Army | 660 | Harrisonburg | 1190 | Harrisonburg | 0.92 | 0.9
US | United States | 51 | Virginia | 18081-10168 | 700327 | 5258 OAKLAWN BLVD. HOPEWELL | Army | 670 | Hopewell | 1290 | Hopewell | 0.92 | 0.9
US | United States | 51 | Virginia | 51B28 | 5887 | LEXINGTON | Army | 678 | Lexington | 1450 | Lexington | 0.92 | 0.9 | 0.786 | 1.225 | 1.225 | 0.759 | 0.778 | 1.269 | 1.225 | 0.827
US | United States | 51 | Virginia | 710696 | 710696 | 163 SO MAIN ST LEXINGTON | Army | 678 | Lexington | 1450 | Lexington | 0.92 | 0.9
US | United States | 51 | Virginia | M68479-0003 | 106 | LYNCHBURG VA AFRC | Marine Corps | 680 | Lynchburg | 1490 | Lynchburg | 0.92 | 0.9 | 0.786 | 1.131 | 1.131 | 0.759 | 0.778 | 1.269 | 1.131 | 0.827
US | United States | 51 | Virginia | 51B30 | 5995 | LYNCHBURG | Army | 680 | Lynchburg | 1490 | Lynchburg | 0.92 | 0.9 | 0.786 | 1.131 | 1.131 | 0.759 | 0.778 | 1.269 | 1.131 | 0.827
US | United States | 51 | Virginia | 5151A | 5996 | LYNCHBURG AFRC | Army | 680 | Lynchburg | 1490 | Lynchburg | 0.92 | 0.9 | 0.786 | 1.131 | 1.131 | 0.759 | 0.778 | 1.269 | 1.131 | 0.827
US | United States | 51 | Virginia | 82387-10484 | 702595 | 2108 LAKESIDE DRIVE LYNCHBURG | Army | 680 | Lynchburg | 1490 | Lynchburg | 0.92 | 0.9
US | United States | 51 | Virginia | 82387-10522 | 702633 | 2225 LAKESIDE DRIVE, UNIT C-3 LYNCHBURG | Army | 680 | Lynchburg | 1490 | Lynchburg | 0.92 | 0.9
US | United States | 51 | Virginia | 51B40 | 9428 | MANASSAS | Army | 683 | Manassas | 1550 | Manassas | 0.92 | 0.9 | 0.786 | 1.209 | 1.209 | 0.759 | 0.778 | 1.269 | 1.209 | 0.827
US | United States | 51 | Virginia | 82387-13036 | 705146 | SUDLEY RD MANASSES | Army | 683 | Manassas | 1550 | Manassas | 0.92 | 0.9
US | United States | 51 | Virginia | 51B45 | 6101 | MARTINSVILLE | Army | 690 | Martinsville | 1570 | Martinsville | 0.92 | 0.9 | 0.786 | 1.135 | 1.135 | 0.759 | 0.778 | 1.269 | 1.135 | 0.827
US | United States | 51 | Virginia | 82387-11532 | 703643 | COMMONWEALTH BLVD MARTINSVILLE | Army | 690 | Martinsville | 1570 | Martinsville | 0.92 | 0.9
US | United States | 51 | Virginia | 51215 | 5002 | FORT EUSTIS | Army | 700 | Newport News | 1004 | Fort Eustis | 0.94 | 0.92 | 0.786 | 1.135 | 1.135 | 0.759 | 0.778 | 1.269 | 1.135 | 0.511
US | United States | 51 | Virginia | M68479-0021 | 122 | NEWPORT NEWS VA MCRC | Marine Corps | 700 | Newport News | 1720 | Newport News | 0.94 | 0.92 | 0.786 | 1.135 | 1.135 | 0.759 | 0.778 | 1.269 | 1.135 | 0.546
US | United States | 51 | Virginia | N69212-WC | 339 | WOODBRIDGE CROSSING | Navy | 700 | Newport News | 1720 | Newport News | 0.94 | 0.92 | 0.786 | 1.131 | 1.135 | 0.759 | 0.778 | 1.269 | 1.131 | 0.511
US | United States | 51 | Virginia | N57095-SS | 1170 | SUPSHIPS NEWPORT NEWS | Navy | 700 | Newport News | 1720 | Newport News | 0.94 | 0.92 | 0.786 | 1.131 | 1.135 | 0.759 | 0.778 | 1.269 | 1.131 | 0.511
US | United States | 51 | Virginia | 18081-10201 | 700360 | 720 THIMBLE SHOALS BLVD NEWPORT NEWS | Army | 700 | Newport News | 1720 | Newport News | 0.94 | 0.92
US | United States | 51 | Virginia | 82387-10273 | 702384 | 14346 WARWICK BLVD. NEWPORT NEWS | Army | 700 | Newport News | 1720 | Newport News | 0.94 | 0.92
US | United States | 51 | Virginia | 82387-12517 | 704627 | NEWMARKET DR NEWPORT NEWS | Army | 700 | Newport News | 1720 | Newport News | 0.94 | 0.92
US | United States | 51 | Virginia | 82387-13340 | 705449 | WARWICK BLVD NEWPORT NEWS | Army | 700 | Newport News | 1720 | Newport News | 0.94 | 0.92
US | United States | 51 | Virginia | AAWZ0001 | 1345 | ACC AMIC SITE # 1 | Air Force | 700 | Newport News | 9999 | Unknown | 0.94 | 0.92
US | United States | 51 | Virginia | N61414 | 157 | Naval Amphibious Base Little Creek VA | Navy | 710 | Norfolk | 1760 | Norfolk | 0.94 | 0.92 | 0.786 | 1.131 | 1.135 | 0.759 | 0.778 | 1.269 | 1.131 | 0.511
US | United States | 51 | Virginia | N57095 | 161 | Naval Support Activity Norfolk VA | Navy | 710 | Norfolk | 1760 | Norfolk | 0.94 | 0.92 | 0.786 | 1.131 | 1.135 | 0.759 | 0.778 | 1.269 | 1.131 | 0.511
US | United States | 51 | Virginia | N62688 | 162 | Naval Station, Norfolk VA | Navy | 710 | Norfolk | 1760 | Norfolk | 0.94 | 0.92 | 0.786 | 1.131 | 1.135 | 0.759 | 0.778 | 1.269 | 1.131 | 0.511
US | United States | 51 | Virginia | N32443-SA | 262 | ST HELENA NORFOLK | Navy | 710 | Norfolk | 1760 | Norfolk | 0.94 | 0.92 | 0.786 | 1.131 | 1.135 | 0.759 | 0.778 | 1.269 | 1.131 | 0.511
US | United States | 51 | Virginia | N57095-FF | 298 | FIRE FIGHTERS SCHOOL | Navy | 710 | Norfolk | 1760 | Norfolk | 0.94 | 0.92 | 0.786 | 1.131 | 1.135 | 0.759 | 0.778 | 1.269 | 1.131 | 0.511
US | United States | 51 | Virginia | N57095-SD | 299 | SDA AREA | Navy | 710 | Norfolk | 1760 | Norfolk | 0.94 | 0.92 | 0.786 | 1.131 | 1.135 | 0.759 | 0.778 | 1.269 | 1.131 | 0.511
US | United States | 51 | Virginia | N62688-YH | 340 | HEWITT FARMS | Navy | 710 | Norfolk | 1760 | Norfolk | 0.94 | 0.92 | 0.786 | 1.131 | 1.135 | 0.759 | 0.778 | 1.269 | 1.131 | 0.511
US | United States | 51 | Virginia | N61414-FA | 630 | LITTLE CRK APTS | Navy | 710 | Norfolk | 1760 | Norfolk | 0.94 | 0.92 | 0.786 | 1.131 | 1.135 | 0.759 | 0.778 | 1.269 | 1.131 | 0.511
US | United States | 51 | Virginia | N57095-LA | 644 | LAFAYETTE RVR COMPLEX | Navy | 710 | Norfolk | 1760 | Norfolk | 0.94 | 0.92 | 0.786 | 1.131 | 1.135 | 0.759 | 0.778 | 1.269 | 1.131 | 0.511
US | United States | 51 | Virginia | N61414-FS | 648 | FORT STORY | Navy | 710 | Norfolk | 1760 | Norfolk | 0.94 | 0.92 | 0.786 | 1.131 | 1.135 | 0.759 | 0.778 | 1.269 | 1.131 | 0.511
US | United States | 51 | Virginia | N62688-YD | 706 | ELIZABETH RVR CHANNEL | Navy | 710 | Norfolk | 1760 | Norfolk | 0.94 | 0.92 | 0.786 | 1.131 | 1.135 | 0.759 | 0.778 | 1.269 | 1.131 | 0.511
US | United States | 51 | Virginia | N62688-ZF | 798 | SHORE PATROL HQ NORVA | Navy | 710 | Norfolk | 1760 | Norfolk | 0.94 | 0.92 | 0.786 | 1.131 | 1.135 | 0.759 | 0.778 | 1.269 | 1.131 | 0.511
US | United States | 51 | Virginia | 51B55 | 6551 | NORFOLK | Army | 710 | Norfolk | 1760 | Norfolk | 0.94 | 0.92 | 0.786 | 1.131 | 1.135 | 0.759 | 0.778 | 1.269 | 1.131 | 0.511
US | United States | 51 | Virginia | 51755 | 6555 | NORFOLK USARC #1 | Army | 710 | Norfolk | 1760 | Norfolk | 0.94 | 0.92 | 0.786 | 1.131 | 1.135 | 0.759 | 0.778 | 1.269 | 1.131 | 0.511
US | United States | 51 | Virginia | 18081-10435 | 700594 | NAVAL AIR RESERVE, NORFOLK NORFOLK | Army | 710 | Norfolk | 1760 | Norfolk | 0.94 | 0.92
US | United States | 51 | Virginia | 18081-10436 | 700595 | NAVAL AIR RESERVE-NORFOLK NORFOLK | Army | 710 | Norfolk | 1760 | Norfolk | 0.94 | 0.92
US | United States | 51 | Virginia | 18081-10439 | 700598 | NAVAL RESERVE CENTER NORFOLK | Army | 710 | Norfolk | 1760 | Norfolk | 0.94 | 0.92
US | United States | 51 | Virginia | 82387-11711 | 703822 | E LITTLE CRK RD NORFOLK | Army | 710 | Norfolk | 1760 | Norfolk | 0.94 | 0.92
US | United States | 51 | Virginia | 82387-11898 | 704009 | FRONT ST NORFOLK | Army | 710 | Norfolk | 1760 | Norfolk | 0.94 | 0.92
US | United States | 51 | Virginia | 82387-12066 | 704176 | JANAF SHOPPING CTR NORFOLK | Army | 710 | Norfolk | 1760 | Norfolk | 0.94 | 0.92
US | United States | 51 | Virginia | 51B65 | 6749 | PETERSBURG | Army | 730 | Petersburg | 1910 | Petersburg | 0.92 | 0.9 | 0.786 | 1.154 | 1.154 | 0.759 | 0.778 | 1.269 | 1.154 | 0.827
US | United States | 51 | Virginia | N00183 | 159 | Naval Medical Center, Portsmouth VA | Navy | 740 | Portsmouth | 1970 | Portsmouth | 0.94 | 0.92 | 0.786 | 1.131 | 1.131 | 0.759 | 0.778 | 1.269 | 1.131 | 0.511
US | United States | 51 | Virginia | N32443 | 255 | NAVSUPPACT NORFOLK NSY | Navy | 740 | Portsmouth | 1970 | Portsmouth | 0.94 | 0.92 | 0.786 | 1.131 | 1.131 | 0.759 | 0.778 | 1.269 | 1.131 | 0.511
US | United States | 51 | Virginia | N32443-RA | 261 | NEW GOSPORT/NNSY | Navy | 740 | Portsmouth | 1970 | Portsmouth | 0.94 | 0.92 | 0.786 | 1.131 | 1.131 | 0.759 | 0.778 | 1.269 | 1.131 | 0.511
US | United States | 51 | Virginia | N32443-UA | 263 | SOUTH GATE | Navy | 740 | Portsmouth | 1970 | Portsmouth | 0.94 | 0.92 | 0.786 | 1.131 | 1.131 | 0.759 | 0.778 | 1.269 | 1.131 | 0.511
US | United States | 51 | Virginia | N32443-AG | 264 | ST JULIENS CREEK ANNEX | Navy | 740 | Portsmouth | 1970 | Portsmouth | 0.94 | 0.92 | 0.786 | 1.131 | 1.131 | 0.759 | 0.778 | 1.269 | 1.131 | 0.511
US | United States | 51 | Virginia | N62688-HC | 358 | HOECHST-CELANESE PLANT | Navy | 740 | Portsmouth | 1970 | Portsmouth | 0.94 | 0.92 | 0.786 | 1.131 | 1.131 | 0.759 | 0.778 | 1.269 | 1.131 | 0.511
US | United States | 51 | Virginia | N32443-GB | 364 | PARADISE CRK DSPSL 1 | Navy | 740 | Portsmouth | 1970 | Portsmouth | 0.94 | 0.92 | 0.786 | 1.131 | 1.131 | 0.759 | 0.778 | 1.269 | 1.131 | 0.511
US | United States | 51 | Virginia | N32443-NS | 365 | NSA NORFOLK SHIPYARD 1 | Navy | 740 | Portsmouth | 1970 | Portsmouth | 0.94 | 0.92 | 0.786 | 1.131 | 1.131 | 0.759 | 0.778 | 1.269 | 1.131 | 0.511
US | United States | 51 | Virginia | N32443-GA | 468 | PARADISE CRK DISPOSAL | Navy | 740 | Portsmouth | 1970 | Portsmouth | 0.94 | 0.92 | 0.786 | 1.131 | 1.131 | 0.759 | 0.778 | 1.269 | 1.131 | 0.511
US | United States | 51 | Virginia | N32443-IA | 469 | STANLEY COURT/NNSY | Navy | 740 | Portsmouth | 1970 | Portsmouth | 0.94 | 0.92 | 0.786 | 1.131 | 1.135 | 0.759 | 0.778 | 1.269 | 1.131 | 0.511
US | United States | 51 | Virginia | N62688-YM | 876 | PTSM. YMCA | Navy | 740 | Portsmouth | 1970 | Portsmouth | 0.94 | 0.92 | 0.786 | 1.131 | 1.131 | 0.759 | 0.778 | 1.269 | 1.131 | 0.511
US | United States | 51 | Virginia | N62688-YF | 1075 | CRANEY ISLAND | Navy | 740 | Portsmouth | 1970 | Portsmouth | 0.94 | 0.92 | 0.786 | 1.131 | 1.131 | 0.759 | 0.778 | 1.269 | 1.131 | 0.511
US | United States | 51 | Virginia | N32443-NT | 1105 | NSA NORFOLK SHIPYARD 2 | Navy | 740 | Portsmouth | 1970 | Portsmouth | 0.94 | 0.92 | 0.786 | 1.131 | 1.131 | 0.759 | 0.778 | 1.269 | 1.131 | 0.511
US | United States | 51 | Virginia | N32443-SC | 1143 | SCOTT CENTER | Navy | 740 | Portsmouth | 1970 | Portsmouth | 0.94 | 0.92 | 0.786 | 1.131 | 1.131 | 0.759 | 0.778 | 1.269 | 1.131 | 0.511
US | United States | 51 | Virginia | 51B70 | 6865 | PORTSMOUTH | Army | 740 | Portsmouth | 1970 | Portsmouth | 0.94 | 0.92 | 0.786 | 1.131 | 1.131 | 0.759 | 0.778 | 1.269 | 1.131 | 0.511
US | United States | 51 | Virginia | 51B85 | 6925 | RADFORD | Army | 750 | Radford | 2020 | Radford | 0.94 | 0.92 | 0.786 | 1.131 | 1.131 | 0.759 | 0.778 | 1.269 | 1.131 | 0.827
US | United States | 51 | Virginia | 51565 | 6926 | RADFORD AAP | Army | 750 | Radford | 2020 | Radford | 0.94 | 0.92 | 0.786 | 1.131 | 1.131 | 0.759 | 0.778 | 1.269 | 1.131 | 0.827
US | United States | 51 | Virginia | 51796 | 3663 | 1LT JIMMIE L. MONTEITH USARC | Army | 760 | Richmond | 2060 | Richmond | 0.9 | 0.88 | 0.786 | 1.154 | 1.154 | 0.759 | 0.778 | 1.269 | 1.154 | 0.827
US | United States | 51 | Virginia | 51702 | 4485 | COL ERNEST H. DERVISHIAN USARC | Army | 760 | Richmond | 2060 | Richmond | 0.9 | 0.88 | 0.786 | 1.154 | 1.154 | 0.759 | 0.778 | 1.269 | 1.154 | 0.827
US | United States | 51 | Virginia | 51595 | 4681 | DEF GEN SUPPLY CENTER | Army | 760 | Richmond | 2060 | Richmond | 0.9 | 0.88 | 0.786 | 1.154 | 1.154 | 0.759 | 0.778 | 1.269 | 1.154 | 0.827
US | United States | 51 | Virginia | 51015 | 6997 | RICHMOND AFRC | Army | 760 | Richmond | 2060 | Richmond | 0.9 | 0.88 | 0.786 | 1.154 | 1.154 | 0.759 | 0.778 | 1.269 | 1.154 | 0.827
US | United States | 51 | Virginia | 51B95 | 6999 | RICHMOND DOVE STREET | Army | 760 | Richmond | 2060 | Richmond | 0.9 | 0.88 | 0.786 | 1.154 | 1.154 | 0.759 | 0.778 | 1.269 | 1.154 | 0.827
US | United States | 51 | Virginia | 51C05 | 7764 | WALLER DEPOT | Army | 760 | Richmond | 2060 | Richmond | 0.9 | 0.88 | 0.786 | 1.154 | 1.154 | 0.759 | 0.778 | 1.269 | 1.154 | 0.827
US | United States | 51 | Virginia | 18081-10222 | 700381 | 9100 ARBORETUM PARKW RICHMOND | Army | 760 | Richmond | 2060 | Richmond | 0.9 | 0.88
US | United States | 51 | Virginia | 70132-10540 | 701811 | 5300 VINTNER DRIVE RICHMOND | Army | 760 | Richmond | 2060 | Richmond | 0.9 | 0.88
US | United States | 51 | Virginia | 70132-10561 | 701832 | 5801 GLORYVINE COURT RICHMOND | Army | 760 | Richmond | 2060 | Richmond | 0.9 | 0.88
US | United States | 51 | Virginia | 70132-10563 | 701834 | 5912 GLORYVINE COURT RICHMOND | Army | 760 | Richmond | 2060 | Richmond | 0.9 | 0.88
US | United States | 51 | Virginia | 70132-10567 | 701838 | 6001 GLORYVINE DRIVE RICHMOND | Army | 760 | Richmond | 2060 | Richmond | 0.9 | 0.88
US | United States | 51 | Virginia | 70132-10577 | 701848 | 6101 GLORYVINE DRIVE RICHMOND | Army | 760 | Richmond | 2060 | Richmond | 0.9 | 0.88
US | United States | 51 | Virginia | 82387-10837 | 702948 | 411 EAST FRANKLIN ST RICHMOND | Army | 760 | Richmond | 2060 | Richmond | 0.9 | 0.88
US | United States | 51 | Virginia | 82387-11251 | 703362 | 9039-1 WEST BROAD ST RICHMOND | Army | 760 | Richmond | 2060 | Richmond | 0.9 | 0.88
US | United States | 51 | Virginia | 82387-11254 | 703365 | 9058 W BROAD STREET RICHMOND | Army | 760 | Richmond | 2060 | Richmond | 0.9 | 0.88
US | United States | 51 | Virginia | 82387-11330 | 703441 | ARBORETUM V RICHMOND | Army | 760 | Richmond | 2060 | Richmond | 0.9 | 0.88
US | United States | 51 | Virginia | 82387-11433 | 703544 | BUFORD RD RICHMOND | Army | 760 | Richmond | 2060 | Richmond | 0.9 | 0.88
US | United States | 51 | Virginia | 82387-12025 | 704135 | HULL ST RICHMOND | Army | 760 | Richmond | 2060 | Richmond | 0.9 | 0.88
US | United States | 51 | Virginia | 82387-12058 | 704168 | IRON BRIDGE RD RICHMOND | Army | 760 | Richmond | 2060 | Richmond | 0.9 | 0.88
US | United States | 51 | Virginia | 82387-12275 | 704385 | MIDLOTHIAN TPK RICHMOND | Army | 760 | Richmond | 2060 | Richmond | 0.9 | 0.88
US | United States | 51 | Virginia | 82387-13393 | 705502 | WILLOW LAWN DR RICHMOND | Army | 760 | Richmond | 2060 | Richmond | 0.9 | 0.88
US | United States | 51 | Virginia | 710034 | 710034 | 5018 VINTER DRIVE RICHMOND | Army | 760 | Richmond | 2060 | Richmond | 0.9 | 0.88
US | United States | 51 | Virginia | 710035 | 710035 | 1602 WILLOW LAWN DR RICHMOND | Army | 760 | Richmond | 2060 | Richmond | 0.9 | 0.88
US | United States | 51 | Virginia | 710036 | 710036 | 6107 GLORYVINE DRIVE RICHMOND | Army | 760 | Richmond | 2060 | Richmond | 0.9 | 0.88
US | United States | 51 | Virginia | 710199 | 710199 | 3208 WALNUT TRAILS C GLEN ALLEN | Army | 760 | Richmond | 2060 | Richmond | 0.9 | 0.88
US | United States | 51 | Virginia | 710359 | 710359 | 6700 LANGTON COURT RICHMOND | Army | 760 | Richmond | 2060 | Richmond | 0.9 | 0.88
US | United States | 51 | Virginia | 710518 | 710518 | 9634 RANSOM HILLS TERRACE RICHMOND | Army | 760 | Richmond | 2060 | Richmond | 0.9 | 0.88
US | United States | 51 | Virginia | 710694 | 710694 | 5100 VINTNER DRIVE RICHMOND | Army | 760 | Richmond | 2060 | Richmond | 0.9 | 0.88
US | United States | 51 | Virginia | 710798 | 710798 | 5018 VINTNER DRIVE RICHMOND | Army | 760 | Richmond | 2060 | Richmond | 0.9 | 0.88
US | United States | 51 | Virginia | N60191-RO | 1316 | NAVOPSPTCEN ROANOKE VA | Navy | 770 | Roanoke | 2100 | Roanoke | 0.92 | 0.9 | 0.786 | 1.131 | 1.131 | 0.759 | 0.778 | 1.269 | 1.131 | 0.827
US | United States | 51 | Virginia | 51C15 | 7021 | ROANOKE | Army | 770 | Roanoke | 2100 | Roanoke | 0.92 | 0.9 | 0.786 | 1.131 | 1.131 | 0.759 | 0.778 | 1.269 | 1.131 | 0.827
US | United States | 51 | Virginia | 51C20 | 7024 | ROANOKE UNDERHILL | Army | 770 | Roanoke | 2100 | Roanoke | 0.92 | 0.9 | 0.786 | 1.131 | 1.131 | 0.759 | 0.778 | 1.269 | 1.131 | 0.827
US | United States | 51 | Virginia | 70132-10548 | 701819 | 5529 CYNTHIA DRIVE ROANOKE | Army | 770 | Roanoke | 2100 | Roanoke | 0.92 | 0.9
US | United States | 51 | Virginia | 82387-10946 | 703057 | 5175 PETERS CREEK ROAD ROANOKE | Army | 770 | Roanoke | 2100 | Roanoke | 0.92 | 0.9
US | United States | 51 | Virginia | 82387-12639 | 704749 | PETERS CREEK ROANOKE | Army | 770 | Roanoke | 2100 | Roanoke | 0.92 | 0.9
US | United States | 51 | Virginia | 710356 | 710356 | 4831 HORSEMEN DRIVE ROANOKE | Army | 770 | Roanoke | 2100 | Roanoke | 0.92 | 0.9
US | United States | 51 | Virginia | 710357 | 710357 | 3817 SUNBREEZE CIRCL ROANOKE | Army | 770 | Roanoke | 2100 | Roanoke | 0.92 | 0.9
US | United States | 51 | Virginia | 710520 | 710520 | 2101 LABURNUM AVE. S ROANOKE | Army | 770 | Roanoke | 2100 | Roanoke | 0.92 | 0.9
US | United States | 51 | Virginia | 710521 | 710521 | 3803 SUNBREEZE CIRCL ROANOKE | Army | 770 | Roanoke | 2100 | Roanoke | 0.92 | 0.9
US | United States | 51 | Virginia | 711161 | 711161 | 3815 SUNBREEZE CIRCL ROANOKE | Army | 770 | Roanoke | 2100 | Roanoke | 0.92 | 0.9
US | United States | 51 | Virginia | 51815 | 6754 | PFC CLOYSE E. HALL USARC | Army | 775 | Salem | 2170 | Salem | 0.92 | 0.9 | 0.786 | 1.131 | 1.131 | 0.759 | 0.778 | 1.269 | 1.131 | 0.827
US | United States | 51 | Virginia | 710355 | 710355 | 3856 TRAVIS TRAIL SALEM | Army | 775 | Salem | 2170 | Salem | 0.92 | 0.9
US | United States | 51 | Virginia | 711000 | 711000 | 306A E MAIN STREET SALEM | Army | 775 | Salem | 2170 | Salem | 0.92 | 0.9
US | United States | 51 | Virginia | 51C45 | 7321 | SOUTH BOSTON | Army | 780 | South Boston (City) | 2280 | South Boston | 0.92 | 0.9 | 0.786 | 1.131 | 1.131 | 0.759 | 0.778 | 1.269 | 1.131 | 0.827
US | United States | 51 | Virginia | 24402 | 5586 | JACKSONVILLE NIKE SITE | Army | 790 | Staunton | 2330 | Staunton | 0.92 | 0.9 | 0.786 | 1.131 | 1.131 | 0.759 | 0.778 | 1.269 | 1.131 | 1.231
US | United States | 51 | Virginia | 51C50 | 7420 | STAUNTON | Army | 790 | Staunton | 2330 | Staunton | 0.92 | 0.9 | 0.786 | 1.131 | 1.131 | 0.759 | 0.778 | 1.269 | 1.131 | 0.827
US | United States | 51 | Virginia | 51C55 | 7421 | STAUNTON (OMS#12) | Army | 790 | Staunton | 2330 | Staunton | 0.92 | 0.9 | 0.786 | 1.131 | 1.131 | 0.759 | 0.778 | 1.269 | 1.131 | 0.827
US | United States | 51 | Virginia | 82387-11038 | 703149 | 606 N. COALTER ST STAUNTON | Army | 790 | Staunton | 2330 | Staunton | 0.92 | 0.9
US | United States | 51 | Virginia | 82387-12704 | 704814 | RICHMOND AVE STAUNTON | Army | 790 | Staunton | 2330 | Staunton | 0.92 | 0.9
US | United States | 51 | Virginia | N57095-YJ | 297 | TRANS FAC DRIVER | Navy | 800 | Suffolk | 2390 | Suffolk | 0.92 | 0.9 | 0.786 | 1.131 | 1.131 | 0.759 | 0.778 | 1.269 | 1.131 | 0.511
US | United States | 51 | Virginia | 51C65 | 7461 | SUFFOLK | Army | 800 | Suffolk | 2390 | Suffolk | 0.92 | 0.9 | 0.786 | 1.131 | 1.131 | 0.759 | 0.778 | 1.269 | 1.131 | 0.511
US | United States | 51 | Virginia | 82387-10283 | 702394 | 148 BURNETT WAY SUFFOLK | Army | 800 | Suffolk | 2390 | Suffolk | 0.92 | 0.9
US | United States | 51 | Virginia | N60191 | 163 | Naval Air Station Oceana VA | Navy | 810 | Virginia Beach | 2540 | Virginia Beach | 0.94 | 0.92 | 0.786 | 1.131 | 1.131 | 0.759 | 0.778 | 1.269 | 1.131 | 0.511
US | United States | 51 | Virginia | N60191-NX | 293 | NEXCOM HEADQUARTERS | Navy | 810 | Virginia Beach | 2540 | Virginia Beach | 0.94 | 0.92 | 0.786 | 1.131 | 1.131 | 0.759 | 0.778 | 1.269 | 1.131 | 0.511
US | United States | 51 | Virginia | N60191-MM | 304 | MIDWAY MANOR | Navy | 810 | Virginia Beach | 2540 | Virginia Beach | 0.94 | 0.92 | 0.786 | 1.131 | 1.131 | 0.759 | 0.778 | 1.269 | 1.131 | 0.511
US | United States | 51 | Virginia | N60191-CG | 306 | CG STATION PUNGO VA | Navy | 810 | Virginia Beach | 2540 | Virginia Beach | 0.94 | 0.92 | 0.786 | 1.131 | 1.131 | 0.759 | 0.778 | 1.269 | 1.131 | 0.511
US | United States | 51 | Virginia | N60191-AB | 628 | NSRR/US58 VA BEACH VA | Navy | 810 | Virginia Beach | 2540 | Virginia Beach | 0.94 | 0.92 | 0.786 | 1.131 | 1.131 | 0.759 | 0.778 | 1.269 | 1.131 | 0.511
US | United States | 51 | Virginia | N60191-DN | 645 | DAM NECK | Navy | 810 | Virginia Beach | 2540 | Virginia Beach | 0.94 | 0.92 | 0.786 | 1.131 | 1.131 | 0.759 | 0.778 | 1.269 | 1.131 | 0.511
US | United States | 51 | Virginia | N60191-OA | 646 | SALT MARSH POINT | Navy | 810 | Virginia Beach | 2540 | Virginia Beach | 0.94 | 0.92 | 0.786 | 1.131 | 1.131 | 0.759 | 0.778 | 1.269 | 1.131 | 0.511
US | United States | 51 | Virginia | N60191-OE | 647 | CLEAR ZONE RWY 32 | Navy | 810 | Virginia Beach | 2540 | Virginia Beach | 0.94 | 0.92 | 0.786 | 1.131 | 1.131 | 0.759 | 0.778 | 1.269 | 1.131 | 0.511
US | United States | 51 | Virginia | N61414-YE | 799 | ATLANTIC AVE BEACH | Navy | 810 | Virginia Beach | 2540 | Virginia Beach | 0.94 | 0.92 | 0.786 | 1.131 | 1.131 | 0.759 | 0.778 | 1.269 | 1.131 | 0.511
US | United States | 51 | Virginia | N60191-AI | 872 | STATE HWY ROUTE 44 | Navy | 810 | Virginia Beach | 2540 | Virginia Beach | 0.94 | 0.92 | 0.786 | 1.131 | 1.131 | 0.759 | 0.778 | 1.269 | 1.131 | 0.511
US | United States | 51 | Virginia | N60191-AK | 873 | WADSWORTH HOUSING | Navy | 810 | Virginia Beach | 2540 | Virginia Beach | 0.94 | 0.92 | 0.786 | 1.131 | 1.131 | 0.759 | 0.778 | 1.269 | 1.131 | 0.511
US | United States | 51 | Virginia | N60191-CB | 874 | WEST NECK CRK VA | Navy | 810 | Virginia Beach | 2540 | Virginia Beach | 0.94 | 0.92 | 0.786 | 1.131 | 1.131 | 0.759 | 0.778 | 1.269 | 1.131 | 0.511
US | United States | 51 | Virginia | N60191-OZ | 875 | AICUZ ESMT/OCEANA | Navy | 810 | Virginia Beach | 2540 | Virginia Beach | 0.94 | 0.92 | 0.786 | 1.131 | 1.131 | 0.759 | 0.778 | 1.269 | 1.131 | 0.511
US | United States | 51 | Virginia | N60191-FZ | 884 | AICUZ ESMT/FENTRESS | Navy | 810 | Virginia Beach | 2540 | Virginia Beach | 0.94 | 0.92 | 0.786 | 1.131 | 1.131 | 0.759 | 0.778 | 1.269 | 1.131 | 0.511
US | United States | 51 | Virginia | N61414-AG | 892 | BAYSIDE BOROUGH VA BCH | Navy | 810 | Virginia Beach | 2540 | Virginia Beach | 0.94 | 0.92 | 0.786 | 1.131 | 1.131 | 0.759 | 0.778 | 1.269 | 1.131 | 0.511
US | United States | 51 | Virginia | N60191-CP | 947 | VA CAMP PENDLETON | Navy | 810 | Virginia Beach | 2540 | Virginia Beach | 0.94 | 0.92 | 0.786 | 1.131 | 1.131 | 0.759 | 0.778 | 1.269 | 1.131 | 0.511
US | United States | 51 | Virginia | N60191-AD | 1040 | ALF FENTRESS CHESAPKE | Navy | 810 | Virginia Beach | 2540 | Virginia Beach | 0.94 | 0.92 | 0.786 | 1.131 | 1.131 | 0.759 | 0.778 | 1.269 | 1.131 | 0.511
US | United States | 51 | Virginia | N60191-AJ | 1041 | SO BIRDNECK-PROSPTY RD | Navy | 810 | Virginia Beach | 2540 | Virginia Beach | 0.94 | 0.92 | 0.786 | 1.131 | 1.131 | 0.759 | 0.778 | 1.269 | 1.131 | 0.511
US | United States | 51 | Virginia | N60191-OD | 1044 | OCEANA/BOOTH (MOORE) | Navy | 810 | Virginia Beach | 2540 | Virginia Beach | 0.94 | 0.92 | 0.786 | 1.131 | 1.131 | 0.759 | 0.778 | 1.269 | 1.131 | 0.511
US | United States | 51 | Virginia | N60191-OC | 1169 | OWLS CREEK | Navy | 810 | Virginia Beach | 2540 | Virginia Beach | 0.94 | 0.92 | 0.786 | 1.131 | 1.131 | 0.759 | 0.778 | 1.269 | 1.131 | 0.511
US | United States | 51 | Virginia | N57095-YE | 1245 | ATLANTIC AV BEACH | Navy | 810 | Virginia Beach | 2540 | Virginia Beach | 0.94 | 0.92 | 0.786 | 1.131 | 1.131 | 0.759 | 0.778 | 1.269 | 1.131 | 0.511
US | United States | 51 | Virginia | N60191-DB | 1325 | LONDON BRIDGE CREEK VA | Navy | 810 | Virginia Beach | 2540 | Virginia Beach | 0.94 | 0.92 | 0.786 | 1.131 | 1.131 | 0.759 | 0.778 | 1.269 | 1.131 | 0.511
US | United States | 51 | Virginia | N60191-ZA | 1326 | OCEANA SCH VA BEACH VA | Navy | 810 | Virginia Beach | 2540 | Virginia Beach | 0.94 | 0.92 | 0.786 | 1.131 | 1.131 | 0.759 | 0.778 | 1.269 | 1.131 | 0.511
US | United States | 51 | Virginia | N61414-IA | 1338 | HOUSING AREA | Navy | 810 | Virginia Beach | 2540 | Virginia Beach | 0.94 | 0.92 | 0.786 | 1.131 | 1.135 | 0.759 | 0.778 | 1.269 | 1.131 | 0.511
US | United States | 51 | Virginia | 51419 | 4278 | CAMP PENDLETON SMR | Army | 810 | Virginia Beach | 2540 | Virginia Beach | 0.94 | 0.92 | 0.786 | 1.131 | 1.131 | 0.759 | 0.778 | 1.269 | 1.131 | 0.511
US | United States | 51 | Virginia | 51665 | 5055 | FORT STORY | Army | 810 | Virginia Beach | 2540 | Virginia Beach | 0.94 | 0.92 | 0.786 | 1.131 | 1.131 | 0.759 | 0.778 | 1.269 | 1.131 | 0.511
US | United States | 51 | Virginia | 51C72 | 7729 | VIRGINIA BEACH | Army | 810 | Virginia Beach | 2540 | Virginia Beach | 0.94 | 0.92 | 0.786 | 1.131 | 1.131 | 0.759 | 0.778 | 1.269 | 1.131 | 0.511
US | United States | 51 | Virginia | 18081-10437 | 700596 | NAVAL AIR STATION-OCEANA VIRGINIA BEACH | Army | 810 | Virginia Beach | 2540 | Virginia Beach | 0.94 | 0.92
US | United States | 51 | Virginia | 70132-10638 | 701909 | 757 SALTMEADOW BAY VIRGINIA BEACH | Army | 810 | Virginia Beach | 2540 | Virginia Beach | 0.94 | 0.92
US | United States | 51 | Virginia | 82387-10108 | 702219 | 1115 INDEPENDENCE BL VIRGINIA BEACH | Army | 810 | Virginia Beach | 2540 | Virginia Beach | 0.94 | 0.92
US | United States | 51 | Virginia | 82387-11514 | 703625 | CLEVELAND ST VIRGINIA BEACH | Army | 810 | Virginia Beach | 2540 | Virginia Beach | 0.94 | 0.92
US | United States | 51 | Virginia | 82387-12050 | 704160 | INDEPENDENCE BLVD VIRGINIA BEACH | Army | 810 | Virginia Beach | 2540 | Virginia Beach | 0.94 | 0.92
US | United States | 51 | Virginia | 82387-12120 | 704230 | LASKIN RD VIRGINIA BEACH | Army | 810 | Virginia Beach | 2540 | Virginia Beach | 0.94 | 0.92
US | United States | 51 | Virginia | 82387-12163 | 704273 | LYNNHAVEN PKWY VIRGINIA BEACH | Army | 810 | Virginia Beach | 2540 | Virginia Beach | 0.94 | 0.92
US | United States | 51 | Virginia | 82387-12677 | 704787 | PRINCESS ANN RD VIRGINIA BEACH | Army | 810 | Virginia Beach | 2540 | Virginia Beach | 0.94 | 0.92
US | United States | 51 | Virginia | 710299 | 710299 | 1629 DYLAN DRIVE VIRGINIA BEACH | Army | 810 | Virginia Beach | 2540 | Virginia Beach | 0.94 | 0.92
US | United States | 51 | Virginia | 710358 | 710358 | 424 EDEN ROC CIRCLE VIRGINIA BEACH | Army | 810 | Virginia Beach | 2540 | Virginia Beach | 0.94 | 0.92
US | United States | 51 | Virginia | 710519 | 710519 | 412 EDEN ROC CIRLE VIRGINIA BEACH | Army | 810 | Virginia Beach | 2540 | Virginia Beach | 0.94 | 0.92
US | United States | 51 | Virginia | 711001 | 711001 | 460 EDEN ROC CIRLE VIRGINIA BEACH | Army | 810 | Virginia Beach | 2540 | Virginia Beach | 0.94 | 0.92
US | United States | 51 | Virginia | 711160 | 711160 | 424 EDEN ROC CIRLE VIRGINIA BEACH | Army | 810 | Virginia Beach | 2540 | Virginia Beach | 0.94 | 0.92
US | United States | 51 | Virginia | ERVD0001 | 1622 | CAMP PENDLETON ANG SITE # 1 | Air Force | 810 | Virginia Beach | 9999 | Unknown | 0.94 | 0.92 | 0.786 | 1.131 | 1.131 | 0.759 | 0.778 | 1.269 | 1.131 | 0.511
US | United States | 51 | Virginia | N69212-CA | 652 | CHEATHAM ANNEX | Navy | 830 | Williamsburg | 2630 | Williamsburg | 0.94 | 0.92 | 0.786 | 1.131 | 1.131 | 0.759 | 0.778 | 1.269 | 1.131 | 0.511
US | United States | 51 | Virginia | N69212-CP | 693 | CAMP PEARY (NON-CNIC) | Navy | 830 | Williamsburg | 2630 | Williamsburg | 0.94 | 0.92 | 0.786 | 1.131 | 1.131 | 0.759 | 0.778 | 1.269 | 1.131 | 0.511
US | United States | 51 | Virginia | 82387-12074 | 704184 | JOHN TYLER HWY WILLIAMSBURG | Army | 830 | Williamsburg | 2630 | Williamsburg | 0.94 | 0.92
US | United States | 51 | Virginia | 51C90 | 7934 | WINCHESTER | Army | 840 | Winchester | 2640 | Winchester | 0.92 | 0.9 | 0.786 | 1.131 | 1.131 | 0.759 | 0.778 | 1.269 | 1.131 | 0.827
US | United States | 51 | Virginia | 18081-10079 | 700238 | 201 PRINCE FREDERICK DRIVE WINCHESTER | Army | 840 | Winchester | 2640 | Winchester | 0.92 | 0.9
US | United States | 51 | Virginia | 18081-10334 | 700493 | FORT COLLIER WINCHESTER | Army | 840 | Winchester | 2640 | Winchester | 0.92 | 0.9
US | United States | 51 | Virginia | 82387-12973 | 705083 | SOUTH LOUDON ST WINCHESTER | Army | 840 | Winchester | 2640 | Winchester | 0.92 | 0.9
US | United States | 51 | Virginia | 710136 | 710136 | 108 MUMMERT CIRCLE WINCHESTER | Army | 840 | Winchester | 2640 | Winchester | 0.92 | 0.9
US | United States | 51 | Virginia | 710778 | 710778 | 104 WOODYS PLACE WINCHESTER | Army | 840 | Winchester | 2640 | Winchester | 0.92 | 0.9
US | United States | 53 | Washington | 82387-10256 | 702367 | 1407 N. YOUNG STREET KENNEWICK | Army | 005 | Benton | 1020 | Kennewick | 1.12 | 1.13
US | United States | 53 | Washington | 82387-11909 | 704020 | GAGE RD KENNEWICK | Army | 005 | Benton | 1020 | Kennewick | 1.12 | 1.13
US | United States | 53 | Washington | 711179 | 711179 | 4423 S SHARRON CT KENNEWICK | Army | 005 | Benton | 1020 | Kennewick | 1.12 | 1.13
US | United States | 53 | Washington | 710719 | 710719 | 296 ADAIR DRIVE RICHLAND | Army | 005 | Benton | 1850 | Richland | 1.12 | 1.13
US | United States | 53 | Washington | 53C00 | 7842 | WENATCHEE | Army | 007 | Chelan | 2460 | Wenatchee | 1.12 | 1.13 | 1.571 | 1.131 | 1.131 | 0.824 | 0.667 | 1.308 | 1.131 | 2.656
US | United States | 53 | Washington | 53965 | 7843 | WENATCHEE USARC | Army | 007 | Chelan | 2460 | Wenatchee | 1.12 | 1.13 | 1.571 | 1.131 | 1.131 | 0.824 | 0.667 | 1.308 | 1.131 | 2.656
US | United States | 53 | Washington | N68436-PA | 479 | PORT ANGELES WA | Navy | 009 | Clallam | 1700 | Port Angeles | 1.24 | 1.25 | 1.571 | 1.131 | 1.131 | 0.824 | 0.667 | 1.308 | 1.131 | 0.7
US | United States | 53 | Washington | N68436-EH | 485 | EDIZ HOOK | Navy | 009 | Clallam | 1700 | Port Angeles | 1.24 | 1.25 | 1.571 | 1.131 | 1.131 | 0.824 | 0.667 | 1.308 | 1.131 | 0.7
US | United States | 53 | Washington | 53A95 | 6849 | PORT ANGELES | Army | 009 | Clallam | 1700 | Port Angeles | 1.24 | 1.25
US | United States | 53 | Washington | 82387-11682 | 703793 | E FIRST ST PORT ANGELES | Army | 009 | Clallam | 1700 | Port Angeles | 1.24 | 1.25
US | United States | 53 | Washington | 82387-11691 | 703802 | E FRONT ST PORT ANGELES | Army | 009 | Clallam | 1700 | Port Angeles | 1.24 | 1.25
US | United States | 53 | Washington | 710436 | 710436 | 112 DEL GUZZI DR PORT ANGELES | Army | 009 | Clallam | 1700 | Port Angeles | 1.24 | 1.25
US | United States | 53 | Washington | 53975 | 7699 | VANCOUVER BARRACKS | Army | 011 | Clark | 2370 | Vancouver | 1.12 | 1.13 | 1.571 | 1.187 | 1.187 | 0.824 | 0.667 | 1.308 | 1.187 | 0.7
US | United States | 53 | Washington | 18081-10160 | 700319 | 500 WEST 12TH ST. VANCOUVER | Army | 011 | Clark | 2370 | Vancouver | 1.12 | 1.13
US | United States | 53 | Washington | 53450-10005 | 701197 | 3201 NW LOWER RIVER RD #2575 VANCOUVER | Army | 011 | Clark | 2370 | Vancouver | 1.12 | 1.13 | 1.571 | 1.187 | 1.187 | 0.824 | 0.667 | 1.308 | 1.187 | 0.7
US | United States | 53 | Washington | 70132-10261 | 701532 | 2203 NE 140TH STREET VANCOUVER | Army | 011 | Clark | 2370 | Vancouver | 1.12 | 1.13
US | United States | 53 | Washington | 82387-10956 | 703067 | 521 SE 155TH AVE VANCOUVER | Army | 011 | Clark | 2370 | Vancouver | 1.12 | 1.13
US | United States | 53 | Washington | 82387-11632 | 703743 | E 15TH ST VANCOUVER | Army | 011 | Clark | 2370 | Vancouver | 1.12 | 1.13
US | United States | 53 | Washington | 82387-12218 | 704328 | MALL DR VANCOUVER | Army | 011 | Clark | 2370 | Vancouver | 1.12 | 1.13
US | United States | 53 | Washington | 82387-12499 | 704609 | NE 20TH AVE VANCOUVER | Army | 011 | Clark | 2370 | Vancouver | 1.12 | 1.13
US | United States | 53 | Washington | 82387-12501 | 704611 | NE 41ST ST VANCOUVER | Army | 011 | Clark | 2370 | Vancouver | 1.12 | 1.13
US | United States | 53 | Washington | 710058 | 710058 | 8600 NE 29TH AVENUE VANCOUVER | Army | 011 | Clark | 2370 | Vancouver | 1.12 | 1.13
US | United States | 53 | Washington | 710220 | 710220 | 13211 NE 93RD ST VANCOUVER | Army | 011 | Clark | 2370 | Vancouver | 1.12 | 1.13
US | United States | 53 | Washington | 710378 | 710378 | 17305 SE 21ST WAY VANCOUVER | Army | 011 | Clark | 2370 | Vancouver | 1.12 | 1.13
US | United States | 53 | Washington | 710717 | 710717 | 1910 SE 189TH COURT VANCOUVER | Army | 011 | Clark | 2370 | Vancouver | 1.12 | 1.13
US | United States | 53 | Washington | 710864 | 710864 | 3415 NE 95TH WAY VANCOUVER | Army | 011 | Clark | 2370 | Vancouver | 1.12 | 1.13
US | United States | 53 | Washington | 53A70 | 5950 | LONGVIEW | Army | 015 | Cowlitz | 1190 | Longview | 1.12 | 1.13 | 1.571 | 1.131 | 1.131 | 0.824 | 0.667 | 1.308 | 1.131 | 0.7
US | United States | 53 | Washington | 82387-12576 | 704686 | OCEAN BEACH HWY LONGVIEW | Army | 015 | Cowlitz | 1190 | Longview | 1.12 | 1.13
US | United States | 53 | Washington | 710223 | 710223 | 2530 HICKORY AVENUE LONGVIEW | Army | 015 | Cowlitz | 1190 | Longview | 1.12 | 1.13
US | United States | 53 | Washington | 53A90 | 6714 | PASCO | Army | 021 | Franklin | 1660 | Pasco | 1.12 | 1.13 | 1.571 | 1.131 | 1.131 | 0.824 | 0.667 | 1.308 | 1.131 | 2.656
US | United States | 53 | Washington | 53900 | 6756 | PFC DANIEL L WAGENAAR USARC | Army | 021 | Franklin | 1660 | Pasco | 1.12 | 1.13 | 1.571 | 1.131 | 1.131 | 0.824 | 0.667 | 1.308 | 1.131 | 0.7
US | United States | 53 | Washington | 53A57 | 4876 | EPHRATA | Army | 025 | Grant | 0680 | Ephrata | 1.12 | 1.13 | 1.571 | 1.131 | 1.131 | 0.824 | 0.667 | 1.308 | 1.131 | 2.656
US | United States | 53 | Washington | 53A77 | 6285 | MOSES LAKE | Army | 025 | Grant | 1390 | Moses Lake | 1.12 | 1.13 | 1.571 | 1.131 | 1.131 | 0.824 | 0.667 | 1.308 | 1.131 | 2.656
US | United States | 53 | Washington | 82387-10175 | 702286 | 124 EAST 3RD AVE MOSES LAKE | Army | 025 | Grant | 1390 | Moses Lake | 1.12 | 1.13
US | United States | 53 | Washington | GRA10001 | 2071 | GRANT TRAINING ANNEX SITE # 1 | Air Force | 025 | Grant | 9999 | Unknown | 1.12 | 1.13 | 1.571 | 1.131 | 1.131 | 0.824 | 0.667 | 1.308 | 1.131 | 2.656
US | United States | 53 | Washington | JZSU0001 | 2330 | MCCHORD TRAINING ANNEX SITE # 1 | Air Force | 025 | Grant | 9999 | Unknown | 1.12 | 1.13 | 1.571 | 1.131 | 1.131 | 0.824 | 0.667 | 1.308 | 1.131 | 2.656
US | United States | 53 | Washington | 82387-10725 | 702836 | 323 WEST WISHKAH STREET ABERDEEN | Army | 027 | Grays Harbor | 0010 | Aberdeen | 1.12 | 1.13
US | United States | 53 | Washington | 53A75 | 6250 | MONTESANO | Army | 027 | Grays Harbor | 1370 | Montesano | 1.12 | 1.13 | 1.571 | 1.131 | 1.131 | 0.824 | 0.667 | 1.308 | 1.131 | 0.101
US | United States | 53 | Washington | 53945 | 4484 | COL EDITH M. NUTTAL USARC | Army | 027 | Grays Harbor | 1560 | Oakville | 1.12 | 1.13 | 1.571 | 1.131 | 1.131 | 0.824 | 0.667 | 1.308 | 1.131 | 0.7
US | United States | 53 | Washington | N68967-PC | 417 | PACIFIC BEACH SITE 2 | Navy | 027 | Grays Harbor | 1641 | Pacific Beach | 1.12 | 1.13 | 1.571 | 1.131 | 1.131 | 0.824 | 0.667 | 1.308 | 1.131 | 0.101
US | United States | 53 | Washington | N68967-PD | 418 | PACIFIC BEACH SITE 3 | Navy | 027 | Grays Harbor | 1641 | Pacific Beach | 1.12 | 1.13 | 1.571 | 1.131 | 1.131 | 0.824 | 0.667 | 1.308 | 1.131 | 0.101
US | United States | 53 | Washington | N68967-PB | 758 | PACIFIC BEACH | Navy | 027 | Grays Harbor | 1641 | Pacific Beach | 1.12 | 1.13 | 1.571 | 1.131 | 1.131 | 0.824 | 0.667 | 1.308 | 1.131 | 0.101
US | United States | 53 | Washington | N00620-AD | 819 | OLF COUPEVILLE | Navy | 029 | Island | 0470 | Coupeville | 1.32 | 1.33 | 1.571 | 1.197 | 1.197 | 0.824 | 0.667 | 1.308 | 1.197 | 0.7
US | United States | 53 | Washington | N00620-SP | 290 | SEA PLANE BASE | Navy | 029 | Island | 1550 | Oak Harbor | 1.32 | 1.33 | 1.571 | 1.197 | 1.197 | 0.824 | 0.667 | 1.308 | 1.197 | 0.7
US | United States | 53 | Washington | N00620-RH | 429 | RACON HILL | Navy | 029 | Island | 1550 | Oak Harbor | 1.32 | 1.33 | 1.571 | 1.197 | 1.197 | 0.824 | 0.667 | 1.308 | 1.197 | 0.7
US | United States | 53 | Washington | N00620-PA | 820 | CASEY STATE PARK | Navy | 029 | Island | 1550 | Oak Harbor | 1.32 | 1.33 | 1.571 | 1.197 | 1.197 | 0.824 | 0.667 | 1.308 | 1.197 | 0.7
US | United States | 53 | Washington | N00620-FA | 1017 | LAKE HANCOCK | Navy | 029 | Island | 1550 | Oak Harbor | 1.32 | 1.33 | 1.571 | 1.197 | 1.197 | 0.824 | 0.667 | 1.308 | 1.197 | 0.7
US | United States | 53 | Washington | N00620-OA | 1018 | DECEPTION PASS PARK | Navy | 029 | Island | 1550 | Oak Harbor | 1.32 | 1.33 | 1.571 | 1.197 | 1.197 | 0.824 | 0.667 | 1.308 | 1.197 | 0.7
US | United States | 53 | Washington | 82387-10830 | 702941 | 41 NE MIDWAY BLVD. OAK HARBOR | Army | 029 | Island | 1550 | Oak Harbor | 1.32 | 1.33
US | United States | 53 | Washington | N00620 | 193 | Naval Air Station, Whidbey Island WA | Navy | 029 | Island | 2508 | Whidbey Island NAS | 1.32 | 1.33 | 1.571 | 1.197 | 1.197 | 0.824 | 0.667 | 1.308 | 1.197 | 0.7
US | United States | 53 | Washington | N68436-OM | 480 | OCTOPUS MOUNTAIN | Navy | 031 | Jefferson | 0203 | Brinnon | 1.25 | 1.27 | 1.571 | 1.131 | 1.131 | 0.824 | 0.667 | 1.308 | 1.131 | 0.7
US | United States | 53 | Washington | N32013 | 192 | Naval Magazine, Indian Island WA | Navy | 031 | Jefferson | 1720 | Port Townsend | 1.25 | 1.27 | 1.571 | 1.131 | 1.131 | 0.824 | 0.667 | 1.308 | 1.131 | 0.7
US | United States | 53 | Washington | 53985 | 5061 | FORT WORDEN CEMETERY | Army | 031 | Jefferson | 1720 | Port Townsend | 1.25 | 1.27 | 1.571 | 1.131 | 1.131 | 0.824 | 0.667 | 1.308 | 1.131 | 0.7
US | United States | 53 | Washington | N68436-DH | 403 | TOANDOS SITE 8 | Navy | 031 | Jefferson | 1775 | Quilcene | 1.25 | 1.27 | 1.571 | 1.131 | 1.131 | 0.824 | 0.667 | 1.308 | 1.131 | 0.7
US | United States | 53 | Washington | N68436-DI | 404 | BOLTON PENINSULA S3 | Navy | 031 | Jefferson | 1775 | Quilcene | 1.25 | 1.27 | 1.571 | 1.131 | 1.131 | 0.824 | 0.667 | 1.308 | 1.131 | 0.7
US | United States | 53 | Washington | N68436-DJ | 405 | BOLTON PENINSULA SITE 2 | Navy | 031 | Jefferson | 1775 | Quilcene | 1.25 | 1.27 | 1.571 | 1.131 | 1.131 | 0.824 | 0.667 | 1.308 | 1.131 | 0.7
US | United States | 53 | Washington | N68436-DK | 406 | PULALI POINT SITE 2 | Navy | 031 | Jefferson | 1775 | Quilcene | 1.25 | 1.27 | 1.571 | 1.131 | 1.131 | 0.824 | 0.667 | 1.308 | 1.131 | 0.7
US | United States | 53 | Washington | N68436-DL | 407 | PULALI POINT SITE 3 | Navy | 031 | Jefferson | 1775 | Quilcene | 1.25 | 1.27 | 1.571 | 1.131 | 1.131 | 0.824 | 0.667 | 1.308 | 1.131 | 0.7
US | United States | 53 | Washington | N68436-WQ | 414 | WHITNEY POINT SITE 2 | Navy | 031 | Jefferson | 1775 | Quilcene | 1.25 | 1.27 | 1.571 | 1.131 | 1.131 | 0.824 | 0.667 | 1.308 | 1.131 | 0.7
US | United States | 53 | Washington | N68436-WP | 475 | WHITNEY POINT | Navy | 031 | Jefferson | 1775 | Quilcene | 1.25 | 1.27 | 1.571 | 1.131 | 1.131 | 0.824 | 0.667 | 1.308 | 1.131 | 0.7
US | United States | 53 | Washington | N68436-SP | 476 | SYLOPASH POINT | Navy | 031 | Jefferson | 1775 | Quilcene | 1.25 | 1.27 | 1.571 | 1.131 | 1.131 | 0.824 | 0.667 | 1.308 | 1.131 | 0.7
US | United States | 53 | Washington | N68436-EA | 486 | JEFFERSON COUNTY | Navy | 031 | Jefferson | 1775 | Quilcene | 1.25 | 1.27 | 1.571 | 1.131 | 1.131 | 0.824 | 0.667 | 1.308 | 1.131 | 0.7
US | United States | 53 | Washington | N68436-DA | 487 | TOANDOS PENINSULA | Navy | 031 | Jefferson | 1775 | Quilcene | 1.25 | 1.27 | 1.571 | 1.131 | 1.131 | 0.824 | 0.667 | 1.308 | 1.131 | 0.7
US | United States | 53 | Washington | N68436-BP | 489 | BOLTON PENINSULA | Navy | 031 | Jefferson | 1775 | Quilcene | 1.25 | 1.27 | 1.571 | 1.131 | 1.131 | 0.824 | 0.667 | 1.308 | 1.131 | 0.7
US | United States | 53 | Washington | N68436-PP | 501 | PULALI POINT | Navy | 031 | Jefferson | 1775 | Quilcene | 1.25 | 1.27 | 1.571 | 1.131 | 1.131 | 0.824 | 0.667 | 1.308 | 1.131 | 0.7
US | United States | 53 | Washington | N68436-ZP | 606 | ZELATCHED POINT | Navy | 031 | Jefferson | 1775 | Quilcene | 1.25 | 1.27 | 1.571 | 1.131 | 1.131 | 0.824 | 0.667 | 1.308 | 1.131 | 0.7
US | United States | 53 | Washington | N68436-DB | 1023 | TOANDOS SITE 2 | Navy | 031 | Jefferson | 1775 | Quilcene | 1.25 | 1.27 | 1.571 | 1.131 | 1.131 | 0.824 | 0.667 | 1.308 | 1.131 | 0.7
US | United States | 53 | Washington | N68436-DF | 1069 | TOANDOS SITE 6 | Navy | 031 | Jefferson | 1775 | Quilcene | 1.25 | 1.27 | 1.571 | 1.131 | 1.131 | 0.824 | 0.667 | 1.308 | 1.131 | 0.7
US | United States | 53 | Washington | N68436-DG | 1070 | TOANDOS SITE 7 | Navy | 031 | Jefferson | 1775 | Quilcene | 1.25 | 1.27 | 1.571 | 1.131 | 1.131 | 0.824 | 0.667 | 1.308 | 1.131 | 0.7
US | United States | 53 | Washington | N68436-DC | 1111 | TOANDOS SITE 3 | Navy | 031 | Jefferson | 1775 | Quilcene | 1.25 | 1.27 | 1.571 | 1.131 | 1.131 | 0.824 | 0.667 | 1.308 | 1.131 | 0.7
US | United States | 53 | Washington | 18081-10162 | 700321 | 502 10TH AVENUE N. ALGONA | Army | 033 | King | 0036 | Algona | 1.17 | 1.19
US | United States | 53 | Washington | 82387-12500 | 704610 | NE 20TH ST BELLEVUE | Army | 033 | King | 0109 | Bellevue | 1.17 | 1.19
US | United States | 53 | Washington | 53305 | 7367 | SSG JOE R. HOOPER USARC | Army | 033 | King | 0170 | Bothell | 1.17 | 1.19 | 1.571 | 1.197 | 1.197 | 0.824 | 0.667 | 1.308 | 1.197 | 0.7
US | United States | 53 | Washington | 82387-12757 | 704867 | S 324TH ST FEDERAL WAY | Army | 033 | King | 0735 | Federal Way | 1.17 | 1.19
US | United States | 53 | Washington | 82387-12569 | 704679 | NW GILMAN BLVD ISSAQUAH | Army | 033 | King | 0980 | Issaquah | 1.17 | 1.19
US | United States | 53 | Washington | 53743 | 5718 | KENT | Army | 033 | King | 1030 | Kent | 1.17 | 1.19 | 1.571 | 1.197 | 1.197 | 0.824 | 0.667 | 1.308 | 1.197 | 0.7
US | United States | 53 | Washington | 82387-10062 | 702173 | 104TH AVE SE KENT | Army | 033 | King | 1030 | Kent | 1.17 | 1.19
US | United States | 53 | Washington | 53755 | 6962 | REDMOND | Army | 033 | King | 1820 | Redmond | 1.17 | 1.19 | 1.571 | 1.197 | 1.197 | 0.824 | 0.667 | 1.308 | 1.197 | 0.7
US | United States | 53 | Washington | 53732 | 6979 | RENTON USARC | Army | 033 | King | 1830 | Renton | 1.17 | 1.19 | 1.571 | 1.197 | 1.197 | 0.824 | 0.667 | 1.308 | 1.197 | 0.7
US | United States | 53 | Washington | 710057 | 710057 | 5301 TALBOT ROAD SOUTH RENTON | Army | 033 | King | 1830 | Renton | 1.17 | 1.19
US | United States | 53 | Washington | 18081-10074 | 700233 | 17801 INTERNATIONAL BLVD SEATAC AIRPORT | Army | 033 | King | 1958 | Seatac | 1.17 | 1.19
US | United States | 53 | Washington | N94166 | 196 | Applied Physics Lab, Seattle WA | Navy | 033 | King | 1960 | Seattle | 1.17 | 1.19 | 1.571 | 1.197 | 1.197 | 0.824 | 0.667 | 1.308 | 1.197 | 0.7
US | United States | 53 | Washington | N69147 | 242 | CSO NS PUGET SOUND WA | Navy | 033 | King | 1960 | Seattle | 1.17 | 1.19 | 1.571 | 1.197 | 1.197 | 0.824 | 0.667 | 1.308 | 1.197 | 0.7
US | United States | 53 | Washington | N68436-EV | 413 | EVERGREEN SITE 6 | Navy | 033 | King | 1960 | Seattle | 1.17 | 1.19 | 1.571 | 1.197 | 1.197 | 0.824 | 0.667 | 1.308 | 1.197 | 0.7
US | United States | 53 | Washington | N68967-FN | 415 | FORT LAWTON SITE 2 | Navy | 033 | King | 1960 | Seattle | 1.17 | 1.19 | 1.571 | 1.197 | 1.197 | 0.824 | 0.667 | 1.308 | 1.197 | 0.7
US | United States | 53 | Washington | N68967-FP | 416 | FORT LAWTON SITE 4 | Navy | 033 | King | 1960 | Seattle | 1.17 | 1.19 | 1.571 | 1.197 | 1.197 | 0.824 | 0.667 | 1.308 | 1.197 | 0.7
US | United States | 53 | Washington | N68967-FM | 756 | FORT LAWTON | Navy | 033 | King | 1960 | Seattle | 1.17 | 1.19 | 1.571 | 1.197 | 1.197 | 0.824 | 0.667 | 1.308 | 1.197 | 0.7
US | United States | 53 | Washington | N68967-HA | 757 | PIER 91 ANNEX | Navy | 033 | King | 1960 | Seattle | 1.17 | 1.19 | 1.571 | 1.197 | 1.197 | 0.824 | 0.667 | 1.308 | 1.197 | 0.7
US | United States | 53 | Washington | N68967-FO | 1112 | FORT LAWTON SITE 3 | Navy | 033 | King | 1960 | Seattle | 1.17 | 1.19 | 1.571 | 1.197 | 1.197 | 0.824 | 0.667 | 1.308 | 1.197 | 0.7
US | United States | 53 | Washington | 53455 | 5021 | FORT LAWTON USAR COMPLEX | Army | 033 | King | 1960 | Seattle | 1.17 | 1.19 | 1.571 | 1.197 | 1.197 | 0.824 | 0.667 | 1.308 | 1.197 | 0.7
US | United States | 53 | Washington | 53B25 | 7211 | SEATTLE - PIER 91 | Army | 033 | King | 1960 | Seattle | 1.17 | 1.19 | 1.571 | 1.197 | 1.197 | 0.824 | 0.667 | 1.308 | 1.197 | 0.7
US | United States | 53 | Washington | 82387-10076 | 702187 | 10706 5TH AVE. NE SEATTLE | Army | 033 | King | 1960 | Seattle | 1.17 | 1.19
US | United States | 53 | Washington | 82387-10540 | 702651 | 2301 SOUTH JACKSON ST SEATTLE | Army | 033 | King | 1960 | Seattle | 1.17 | 1.19
US | United States | 53 | Washington | 82387-10606 | 702717 | 2601 FOURTH AVE SEATTLE | Army | 033 | King | 1960 | Seattle | 1.17 | 1.19
US | United States | 53 | Washington | 82387-11731 | 703842 | E MARGINAL SEATTLE | Army | 033 | King | 1960 | Seattle | 1.17 | 1.19
US | United States | 53 | Washington | 82387-12502 | 704612 | NE 45TH ST SEATTLE | Army | 033 | King | 1960 | Seattle | 1.17 | 1.19
US | United States | 53 | Washington | 82387-12957 | 705067 | SIX AVE SEATTLE | Army | 033 | King | 1960 | Seattle | 1.17 | 1.19
US | United States | 53 | Washington | 710462 | 710462 | 4735 EAST MARGINAL WAY SOUTH SEATTLE | Army | 033 | King | 1960 | Seattle | 1.17 | 1.19
US | United States | 53 | Washington | 82387-11098 | 703209 | 6840 FORT DENT WAY TUKWILA | Army | 033 | King | 2310 | Tukwila | 1.17 | 1.19
US | United States | 53 | Washington | 82387-13094 | 705204 | TUKWILA PKWY TUKWILA | Army | 033 | King | 2310 | Tukwila | 1.17 | 1.19
US | United States | 53 | Washington | 82387-10215 | 702326 | 13120 NE 177TH PL WOODINVILLE | Army | 033 | King | 2565 | Woodinville | 1.17 | 1.19
US | United States | 53 | Washington | 82387-11625 | 703736 | DUVAL RD WOODINVILLE | Army | 033 | King | 2565 | Woodinville | 1.17 | 1.19
US | United States | 53 | Washington | SETA0001 | 3096 | SEATTLE TACOMA ADMINISTRATION OFFICE SITE # 1 | Air Force | 033 | King | 9999 | Unknown | 1.17 | 1.19 | 1.571 | 1.197 | 1.197 | 0.824 | 0.667 | 1.308 | 1.197 | 0.7
US | United States | 53 | Washington | VFUL0001 | 3259 | SEATTLE AIR NATIONAL GUARD STATION SITE # 1 | Air Force | 033 | King | 9999 | Unknown | 1.17 | 1.19 | 1.571 | 1.197 | 1.197 | 0.824 | 0.667 | 1.308 | 1.197 | 0.7
US | United States | 53 | Washington | N68436-HC | 484 | HOOD CANAL | Navy | 035 | Kitsap | 0105 | Bangor | 1.25 | 1.27 | 1.571 | 1.197 | 1.197 | 0.824 | 0.667 | 1.308 | 1.197 | 0.7
US | United States | 53 | Washington | N68436 | 1084 | NAVAL BASE KITSAP BREMERTON WA | Navy | 035 | Kitsap | 0105 | Bangor | 1.25 | 1.27 | 1.571 | 1.197 | 1.197 | 0.824 | 0.667 | 1.308 | 1.197 | 0.7
US | United States | 53 | Washington | N68436-WI | 742 | WINSLOW FAMILY HOUSING | Navy | 035 | Kitsap | 0111 | Bainbridge Isl Winslow | 1.25 | 1.27 | 1.571 | 1.197 | 1.197 | 0.824 | 0.667 | 1.308 | 1.197 | 0.7
US | United States | 53 | Washington | N68436-PG | 280 | PARK AVENUE GARAGE | Navy | 035 | Kitsap | 0180 | Bremerton | 1.25 | 1.27 | 1.571 | 1.197 | 1.197 | 0.824 | 0.667 | 1.308 | 1.197 | 0.7
US | United States | 53 | Washington | N68436-SZ | 409 | SHIPYARD PS SITE 2 | Navy | 035 | Kitsap | 0180 | Bremerton | 1.25 | 1.27 | 1.571 | 1.197 | 1.197 | 0.824 | 0.667 | 1.308 | 1.197 | 0.7
US | United States | 53 | Washington | N68436-IG | 410 | IVY GREEN SITE 3 | Navy | 035 | Kitsap | 0180 | Bremerton | 1.25 | 1.27 | 1.571 | 1.197 | 1.197 | 0.824 | 0.667 | 1.308 | 1.197 | 0.7
US | United States | 53 | Washington | N68436-IH | 411 | IVY GREEN SITE 4 | Navy | 035 | Kitsap | 0180 | Bremerton | 1.25 | 1.27 | 1.571 | 1.197 | 1.197 | 0.824 | 0.667 | 1.308 | 1.197 | 0.7
US | United States | 53 | Washington | N68436-II | 412 | IVY GREEN SITE 5 | Navy | 035 | Kitsap | 0180 | Bremerton | 1.25 | 1.27 | 1.571 | 1.197 | 1.197 | 0.824 | 0.667 | 1.308 | 1.197 | 0.7
US | United States | 53 | Washington | N68436-CA | 495 | KITSAP COUNTY AIRPORT | Navy | 035 | Kitsap | 0180 | Bremerton | 1.25 | 1.27 | 1.571 | 1.197 | 1.197 | 0.824 | 0.667 | 1.308 | 1.197 | 0.7
US | United States | 53 | Washington | N68436-JA | 604 | JACKSON PARK HSG | Navy | 035 | Kitsap | 0180 | Bremerton | 1.25 | 1.27 | 1.571 | 1.197 | 1.197 | 0.824 | 0.667 | 1.308 | 1.197 | 0.7
US | United States | 53 | Washington | N68436-CM | 712 | CAMP MCKEAN | Navy | 035 | Kitsap | 0180 | Bremerton | 1.25 | 1.27 | 1.571 | 1.197 | 1.197 | 0.824 | 0.667 | 1.308 | 1.197 | 0.7
US | United States | 53 | Washington | N68436-WH | 822 | CAMP WESLEY HARRIS | Navy | 035 | Kitsap | 0180 | Bremerton | 1.25 | 1.27 | 1.571 | 1.197 | 1.197 | 0.824 | 0.667 | 1.308 | 1.197 | 0.7
US | United States | 53 | Washington | N68436-SY | 985 | SHIPYARD PUGET SOUND | Navy | 035 | Kitsap | 0180 | Bremerton | 1.25 | 1.27 | 1.571 | 1.197 | 1.197 | 0.824 | 0.667 | 1.308 | 1.197 | 0.7
US | United States | 53 | Washington | N00620-CA | 1016 | KITSAP COUNTY ARPT | Navy | 035 | Kitsap | 0180 | Bremerton | 1.25 | 1.27 | 1.571 | 1.197 | 1.197 | 0.824 | 0.667 | 1.308 | 1.197 | 0.7
US | United States | 53 | Washington | N68436-BA | 1085 | MANCHESTER WA | Navy | 035 | Kitsap | 0180 | Bremerton | 1.25 | 1.27 | 1.571 | 1.197 | 1.197 | 0.824 | 0.667 | 1.308 | 1.197 | 0.7
US | United States | 53 | Washington | N68436-BR | 1086 | BREMERTON | Navy | 035 | Kitsap | 0180 | Bremerton | 1.25 | 1.27 | 1.571 | 1.197 | 1.197 | 0.824 | 0.667 | 1.308 | 1.197 | 0.7
US | United States | 53 | Washington | N68436-GM | 1087 | GOLD MOUNTAIN WA | Navy | 035 | Kitsap | 0180 | Bremerton | 1.25 | 1.27 | 1.571 | 1.197 | 1.197 | 0.824 | 0.667 | 1.308 | 1.197 | 0.7
US | United States | 53 | Washington | N68095 | 1141 | NAVMEDCEN BREMERTON WA | Navy | 035 | Kitsap | 0180 | Bremerton | 1.25 | 1.27 | 1.571 | 1.197 | 1.197 | 0.824 | 0.667 | 1.308 | 1.197 | 0.7
US | United States | 53 | Washington | 53A25 | 4133 | BREMERTON | Army | 035 | Kitsap | 0180 | Bremerton | 1.25 | 1.27 | 1.571 | 1.197 | 1.197 | 0.824 | 0.667 | 1.308 | 1.197 | 0.7
US | United States | 53 | Washington | 18081-10028 | 700187 | 1013 SOUTH DEWEY STREET BREMERTON | Army | 035 | Kitsap | 0180 | Bremerton | 1.25 | 1.27
US | United States | 53 | Washington | N68436-KP | 481 | KEYPORT NUWC | Navy | 035 | Kitsap | 1045 | Keyport | 1.25 | 1.27 | 1.571 | 1.197 | 1.197 | 0.824 | 0.667 | 1.308 | 1.197 | 0.7
US | United States | 53 | Washington | N68436-HK | 483 | HWY 308 KEYPORT | Navy | 035 | Kitsap | 1045 | Keyport | 1.25 | 1.27 | 1.571 | 1.197 | 1.197 | 0.824 | 0.667 | 1.308 | 1.197 | 0.7
US | United States | 53 | Washington | N68436-OL | 605 | OLALLA HSG | Navy | 035 | Kitsap | 1587 | Olalla | 1.25 | 1.27 | 1.571 | 1.197 | 1.197 | 0.824 | 0.667 | 1.308 | 1.197 | 0.7
US | United States | 53 | Washington | N68436-GA | 492 | SINCLAIR INLET | Navy | 035 | Kitsap | 1710 | Port Orchard | 1.25 | 1.27 | 1.571 | 1.197 | 1.197 | 0.824 | 0.667 | 1.308 | 1.197 | 0.7
US | United States | 53 | Washington | 53B00 | 6855 | PORT ORCHARD | Army | 035 | Kitsap | 1710 | Port Orchard | 1.25 | 1.27 | 1.571 | 1.197 | 1.197 | 0.824 | 0.667 | 1.308 | 1.197 | 0.7
US | United States | 53 | Washington | 82387-12160 | 704270 | LUND AVE PORT ORCHARD | Army | 035 | Kitsap | 1710 | Port Orchard | 1.25 | 1.27
US | United States | 53 | Washington | 53B05 | 6872 | POULSBO | Army | 035 | Kitsap | 1730 | Poulsbo | 1.25 | 1.27 | 1.571 | 1.197 | 1.197 | 0.824 | 0.667 | 1.308 | 1.197 | 0.7
US | United States | 53 | Washington | N68436-SD | 741 | SILVERDALE WA | Navy | 035 | Kitsap | 2012 | Silverdale | 1.25 | 1.27 | 1.571 | 1.197 | 1.197 | 0.824 | 0.667 | 1.308 | 1.197 | 0.7
US | United States | 53 | Washington | 82387-12564 | 704674 | NW BUCKLIN SILVERDALE | Army | 035 | Kitsap | 2012 | Silverdale | 1.25 | 1.27
US | United States | 53 | Washington | 53A50 | 4858 | ELLENSBURG | Army | 037 | Kittitas | 0620 | Ellensburg | 1.09 | 1.08 | 1.571 | 1.131 | 1.131 | 0.824 | 0.667 | 1.308 | 1.131 | 2.656
US | United States | 53 | Washington | 53A35 | 4368 | CENTRALIA | Army | 041 | Lewis | 0300 | Centralia | 1.12 | 1.13 | 1.571 | 1.131 | 1.131 | 0.824 | 0.667 | 1.308 | 1.131 | 0.7
US | United States | 53 | Washington | 82387-10182 | 702293 | 1249 WEST HARRISON AVENUE CENTRALIA | Army | 041 | Lewis | 0300 | Centralia | 1.12 | 1.13
US | United States | 53 | Washington | 710374 | 710374 | 1357 NW LOUISIANA AVE CHEHALIS | Army | 041 | Lewis | 0310 | Chehalis | 1.12 | 1.13
US | United States | 53 | Washington | N68436-IA | 493 | BREMERTON RR | Navy | 045 | Mason | 2000 | Shelton | 1.25 | 1.27 | 1.571 | 1.197 | 1.197 | 0.824 | 0.667 | 1.308 | 1.197 | 0.7
US | United States | 53 | Washington | N68436-PS | 1088 | PORT OF SHELTON WA | Navy | 045 | Mason | 2000 | Shelton | 1.25 | 1.27 | 1.571 | 1.197 | 1.197 | 0.824 | 0.667 | 1.308 | 1.197 | 0.7
US | United States | 53 | Washington | 53A80 | 6611 | OKANOGAN | Army | 047 | Okanogan | 1580 | Okanogan | 1.12 | 1.13 | 1.571 | 1.131 | 1.131 | 0.824 | 0.667 | 1.308 | 1.131 | 0.7
US | United States | 53 | Washington | 82387-12585 | 704695 | OKOMA DR OMAK | Army | 047 | Okanogan | 1600 | Omak | 1.12 | 1.13
US | United States | 53 | Washington | EYYP0001 | 1644 | CUSICK SURVIVAL TRAINING SITE SITE # 1 | Air Force | 051 | Pend Oreille | 9999 | Unknown | 1.12 | 1.13 | 1.571 | 1.131 | 1.131 | 0.824 | 0.667 | 1.308 | 1.131 | 0.7
US | United States | 53 | Washington | 53A27 | 4173 | BUCKLEY | Army | 053 | Pierce | 0210 | Buckley | 1.19 | 1.2 | 1.571 | 1.197 | 1.197 | 0.824 | 0.667 | 1.308 | 1.197 | 0.7
US | United States | 53 | Washington | 18081-10275 | 700434 | CAMP SHEPPARD CRYSTAL MTN | Army | 053 | Pierce | 0481 | Crystal Mountain | 1.19 | 1.2
US | United States | 53 | Washington | N68436-FL | 710 | FORT LEWIS | Navy | 053 | Pierce | 0763 | Fort Lewis | 1.19 | 1.2 | 1.571 | 1.197 | 1.197 | 0.824 | 0.667 | 1.308 | 1.197 | 0.7
US | United States | 53 | Washington | 53465-10001 | 701199 | RAINIER TRAINING | Army | 053 | Pierce | 0763 | Fort Lewis | 1.19 | 1.2 | 1.571 | 1.197 | 1.197 | 0.824 | 0.667 | 1.308 | 1.197 | 0.7
US | United States | 53 | Washington | 53465-10003 | 701201 | RR CROSSING FORT LEWIS | Army | 053 | Pierce | 0763 | Fort Lewis | 1.19 | 1.2 | 1.571 | 1.197 | 1.197 | 0.824 | 0.667 | 1.308 | 1.197 | 0.7
US | United States | 53 | Washington | N68436-CI | 500 | CARR INLET/FOX ISLAND | Navy | 053 | Pierce | 0769 | Fox Island | 1.19 | 1.2 | 1.571 | 1.197 | 1.197 | 0.824 | 0.667 | 1.308 | 1.197 | 0.7
US | United States | 53 | Washington | N68436-CJ | 1008 | CARR INLET SITE 2 | Navy | 053 | Pierce | 0800 | Gig Harbor | 1.19 | 1.2 | 1.571 | 1.197 | 1.197 | 0.824 | 0.667 | 1.308 | 1.197 | 0.7
US | United States | 53 | Washington | N68436-CK | 1009 | CARR INLET SITE 3 | Navy | 053 | Pierce | 0800 | Gig Harbor | 1.19 | 1.2 | 1.571 | 1.197 | 1.197 | 0.824 | 0.667 | 1.308 | 1.197 | 0.7
US | United States | 53 | Washington | N68436-CL | 1010 | CARR INLET SITE 4 | Navy | 053 | Pierce | 0800 | Gig Harbor | 1.19 | 1.2 | 1.571 | 1.197 | 1.197 | 0.824 | 0.667 | 1.308 | 1.197 | 0.7
US | United States | 53 | Washington | N68436-CN | 1011 | CARR INLET SITE 5 | Navy | 053 | Pierce | 0800 | Gig Harbor | 1.19 | 1.2 | 1.571 | 1.197 | 1.197 | 0.824 | 0.667 | 1.308 | 1.197 | 0.7
US | United States | 53 | Washington | N68436-CP | 1012 | CARR INLET SITE 7 | Navy | 053 | Pierce | 0800 | Gig Harbor | 1.19 | 1.2 | 1.571 | 1.197 | 1.197 | 0.824 | 0.667 | 1.308 | 1.197 | 0.7
US | United States | 53 | Washington | N68436-CQ | 1013 | CARR INLET SITE 8 | Navy | 053 | Pierce | 0800 | Gig Harbor | 1.19 | 1.2 | 1.571 | 1.197 | 1.197 | 0.824 | 0.667 | 1.308 | 1.197 | 0.7
US | United States | 53 | Washington | N68436-CR | 1014 | CARR INLET SITE 9 | Navy | 053 | Pierce | 0800 | Gig Harbor | 1.19 | 1.2 | 1.571 | 1.197 | 1.197 | 0.824 | 0.667 | 1.308 | 1.197 | 0.7
US | United States | 53 | Washington | N68436-DD | 1046 | TOANDOS SITE 4 | Navy | 053 | Pierce | 0800 | Gig Harbor | 1.19 | 1.2 | 1.571 | 1.197 | 1.197 | 0.824 | 0.667 | 1.308 | 1.197 | 0.7
US | United States | 53 | Washington | N68436-DE | 1047 | TOANDOS SITE 5 | Navy | 053 | Pierce | 0800 | Gig Harbor | 1.19 | 1.2 | 1.571 | 1.197 | 1.197 | 0.824 | 0.667 | 1.308 | 1.197 | 0.7
US | United States | 53 | Washington | N68436-CO | 1110 | CARR INLET SITE 6 | Navy | 053 | Pierce | 0800 | Gig Harbor | 1.19 | 1.2 | 1.571 | 1.197 | 1.197 | 0.824 | 0.667 | 1.308 | 1.197 | 0.7
US | United States | 53 | Washington | N68436-PC | 478 | PIERCE COUNTY AIRPORT | Navy | 053 | Pierce | 1770 | Puyallup | 1.19 | 1.2 | 1.571 | 1.197 | 1.197 | 0.824 | 0.667 | 1.308 | 1.197 | 0.7
US | United States | 53 | Washington | 53B15 | 6905 | PUYALLUP | Army | 053 | Pierce | 1770 | Puyallup | 1.19 | 1.2 | 1.571 | 1.197 | 1.197 | 0.824 | 0.667 | 1.308 | 1.197 | 0.7
US | United States | 53 | Washington | 82387-10033 | 702144 | 101 - 37TH AVE SE, SUITE A - 2 PUYALLUP | Army | 053 | Pierce | 1770 | Puyallup | 1.19 | 1.2
US | United States | 53 | Washington | 82387-10047 | 702158 | 10217 123RD ST CT E PUYALLUP | Army | 053 | Pierce | 1770 | Puyallup | 1.19 | 1.2
US | United States | 53 | Washington | N68436-TR | 496 | TACOMA RESCEN | Navy | 053 | Pierce | 2230 | Tacoma | 1.19 | 1.2 | 1.571 | 1.197 | 1.197 | 0.824 | 0.667 | 1.308 | 1.197 | 0.7
US | United States | 53 | Washington | 53935 | 3671 | 1LT VICTOR L. KANDLE USARC | Army | 053 | Pierce | 2230 | Tacoma | 1.19 | 1.2 | 1.571 | 1.197 | 1.197 | 0.824 | 0.667 | 1.308 | 1.197 | 0.7
US | United States | 53 | Washington | 53936 | 3795 | AMSA 137 (MARINE) | Army | 053 | Pierce | 2230 | Tacoma | 1.19 | 1.2 | 1.571 | 1.197 | 1.197 | 0.824 | 0.667 | 1.308 | 1.197 | 0.7
US | United States | 53 | Washington | 53555 | 4273 | CAMP MURRAY | Army | 053 | Pierce | 2230 | Tacoma | 1.19 | 1.2 | 1.571 | 1.197 | 1.197 | 0.824 | 0.667 | 1.308 | 1.197 | 0.7
US | United States | 53 | Washington | 53465 | 5026 | FORT LEWIS | Army | 053 | Pierce | 2230 | Tacoma | 1.19 | 1.2 | 1.571 | 1.197 | 1.197 | 0.824 | 0.667 | 1.308 | 1.197 | 0.7
US | United States | 53 | Washington | 53B75 | 7493 | TACOMA | Army | 053 | Pierce | 2230 | Tacoma | 1.19 | 1.2 | 1.571 | 1.197 | 1.197 | 0.824 | 0.667 | 1.308 | 1.197 | 0.7
US | United States | 53 | Washington | 53450-10002 | 701194 | 107 ENGINEER DRIVE CAMP MURRAY | Army | 053 | Pierce | 2230 | Tacoma | 1.19 | 1.2 | 1.571 | 1.197 | 1.197 | 0.824 | 0.667 | 1.308 | 1.197 | 0.7
US | United States | 53 | Washington | 82387-10867 | 702978 | 4301 SOUTH PINE TACOMA | Army | 053 | Pierce | 2230 | Tacoma | 1.19 | 1.2
US | United States | 53 | Washington | 82387-11414 | 703525 | BRIDGEPORT WAY TACOMA | Army | 053 | Pierce | 2230 | Tacoma | 1.19 | 1.2
US | United States | 53 | Washington | 82387-11944 | 704055 | GRAVELLY LAKE TACOMA | Army | 053 | Pierce | 2230 | Tacoma | 1.19 | 1.2
US | United States | 53 | Washington | 82387-12209 | 704319 | MAIN ST TACOMA | Army | 053 | Pierce | 2230 | Tacoma | 1.19 | 1.2
US | United States | 53 | Washington | 82387-12600 | 704710 | PACIFIC AVE TACOMA | Army | 053 | Pierce | 2230 | Tacoma | 1.19 | 1.2
US | United States | 53 | Washington | 82387-12857 | 704967 | S PINE ST TACOMA | Army | 053 | Pierce | 2230 | Tacoma | 1.19 | 1.2
US | United States | 53 | Washington | 710800 | 710800 | 321 EAST ALEXANDER TACOMA | Army | 053 | Pierce | 2230 | Tacoma | 1.19 | 1.2
US | United States | 53 | Washington | ETRD0001 | 1629 | CAMP MURRAY AGS SITE # 1 | Air Force | 053 | Pierce | 9999 | Unknown | 1.19 | 1.2 | 1.571 | 1.197 | 1.197 | 0.824 | 0.667 | 1.308 | 1.197 | 0.7
US | United States | 53 | Washington | PQWY0001 | 2782 | MCCHORD AFB SITE # 1 | Air Force | 053 | Pierce | 9999 | Unknown | 1.19 | 1.2 | 1.571 | 1.197 | 1.197 | 0.824 | 0.667 | 1.308 | 1.197 | 0.7
US | United States | 53 | Washington | 53A10 | 3799 | ANACORTES | Army | 057 | Skagit | 0050 | Anacortes | 1.12 | 1.13 | 1.571 | 1.197 | 1.197 | 0.824 | 0.667 | 1.308 | 1.197 | 0.7
US | United States | 53 | Washington | 82387-11465 | 703576 | CASCADE MALL DR BURLINGTON | Army | 057 | Skagit | 0230 | Burlington | 1.12 | 1.13
US | United States | 53 | Washington | 53B27 | 7214 | SEDRO WOOLLEY | Army | 057 | Skagit | 1970 | Sedro Woolley | 1.12 | 1.13 | 1.571 | 1.197 | 1.197 | 0.824 | 0.667 | 1.308 | 1.197 | 0.7
US | United States | 53 | Washington | N68436-AA | 490 | ARLINGTON AIRPORT | Navy | 061 | Snohomish | 0080 | Arlington | 1.12 | 1.14 | 1.571 | 1.197 | 1.197 | 0.824 | 0.667 | 1.308 | 1.197 | 0.7
US | United States | 53 | Washington | N68967 | 198 | Naval Station, Everett WA | Navy | 061 | Snohomish | 0690 | Everett | 1.12 | 1.14 | 1.571 | 1.197 | 1.197 | 0.824 | 0.667 | 1.308 | 1.197 | 0.7
US | United States | 53 | Washington | N68967-SC | 503 | SCOTT PAPER COMPANY | Navy | 061 | Snohomish | 0690 | Everett | 1.12 | 1.14 | 1.571 | 1.197 | 1.197 | 0.824 | 0.667 | 1.308 | 1.197 | 0.7
US | United States | 53 | Washington | 53A60 | 4898 | EVERETT | Army | 061 | Snohomish | 0690 | Everett | 1.12 | 1.14 | 1.571 | 1.197 | 1.197 | 0.824 | 0.667 | 1.308 | 1.197 | 0.7
US | United States | 53 | Washington | 53880 | 6035 | MAJ DAVID P. OSWALD USARC | Army | 061 | Snohomish | 0690 | Everett | 1.12 | 1.14 | 1.571 | 1.197 | 1.197 | 0.824 | 0.667 | 1.308 | 1.197 | 0.7
US | United States | 53 | Washington | 82387-11397 | 703508 | BLDG NO. 2 EVERETT MALL EVERETT | Army | 061 | Snohomish | 0690 | Everett | 1.12 | 1.14
US | United States | 53 | Washington | N68967-KM | 419 | KENMORE HSG SITE 1 | Navy | 061 | Snohomish | 1215 | Lynnwood | 1.12 | 1.14 | 1.571 | 1.197 | 1.197 | 0.824 | 0.667 | 1.308 | 1.197 | 0.7
US | United States | 53 | Washington | N68967-FB | 823 | BRIER FAMILY HOUSING | Navy | 061 | Snohomish | 1215 | Lynnwood | 1.12 | 1.14 | 1.571 | 1.197 | 1.197 | 0.824 | 0.667 | 1.308 | 1.197 | 0.7
US | United States | 53 | Washington | 82387-10746 | 702857 | 33RD AVE W LYNNWOOD | Army | 061 | Snohomish | 1215 | Lynnwood | 1.12 | 1.14
US | United States | 53 | Washington | N68967-MV | 824 | MARYSVILLE,WA | Navy | 061 | Snohomish | 1280 | Marysville | 1.12 | 1.14 | 1.571 | 1.197 | 1.197 | 0.824 | 0.667 | 1.308 | 1.197 | 0.7
US | United States | 53 | Washington | 82387-10055 | 702166 | 1031 STATE AVENUE MARYSVILLE | Army | 061 | Snohomish | 1280 | Marysville | 1.12 | 1.14
US | United States | 53 | Washington | 82387-13019 | 705129 | STATE ST MARYSVILLE | Army | 061 | Snohomish | 1280 | Marysville | 1.12 | 1.14
US | United States | 53 | Washington | 82387-10035 | 702146 | 101 EAST MAIN STREET MONROE | Army | 061 | Snohomish | 1360 | Monroe | 1.12 | 1.14
US | United States | 53 | Washington | 711181 | 711181 | 14751 NORTH KELSEY STREET MONROE | Army | 061 | Snohomish | 1360 | Monroe | 1.12 | 1.14
US | United States | 53 | Washington | N68967-JC | 504 | JIM CREEK WA | Navy | 061 | Snohomish | 1622 | Oso | 1.12 | 1.14 | 1.571 | 1.197 | 1.197 | 0.824 | 0.667 | 1.308 | 1.197 | 0.7
US | United States | 53 | Washington | 53B35 | 7304 | SNOHOMISH | Army | 061 | Snohomish | 2030 | Snohomish | 1.12 | 1.14 | 1.571 | 1.197 | 1.197 | 0.824 | 0.667 | 1.308 | 1.197 | 0.7
US | United States | 53 | Washington | RBZK0001 | 3045 | MUKILTEO DEFENSE FUEL SUPPORT POINT SITE # 1 | Air Force | 061 | Snohomish | 9999 | Unknown | 1.12 | 1.14 | 1.571 | 1.197 | 1.197 | 0.824 | 0.667 | 1.308 | 1.197 | 0.7
US | United States | 53 | Washington | STDF0001 | 3134 | PAINE FIELD ANG STATION SITE # 1 | Air Force | 061 | Snohomish | 9999 | Unknown | 1.12 | 1.14 | 1.571 | 1.197 | 1.197 | 0.824 | 0.667 | 1.308 | 1.197 | 0.7
US | United States | 53 | Washington | GKAU0001 | 2063 | WHITE BLUFF SITE NO. 2 SITE # 1 | Air Force | 063 | Spokane | 0022 | Airway Heights | 1.05 | 1.05 | 1.571 | 1.131 | 1.131 | 0.824 | 0.667 | 1.308 | 1.131 | 2.656
US | United States | 53 | Washington | 82387-11500 | 703611 | CHENEY PLAZA SHOPPING CENTER CHENEY | Army | 063 | Spokane | 0330 | Cheney | 1.05 | 1.05
US | United States | 53 | Washington | 5364A | 5390 | HAYFORD PIT LTA | Army | 063 | Spokane | 0705 | Fairchild AFB | 1.05 | 1.05 | 1.571 | 1.131 | 1.131 | 0.824 | 0.667 | 1.308 | 1.131 | 2.656
US | United States | 53 | Washington | 53390 | 169850 | FAIRCHILD AFB AFRC | Army | 063 | Spokane | 0705 | Fairchild AFB | 1.05 | 1.05
US | United States | 53 | Washington | 53735 | 4286 | CAMP SEVEN MILE - SPOKANE | Army | 063 | Spokane | 1483 | Nine Mile Falls | 1.05 | 1.05 | 1.571 | 1.131 | 1.131 | 0.824 | 0.667 | 1.308 | 1.131 | 2.656
US | United States | 53 | Washington | N68967-SW | 952 | NAVOPSPTCEN SPOKANE | Navy | 063 | Spokane | 2110 | Spokane | 1.05 | 1.05 | 1.571 | 1.131 | 1.131 | 0.824 | 0.667 | 1.308 | 1.131 | 2.656
US | United States | 53 | Washington | 53921 | 3667 | 1LT RICHARD H. WALKER USARC | Army | 063 | Spokane | 2110 | Spokane | 1.05 | 1.05 | 1.571 | 1.131 | 1.131 | 0.824 | 0.667 | 1.308 | 1.131 | 2.656
US | United States | 53 | Washington | 53560 | 5119 | FT GEORGE WRIGHT - SPOKANE | Army | 063 | Spokane | 2110 | Spokane | 1.05 | 1.05 | 1.571 | 1.131 | 1.131 | 0.824 | 0.667 | 1.308 | 1.131 | 2.656
US | United States | 53 | Washington | 53B50 | 5174 | GEIGER FLD - SPOKANE | Army | 063 | Spokane | 2110 | Spokane | 1.05 | 1.05 | 1.571 | 1.131 | 1.131 | 0.824 | 0.667 | 1.308 | 1.131 | 2.656
US | United States | 53 | Washington | 53920 | 6761 | PFC JOE E. MANN USARC | Army | 063 | Spokane | 2110 | Spokane | 1.05 | 1.05 | 1.571 | 1.131 | 1.131 | 0.824 | 0.667 | 1.308 | 1.131 | 2.656
US | United States | 53 | Washington | 82387-10157 | 702268 | 1212 N WASHINGTON ST SPOKANE | Army | 063 | Spokane | 2110 | Spokane | 1.05 | 1.05
US | United States | 53 | Washington | 82387-10216 | 702327 | 1313 NORTH ATLANTIC ST SPOKANE | Army | 063 | Spokane | 2110 | Spokane | 1.05 | 1.05
US | United States | 53 | Washington | 82387-10312 | 702423 | 15319 E INDIANA AVE SPOKANE | Army | 063 | Spokane | 2110 | Spokane | 1.05 | 1.05
US | United States | 53 | Washington | 82387-10879 | 702990 | 4407 NORTH DIVISION STREET SPOKANE | Army | 063 | Spokane | 2110 | Spokane | 1.05 | 1.05
US | United States | 53 | Washington | 82387-12361 | 704471 | N DIVISION ST SPOKANE | Army | 063 | Spokane | 2110 | Spokane | 1.05 | 1.05
US | United States | 53 | Washington | 82387-13189 | 705298 | W 904 RIVERSIDE SPOKANE | Army | 063 | Spokane | 2110 | Spokane | 1.05 | 1.05
US | United States | 53 | Washington | 710461 | 710461 | 920 W RIVERSIDE AVENUE SPOKANE | Army | 063 | Spokane | 2110 | Spokane | 1.05 | 1.05
US | United States | 53 | Washington | 710716 | 710716 | 10925 N. SR2, NEWPORT HIGHWAY SPOKANE | Army | 063 | Spokane | 2110 | Spokane | 1.05 | 1.05
US | United States | 53 | Washington | GJKZ0001 | 2055 | FAIRCHILD AIR FORCE BASE SITE # 1 | Air Force | 063 | Spokane | 9999 | Unknown | 1.05 | 1.05 | 1.571 | 1.131 | 1.131 | 0.824 | 0.667 | 1.308 | 1.131 | 2.656
US | United States | 53 | Washington | GJLK0001 | 2056 | WHITE BLUFF SITE NO. 1 SITE # 1 | Air Force | 063 | Spokane | 9999 | Unknown | 1.05 | 1.05 | 1.571 | 1.131 | 1.131 | 0.824 | 0.667 | 1.308 | 1.131 | 2.656
US | United States | 53 | Washington | GJLQ0001 | 2057 | FAIRCHILD FAMILY HOUSING ANNEX SITE # 1 | Air Force | 063 | Spokane | 9999 | Unknown | 1.05 | 1.05
US | United States | 53 | Washington | GJLS0001 | 2058 | FAIRCHILD ILS MIDDLE MARKER ANNEX SITE # 1 | Air Force | 063 | Spokane | 9999 | Unknown | 1.05 | 1.05 | 1.571 | 1.131 | 1.131 | 0.824 | 0.667 | 1.308 | 1.131 | 2.656
US | United States | 53 | Washington | GJNB0001 | 2059 | FAIRCHILD RECREATION ANNEX SITE # 1 | Air Force | 063 | Spokane | 9999 | Unknown | 1.05 | 1.05 | 1.571 | 1.131 | 1.131 | 0.824 | 0.667 | 1.308 | 1.131 | 2.656
US | United States | 53 | Washington | GJYC0001 | 2060 | FAIRCHILD ILS OUTER MARKER ANNEX SITE # 1 | Air Force | 063 | Spokane | 9999 | Unknown | 1.05 | 1.05 | 1.571 | 1.131 | 1.131 | 0.824 | 0.667 | 1.308 | 1.131 | 2.656
US | United States | 53 | Washington | GKAL0001 | 2061 | FAIRCHILD HELICOPTER TRAINING ANNEX SITE # 1 | Air Force | 063 | Spokane | 9999 | Unknown | 1.05 | 1.05 | 1.571 | 1.131 | 1.131 | 0.824 | 0.667 | 1.308 | 1.131 | 2.656
US | United States | 53 | Washington | GKAP0001 | 2062 | FAIRCHILD WASTE ANNEX SITE # 1 | Air Force | 063 | Spokane | 9999 | Unknown | 1.05 | 1.05 | 1.571 | 1.131 | 1.131 | 0.824 | 0.667 | 1.308 | 1.131 | 2.656
US | United States | 53 | Washington | GKAW0001 | 2064 | FAIRCHILD WATER SYSTEM ANNEX NO 1 SITE # 1 | Air Force | 063 | Spokane | 9999 | Unknown | 1.05 | 1.05 | 1.571 | 1.131 | 1.131 | 0.824 | 0.667 | 1.308 | 1.131 | 2.656
US | United States | 53 | Washington | GKAX0001 | 2065 | FAIRCHILD WATER SYSTEM ANNEX NO 2 SITE # 1 | Air Force | 063 | Spokane | 9999 | Unknown | 1.05 | 1.05 | 1.571 | 1.131 | 1.131 | 0.824 | 0.667 | 1.308 | 1.131 | 2.656
US | United States | 53 | Washington | GXTN0001 | 2083 | FOUR LAKES COMMUNICATIONS STATION (ANG) SITE # 1 | Air Force | 063 | Spokane | 9999 | Unknown | 1.05 | 1.05 | 1.571 | 1.131 | 1.131 | 0.824 | 0.667 | 1.308 | 1.131 | 2.656
US | United States | 53 | Washington | HVGA0001 | 2119 | FAIRCHILD CEMETERY ANNEX SITE # 1 | Air Force | 063 | Spokane | 9999 | Unknown | 1.05 | 1.05 | 1.571 | 1.131 | 1.131 | 0.824 | 0.667 | 1.308 | 1.131 | 2.656
US | United States | 53 | Washington | QCPE0001 | 2819 | MICA PEAK RADAR SITE SITE # 1 | Air Force | 063 | Spokane | 9999 | Unknown | 1.05 | 1.05 | 1.571 | 1.131 | 1.131 | 0.824 | 0.667 | 1.308 | 1.131 | 2.656
US | United States | 53 | Washington | VZBT0001 | 3303 | SPOKANE IAP AGS SITE # 1 | Air Force | 063 | Spokane | 9999 | Unknown | 1.05 | 1.05 | 1.571 | 1.187 | 1.187 | 0.824 | 0.667 | 1.308 | 1.187 | 2.656
US | United States | 53 | Washington | VZCK0001 | 3304 | SPOKANE FAMILY HOUSING ANNEX SITE # 1 | Air Force | 063 | Spokane | 9999 | Unknown | 1.05 | 1.05
US | United States | 53 | Washington | 53A45 | 4520 | COLVILLE | Army | 065 | Stevens | 0410 | Colville | 1.12 | 1.13 | 1.571 | 1.131 | 1.131 | 0.824 | 0.667 | 1.308 | 1.131 | 2.656
US | United States | 53 | Washington | 82387-11757 | 703868 | E SOUTH MAIN COLVILLE | Army | 065 | Stevens | 0410 | Colville | 1.12 | 1.13
US | United States | 53 | Washington | 710718 | 710718 | 160&164 SOUTH MAIN COLVILLE | Army | 065 | Stevens | 0410 | Colville | 1.12 | 1.13
US | United States | 53 | Washington | 5363A | 7688 | VAIL TREE FARM LTA | Army | 067 | Thurston | 1102 | Lacey | 1.19 | 1.2 | 1.571 | 1.197 | 1.197 | 0.824 | 0.667 | 1.308 | 1.197 | 0.7
US | United States | 53 | Washington | 82387-12963 | 705073 | SLEATER KINNEY RD SE LACEY | Army | 067 | Thurston | 1102 | Lacey | 1.19 | 1.2
US | United States | 53 | Washington | 53A85 | 6623 | OLYMPIA | Army | 067 | Thurston | 1590 | Olympia | 1.19 | 1.2 | 1.571 | 1.197 | 1.197 | 0.824 | 0.667 | 1.308 | 1.197 | 0.7
US | United States | 53 | Washington | 18081-10300 | 700459 | CRAWFORD MTN TENINOOLYMPIA | Army | 067 | Thurston | 1590 | Olympia | 1.19 | 1.2
US | United States | 53 | Washington | 82387-11544 | 703655 | COOPER POINT RD OLYMPIA | Army | 067 | Thurston | 1590 | Olympia | 1.19 | 1.2
US | United States | 53 | Washington | 82387-10338 | 702449 | 1605 SE MEADOWBROOK BLVD., "A" COLLEGE PLACE | Army | 071 | Walla Walla | 0390 | College Place | 1.12 | 1.13
US | United States | 53 | Washington | 53B95 | 7762 | WALLA WALLA | Army | 071 | Walla Walla | 2390 | Walla Walla | 1.12 | 1.13 | 1.571 | 1.131 | 1.131 | 0.824 | 0.667 | 1.308 | 1.131 | 2.656
US | United States | 53 | Washington | BFHV0001 | 1472 | BELLINGHAM MUNICIPAL AIRPORT ANG SITE # 1 | Air Force | 073 | Whatcom | 0110 | Bellingham | 1.12 | 1.13
US | United States | 53 | Washington | 53A15 | 3986 | BELLINGHAM | Army | 073 | Whatcom | 0110 | Bellingham | 1.12 | 1.13 | 1.571 | 1.197 | 1.197 | 0.824 | 0.667 | 1.308 | 1.197 | 0.7
US | United States | 53 | Washington | 53450-10004 | 701196 | 1801 ROEDER AVENUE BELLINGHAM | Army | 073 | Whatcom | 0110 | Bellingham | 1.12 | 1.13 | 1.571 | 1.197 | 1.197 | 0.824 | 0.667 | 1.308 | 1.197 | 0.7
US | United States | 53 | Washington | 82387-13063 | 705173 | TELEGRAPH RD BELLINGHAM | Army | 073 | Whatcom | 0110 | Bellingham | 1.12 | 1.13
US | United States | 53 | Washington | 53B10 | 6899 | PULLMAN | Army | 075 | Whitman | 1760 | Pullman | 1.12 | 1.13 | 1.571 | 1.131 | 1.131 | 0.824 | 0.667 | 1.308 | 1.131 | 2.656
US | United States | 53 | Washington | 82387-10735 | 702846 | 330 E MAIN STREET PULLMAN | Army | 075 | Whitman | 1760 | Pullman | 1.12 | 1.13
US | United States | 53 | Washington | 53A63 | 5256 | GRANDVIEW | Army | 077 | Yakima | 0840 | Grandview | 1.09 | 1.08 | 1.571 | 1.131 | 1.131 | 0.824 | 0.667 | 1.308 | 1.131 | 2.656
US | United States | 53 | Washington | 53B80 | 7580 | TOPPENISH | Army | 077 | Yakima | 2300 | Toppenish | 1.09 | 1.08 | 1.571 | 1.131 | 1.131 | 0.824 | 0.667 | 1.308 | 1.131 | 2.656
US | United States | 53 | Washington | 82387-10590 | 702701 | 2529 MAIN STREET UNION GAP | Army | 077 | Yakima | 2340 | Union Gap | 1.09 | 1.08
US | United States | 53 | Washington | M68479-0017 | 118 | YAKIMA WA AFRC | Marine Corps | 077 | Yakima | 2590 | Yakima | 1.09 | 1.08 | 1.571 | 1.131 | 1.131 | 0.824 | 0.667 | 1.308 | 1.131 | 2.656
US | United States | 53 | Washington | 53C08 | 7983 | YAKIMA (USMCR) | Army | 077 | Yakima | 2590 | Yakima | 1.09 | 1.08 | 1.571 | 1.131 | 1.131 | 0.824 | 0.667 | 1.308 | 1.131 | 2.656
US | United States | 53 | Washington | 53995 | 7984 | YAKIMA TRAINING CENTER | Army | 077 | Yakima | 2590 | Yakima | 1.09 | 1.08 | 1.571 | 1.131 | 1.131 | 0.824 | 0.667 | 1.308 | 1.131 | 2.656
US | United States | 53 | Washington | 53C30 | 9445 | YAKIMA AIRPORT | Army | 077 | Yakima | 2590 | Yakima | 1.09 | 1.08 | 1.571 | 1.131 | 1.131 | 0.824 | 0.667 | 1.308 | 1.131 | 2.656
US | United States | 53 | Washington | 18081-10224 | 700383 | 970 FIRING CENTER RD YAKIMA | Army | 077 | Yakima | 2590 | Yakima | 1.09 | 1.08
US | United States | 53 | Washington | 18081-10225 | 700384 | 970 FIRING CENTER ROAD YAKIMA | Army | 077 | Yakima | 2590 | Yakima | 1.09 | 1.08
US | United States | 53 | Washington | 18081-10226 | 700385 | 970 FIRINGG CENTER RD YAKIMA | Army | 077 | Yakima | 2590 | Yakima | 1.09 | 1.08
US | United States | 53 | Washington | 82387-13420 | 705529 | YAKIMA TRAINING CENTER | Army | 077 | Yakima | 2590 | Yakima | 1.09 | 1.08
US | United States | 54 | West Virginia | 54A85 | 6099 | MARTINSBURG | Army | 003 | Berkeley | 1660 | Martinsburg | 0.89 | 0.9 | 1.214 | 1.209 | 1.209 | 0.741 | 0.444 | 1.769 | 1.209 | 1.888
US | United States | 54 | West Virginia | 54595 | 6100 | MARTINSBURG MEM USARC | Army | 003 | Berkeley | 1660 | Martinsburg | 0.89 | 0.9 | 1.214 | 1.209 | 1.209 | 0.741 | 0.444 | 1.769 | 1.209 | 1.888
US | United States | 54 | West Virginia | 82387-11408 | 703519 | BOULEVARD PLZ MARTINSBURG | Army | 003 | Berkeley | 1660 | Martinsburg | 0.89 | 0.9
US | United States | 54 | West Virginia | PJVY0001 | 2770 | EWVRA-SHEPHERDFLD SITE # 1 | Air Force | 003 | Berkeley | 9999 | Unknown | 0.89 | 0.9 | 1.214 | 1.209 | 1.209 | 0.741 | 0.444 | 1.769 | 1.209 | 1.888
US | United States | 54 | West Virginia | 54A45 | 5170 | GASSAWAY | Army | 007 | Braxton | 0980 | Gassaway | 0.89 | 0.9 | 1.214 | 1.131 | 1.131 | 0.741 | 0.444 | 1.769 | 1.131 | 1.888
US | United States | 54 | West Virginia | 82387-12028 | 704138 | HUNTINGTON MALL BARBOURSVILLE | Army | 011 | Cabell | 0130 | Barboursville | 0.89 | 0.9
US | United States | 54 | West Virginia | N60191-HU | 1317 | NAVOPSPTCEN HUNTINGTON WV | Navy | 011 | Cabell | 1270 | Huntington | 0.89 | 0.9 | 1.214 | 1.131 | 1.131 | 0.741 | 0.444 | 1.769 | 1.131 | 1.888
US | United States | 54 | West Virginia | 54A65 | 5508 | HUNTINGTON BARBOUR | Army | 011 | Cabell | 1270 | Huntington | 0.89 | 0.9 | 1.214 | 1.131 | 1.131 | 0.741 | 0.444 | 1.769 | 1.131 | 1.888
US | United States | 54 | West Virginia | 70132-10258 | 701529 | 220 PARKLAND DRIVE HUNTINGTON | Army | 011 | Cabell | 1270 | Huntington | 0.89 | 0.9
US | United States | 54 | West Virginia | 82387-10804 | 702915 | 3RD AVENUE-8TH & 10 HUNTINGTON | Army | 011 | Cabell | 1270 | Huntington | 0.89 | 0.9
US | United States | 54 | West Virginia | 82387-13072 | 705182 | THIRD AVE HUNTINGTON 2 | Army | 011 | Cabell | 1270 | Huntington | 0.89 | 0.9
US | United States | 54 | West Virginia | N60191-EL | 170226 | NAVOPSPTCEN ELEANOR WV | Navy | 011 | Cabell | 9999 | Unknown | 0.89 | 0.9
US | United States | 54 | West Virginia | 54546 | 4036 | BIG BEND USARC / OMS | Army | 013 | Calhoun | 0243 | Bigbend | 0.89 | 0.9 | 1.214 | 1.131 | 1.131 | 0.741 | 0.444 | 1.769 | 1.131 | 1.888
US | United States | 54 | West Virginia | 54A48 | 5216 | GLEN JEAN AFRC COMPLEX | Army | 019 | Fayette | 1031 | Glen Jean | 0.89 | 0.9 | 1.214 | 1.131 | 1.131 | 0.741 | 0.444 | 1.769 | 1.131 | 1.888
US | United States | 54 | West Virginia | 710458 | 710458 | 409 WOOD MOUNTAIN ROAD GLEN JEAN | Army | 019 | Fayette | 1031 | Glen Jean | 0.89 | 0.9
US | United States | 54 | West Virginia | 70132-10254 | 701525 | 216 SENECA DRIVE MT. HOPE | Army | 019 | Fayette | 1870 | Mount Hope | 0.89 | 0.9
US | United States | 54 | West Virginia | 70132-10361 | 701632 | 314 SHAWNEE CIRCLE MT HOPE | Army | 019 | Fayette | 1870 | Mount Hope | 0.89 | 0.9
US | United States | 54 | West Virginia | 54466 | 5881 | LEWISBURG USARC | Army | 025 | Greenbrier | 1470 | Lewisburg | 0.89 | 0.9 | 1.214 | 1.131 | 1.131 | 0.741 | 0.444 | 1.769 | 1.131 | 1.888
US | United States | 54 | West Virginia | 82387-11951 | 704062 | GREENBRIER MALL LEWISBURG | Army | 025 | Greenbrier | 1470 | Lewisburg | 0.89 | 0.9
US | United States | 54 | West Virginia | 5472A | 5972 | LTA, RAINELLE | Army | 025 | Greenbrier | 2210 | Rainelle | 0.89 | 0.9 | 1.214 | 1.131 | 1.131 | 0.741 | 0.444 | 1.769 | 1.131 | 1.888
US | United States | 54 | West Virginia | 54766 | 6768 | PFC R. E. POMEROY USARC | Army | 025 | Greenbrier | 2210 | Rainelle | 0.89 | 0.9 | 1.214 | 1.131 | 1.131 | 0.741 | 0.444 | 1.769 | 1.131 | 1.888
US | United States | 54 | West Virginia | 710834 | 710834 | TRACT NO. 100LE-1 RAINELLE | Army | 025 | Greenbrier | 2210 | Rainelle | 0.89 | 0.9
US | United States | 54 | West Virginia | 54B50 | 7060 | RONCEVERTE | Army | 025 | Greenbrier | 2340 | Ronceverte | 0.89 | 0.9 | 1.214 | 1.131 | 1.131 | 0.741 | 0.444 | 1.769 | 1.131 | 1.888
US | United States | 54 | West Virginia | 54670 | 7059 | ROMNEY USARC | Army | 027 | Hampshire | 2330 | Romney | 0.89 | 0.9 | 1.214 | 1.209 | 1.209 | 0.741 | 0.444 | 1.769 | 1.209 | 1.888
US | United States | 54 | West Virginia | 54725 | 6752 | PFC ANTHONY F EAFRATI USARC | Army | 029 | Hancock | 2730 | Weirton | 0.89 | 0.9 | 1.214 | 1.131 | 1.131 | 0.741 | 0.444 | 1.769 | 1.131 | 1.888
US | United States | 54 | West Virginia | 54810 | 4443 | CLARKSBURG USARC #2 | Army | 033 | Harrison | 0320 | Bridgeport | 0.89 | 0.9 | 1.214 | 1.131 | 1.131 | 0.741 | 0.444 | 1.769 | 1.131 | 1.888
US | United States | 54 | West Virginia | 54A12 | 5141 | FWAATS-BRIDGEPORT | Army | 033 | Harrison | 0320 | Bridgeport | 0.89 | 0.9 | 1.214 | 1.131 | 1.131 | 0.741 | 0.444 | 1.769 | 1.131 | 1.888
US | United States | 54 | West Virginia | 54168 | 3785 | AMSA #102 (G) CLARKSBURG | Army | 033 | Harrison | 0540 | Clarksburg | 0.89 | 0.9 | 1.214 | 1.131 | 1.131 | 0.741 | 0.444 | 1.769 | 1.131 | 1.888
US | United States | 54 | West Virginia | 54A25 | 4441 | CLARKSBURG | Army | 033 | Harrison | 0540 | Clarksburg | 0.89 | 0.9 | 1.214 | 1.131 | 1.131 | 0.741 | 0.444 | 1.769 | 1.131 | 1.888
US | United States | 54 | West Virginia | 54525 | 4442 | CLARKSBURG USARC | Army | 033 | Harrison | 0540 | Clarksburg | 0.89 | 0.9 | 1.214 | 1.131 | 1.131 | 0.741 | 0.444 | 1.769 | 1.131 | 1.888
US | United States | 54 | West Virginia | 82387-12739 | 704849 | ROUTE 98 W NUTTER FORT | Army | 033 | Harrison | 1960 | Nutter Fort | 0.89 | 0.9
US | United States | 54 | West Virginia | 54B55 | 7124 | SALEM | Army | 033 | Harrison | 2390 | Salem | 0.89 | 0.9 | 1.214 | 1.131 | 1.131 | 0.741 | 0.444 | 1.769 | 1.131 | 1.888
US | United States | 54 | West Virginia | 54665 | 7372 | SSG ROY F KUHL USARC/BMA #114 | Army | 035 | Jackson | 2310 | Ripley | 0.89 | 0.9 | 1.214 | 1.131 | 1.131 | 0.741 | 0.444 | 1.769 | 1.131 | 1.888
US | United States | 54 | West Virginia | 82387-12783 | 704893 | S CHURCH ST RIPLEY | Army | 035 | Jackson | 2310 | Ripley | 0.89 | 0.9
US | United States | 54 | West Virginia | 54A20 | 4395 | CHARLESTON | Army | 039 | Kanawha | 0480 | Charleston | 0.91 | 0.92 | 1.214 | 1.131 | 1.131 | 0.741 | 0.444 | 1.769 | 1.131 | 1.888
US | United States | 54 | West Virginia | 54685 | 4397 | CHARLESTON AFRC / AMSA #107 | Army | 039 | Kanawha | 0480 | Charleston | 0.91 | 0.92 | 1.214 | 1.131 | 1.131 | 0.741 | 0.444 | 1.769 | 1.131 | 1.888
US | United States | 54 | West Virginia | 54429 | 5177 | GEN CHARLES C. ROGERS USARC | Army | 039 | Kanawha | 0480 | Charleston | 0.91 | 0.92 | 1.214 | 1.131 | 1.131 | 0.741 | 0.444 | 1.769 | 1.131 | 1.888
US | United States | 54 | West Virginia | 54A60 | 5510 | HUNTINGTON TRI-STATE | Army | 039 | Kanawha | 0480 | Charleston | 0.91 | 0.92 | 1.214 | 1.131 | 1.131 | 0.741 | 0.444 | 1.769 | 1.131 | 1.888
US | United States | 54 | West Virginia | 54A22 | 7330 | SOUTHRIDGE AFRC | Army | 039 | Kanawha | 0480 | Charleston | 0.91 | 0.92
US | United States | 54 | West Virginia | 82387-11030 | 703141 | 601 MORRIS STREET CHARLESTON | Army | 039 | Kanawha | 0480 | Charleston | 0.91 | 0.92
US | United States | 54 | West Virginia | 82387-12618 | 704728 | PARKWAY RD CHARLESTON | Army | 039 | Kanawha | 0480 | Charleston | 0.91 | 0.92
US | United States | 54 | West Virginia | 82387-12726 | 704836 | RIVERWALK PLZ CHARLESTON | Army | 039 | Kanawha | 0480 | Charleston | 0.91 | 0.92
US | United States | 54 | West Virginia | 54A30 | 4774 | DUNBAR | Army | 039 | Kanawha | 0700 | Dunbar | 0.91 | 0.92 | 1.214 | 1.131 | 1.131 | 0.741 | 0.444 | 1.769 | 1.131 | 1.888
US | United States | 54 | West Virginia | 54B82 | 6147 | MEMORIAL TRAINING TUNNEL | Army | 039 | Kanawha | 0965 | Gallagher | 0.91 | 0.92 | 1.214 | 1.131 | 1.131 | 0.741 | 0.444 | 1.769 | 1.131 | 1.888
US | United States | 54 | West Virginia | 54B65 | 7374 | ST ALBANS | Army | 039 | Kanawha | 2370 | St. Albans | 0.91 | 0.92 | 1.214 | 1.131 | 1.131 | 0.741 | 0.444 | 1.769 | 1.131 | 1.888
US | United States | 54 | West Virginia | LYBH0001 | 2417 | YEAGER APRT SITE # 1 | Air Force | 039 | Kanawha | 9999 | Unknown | 0.91 | 0.92 | 1.214 | 1.131 | 1.131 | 0.741 | 0.444 | 1.769 | 1.131 | 1.888
US | United States | 54 | West Virginia | 54B75 | 7868 | WESTON | Army | 041 | Lewis | 2790 | Weston | 0.89 | 0.9 | 1.214 | 1.131 | 1.131 | 0.741 | 0.444 | 1.769 | 1.131 | 1.888
US | United States | 54 | West Virginia | 54A90 | 9430 | MONAVILLE | Army | 045 | Logan | 1500 | Logan | 0.89 | 0.9 | 1.214 | 1.131 | 1.131 | 0.741 | 0.444 | 1.769 | 1.131 | 1.888
US | United States | 54 | West Virginia | 82387-12681 | 704791 | PROSPERITY LN LOGAN | Army | 045 | Logan | 1500 | Logan | 0.89 | 0.9
US | United States | 54 | West Virginia | 54B70 | 7838 | WELCH | Army | 047 | McDowell | 2740 | Welch | 0.89 | 0.9 | 1.214 | 1.131 | 1.131 | 0.741 | 0.444 | 1.769 | 1.131 | 1.888
US | United States | 54 | West Virginia | 54565 | 3661 | 1LT HARRY B COLBORN USARC | Army | 049 | Marion | 0840 | Fairmont | 0.89 | 0.9 | 1.214 | 1.131 | 1.131 | 0.741 | 0.444 | 1.769 | 1.131 | 1.888
US | United States | 54 | West Virginia | 54A40 | 4910 | FAIRMONT | Army | 049 | Marion | 0840 | Fairmont | 0.89 | 0.9 | 1.214 | 1.131 | 1.131 | 0.741 | 0.444 | 1.769 | 1.131 | 1.888
US | United States | 54 | West Virginia | 82387-11558 | 703669 | COUNTRY CLUB RD FAIRMONT | Army | 049 | Marion | 0840 | Fairmont | 0.89 | 0.9
US | United States | 54 | West Virginia | 82387-12274 | 704384 | MIDDLETOWN MALL FAIRMONT | Army | 049 | Marion | 0840 | Fairmont | 0.89 | 0.9
US | United States | 54 | West Virginia | N32414-MO | 1314 | NOSC MC MOUNDSVILLE WV | Navy | 051 | Marshall | 1850 | Moundsville | 0.89 | 0.9 | 1.214 | 1.131 | 1.131 | 0.741 | 0.444 | 1.769 | 1.131 | 1.888
US | United States | 54 | West Virginia | 54B05 | 6291 | MOUNDSVILLE | Army | 051 | Marshall | 1850 | Moundsville | 0.89 | 0.9 | 1.214 | 1.131 | 1.131 | 0.741 | 0.444 | 1.769 | 1.131 | 1.888
US | United States | 54 | West Virginia | 54425 | 6537 | NG WEST VA ORD WORKS | Army | 053 | Mason | 2150 | Point Pleasant | 0.89 | 0.9 | 1.214 | 1.131 | 1.131 | 0.741 | 0.444 | 1.769 | 1.131 | 1.888
US | United States | 54 | West Virginia | 54B30 | 6837 | POINT PLEASANT | Army | 053 | Mason | 2150 | Point Pleasant | 0.89 | 0.9 | 1.214 | 1.131 | 1.131 | 0.741 | 0.444 | 1.769 | 1.131 | 1.888
US | United States | 54 | West Virginia | 54A10 | 4075 | BLUEFIELD | Army | 055 | Mercer | 0260 | Bluefield | 0.87 | 0.88 | 1.214 | 1.131 | 1.131 | 0.741 | 0.444 | 1.769 | 1.131 | 1.888
US | United States | 54 | West Virginia | 54485 | 4076 | BLUEFIELD MEM USARC | Army | 055 | Mercer | 0260 | Bluefield | 0.87 | 0.88 | 1.214 | 1.131 | 1.131 | 0.741 | 0.444 | 1.769 | 1.131 | 1.888
US | United States | 54 | West Virginia | 82387-13010 | 705120 | STAFFORD DR PRINCETON | Army | 055 | Mercer | 2180 | Princeton | 0.87 | 0.88
US | United States | 54 | West Virginia | N91571 | 203 | Allegany Ballistics Lab | Navy | 057 | Mineral | 1370 | Keyser | 0.89 | 0.9 | 1.214 | 1.131 | 1.131 | 0.741 | 0.444 | 1.769 | 1.131 | 1.888
US | United States | 54 | West Virginia | 54A70 | 5723 | KEYSER-FORT HILL | Army | 057 | Mineral | 1370 | Keyser | 0.89 | 0.9 | 1.214 | 1.131 | 1.131 | 0.741 | 0.444 | 1.769 | 1.131 | 1.888
US | United States | 54 | West Virginia | 54B80 | 7917 | WILLIAMSON | Army | 059 | Mingo | 2870 | Williamson | 0.89 | 0.9 | 1.214 | 1.131 | 1.131 | 0.741 | 0.444 | 1.769 | 1.131 | 1.888
US | United States | 54 | West Virginia | 54487 | 5601 | JANE LEW USARC/OMS | Army | 061 | Monongalia | 1840 | Morgantown | 0.89 | 0.9 | 1.214 | 1.131 | 1.131 | 0.741 | 0.444 | 1.769 | 1.131 | 1.888
US | United States | 54 | West Virginia | 54B00 | 6273 | MORGANTOWN | Army | 061 | Monongalia | 1840 | Morgantown | 0.89 | 0.9 | 1.214 | 1.131 | 1.131 | 0.741 | 0.444 | 1.769 | 1.131 | 1.888
US | United States | 54 | West Virginia | 54750 | 6274 | MORGANTOWN USARC | Army | 061 | Monongalia | 1840 | Morgantown | 0.89 | 0.9 | 1.214 | 1.131 | 1.131 | 0.741 | 0.444 | 1.769 | 1.131 | 1.888
US | United States | 54 | West Virginia | 82387-12650 | 704760 | PINEVIEW DR MORGANTOWN | Army | 061 | Monongalia | 1840 | Morgantown | 0.89 | 0.9
US | United States | 54 | West Virginia | 710029 | 710029 | #214 HANALEI DRIVE MORGANTOWN | Army | 061 | Monongalia | 1840 | Morgantown | 0.89 | 0.9
US | United States | 54 | West Virginia | QUEF0001 | 3024 | MORGANTOWN MUNICIPAL AIRPORT (RES) SITE # 1 | Air Force | 061 | Monongalia | 9999 | Unknown | 0.89 | 0.9
US | United States | 54 | West Virginia | 54B45 | 7003 | RICHWOOD | Army | 067 | Nicholas | 2290 | Richwood | 0.89 | 0.9 | 1.214 | 1.131 | 1.131 | 0.741 | 0.444 | 1.769 | 1.131 | 1.888
US | United States | 54 | West Virginia | 82387-12595 | 704705 | ONE GATEWAY CNTR SUMMERSVILLE | Army | 067 | Nicholas | 2570 | Summersville | 0.89 | 0.9
US | United States | 54 | West Virginia | 54745 | 4028 | BG SUMMER JONES USARC | Army | 069 | Ohio | 2830 | Wheeling | 0.89 | 0.9 | 1.214 | 1.131 | 1.131 | 0.741 | 0.444 | 1.769 | 1.131 | 1.888
US | United States | 54 | West Virginia | 54468 | 6608 | OHIO CO A/P USARC / AMSA #109 | Army | 069 | Ohio | 2830 | Wheeling | 0.89 | 0.9 | 1.214 | 1.131 | 1.131 | 0.741 | 0.444 | 1.769 | 1.131 | 1.888
US | United States | 54 | West Virginia | 54B78 | 7879 | WHEELING | Army | 069 | Ohio | 2830 | Wheeling | 0.89 | 0.9 | 1.214 | 1.131 | 1.131 | 0.741 | 0.444 | 1.769 | 1.131 | 1.888
US | United States | 54 | West Virginia | 82387-10289 | 702400 | 14TH AND CHAPLINE WHEELING | Army | 069 | Ohio | 2830 | Wheeling | 0.89 | 0.9
US | United States | 54 | West Virginia | 710681 | 710681 | 14TH AND CHAPLINE ST WHEELING | Army | 069 | Ohio | 2830 | Wheeling | 0.89 | 0.9
US | United States | 54 | West Virginia | N31188 | 173 | Navy Information Operations Command, Sugar Grove WV | Navy | 071 | Pendleton | 2565 | Sugar Grove | 1.28 | 1.29 | 1.214 | 1.131 | 1.131 | 0.741 | 0.444 | 1.769 | 1.131 | 1.888
US | United States | 54 | West Virginia | N31188-SG | 360 | SUGAR GROVE WV 1 | Navy | 071 | Pendleton | 2565 | Sugar Grove | 1.28 | 1.29 | 1.214 | 1.131 | 1.131 | 0.741 | 0.444 | 1.769 | 1.131 | 1.888
US | United States | 54 | West Virginia | 54A75 | 4607 | CTC CAMP DAWSON-KINGWOOD | Army | 077 | Preston | 1410 | Kingwood | 0.89 | 0.9 | 1.214 | 1.131 | 1.131 | 0.741 | 0.444 | 1.769 | 1.131 | 1.888
US | United States | 54 | West Virginia | 54735 | 6886 | PRESTON COUNTY USARC | Army | 077 | Preston | 1410 | Kingwood | 0.89 | 0.9 | 1.214 | 1.131 | 1.131 | 0.741 | 0.444 | 1.769 | 1.131 | 1.888
US | United States | 54 | West Virginia | 54426 | 7733 | VOLKSTONE | Army | 077 | Preston | 1410 | Kingwood | 0.89 | 0.9 | 1.214 | 1.131 | 1.131 | 0.741 | 0.444 | 1.769 | 1.131 | 1.888
US | United States | 54 | West Virginia | 82387-11982 | 704092 | HERITAGE PLZ HURRICANE | Army | 079 | Putnam | 1280 | Hurricane | 0.89 | 0.9
US | United States | 54 | West Virginia | 82387-12132 | 704242 | LIBERTY PLZ HURRICANE | Army | 079 | Putnam | 1280 | Hurricane | 0.89 | 0.9
US | United States | 54 | West Virginia | 82387-13062 | 705172 | TEAYS VLY RD HURRICANE | Army | 079 | Putnam | 1280 | Hurricane | 0.89 | 0.9
US | United States | 54 | West Virginia | 54310 | 4842 | ELEANOR | Army | 079 | Putnam | 2247 | Red House | 0.89 | 0.9 | 1.214 | 1.131 | 1.131 | 0.741 | 0.444 | 1.769 | 1.131 | 1.888
US | United States | 54 | West Virginia | 54760 | 4550 | CORNELIUS H. CHARLTON USARC | Army | 081 | Raleigh | 0165 | Beaver | 0.89 | 0.9 | 1.214 | 1.131 | 1.131 | 0.741 | 0.444 | 1.769 | 1.131 | 1.888
US | United States | 54 | West Virginia | 82387-10581 | 702692 | 25 MALLARD COURT BECKLEY | Army | 081 | Raleigh | 0170 | Beckley | 0.89 | 0.9
US | United States | 54 | West Virginia | 82387-11374 | 703485 | BECKLEY CROSSING BECKLEY | Army | 081 | Raleigh | 0170 | Beckley | 0.89 | 0.9
US | United States | 54 | West Virginia | 82387-12222 | 704332 | MALLARD CT BECKLEY | Army | 081 | Raleigh | 0170 | Beckley | 0.89 | 0.9
US | United States | 54 | West Virginia | 711145 | 711145 | 316 PORTER STREET BECKLEY | Army | 081 | Raleigh | 0170 | Beckley | 0.89 | 0.9
US | United States | 54 | West Virginia | 54755 | 4855 | ELKINS USARC-BEVERLY WV | Army | 083 | Randolph | 0240 | Beverly | 0.89 | 0.9 | 1.214 | 1.131 | 1.131 | 0.741 | 0.444 | 1.769 | 1.131 | 1.888
US | United States | 54 | West Virginia | 54A35 | 4854 | ELKINS | Army | 083 | Randolph | 0810 | Elkins | 1.28 | 1.29 | 1.214 | 1.131 | 1.131 | 0.741 | 0.444 | 1.769 | 1.131 | 1.888
US | United States | 54 | West Virginia | 82387-13105 | 705215 | TYGART VLY MALL ELKINS | Army | 083 | Randolph | 0810 | Elkins | 1.28 | 1.29
US | United States | 54 | West Virginia | 710181 | 710181 | RTE 3, APPLE CREEK # ELKINS | Army | 083 | Randolph | 0810 | Elkins | 1.28 | 1.29
US | United States | 54 | West Virginia | 54B60 | 7339 | SPENCER | Army | 087 | Roane | 2510 | Spencer | 0.89 | 0.9 | 1.214 | 1.131 | 1.131 | 0.741 | 0.444 | 1.769 | 1.131 | 1.888
US | United States | 54 | West Virginia | 54428 | 4161 | BROWN USARC | Army | 091 | Taylor | 1060 | Grafton | 0.89 | 0.9 | 1.214 | 1.131 | 1.131 | 0.741 | 0.444 | 1.769 | 1.131 | 1.888
US | United States | 54 | West Virginia | 54A15 | 4171 | BUCKHANNON | Army | 097 | Upshur | 0340 | Buckhannon | 0.89 | 0.9 | 1.214 | 1.131 | 1.131 | 0.741 | 0.444 | 1.769 | 1.131 | 1.888
US | United States | 54 | West Virginia | 54585 | 6036 | MAJ ELBERT LESLIE BIAS USARC | Army | 099 | Wayne | 1270 | Huntington | 0.89 | 0.9 | 1.214 | 1.131 | 1.131 | 0.741 | 0.444 | 1.769 | 1.131 | 1.888
US | United States | 54 | West Virginia | 82387-11109 | 703220 | 700 BLOCK OF 3RD HUNTINGTON | Army | 099 | Wayne | 1270 | Huntington | 0.89 | 0.9
US | United States | 54 | West Virginia | 82387-13071 | 705181 | THIRD AVE HUNTINGTON 1 | Army | 099 | Wayne | 1270 | Huntington | 0.89 | 0.9
US | United States | 54 | West Virginia | 54620 | 7873 | WETZEL COUNTY MEM USARC | Army | 103 | Wetzel | 1930 | New Martinsville | 0.89 | 0.9 | 1.214 | 1.131 | 1.131 | 0.741 | 0.444 | 1.769 | 1.131 | 1.888
US | United States | 54 | West Virginia | 54B15 | 6702 | PARKERSBURG | Army | 107 | Wood | 2040 | Parkersburg | 0.89 | 0.9 | 1.214 | 1.131 | 1.131 | 0.741 | 0.444 | 1.769 | 1.131 | 1.888
US | United States | 54 | West Virginia | 54627 | 6769 | PFC REYNDOLDS USARC/AMSA #114 | Army | 107 | Wood | 2040 | Parkersburg | 0.89 | 0.9 | 1.214 | 1.131 | 1.131 | 0.741 | 0.444 | 1.769 | 1.131 | 1.888
US | United States | 54 | West Virginia | 54625 | 7678 | USARC PARKERSBURG | Army | 107 | Wood | 2040 | Parkersburg | 0.89 | 0.9 | 1.214 | 1.131 | 1.131 | 0.741 | 0.444 | 1.769 | 1.131 | 1.888
US | United States | 54 | West Virginia | 82387-11941 | 704052 | GRAND CENTRAL MALL PARKERSBURG | Army | 107 | Wood | 2040 | Parkersburg | 0.89 | 0.9
US | United States | 54 | West Virginia | 54B25 | 6703 | PARKERSBURG - AASF #1 | Army | 107 | Wood | 2880 | Williamstown | 0.89 | 0.9 | 1.214 | 1.131 | 1.131 | 0.741 | 0.444 | 1.769 | 1.131 | 1.888
US | United States | 54 | West Virginia | 54B20 | 7922 | WILLIAMSTOWN | Army | 107 | Wood | 2880 | Williamstown | 0.89 | 0.9 | 1.214 | 1.131 | 1.131 | 0.741 | 0.444 | 1.769 | 1.131 | 1.888
US | United States | 54 | West Virginia | 710501 | 710501 | 48 GREENBRIER AVENUE BOAZ-WILLIAMSTOWN | Army | 107 | Wood | 2880 | Williamstown | 0.89 | 0.9
US | United States | 55 | Wisconsin | N00128-CM | 949 | NRTF CLAM LAKE WI | Navy | 003 | Ashland | 0220 | Ashland | 1.07 | 1.09 | 0.857 | 1.131 | 1.131 | 0.796 | 0.556 | 2.538 | 1.131 | 2.572
US | United States | 55 | Wisconsin | 55A25 | 3861 | ASHLAND | Army | 003 | Ashland | 0220 | Ashland | 1.07 | 1.09 | 0.857 | 1.131 | 1.131 | 0.796 | 0.556 | 2.538 | 1.131 | 2.572
US | United States | 55 | Wisconsin | 55A30 | 7610 | TS INO RANGE ASHLAND | Army | 003 | Ashland | 0220 | Ashland | 1.07 | 1.09 | 0.857 | 1.131 | 1.131 | 0.796 | 0.556 | 2.538 | 1.131 | 2.572
US | United States | 55 | Wisconsin | 710849 | 710849 | 1231 - 21ST STREET CAMERON | Army | 005 | Barron | 0820 | Cameron | 1.07 | 1.09
US | United States | 55 | Wisconsin | 55C95 | 6987 | RICE LAKE | Army | 005 | Barron | 4080 | Rice Lake | 1.07 | 1.09 | 0.857 | 1.131 | 1.131 | 0.796 | 0.556 | 2.538 | 1.131 | 2.572
US | United States | 55 | Wisconsin | 82387-10328 | 702439 | 16 E. MESSENGER ST. RICE LAKE | Army | 005 | Barron | 4080 | Rice Lake | 1.07 | 1.09
US | United States | 55 | Wisconsin | 82387-12422 | 704532 | N MAIN ST RICE LAKE | Army | 005 | Barron | 4080 | Rice Lake | 1.07 | 1.09
US | United States | 55 | Wisconsin | 710537 | 710537 | 2486 SOUTH MAIN STREET RICE LAKE | Army | 005 | Barron | 4080 | Rice Lake | 1.07 | 1.09
US | United States | 55 | Wisconsin | N00128-GB | 840 | NAVOPSPTCEN GREEN BAY WI | Navy | 009 | Brown | 0223 | Ashwaubenon | 1.07 | 1.09 | 0.857 | 1.131 | 1.131 | 0.796 | 0.556 | 2.538 | 1.131 | 2.572
US | United States | 55 | Wisconsin | M68479-0012 | 113 | GREEN BAY WI | Marine Corps | 009 | Brown | 2000 | Green Bay | 1.07 | 1.09 | 0.857 | 1.131 | 1.131 | 0.796 | 0.556 | 2.538 | 1.131 | 2.572
US | United States | 55 | Wisconsin | 55836 | 4694 | DENIS J. MURPHY USARC/AMSA/OMS | Army | 009 | Brown | 2000 | Green Bay | 1.07 | 1.09 | 0.857 | 1.131 | 1.131 | 0.796 | 0.556 | 2.538 | 1.131 | 2.572
US | United States | 55 | Wisconsin | 55A95 | 5266 | GREEN BAY | Army | 009 | Brown | 2000 | Green Bay | 1.07 | 1.09 | 0.857 | 1.131 | 1.131 | 0.796 | 0.556 | 2.538 | 1.131 | 2.572
US | United States | 55 | Wisconsin | 82387-12940 | 705050 | SHAWANO AVE GREEN BAY | Army | 009 | Brown | 2000 | Green Bay | 1.07 | 1.09
US | United States | 55 | Wisconsin | 710052 | 710052 | 2700 ONEIDA ROAD GREEN BAY | Army | 009 | Brown | 2000 | Green Bay | 1.07 | 1.09
US | United States | 55 | Wisconsin | 710710 | 710710 | 1243 BROOKWOOD DRIVE GREEN BAY | Army | 009 | Brown | 2000 | Green Bay | 1.07 | 1.09
US | United States | 55 | Wisconsin | 710046 | 710046 | 3677 NORDIC CT SUAMICO | Army | 009 | Brown | 4705 | Suamico | 1.07 | 1.09
US | United States | 55 | Wisconsin | 55A55 | 4431 | CHIPPEWA FALLS | Army | 017 | Chippewa | 1000 | Chippewa Falls | 1.07 | 1.09 | 0.857 | 1.131 | 1.131 | 0.796 | 0.556 | 2.538 | 1.131 | 2.572
US | United States | 55 | Wisconsin | 710053 | 710053 | 5717 GABLES DRIVE EAU CLAIRE | Army | 017 | Chippewa | 1470 | Eau Claire | 1.07 | 1.09
US | United States | 55 | Wisconsin | 711173 | 711173 | 2106 EASTRIDGE CENTER EAU CLAIRE | Army | 017 | Chippewa | 1470 | Eau Claire | 1.07 | 1.09
US | United States | 55 | Wisconsin | 710542 | 710542 | 4603 HOLLY AVENUE WESTON | Army | 017 | Chippewa | 5224 | Weston | 1.07 | 1.09
US | United States | 55 | Wisconsin | 55A05 | 3698 | ABBOTSFORD | Army | 019 | Clark | 0010 | Abbotsford | 1.07 | 1.09 | 0.857 | 1.131 | 1.131 | 0.796 | 0.556 | 2.538 | 1.131 | 2.572
US | United States | 55 | Wisconsin | 55C05 | 6375 | NEILLSVILLE | Army | 019 | Clark | 3290 | Neillsville | 1.07 | 1.09 | 0.857 | 1.131 | 1.131 | 0.796 | 0.556 | 2.538 | 1.131 | 2.572
US | United States | 55 | Wisconsin | 55C10 | 6376 | NEILLSVILLE MVSB | Army | 019 | Clark | 3290 | Neillsville | 1.07 | 1.09 | 0.857 | 1.131 | 1.131 | 0.796 | 0.556 | 2.538 | 1.131 | 2.572
US | United States | 55 | Wisconsin | 55C65 | 6856 | PORTAGE | Army | 021 | Columbia | 3830 | Portage | 1.07 | 1.09 | 0.857 | 1.131 | 1.131 | 0.796 | 0.556 | 2.538 | 1.131 | 2.572
US | United States | 55 | Wisconsin | 55C70 | 6876 | PRAIRIE DU CHIEN | Army | 023 | Crawford | 3890 | Prairie Du Chien | 1.07 | 1.09 | 0.857 | 1.131 | 1.131 | 0.796 | 0.556 | 2.538 | 1.131 | 2.572
US | United States | 55 | Wisconsin | 82387-11111 | 703222 | 700 EAST BLACKHAWK AVENUE PRAIRIE DU CHIEN | Army | 023 | Crawford | 3890 | Prairie Du Chien | 1.07 | 1.09
US | United States | 55 | Wisconsin | N00128-MD | 846 | NAVOPSPTCEN MADISON WI | Navy | 025 | Dane | 2780 | Madison | 1.04 | 1.06 | 0.857 | 1.131 | 1.131 | 0.796 | 0.556 | 2.538 | 1.131 | 2.572
US | United States | 55 | Wisconsin | 5550D | 3789 | AMSA #139 (G) | Army | 025 | Dane | 2780 | Madison | 1.04 | 1.06 | 0.857 | 1.131 | 1.131 | 0.796 | 0.556 | 2.538 | 1.131 | 2.572
US | United States | 55 | Wisconsin | 55866 | 5142 | G F O'CONNELL MEM USARC/OMS | Army | 025 | Dane | 2780 | Madison | 1.04 | 1.06 | 0.857 | 1.131 | 1.131 | 0.796 | 0.556 | 2.538 | 1.131 | 2.572
US | United States | 55 | Wisconsin | 55B40 | 6013 | MADISON 901 | Army | 025 | Dane | 2780 | Madison | 1.04 | 1.06 | 0.857 | 1.131 | 1.131 | 0.796 | 0.556 | 2.538 | 1.131 | 2.572
US | United States | 55 | Wisconsin | 55B36 | 6014 | MADISON AASF 2 | Army | 025 | Dane | 2780 | Madison | 1.04 | 1.06 | 0.857 | 1.131 | 1.131 | 0.796 | 0.556 | 2.538 | 1.131 | 2.572
US | United States | 55 | Wisconsin | 55B47 | 6015 | MADISON AVIATION ARMORY | Army | 025 | Dane | 2780 | Madison | 1.04 | 1.06 | 0.857 | 1.131 | 1.131 | 0.796 | 0.556 | 2.538 | 1.131 | 2.572
US | United States | 55 | Wisconsin | 55B49 | 6016 | MADISON GUARD SHACK | Army | 025 | Dane | 2780 | Madison | 1.04 | 1.06 | 0.857 | 1.131 | 1.131 | 0.796 | 0.556 | 2.538 | 1.131 | 2.572
US | United States | 55 | Wisconsin | 55B45 | 6017 | MADISON HANGARS | Army | 025 | Dane | 2780 | Madison | 1.04 | 1.06 | 0.857 | 1.131 | 1.131 | 0.796 | 0.556 | 2.538 | 1.131 | 2.572
US | United States | 55 | Wisconsin | 55B30 | 6018 | MADISON OMS 9 | Army | 025 | Dane | 2780 | Madison | 1.04 | 1.06 | 0.857 | 1.131 | 1.131 | 0.796 | 0.556 | 2.538 | 1.131 | 2.572
US | United States | 55 | Wisconsin | 55B51 | 6019 | MADISON TAGO/STARC | Army | 025 | Dane | 2780 | Madison | 1.04 | 1.06 | 0.857 | 1.131 | 1.131 | 0.796 | 0.556 | 2.538 | 1.131 | 2.572
US | United States | 55 | Wisconsin | 55865 | 7598 | TRUMAN O OLSON USARC | Army | 025 | Dane | 2780 | Madison | 1.04 | 1.06 | 0.857 | 1.131 | 1.131 | 0.796 | 0.556 | 2.538 | 1.131 | 2.572
US | United States | 55 | Wisconsin | 18081-10173 | 700332 | 559 D'ONONFRIO DRIVE MADISON | Army | 025 | Dane | 2780 | Madison | 1.04 | 1.06
US | United States | 55 | Wisconsin | 18081-10408 | 700567 | MANITOWOC COUNTY MADISON | Army | 025 | Dane | 2780 | Madison | 1.04 | 1.06
US | United States | 55 | Wisconsin | 27864-10005 | 700961 | 3039 WRIGHT ST MADISON | Army | 025 | Dane | 2780 | Madison | 1.04 | 1.06 | 0.857 | 1.131 | 1.131 | 0.796 | 0.556 | 2.538 | 1.131 | 2.572
US | United States | 55 | Wisconsin | 82387-11576 | 703687 | CROSSROADS DR MADISON | Army | 025 | Dane | 2780 | Madison | 1.04 | 1.06
US | United States | 55 | Wisconsin | 82387-12580 | 704690 | ODANA RD MADISON | Army | 025 | Dane | 2780 | Madison | 1.04 | 1.06
US | United States | 55 | Wisconsin | 82387-12698 | 704808 | REGENT ST MADISON | Army | 025 | Dane | 2780 | Madison | 1.04 | 1.06
US | United States | 55 | Wisconsin | 82387-13069 | 705179 | THIERER RD MADISON | Army | 025 | Dane | 2780 | Madison | 1.04 | 1.06
US | United States | 55 | Wisconsin | 710712 | 710712 | 7781 ELMWOOD AVENUE MIDDLETON | Army | 025 | Dane | 3050 | Middleton | 1.04 | 1.06
US | United States | 55 | Wisconsin | 710704 | 710704 | 870 BLASER COURT SUN PRAIRIE | Army | 025 | Dane | 4720 | Sun Prairie | 1.04 | 1.06
US | United States | 55 | Wisconsin | 711006 | 711006 | 1185 SAINT ALBERT CO SUN PRAIRIE | Army | 025 | Dane | 4720 | Sun Prairie | 1.04 | 1.06
US | United States | 55 | Wisconsin | 711171 | 711171 | 1183 SAINT ALBERT TH SUN PRAIRIE | Army | 025 | Dane | 4720 | Sun Prairie | 1.04 | 1.06
US | United States | 55 | Wisconsin | XGFG0001 | 3359 | TRUAXANGBASE SITE # 1 | Air Force | 025 | Dane | 9999 | Unknown | 1.04 | 1.06 | 0.857 | 1.131 | 1.131 | 0.796 | 0.556 | 2.538 | 1.131 | 2.572
US | United States | 55 | Wisconsin | XGFU0001 | 3360 | TRUAX TACAN ANNEX SITE # 1 | Air Force | 025 | Dane | 9999 | Unknown | 1.04 | 1.06 | 0.857 | 1.131 | 1.131 | 0.796 | 0.556 | 2.538 | 1.131 | 2.572
US | United States | 55 | Wisconsin | 55760 | 3967 | BEAVER DAM MEMORIAL USARC/OMS | Army | 027 | Dodge | 0380 | Beaver Dam | 1.07 | 1.09 | 0.857 | 1.131 | 1.131 | 0.796 | 0.556 | 2.538 | 1.131 | 2.572
US | United States | 55 | Wisconsin | 82387-11897 | 704008 | FRONT ST BEAVER DAM | Army | 027 | Dodge | 0380 | Beaver Dam | 1.07 | 1.09
US | United States | 55 | Wisconsin | 55D35 | 7477 | SUPERIOR | Army | 031 | Douglas | 4730 | Superior | 1.07 | 1.09 | 0.857 | 1.131 | 1.131 | 0.796 | 0.556 | 2.538 | 1.131 | 2.572
US | United States | 55 | Wisconsin | 82387-12326 | 704436 | N 28TH ST SUPERIOR | Army | 031 | Douglas | 4730 | Superior | 1.07 | 1.09
US | United States | 55 | Wisconsin | 710862 | 710862 | 69 N. 28TH STREET E SUPERIOR | Army | 031 | Douglas | 4730 | Superior | 1.07 | 1.09
US | United States | 55 | Wisconsin | 55B80 | 6154 | MENOMONIE | Army | 033 | Dunn | 3000 | Menomonie | 1.07 | 1.09 | 0.857 | 1.131 | 1.131 | 0.796 | 0.556 | 2.538 | 1.131 | 2.572
US | United States | 55 | Wisconsin | 55A65 | 4809 | EAU CLAIRE | Army | 035 | Eau Claire | 1470 | Eau Claire | 1.07 | 1.09 | 0.857 | 1.131 | 1.131 | 0.796 | 0.556 | 2.538 | 1.131 | 2.572
US | United States | 55 | Wisconsin | 55A70 | 4810 | EAU CLAIRE OMS 7 | Army | 035 | Eau Claire | 1470 | Eau Claire | 1.07 | 1.09 | 0.857 | 1.131 | 1.131 | 0.796 | 0.556 | 2.538 | 1.131 | 2.572
US | United States | 55 | Wisconsin | 5524A | 4811 | EAU CLAIRE AMSA #155 (G) | Army | 035 | Eau Claire | 1470 | Eau Claire | 1.07 | 1.09 | 0.857 | 1.131 | 1.131 | 0.796 | 0.556 | 2.538 | 1.131 | 2.572
US | United States | 55 | Wisconsin | 55785 | 4812 | EAU CLAIRE USARC | Army | 035 | Eau Claire | 1470 | Eau Claire | 1.07 | 1.09 | 0.857 | 1.131 | 1.131 | 0.796 | 0.556 | 2.538 | 1.131 | 2.572
US | United States | 55 | Wisconsin | 55786 | 5803 | LAND FOR FUTURE USARC-WI-55786 | Army | 035 | Eau Claire | 1470 | Eau Claire | 1.07 | 1.09 | 0.857 | 1.131 | 1.131 | 0.796 | 0.556 | 2.538 | 1.131 | 2.572
US | United States | 55 | Wisconsin | 82387-12811 | 704921 | S HASTINGS WAY EAU CLAIRE | Army | 035 | Eau Claire | 1470 | Eau Claire | 1.07 | 1.09
US | United States | 55 | Wisconsin | 55A80 | 4967 | FOND DU LAC | Army | 039 | Fond du Lac | 1730 | Fond Du Lac | 1.07 | 1.09 | 0.857 | 1.131 | 1.131 | 0.796 | 0.556 | 2.538 | 1.131 | 2.572
US | United States | 55 | Wisconsin | 55805 | 4968 | FOND DU LAC USARC | Army | 039 | Fond du Lac | 1730 | Fond Du Lac | 1.07 | 1.09 | 0.857 | 1.131 | 1.131 | 0.796 | 0.556 | 2.538 | 1.131 | 2.572
US | United States | 55 | Wisconsin | 82387-12415 | 704525 | N MAIN ST FOND DU LAC | Army | 039 | Fond du Lac | 1730 | Fond Du Lac | 1.07 | 1.09
US | United States | 55 | Wisconsin | 82387-12664 | 704774 | PORTLAND ST RAMP FOND DU LAC | Army | 039 | Fond du Lac | 1730 | Fond Du Lac | 1.07 | 1.09
US | United States | 55 | Wisconsin | 55D00 | 7013 | RIPON | Army | 039 | Fond du Lac | 4130 | Ripon | 1.07 | 1.09 | 0.857 | 1.131 | 1.131 | 0.796 | 0.556 | 2.538 | 1.131 | 2.572
US | United States | 55 | Wisconsin | 55D75 | 7817 | WAUPUN | Army | 039 | Fond du Lac | 5090 | Waupun | 1.07 | 1.09 | 0.857 | 1.131 | 1.131 | 0.796 | 0.556 | 2.538 | 1.131 | 2.572
US | United States | 55 | Wisconsin | 55C55 | 6822 | PLATTEVILLE | Army | 043 | Grant | 3790 | Platteville | 1.07 | 1.09 | 0.857 | 1.131 | 1.131 | 0.796 | 0.556 | 2.538 | 1.131 | 2.572
US | United States | 55 | Wisconsin | 82387-10397 | 702508 | 185 EAST PINE PLATTEVILLE | Army | 043 | Grant | 3790 | Platteville | 1.07 | 1.09
US | United States | 55 | Wisconsin | 55B95 | 6243 | MONROE | Army | 045 | Green | 3150 | Monroe | 1.07 | 1.09 | 0.857 | 1.173 | 1.173 | 0.796 | 0.556 | 2.538 | 1.173 | 2.572
US | United States | 55 | Wisconsin | 55A40 | 4008 | BERLIN | Army | 047 | Green Lake | 0460 | Berlin | 1.07 | 1.09 | 0.857 | 1.131 | 1.131 | 0.796 | 0.556 | 2.538 | 1.131 | 2.572
US | United States | 55 | Wisconsin | 55775 | 4736 | DODGEVILLE MEMORIAL USARC | Army | 049 | Iowa | 1360 | Dodgeville | 1.07 | 1.09 | 0.857 | 1.131 | 1.131 | 0.796 | 0.556 | 2.538 | 1.131 | 2.572
US | United States | 55 | Wisconsin | 5538A | 5514 | HURLEY USARC/S-S | Army | 051 | Iron | 2230 | Hurley | 1.07 | 1.09 | 0.857 | 1.131 | 1.131 | 0.796 | 0.556 | 2.538 | 1.131 | 2.572
US | United States | 55 | Wisconsin | 27864-10014 | 700970 | CAREY IND PARK HURLEY | Army | 051 | Iron | 2230 | Hurley | 1.07 | 1.09 | 0.857 | 1.131 | 1.131 | 0.796 | 0.556 | 2.538 | 1.131 | 2.572
US | United States | 55 | Wisconsin | 55A45 | 4056 | BLACK RVR FALL | Army | 053 | Jackson | 0540 | Black River Falls | 1.07 | 1.09 | 0.857 | 1.131 | 1.131 | 0.796 | 0.556 | 2.538 | 1.131 | 2.572
US | United States | 55 | Wisconsin | 55A90 | 4979 | FORT ATKINSON | Army | 055 | Jefferson | 1760 | Fort Atkinson | 1.07 | 1.09 | 0.857 | 1.131 | 1.131 | 0.796 | 0.556 | 2.538 | 1.131 | 2.572
US | United States | 55 | Wisconsin | 55D65 | 7803 | WATERTOWN | Army | 055 | Jefferson | 5050 | Watertown | 1.07 | 1.09 | 0.857 | 1.131 | 1.131 | 0.796 | 0.556 | 2.538 | 1.131 | 2.572
US | United States | 55 | Wisconsin | 82387-12784 | 704894 | S CHURCH ST WATERTOWN | Army | 055 | Jefferson | 5050 | Watertown | 1.07 | 1.09
US | United States | 55 | Wisconsin | YAQF0001 | 3395 | VOLK ANG BASE SITE # 1 | Air Force | 057 | Juneau | 0840 | Camp Douglas | 1.07 | 1.09 | 0.857 | 1.131 | 1.131 | 0.796 | 0.556 | 2.538 | 1.131 | 2.572
US | United States | 55 | Wisconsin | 55D45 | 4294 | CAMP WILLIAMS TOMAH MTA | Army | 057 | Juneau | 0840 | Camp Douglas | 1.07 | 1.09 | 0.857 | 1.131 | 1.131 | 0.796 | 0.556 | 2.538 | 1.131 | 2.572
US | United States | 55 | Wisconsin | 55B70 | 6115 | MAUSTON | Army | 057 | Juneau | 2910 | Mauston | 1.07 | 1.09 | 0.857 | 1.131 | 1.131 | 0.796 | 0.556 | 2.538 | 1.131 | 2.572
US | United States | 55 | Wisconsin | GRAE0001 | 2072 | HARDWOOD WEAPONS RANGE (ANG) SITE # 1 | Air Force | 057 | Juneau | 3270 | Necedah | 1.07 | 1.09 | 0.857 | 1.131 | 1.131 | 0.796 | 0.556 | 2.538 | 1.131 | 2.572
US | United States | 55 | Wisconsin | YAQK0001 | 3396 | VOLK ILS OUTER MARKER ANX SITE # 1 | Air Force | 057 | Juneau | 3380 | New Lisbon | 1.07 | 1.09 | 0.857 | 1.131 | 1.131 | 0.796 | 0.556 | 2.538 | 1.131 | 2.572
US | United States | 55 | Wisconsin | 55B25 | 5717 | KENOSHA OMS 6 | Army | 059 | Kenosha | 2400 | Kenosha | 1.07 | 1.09 | 0.857 | 1.231 | 1.231 | 0.796 | 0.556 | 2.538 | 1.231 | 2.572
US | United States | 55 | Wisconsin | 82387-10965 | 703076 | 52ND ST KENOSHA | Army | 059 | Kenosha | 2400 | Kenosha | 1.07 | 1.09
US | United States | 55 | Wisconsin | 710854 | 710854 | 7102 - 95TH AVENUE KENOSHA | Army | 059 | Kenosha | 2400 | Kenosha | 1.07 | 1.09
US | United States | 55 | Wisconsin | N00128-LC | 844 | NAVOPSPTCEN LA CROSSE WI | Navy | 063 | La Crosse | 2490 | La Crosse | 1.08 | 1.11 | 0.857 | 1.131 | 1.131 | 0.796 | 0.556 | 2.538 | 1.131 | 2.572
US | United States | 55 | Wisconsin | 5569A | 6631 | ONALASKA STORAGE FACILITY | Army | 063 | La Crosse | 2490 | La Crosse | 1.08 | 1.11 | 0.857 | 1.131 | 1.131 | 0.796 | 0.556 | 2.538 | 1.131 | 2.572
US | United States | 55 | Wisconsin | 82387-13017 | 705127 | STATE RD LACROSSE | Army | 063 | La Crosse | 2490 | La Crosse | 1.08 | 1.11
US | United States | 55 | Wisconsin | 55C35 | 6630 | ONALASKA | Army | 063 | La Crosse | 3560 | Onalaska | 1.08 | 1.11 | 0.857 | 1.131 | 1.131 | 0.796 | 0.556 | 2.538 | 1.131 | 2.572
US | United States | 55 | Wisconsin | 27864-10017 | 700973 | NATL GUARD ARMORY ONALASKA | Army | 063 | La Crosse | 3560 | Onalaska | 1.08 | 1.11 | 0.857 | 1.131 | 1.131 | 0.796 | 0.556 | 2.538 | 1.131 | 2.572
US | United States | 55 | Wisconsin | 55A10 | 3821 | ANTIGO | Army | 067 | Langlade | 0160 | Antigo | 1.07 | 1.09 | 0.857 | 1.131 | 1.131 | 0.796 | 0.556 | 2.538 | 1.131 | 2.572
US | United States | 55 | Wisconsin | 55B85 | 6159 | MERRILL | Army | 069 | Lincoln | 3010 | Merrill | 1.07 | 1.09 | 0.857 | 1.131 | 1.131 | 0.796 | 0.556 | 2.538 | 1.131 | 2.572
US | United States | 55 | Wisconsin | 55D50 | 7566 | TOMAHAWK | Army | 069 | Lincoln | 4840 | Tomahawk | 1.07 | 1.09 | 0.857 | 1.131 | 1.131 | 0.796 | 0.556 | 2.538 | 1.131 | 2.572
US | United States | 55 | Wisconsin | 55886 | 3809 | ANDREW MILLER USARC/OMS | Army | 071 | Manitowoc | 2810 | Manitowoc | 1.07 | 1.09 | 0.857 | 1.131 | 1.131 | 0.796 | 0.556 | 2.538 | 1.131 | 2.572
US | United States | 55 | Wisconsin | 82387-12761 | 704871 | S 8TH ST MANITOWOC | Army | 071 | Manitowoc | 2810 | Manitowoc | 1.07 | 1.09
US | United States | 55 | Wisconsin | 82387-12969 | 705079 | SOUTH 7TH & JAY ST. MANITOWOC | Army | 071 | Manitowoc | 2810 | Manitowoc | 1.07 | 1.09
US | United States | 55 | Wisconsin | 55D55 | 7650 | TWO RIVERS | Army | 071 | Manitowoc | 4890 | Two Rivers | 1.07 | 1.09 | 0.857 | 1.131 | 1.131 | 0.796 | 0.556 | 2.538 | 1.131 | 2.572
US | United States | 55 | Wisconsin | 55C00 | 6286 | MOSINEE | Army | 073 | Marathon | 3200 | Mosinee | 1.07 | 1.09 | 0.857 | 1.131 | 1.131 | 0.796 | 0.556 | 2.538 | 1.131 | 2.572
US | United States | 55 | Wisconsin | 55456 | 3626 | Wausau USARC | Army | 073 | Marathon | 5110 | Wausau | 1.07 | 1.09 | 0.857 | 1.131 | 1.131 | 0.796 | 0.556 | 2.538 | 1.131 | 2.572
US | United States | 55 | Wisconsin | 55995 | 3627 | WAUSAU USARC - Old | Army | 073 | Marathon | 5110 | Wausau | 1.07 | 1.09 | 0.857 | 1.131 | 1.131 | 0.796 | 0.556 | 2.538 | 1.131 | 2.572
US | United States | 55 | Wisconsin | 55D80 | 7818 | WAUSAU OMS 13 | Army | 073 | Marathon | 5110 | Wausau | 1.07 | 1.09 | 0.857 | 1.131 | 1.131 | 0.796 | 0.556 | 2.538 | 1.131 | 2.572
US | United States | 55 | Wisconsin | 5500A | 7819 | WAUSAU STORAGE FACILITY | Army | 073 | Marathon | 5110 | Wausau | 1.07 | 1.09 | 0.857 | 1.131 | 1.131 | 0.796 | 0.556 | 2.538 | 1.131 | 2.572
US | United States | 55 | Wisconsin | 70132-10181 | 701452 | 1607 WEST WAUSAU AVE WAUSAU | Army | 073 | Marathon | 5110 | Wausau | 1.07 | 1.09
US | United States | 55 | Wisconsin | 82387-11940 | 704051 | GRAND AVE WAUSAU | Army | 073 | Marathon | 5110 | Wausau | 1.07 | 1.09
US | United States | 55 | Wisconsin | 55B55 | 6072 | MARINETTE | Army | 075 | Marinette | 2840 | Marinette | 1.07 | 1.09 | 0.857 | 1.131 | 1.131 | 0.796 | 0.556 | 2.538 | 1.131 | 2.572
US | United States | 55 | Wisconsin | 82387-12732 | 704842 | ROOSEVELT RD MARINETTE | Army | 075 | Marinette | 2840 | Marinette | 1.07 | 1.09
US | United States | 55 | Wisconsin | 710362 | 710362 | 8065 NORTH 50TH STRE BROWN DEER | Army | 079 | Milwaukee | 0715 | Brown Deer | 1.09 | 1.12
US | United States | 55 | Wisconsin | 711175 | 711175 | 6457 S. 122ND STREET FRANKLIN | Army | 079 | Milwaukee | 1796 | Franklin | 1.09 | 1.12
US | United States | 55 | Wisconsin | 82387-12759 | 704869 | S 76TH ST GREENFIELD | Army | 079 | Milwaukee | 2015 | Greenfield | 1.09 | 1.12
US | United States | 55 | Wisconsin | 82387-13360 | 705469 | WEST LAYTON GREENFIELD | Army | 079 | Milwaukee | 2015 | Greenfield | 1.09 | 1.12
US | United States | 55 | Wisconsin | 710535 | 710535 | 6196 W. LAYTON AVENUE GREENFIELD | Army | 079 | Milwaukee | 2015 | Greenfield | 1.09 | 1.12
US | United States | 55 | Wisconsin | 710845 | 710845 | 10602 W PARNELL AVE HALES CORNERS | Army | 079 | Milwaukee | 2047 | Hales Corners | 1.09 | 1.12
US | United States | 55 | Wisconsin | N00128-ML | 848 | NAVOPSPTCEN MILWAUKEE WI | Navy | 079 | Milwaukee | 3100 | Milwaukee | 1.09 | 1.12 | 0.857 | 1.167 | 1.167 | 0.796 | 0.556 | 2.538 | 1.167 | 2.572
US | United States | 55 | Wisconsin | 55B90 | 6213 | MILWAUKEE OMS 3 | Army | 079 | Milwaukee | 3100 | Milwaukee | 1.09 | 1.12 | 0.857 | 1.167 | 1.167 | 0.796 | 0.556 | 2.538 | 1.167 | 2.572
US | United States | 55 | Wisconsin | 55915 | 6214 | MILWAUKEE (LOGAN) USARC/OMS | Army | 079 | Milwaukee | 3100 | Milwaukee | 1.09 | 1.12 | 0.857 | 1.167 | 1.167 | 0.796 | 0.556 | 2.538 | 1.167 | 2.572
US | United States | 55 | Wisconsin | 55999 | 7745 | W. SILVER SPRING COMPLEX | Army | 079 | Milwaukee | 3100 | Milwaukee | 1.09 | 1.12 | 0.857 | 1.167 | 1.167 | 0.796 | 0.556 | 2.538 | 1.167 | 2.572
US | United States | 55 | Wisconsin | 82387-10100 | 702211 | 11050 W. LIBERTY DRIVE MILWAUKEE | Army | 079 | Milwaukee | 3100 | Milwaukee | 1.09 | 1.12
US | United States | 55 | Wisconsin | 82387-10764 | 702875 | 350 EAST COLLEGE AVE MILWAUKEE | Army | 079 | Milwaukee | 3100 | Milwaukee | 1.09 | 1.12
US | United States | 55 | Wisconsin | 82387-11212 | 703323 | 8333 W. APPLETON AVE MILWAUKEE | Army | 079 | Milwaukee | 3100 | Milwaukee | 1.09 | 1.12
US | United States | 55 | Wisconsin | 82387-12448 | 704558 | N OAKLAND AVE MILWAUKEE | Army | 079 | Milwaukee | 3100 | Milwaukee | 1.09 | 1.12
US | United States | 55 | Wisconsin | 82387-13248 | 705357 | W LIBERTY DR MILWAUKEE | Army | 079 | Milwaukee | 3100 | Milwaukee | 1.09 | 1.12
US | United States | 55 | Wisconsin | 82387-13275 | 705384 | W MICHIGAN ST MILWAUKEE | Army | 079 | Milwaukee | 3100 | Milwaukee | 1.09 | 1.12
US | United States | 55 | Wisconsin | 82387-13306 | 705415 | W SILVER SPRING DR MILWAUKEE | Army | 079 | Milwaukee | 3100 | Milwaukee | 1.09 | 1.12
US | United States | 55 | Wisconsin | 55C20 | 6584 | OAK CREEK | Army | 079 | Milwaukee | 3475 | Oak Creek | 1.09 | 1.12 | 0.857 | 1.167 | 1.167 | 0.796 | 0.556 | 2.538 | 1.167 | 2.572
US | United States | 55 | Wisconsin | 70132-10742 | 702013 | EAST BUCKWOOD OAK CREEK | Army | 079 | Milwaukee | 3475 | Oak Creek | 1.09 | 1.12
US | United States | 55 | Wisconsin | 710203 | 710203 | 233 EAST PINE HOLLOW OAK CREEK | Army | 079 | Milwaukee | 3475 | Oak Creek | 1.09 | 1.12
US | United States | 55 | Wisconsin | 710539 | 710539 | 351 EAST ARBOR CIRCLE WEST OAK CREEK | Army | 079 | Milwaukee | 3475 | Oak Creek | 1.09 | 1.12
US | United States | 55 | Wisconsin | 710701 | 710701 | 439 EAST ARBOR CIRCL OAK CREEK | Army | 079 | Milwaukee | 3475 | Oak Creek | 1.09 | 1.12
US | United States | 55 | Wisconsin | 711080 | 711080 | 4313 NORTH MARYLAND AVENUE SHOREWOOD | Army | 079 | Milwaukee | 4380 | Shorewood | 1.09 | 1.12
US | United States | 55 | Wisconsin | 710044 | 710044 | 304 LAKEVIEW ROAD SOUTH MILWAUKEE | Army | 079 | Milwaukee | 4490 | South Milwaukee | 1.09 | 1.12
US | United States | 55 | Wisconsin | 82387-12055 | 704165 | INNOVATION DR WAUWATOSA | Army | 079 | Milwaukee | 5130 | Wauwatosa | 1.09 | 1.12
US | United States | 55 | Wisconsin | 82387-12428 | 704538 | N MAYFAIR RD WAUWATOSA | Army | 079 | Milwaukee | 5130 | Wauwatosa | 1.09 | 1.12
US | United States | 55 | Wisconsin | 82387-11090 | 703201 | 6759 W GREENFIELD AV WEST ALLIS | Army | 079 | Milwaukee | 5160 | West Allis | 1.09 | 1.12
US | United States | 55 | Wisconsin | 710129 | 710129 | 6125 WEST NATIONAL AVENUE WEST ALLIS | Army | 079 | Milwaukee | 5160 | West Allis | 1.09 | 1.12
US | United States | 55 | Wisconsin | HTUV0001 | 2114 | GEN MITCHELL IAP SITE # 1 | Air Force | 079 | Milwaukee | 9999 | Unknown | 1.09 | 1.12 | 0.857 | 1.131 | 1.131 | 0.796 | 0.556 | 2.538 | 1.131 | 2.572
US | United States | 55 | Wisconsin | HTUX0001 | 2115 | GEN B MITCHELL SITE # 1 | Air Force | 079 | Milwaukee | 9999 | Unknown | 1.09 | 1.12 | 0.857 | 1.167 | 1.167 | 0.796 | 0.556 | 2.538 | 1.167 | 2.572
US | United States | 55 | Wisconsin | 18081-10093 | 700252 | 2171 SOUTH 8TH AVENUE CAMP MCCOY | Army | 081 | Monroe | 1765 | Fort McCoy | 1.08 | 1.11
US | United States | 55 | Wisconsin | 18081-10611 | 700770 | SEC 33, T18N, R2W CAMP MCCOY | Army | 081 | Monroe | 1765 | Fort McCoy | 1.08 | 1.11
US | United States | 55 | Wisconsin | 82387-10139 | 702250 | 11TH AVE. SOUTH CAMP MCCOY | Army | 081 | Monroe | 1765 | Fort McCoy | 1.08 | 1.11
US | United States | 55 | Wisconsin | 55425 | 5029 | FORT MCCOY | Army | 081 | Monroe | 4530 | Sparta | 1.08 | 1.11 | 0.857 | 1.131 | 1.131 | 0.796 | 0.556 | 2.538 | 1.131 | 2.572
US | United States | 55 | Wisconsin | 55D15 | 7332 | SPARTA | Army | 081 | Monroe | 4530 | Sparta | 1.08 | 1.11 | 0.857 | 1.131 | 1.131 | 0.796 | 0.556 | 2.538 | 1.131 | 2.572
US | United States | 55 | Wisconsin | 27864-10015 | 700971 | FORT MCCOY SPARTA | Army | 081 | Monroe | 4530 | Sparta | 1.08 | 1.11 | 0.857 | 1.131 | 1.131 | 0.796 | 0.556 | 2.538 | 1.131 | 2.572
US | United States | 55 | Wisconsin | 27864-10020 | 700976 | SECTION 9,16,21,28 NEW LYME | Army | 081 | Monroe | 4530 | Sparta | 1.08 | 1.11 | 0.857 | 1.131 | 1.131 | 0.796 | 0.556 | 2.538 | 1.131 | 2.572
US | United States | 55 | Wisconsin | 550NG-10001 | 701206 | BLACK RIVER STATE SPARTA | Army | 081 | Monroe | 4530 | Sparta | 1.08 | 1.11 | 0.857 | 1.131 | 1.131 | 0.796 | 0.556 | 2.538 | 1.131 | 2.572
US | United States | 55 | Wisconsin | 55D40 | 7565 | TOMAH | Army | 081 | Monroe | 4830 | Tomah | 1.08 | 1.11 | 0.857 | 1.131 | 1.131 | 0.796 | 0.556 | 2.538 | 1.131 | 2.572
US | United States | 55 | Wisconsin | 70132-10738 | 702009 | CRANBERRY CIRCLE TOMAH | Army | 081 | Monroe | 4830 | Tomah | 1.08 | 1.11
US | United States | 55 | Wisconsin | 55C90 | 6986 | RHINELANDER | Army | 085 | Oneida | 4060 | Rhinelander | 1.07 | 1.09 | 0.857 | 1.131 | 1.131 | 0.796 | 0.556 | 2.538 | 1.131 | 2.572
US | United States | 55 | Wisconsin | 82387-10293 | 702404 | 15 E ANDERSON RHINELANDER | Army | 085 | Oneida | 4060 | Rhinelander | 1.07 | 1.09
US | United States | 55 | Wisconsin | 82387-13031 | 705141 | STEVENS ST RHINELANDER | Army | 085 | Oneida | 4060 | Rhinelander | 1.07 | 1.09
US | United States | 55 | Wisconsin | 55A15 | 3824 | APPLETON | Army | 087 | Outagamie | 0170 | Appleton | 1.07 | 1.09 | 0.857 | 1.131 | 1.131 | 0.796 | 0.556 | 2.538 | 1.131 | 2.572
US | United States | 55 | Wisconsin | 55750 | 3827 | APPLETON USARC/OMS | Army | 087 | Outagamie | 0170 | Appleton | 1.07 | 1.09 | 0.857 | 1.131 | 1.131 | 0.796 | 0.556 | 2.538 | 1.131 | 2.572
US | United States | 55 | Wisconsin | 70132-10758 | 702029 | N141 STATE PARK ROAD APPLETON | Army | 087 | Outagamie | 0170 | Appleton | 1.07 | 1.09
US | United States | 55 | Wisconsin | 82387-12843 | 704953 | S MEMORIAL APPLETON | Army | 087 | Outagamie | 0170 | Appleton | 1.07 | 1.09
US | United States | 55 | Wisconsin | 82387-13221 | 705330 | W COLLEGE AVE APPLETON | Army | 087 | Outagamie | 0170 | Appleton | 1.07 | 1.09
US | United States | 55 | Wisconsin | 710533 | 710533 | 3657 WAYMAN COURT APPLETON | Army | 087 | Outagamie | 0170 | Appleton | 1.07 | 1.09
US | United States | 55 | Wisconsin | 711169 | 711169 | 3120 TRI PARK COURT APPLETON | Army | 087 | Outagamie | 0170 | Appleton | 1.07 | 1.09
US | United States | 55 | Wisconsin | 70132-10666 | 701937 | 827 RUNDQUIST WAY KIMBERLY | Army | 087 | Outagamie | 2440 | Kimberly | 1.07 | 1.09
US | United States | 55 | Wisconsin | 5525A | 4862 | ELLSWORTH USARC | Army | 093 | Pierce | 1570 | Ellsworth | 1.07 | 1.09 | 0.857 | 1.194 | 1.194 | 0.796 | 0.556 | 2.538 | 1.194 | 2.572
US | United States | 55 | Wisconsin | 55D05 | 7016 | RIVER FALLS | Army | 093 | Pierce | 4140 | River Falls | 1.07 | 1.09 | 0.857 | 1.194 | 1.194 | 0.796 | 0.556 | 2.538 | 1.194 | 2.572
US | United States | 55 | Wisconsin | 55840 | 5672 | JUNCTION CITY USARC | Army | 097 | Portage | 2350 | Junction City | 1.07 | 1.09 | 0.857 | 1.131 | 1.131 | 0.796 | 0.556 | 2.538 | 1.131 | 2.572
US | United States | 55 | Wisconsin | 70132-10192 | 701463 | 1723 TAMARACK STREET PLOVER | Army | 097 | Portage | 3796 | Plover | 1.07 | 1.09
US | United States | 55 | Wisconsin | 710218 | 710218 | 3070 VILLAGE PARK DRIVE PLOVER | Army | 097 | Portage | 3796 | Plover | 1.07 | 1.09
US | United States | 55 | Wisconsin | 55D30 | 7430 | STEVENS POINT | Army | 097 | Portage | 4620 | Stevens Point | 1.07 | 1.09 | 0.857 | 1.131 | 1.131 | 0.796 | 0.556 | 2.538 | 1.131 | 2.572
US | United States | 55 | Wisconsin | 82387-12531 | 704641 | NORTH DIVISION STEVENS POINT | Army | 097 | Portage | 4620 | Stevens Point | 1.07 | 1.09
US | United States | 55 | Wisconsin | 710857 | 710857 | 1201 THIRD COURT STEVENS POINT | Army | 097 | Portage | 4620 | Stevens Point | 1.07 | 1.09
US | United States | 55 | Wisconsin | 55A50 | 4187 | BURLINGTON | Army | 101 | Racine | 0750 | Burlington | 1.07 | 1.09 | 0.857 | 1.131 | 1.131 | 0.796 | 0.556 | 2.538 | 1.131 | 2.572
US | United States | 55 | Wisconsin | 82387-13217 | 705326 | W CHESTNUT BURLINGTON | Army | 101 | Racine | 0750 | Burlington | 1.07 | 1.09
US | United States | 55 | Wisconsin | 55205 | 4567 | COUNTY LINE RANGE RACINE | Army | 101 | Racine | 3970 | Racine | 1.07 | 1.09 | 0.857 | 1.167 | 1.167 | 0.796 | 0.556 | 2.538 | 1.167 | 2.572
US | United States | 55 | Wisconsin | 55C75 | 6924 | RACINE | Army | 101 | Racine | 3970 | Racine | 1.07 | 1.09 | 0.857 | 1.167 | 1.167 | 0.796 | 0.556 | 2.538 | 1.167 | 2.572
US | United States | 55 | Wisconsin | 82387-11623 | 703734 | DURAND AVE RACINE | Army | 101 | Racine | 3970 | Racine | 1.07 | 1.09
US | United States | 55 | Wisconsin | 710699 | 710699 | 1116B MAIN STREET RACINE | Army | 101 | Racine | 3970 | Racine | 1.07 | 1.09
US | United States | 55 | Wisconsin | 55976 | 7457 | STURTEVANT USARC | Army | 101 | Racine | 4700 | Sturtevant | 1.07 | 1.09 | 0.857 | 1.167 | 1.167 | 0.796 | 0.556 | 2.538 | 1.167 | 2.572
US | United States | 55 | Wisconsin | 55C97 | 6992 | RICHLAND CENTER | Army | 103 | Richland | 4090 | Richland Center | 1.07 | 1.09 | 0.857 | 1.131 | 1.131 | 0.796 | 0.556 | 2.538 | 1.131 | 2.572
US | United States | 55 | Wisconsin | 55A37 | 3989 | BELOIT | Army | 105 | Rock | 0440 | Beloit | 1.07 | 1.09 | 0.857 | 1.131 | 1.131 | 0.796 | 0.556 | 2.538 | 1.131 | 2.572
US | United States | 55 | Wisconsin | 55770 | 7910 | WILLIAM J HUEMPFNER USARC | Army | 105 | Rock | 0440 | Beloit | 1.07 | 1.09 | 0.857 | 1.131 | 1.131 | 0.796 | 0.556 | 2.538 | 1.131 | 2.572
US | United States | 55 | Wisconsin | 55B15 | 5602 | JANESVILLE | Army | 105 | Rock | 2320 | Janesville | 1.07 | 1.09 | 0.857 | 1.131 | 1.131 | 0.796 | 0.556 | 2.538 | 1.131 | 2.572
US | United States | 55 | Wisconsin | 55B20 | 5603 | JANESVILLE MVSB | Army | 105 | Rock | 2320 | Janesville | 1.07 | 1.09 | 0.857 | 1.131 | 1.131 | 0.796 | 0.556 | 2.538 | 1.131 | 2.572
US | United States | 55 | Wisconsin | 82387-11592 | 703703 | DEERFIELD RD JANESVILLE | Army | 105 | Rock | 2320 | Janesville | 1.07 | 1.09
US | United States | 55 | Wisconsin | 55860 | 7093 | RUSK CTY VET MEMORIAL USARC | Army | 107 | Rusk | 2500 | Ladysmith | 1.07 | 1.09 | 0.857 | 1.131 | 1.131 | 0.796 | 0.556 | 2.538 | 1.131 | 2.572
US | United States | 55 | Wisconsin | 82387-13356 | 705465 | WEBSTER ST HUDSON | Army | 109 | St. Croix | 2220 | Hudson | 1.07 | 1.09
US | United States | 55 | Wisconsin | 55C15 | 6405 | NEW RICHMOND | Army | 109 | St. Croix | 3400 | New Richmond | 1.07 | 1.09 | 0.857 | 1.194 | 1.194 | 0.796 | 0.556 | 2.538 | 1.194 | 2.572
US | United States | 55 | Wisconsin | 82387-12837 | 704947 | S MAIN ST RIVER FALLS | Army | 109 | St. Croix | 4140 | River Falls | 1.07 | 1.09
US | United States | 55 | Wisconsin | 55125 | 3909 | BADGER AAP | Army | 111 | Sauk | 0310 | Baraboo | 1.11 | 1.13 | 0.857 | 1.131 | 1.131 | 0.796 | 0.556 | 2.538 | 1.131 | 2.572
US | United States | 55 | Wisconsin | 55A35 | 3924 | BARABOO | Army | 111 | Sauk | 0310 | Baraboo | 1.07 | 1.09 | 0.857 | 1.131 | 1.131 | 0.796 | 0.556 | 2.538 | 1.131 | 2.572
US | United States | 55 | Wisconsin | 82387-11242 | 703353 | 8TH AVE BARABOO | Army | 111 | Sauk | 0310 | Baraboo | 1.07 | 1.09
US | United States | 55 | Wisconsin | 82387-11256 | 703367 | 906, 914 & 918 8TH AVENUE BARABOO | Army | 111 | Sauk | 0310 | Baraboo | 1.07 | 1.09
US | United States | 55 | Wisconsin | 82387-12144 | 704254 | LINN ST BARABOO | Army | 111 | Sauk | 0310 | Baraboo | 1.07 | 1.09
US | United States | 55 | Wisconsin | 18081-10699 | 700858 | TRACT 127L MERRIMAC | Army | 111 | Sauk | 3030 | Merrimac | 1.07 | 1.09
US | United States | 55 | Wisconsin | 18081-10228 | 700387 | 982 PBM-9002D, 983 PBM-9003D, 562 PRAIRIE DU SAC | Army | 111 | Sauk | 3900 | Prairie Du Sac | 1.07 | 1.09
US | United States | 55 | Wisconsin | 18081-10247 | 700406 | BADGER AAP | Army | 111 | Sauk | 3900 | Prairie Du Sac | 1.11 | 1.13
US | United States | 55 | Wisconsin | 18081-10399 | 700558 | LOT 3 IN THE NE1/4 IN SEC 25, T10N PRAIRIE DU SAC | Army | 111 | Sauk | 3900 | Prairie Du Sac | 1.07 | 1.09
US | United States | 55 | Wisconsin | 18081-10444 | 700603 | NE1/4 IN SEC 25, T10N, R6E PRAIRIE DU SAC | Army | 111 | Sauk | 3900 | Prairie Du Sac | 1.07 | 1.09
US | United States | 55 | Wisconsin | 18081-10447 | 700606 | NE1/4 SEC 25, T10N, R6E PRAIRIE DU SAC | Army | 111 | Sauk | 3900 | Prairie Du Sac | 1.07 | 1.09
US | United States | 55 | Wisconsin | 18081-10594 | 700753 | SEC 23, T10N, R6E PRAIRIE DU SAC | Army | 111 | Sauk | 3900 | Prairie Du Sac | 1.07 | 1.09
US | United States | 55 | Wisconsin | 18081-10642 | 700801 | SEC23, T10N, R6E PRAIRIE DU SAC | Army | 111 | Sauk | 3900 | Prairie Du Sac | 1.07 | 1.09
US | United States | 55 | Wisconsin | 55C85 | 6971 | REEDSBURG | Army | 111 | Sauk | 4020 | Reedsburg | 1.07 | 1.09 | 0.857 | 1.131 | 1.131 | 0.796 | 0.556 | 2.538 | 1.131 | 2.572
US | United States | 55 | Wisconsin | 55B05 | 4295 | CAMP WISMER HAYWARD | Army | 113 | Sawyer | 2120 | Hayward | 1.07 | 1.09 | 0.857 | 1.131 | 1.131 | 0.796 | 0.556 | 2.538 | 1.131 | 2.572
US | United States | 55 | Wisconsin | 55B10 | 5394 | HAYWARD | Army | 113 | Sawyer | 2120 | Hayward | 1.07 | 1.09 | 0.857 | 1.131 | 1.131 | 0.796 | 0.556 | 2.538 | 1.131 | 2.572
US | United States | 55 | Wisconsin | 55B12 | 5395 | HAYWARD OMS 12 | Army | 113 | Sawyer | 2120 | Hayward | 1.07 | 1.09 | 0.857 | 1.131 | 1.131 | 0.796 | 0.556 | 2.538 | 1.131 | 2.572
US | United States | 55 | Wisconsin | 82387-11694 | 703805 | E GREEN BAY ST SHAWANO | Army | 115 | Shawano | 4320 | Shawano | 1.07 | 1.09
US | United States | 55 | Wisconsin | 2661A | 3788 | AMSA #136 (G) | Army | 117 | Sheboygan | 0030 | Adell | 1.07 | 1.09 | 1.029 | 1.131 | 1.131 | 0.919 | 1.089 | 1.708 | 1.131 | 6.272
US | United States | 55 | Wisconsin | 55C60 | 6824 | PLYMOUTH | Army | 117 | Sheboygan | 3810 | Plymouth | 1.07 | 1.09 | 0.857 | 1.131 | 1.131 | 0.796 | 0.556 | 2.538 | 1.131 | 2.572
US | United States | 55 | Wisconsin | 55985 | 7907 | WILLIAM F FALE USARC/OMS | Army | 117 | Sheboygan | 4330 | Sheboygan | 1.07 | 1.09 | 0.857 | 1.131 | 1.131 | 0.796 | 0.556 | 2.538 | 1.131 | 2.572
US | United States | 55 | Wisconsin | 82387-12096 | 704206 | KOHLER SHEBOYGAN | Army | 117 | Sheboygan | 4330 | Sheboygan | 1.07 | 1.09
US | United States | 55 | Wisconsin | 710861 | 710861 | 3016 SOUTH BUSINESS DRIVE SHEBOYGAN | Army | 117 | Sheboygan | 4330 | Sheboygan | 1.07 | 1.09
US | United States | 55 | Wisconsin | 55B75 | 6141 | MEDFORD | Army | 119 | Taylor | 2940 | Medford | 1.07 | 1.09 | 0.857 | 1.131 | 1.131 | 0.796 | 0.556 | 2.538 | 1.131 | 2.572
US | United States | 55 | Wisconsin | 55A20 | 3829 | ARCADIA | Army | 121 | Trempealeau | 0180 | Arcadia | 1.07 | 1.09 | 0.857 | 1.131 | 1.131 | 0.796 | 0.556 | 2.538 | 1.131 | 2.572
US | United States | 55 | Wisconsin | 55D60 | 7730 | VIROQUA | Army | 123 | Vernon | 4970 | Viroqua | 1.07 | 1.09 | 0.857 | 1.131 | 1.131 | 0.796 | 0.556 | 2.538 | 1.131 | 2.572
US | United States | 55 | Wisconsin | 55A75 | 4852 | ELKHORN | Army | 127 | Walworth | 1550 | Elkhorn | 1.07 | 1.09 | 0.857 | 1.131 | 1.131 | 0.796 | 0.556 | 2.538 | 1.131 | 2.572
US | United States | 55 | Wisconsin | 55E00 | 7886 | WHITEWATER OMS 8 | Army | 127 | Walworth | 5300 | Whitewater | 1.07 | 1.09 | 0.857 | 1.131 | 1.131 | 0.796 | 0.556 | 2.538 | 1.131 | 2.572
US | United States | 55 | Wisconsin | 55D25 | 7342 | SPOONER | Army | 129 | Washburn | 4550 | Spooner | 1.07 | 1.09 | 0.857 | 1.131 | 1.131 | 0.796 | 0.556 | 2.538 | 1.131 | 2.572
US | United States | 55 | Wisconsin | 710215 | 710215 | N114W15141 VICKSBURG AVENUE GERMANTOWN | Army | 131 | Washington | 1890 | Germantown | 1.07 | 1.09
US | United States | 55 | Wisconsin | 55B00 | 5370 | HARTFORD | Army | 131 | Washington | 2070 | Hartford | 1.07 | 1.09 | 0.857 | 1.167 | 1.167 | 0.796 | 0.556 | 2.538 | 1.167 | 2.572
US | United States | 55 | Wisconsin | 710641 | 710641 | 11050 WEST LIBERTY DRIVE MILWAUKEE | Army | 131 | Washington | 3100 | Milwaukee | 1.07 | 1.09
US | United States | 55 | Wisconsin | 55D90 | 7847 | WEST BEND AASF 1 & ARMORY | Army | 131 | Washington | 5170 | West Bend | 1.07 | 1.09 | 0.857 | 1.167 | 1.167 | 0.796 | 0.556 | 2.538 | 1.167 | 2.572
US | United States | 55 | Wisconsin | 70132-10099 | 701370 | 1216 MOORE AVENUE WEST BEND | Army | 131 | Washington | 5170 | West Bend | 1.07 | 1.09
US | United States | 55 | Wisconsin | 82387-11050 | 703161 | 618 COUNTY ROAD B WEST BEND | Army | 131 | Washington | 5170 | West Bend | 1.07 | 1.09
US | United States | 55 | Wisconsin | 710208 | 710208 | 1218 MOORE AVENUE WEST BEND | Army | 131 | Washington | 5170 | West Bend | 1.07 | 1.09
US | United States | 55 | Wisconsin | 82387-13199 | 705308 | W BLUEMOUND BROOKFIELD | Army | 133 | Waukesha | 0708 | Brookfield | 1.09 | 1.12
US | United States | 55 | Wisconsin | 710042 | 710042 | 22099 WEST DAVIDSON BROOKFIELD | Army | 133 | Waukesha | 0708 | Brookfield | 1.09 | 1.12
US | United States | 55 | Wisconsin | 710929 | 710929 | 19185 W. THOMSON DRIVE BROOKFIELD | Army | 133 | Waukesha | 0708 | Brookfield | 1.09 | 1.12
US | United States | 55 | Wisconsin | 711013 | 711013 | 17135 W BLUEMOUND RO BROOKFIELD | Army | 133 | Waukesha | 0708 | Brookfield | 1.09 | 1.12
US | United States | 55 | Wisconsin | 82387-11326 | 703437 | APPLETON AVE MENOMONEE FALLS | Army | 133 | Waukesha | 2990 | Menomonee Falls | 1.09 | 1.12
US | United States | 55 | Wisconsin | 710846 | 710846 | 12400 MAC ALISTER WA NEW BERLIN | Army | 133 | Waukesha | 3352 | New Berlin | 1.09 | 1.12
US | United States | 55 | Wisconsin | 710930 | 710930 | 3500 SOUTH STONEGATE CIRCEL #201 NEW BERLIN | Army | 133 | Waukesha | 3352 | New Berlin | 1.09 | 1.12
US | United States | 55 | Wisconsin | 55C25 | 6597 | OCONOMOWOC | Army | 133 | Waukesha | 3490 | Oconomowoc | 1.09 | 1.12 | 0.857 | 1.167 | 1.167 | 0.796 | 0.556 | 2.538 | 1.167 | 2.572
US | United States | 55 | Wisconsin | 55955 | 6750 | PEWAUKEE MEM USARC/OMS | Army | 133 | Waukesha | 3740 | Pewaukee | 1.09 | 1.12 | 0.857 | 1.167 | 1.167 | 0.796 | 0.556 | 2.538 | 1.167 | 2.572
US | United States | 55 | Wisconsin | 55D37 | 7479 | SUSSEX OMS 5 | Army | 133 | Waukesha | 4760 | Sussex | 1.09 | 1.12 | 0.857 | 1.167 | 1.167 | 0.796 | 0.556 | 2.538 | 1.167 | 2.572
US | United States | 55 | Wisconsin | 55D70 | 7815 | WAUKESHA | Army | 133 | Waukesha | 5060 | Waukesha | 1.09 | 1.12 | 0.857 | 1.167 | 1.167 | 0.796 | 0.556 | 2.538 | 1.167 | 2.572
US | United States | 55 | Wisconsin | 710217 | 710217 | 1608 SARATOGA ROAD WAUKESHA | Army | 133 | Waukesha | 5060 | Waukesha | 1.09 | 1.12
US | United States | 55 | Wisconsin | 710371 | 710371 | 804 E. BROADWAY WAUKESHA | Army | 133 | Waukesha | 5060 | Waukesha | 1.09 | 1.12
US | United States | 55 | Wisconsin | 55A60 | 4470 | CLINTONVILLE | Army | 135 | Waupaca | 1040 | Clintonville | 1.07 | 1.09 | 0.857 | 1.131 | 1.131 | 0.796 | 0.556 | 2.538 | 1.131 | 2.572
US | United States | 55 | Wisconsin | 55D72 | 7816 | WAUPACA | Army | 135 | Waupaca | 5080 | Waupaca | 1.07 | 1.09 | 0.857 | 1.131 | 1.131 | 0.796 | 0.556 | 2.538 | 1.131 | 2.572
US | United States | 55 | Wisconsin | 55897 | 5804 | LAND FOR FUTURE USARC-WI-55897 | Army | 139 | Winnebago | 2980 | Menasha | 1.07 | 1.09 | 0.857 | 1.131 | 1.131 | 0.796 | 0.556 | 2.538 | 1.131 | 2.572
US | United States | 55 | Wisconsin | 55896 | 6150 | MENASHA USARC | Army | 139 | Winnebago | 2980 | Menasha | 1.07 | 1.09 | 0.857 | 1.131 | 1.131 | 0.796 | 0.556 | 2.538 | 1.131 | 2.572
US | United States | 55 | Wisconsin | 5512A | 6372 | NEENAH USARC | Army | 139 | Winnebago | 3280 | Neenah | 1.07 | 1.09 | 0.857 | 1.131 | 1.131 | 0.796 | 0.556 | 2.538 | 1.131 | 2.572
US | United States | 55 | Wisconsin | 711089 | 711089 | 2153 GATEWAY PLACE NEENAH | Army | 139 | Winnebago | 3280 | Neenah | 1.07 | 1.09
US | United States | 55 | Wisconsin | 55935 | 4578 | CPT G B DEMPSEY MEM USARC/OMS | Army | 139 | Winnebago | 3620 | Oshkosh | 1.07 | 1.09 | 0.857 | 1.131 | 1.131 | 0.796 | 0.556 | 2.538 | 1.131 | 2.572
US | United States | 55 | Wisconsin | 55C45 | 6662 | OSHKOSH OMS 10 | Army | 139 | Winnebago | 3620 | Oshkosh | 1.07 | 1.09 | 0.857 | 1.131 | 1.131 | 0.796 | 0.556 | 2.538 | 1.131 | 2.572
US | United States | 55 | Wisconsin | 55C40 | 6663 | OSHKOSH & FMS | Army | 139 | Winnebago | 3620 | Oshkosh | 1.07 | 1.09 | 0.857 | 1.131 | 1.131 | 0.796 | 0.556 | 2.538 | 1.131 | 2.572
US | United States | 55 | Wisconsin | 82387-10114 | 702225 | 1130 EMMERS LANE OSHKOSH | Army | 139 | Winnebago | 3620 | Oshkosh | 1.07 | 1.09
US | United States | 55 | Wisconsin | 82387-10418 | 702529 | 1962 SOUTH KOHLER STREET OSHKOSH | Army | 139 | Winnebago | 3620 | Oshkosh | 1.07 | 1.09
US | United States | 55 | Wisconsin | 711008 | 711008 | 5190 SAND PIT LANE OSHKOSH | Army | 139 | Winnebago | 3620 | Oshkosh | 1.07 | 1.09
US | United States | 55 | Wisconsin | 55B60 | 6096 | MARSHFIELD | Army | 141 | Wood | 2880 | Marshfield | 1.07 | 1.09 | 0.857 | 1.131 | 1.131 | 0.796 | 0.556 | 2.538 | 1.131 | 2.572
US | United States | 55 | Wisconsin | 82387-11486 | 703597 | CENTRAL AVE MARSHFIELD | Army | 141 | Wood | 2880 | Marshfield | 1.07 | 1.09
US | United States | 55 | Wisconsin | 55E05 | 7889 | WI RAPIDS OMS 14 | Army | 141 | Wood | 5400 | Wisconsin Rapids | 1.07 | 1.09 | 0.857 | 1.131 | 1.131 | 0.796 | 0.556 | 2.538 | 1.131 | 2.572
US | United States | 55 | Wisconsin | 710367 | 710367 | 2821 8TH ST S WISCONSIN RAPIDS | Army | 141 | Wood | 5400 | Wisconsin Rapids | 1.07 | 1.09
US | United States | 56 | Wyoming | 56A65 | 5823 | LARAMIE | Army | 001 | Albany | 0470 | Laramie | 0.99 | 0.96 | 0.786 | 1.131 | 1.131 | 0.861 | 0.444 | 0.095 | 1.131 | 3.034
US | United States | 56 | Wyoming | 82387-11939 | 704050 | GRAND AVE LARAMIE | Army | 001 | Albany | 0470 | Laramie | 0.99 | 0.96
US | United States | 56 | Wyoming | 56A70 | 5965 | LOVELL | Army | 003 | Big Horn | 0510 | Lovell | 0.99 | 0.96 | 0.786 | 1.131 | 1.131 | 0.861 | 0.444 | 0.095 | 1.131 | 3.034
US | United States | 56 | Wyoming | 56555 | 7617 | TS NG LOVELL | Army | 003 | Big Horn | 0510 | Lovell | 0.99 | 0.96 | 0.786 | 1.131 | 1.131 | 0.861 | 0.444 | 0.095 | 1.131 | 3.034
US | United States | 56 | Wyoming | 56A45 | 5210 | GILLETTE | Army | 005 | Campbell | 0310 | Gillette | 0.99 | 0.96 | 0.786 | 1.131 | 1.131 | 0.861 | 0.444 | 0.095 | 1.131 | 3.034
US | United States | 56 | Wyoming | 70132-10700 | 701971 | 911 "B" EAST 12TH STREET GILLETTE | Army | 005 | Campbell | 0310 | Gillette | 0.99 | 0.96
US | United States | 56 | Wyoming | 82387-11448 | 703559 | CAMEL DR GILLETTE | Army | 005 | Campbell | 0310 | Gillette | 0.99 | 0.96
US | United States | 56 | Wyoming | 710442 | 710442 | 3203 BEACON COURT GILLETTE | Army | 005 | Campbell | 0310 | Gillette | 0.99 | 0.96
US | United States | 56 | Wyoming | 710708 | 710708 | 1100 FRISKY COURT GILLETTE | Army | 005 | Campbell | 0310 | Gillette | 0.99 | 0.96
US | United States | 56 | Wyoming | 56A35 | 4747 | DOUGLAS | Army | 009 | Converse | 0200 | Douglas | 0.99 | 0.96 | 0.786 | 1.131 | 1.131 | 0.861 | 0.444 | 0.095 | 1.131 | 3.034
US | United States | 56 | Wyoming | 18081-10623 | 700782 | SEC 7, T 38 N, R 73 W, SEC 12, N DOUGLAS | Army | 009 | Converse | 0200 | Douglas | 0.99 | 0.96
US | United States | 56 | Wyoming | 18081-10401 | 700560 | LOTS 10 AND 11 SUNDANCE | Army | 011 | Crook | 0790 | Sundance | 0.99 | 0.96
US | United States | 56 | Wyoming | 18081-10555 | 700714 | SE1/4 OF THE NE1/4 SUNDANCE | Army | 011 | Crook | 0790 | Sundance | 0.99 | 0.96
US | United States | 56 | Wyoming | AGTE0001 | 1364 | ALZADA MINI-MUTE RADAR SITE (21MM8) SITE # 1 | Air Force | 011 | Crook | 9999 | Unknown | 0.99 | 0.96 | 0.786 | 1.131 | 1.131 | 0.861 | 0.444 | 0.095 | 1.131 | 3.034
US | United States | 56 | Wyoming | DVTR0001 | 1594 | CLARK INSTRUMENT ROUTE SITE (RBS) SITE # 1 | Air Force | 011 | Crook | 9999 | Unknown | 0.99 | 0.96 | 0.571 | 1.231 | 1.231 | 1.278 | 0.556 | 1.538 | 1.231 | 3.16
US | United States | 56 | Wyoming | EDNW0001 | 1606 | COLONY RADAR BOMB SCORING SITE SITE # 1 | Air Force | 011 | Crook | 9999 | Unknown | 0.99 | 0.96 | 0.786 | 1.131 | 1.131 | 0.861 | 0.444 | 0.095 | 1.131 | 3.034
US | United States | 56 | Wyoming | LDSB0001 | 2364 | HULETT MINI MUTES RADAR SITE SITE # 1 | Air Force | 011 | Crook | 9999 | Unknown | 0.99 | 0.96 | 0.786 | 1.131 | 1.131 | 0.861 | 0.444 | 0.095 | 1.131 | 3.034
US | United States | 56 | Wyoming | WMJP0001 | 3327 | SUNDANCE SITE SITE # 1 | Air Force | 011 | Crook | 9999 | Unknown | 0.99 | 0.96 | 0.786 | 1.131 | 1.131 | 0.861 | 0.444 | 0.095 | 1.131 | 3.034
US | United States | 56 | Wyoming | 56A60 | 5806 | LANDER ARMORY | Army | 013 | Fremont | 0460 | Lander | 0.99 | 0.96 | 0.786 | 1.131 | 1.131 | 0.861 | 0.444 | 0.095 | 1.131 | 3.034
US | United States | 56 | Wyoming | 56525 | 7616 | TS NG LANDER | Army | 013 | Fremont | 0460 | Lander | 0.99 | 0.96 | 0.786 | 1.131 | 1.131 | 0.861 | 0.444 | 0.095 | 1.131 | 3.034
US | United States | 56 | Wyoming | 82387-11728 | 703839 | E MAIN ST RIVERTON | Army | 013 | Fremont | 0710 | Riverton | 0.99 | 0.96
US | United States | 56 | Wyoming | GHZF0001 | 2031 | FRANCIS E WARREN AF MISSILE SITE R11 SITE # 1 | Air Force | 015 | Goshen | 0394 | Hawk Springs | 0.99 | 0.96 | 0.786 | 1.131 | 1.131 | 0.861 | 0.444 | 0.095 | 1.131 | 3.034
US | United States | 56 | Wyoming | GHZM0001 | 2037 | FRANCIS E WARREN AF MISSILE SITE S6 SITE # 1 | Air Force | 015 | Goshen | 0394 | Hawk Springs | 0.99 | 0.96 | 0.786 | 1.131 | 1.131 | 0.861 | 0.444 | 0.095 | 1.131 | 3.034
US | United States | 56 | Wyoming | GHZN0001 | 2038 | FRANCIS E WARREN AF MISSILE SITE S7 SITE # 1 | Air Force | 015 | Goshen | 0394 | Hawk Springs | 0.99 | 0.96 | 0.786 | 1.131 | 1.131 | 0.861 | 0.444 | 0.095 | 1.131 | 3.034
US | United States | 56 | Wyoming | GHZP0001 | 2039 | FRANCIS E WARREN AF MISSILE SITE S8 SITE # 1 | Air Force | 015 | Goshen | 0394 | Hawk Springs | 0.99 | 0.96 | 0.786 | 1.131 | 1.131 | 0.861 | 0.444 | 0.095 | 1.131 | 3.034
US | United States | 56 | Wyoming | GHZL0001 | 2036 | FRANCIS E WARREN AF MISSILE SITE S5 SITE # 1 | Air Force | 015 | Goshen | 0401 | Huntley | 0.99 | 0.96 | 0.786 | 1.131 | 1.131 | 0.861 | 0.444 | 0.095 | 1.131 | 3.034
US | United States | 56 | Wyoming | GHRV0001 | 1853 | FRANCIS E WARREN AF MISSILE SITE B9 SITE # 1 | Air Force | 015 | Goshen | 0450 | Lagrange | 0.99 | 0.96 | 0.786 | 1.131 | 1.131 | 0.861 | 0.444 | 0.095 | 1.131 | 3.034
US | United States | 56 | Wyoming | GHRW0001 | 1854 | FRANCIS E WARREN AF MISSILE SITE B10 SITE # 1 | Air Force | 015 | Goshen | 0450 | Lagrange | 0.99 | 0.96 | 0.786 | 1.131 | 1.131 | 0.861 | 0.444 | 0.095 | 1.131 | 3.034
US | United States | 56 | Wyoming | GHRX0001 | 1855 | FRANCIS E WARREN AF MISSILE SITE B11 SITE # 1 | Air Force | 015 | Goshen | 0450 | Lagrange | 0.99 | 0.96 | 0.786 | 1.131 | 1.131 | 0.861 | 0.444 | 0.095 | 1.131 | 3.034
US | United States | 56 | Wyoming | GHYX0001 | 2023 | FRANCIS E WARREN AF MISSILE SITE R3 SITE # 1 | Air Force | 015 | Goshen | 0450 | Lagrange | 0.99 | 0.96 | 0.786 | 1.131 | 1.131 | 0.861 | 0.444 | 0.095 | 1.131 | 3.034
US | United States | 56 | Wyoming | GHYY0001 | 2024 | FRANCIS E WARREN AF MISSILE SITE R4 SITE # 1 | Air Force | 015 | Goshen | 0450 | Lagrange | 0.99 | 0.96 | 0.786 | 1.131 | 1.131 | 0.861 | 0.444 | 0.095 | 1.131 | 3.034
US | United States | 56 | Wyoming | GHYZ0001 | 2025 | FRANCIS E WARREN AF MISSILE SITE R5 SITE # 1 | Air Force | 015 | Goshen | 0450 | Lagrange | 0.99 | 0.96 | 0.786 | 1.131 | 1.131 | 0.861 | 0.444 | 0.095 | 1.131 | 3.034
US | United States | 56 | Wyoming | GHZA0001 | 2026 | FRANCIS E WARREN AF MISSILE SITE R6 SITE # 1 | Air Force | 015 | Goshen | 0450 | Lagrange | 0.99 | 0.96 | 0.786 | 1.131 | 1.131 | 0.861 | 0.444 | 0.095 | 1.131 | 3.034
US | United States | 56 | Wyoming | GHZH0001 | 2033 | FRANCIS E WARREN AF MISSILE SITE S2 SITE # 1 | Air Force | 015 | Goshen | 0840 | Torrington | 0.99 | 0.96 | 0.786 | 1.131 | 1.131 | 0.861 | 0.444 | 0.095 | 1.131 | 3.034
US | United States | 56 | Wyoming | GHZK0001 | 2035 | FRANCIS E WARREN AF MISSILE SITE S4 SITE # 1 | Air Force | 015 | Goshen | 0840 | Torrington | 0.99 | 0.96 | 0.786 | 1.131 | 1.131 | 0.861 | 0.444 | 0.095 | 1.131 | 3.034
US | United States | 56 | Wyoming | 56B20 | 7583 | TORRINGTON | Army | 015 | Goshen | 0840 | Torrington | 0.99 | 0.96 | 0.786 | 1.131 | 1.131 | 0.861 | 0.444 | 0.095 | 1.131 | 3.034
US | United States | 56 | Wyoming | GHZS0001 | 2042 | FRANCIS E WARREN AF MISSILE SITE S11 SITE # 1 | Air Force | 015 | Goshen | 0864 | Veteran | 0.99 | 0.96 | 0.786 | 1.131 | 1.131 | 0.861 | 0.444 | 0.095 | 1.131 | 3.034
US | United States | 56 | Wyoming | GHZG0001 | 2032 | FRANCIS E WARREN AF MISSILE SITE S1 SITE # 1 | Air Force | 015 | Goshen | 0900 | Yoder | 0.99 | 0.96 | 0.786 | 1.131 | 1.131 | 0.861 | 0.444 | 0.095 | 1.131 | 3.034
US | United States | 56 | Wyoming | GHZJ0001 | 2034 | FRANCIS E WARREN AF MISSILE SITE S3 SITE # 1 | Air Force | 015 | Goshen | 0900 | Yoder | 0.99 | 0.96 | 0.786 | 1.131 | 1.131 | 0.861 | 0.444 | 0.095 | 1.131 | 3.034
US | United States | 56 | Wyoming | GHZQ0001 | 2040 | FRANCIS E WARREN AF MISSILE SITE S9 SITE # 1 | Air Force | 015 | Goshen | 0900 | Yoder | 0.99 | 0.96 | 0.786 | 1.131 | 1.131 | 0.861 | 0.444 | 0.095 | 1.131 | 3.034
US | United States | 56 | Wyoming | GHZR0001 | 2041 | FRANCIS E WARREN AF MISSILE SITE S10 SITE # 1 | Air Force | 015 | Goshen | 0900 | Yoder | 0.99 | 0.96 | 0.786 | 1.131 | 1.131 | 0.861 | 0.444 | 0.095 | 1.131 | 3.034
US | United States | 56 | Wyoming | GHRB0001 | 1835 | FRANCIS E WARREN AF MISSILE SITE A2 SITE # 1 | Air Force | 021 | Laramie | 0020 | Albin | 1.04 | 1 | 0.786 | 1.131 | 1.131 | 0.861 | 0.444 | 0.095 | 1.131 | 3.034
US | United States | 56 | Wyoming | GHRC0001 | 1836 | FRANCIS E WARREN AF MISSILE SITE A3 SITE # 1 | Air Force | 021 | Laramie | 0020 | Albin | 1.04 | 1 | 0.786 | 1.131 | 1.131 | 0.861 | 0.444 | 0.095 | 1.131 | 3.034
US | United States | 56 | Wyoming | GHRL0001 | 1844 | FRANCIS E WARREN AF MISSILE SITE A11 SITE # 1 | Air Force | 021 | Laramie | 0020 | Albin | 1.04 | 1 | 0.786 | 1.131 | 1.131 | 0.861 | 0.444 | 0.095 | 1.131 | 3.034
US | United States | 56 | Wyoming | GHRT0001 | 1851 | FRANCIS E WARREN AF MISSILE SITE B7 SITE # 1 | Air Force | 021 | Laramie | 0020 | Albin | 1.04 | 1 | 0.786 | 1.131 | 1.131 | 0.861 | 0.444 | 0.095 | 1.131 | 3.034
US | United States | 56 | Wyoming | GHRU0001 | 1852 | FRANCIS E WARREN AF MISSILE SITE B8 SITE # 1 | Air Force | 021 | Laramie | 0020 | Albin | 1.04 | 1 | 0.786 | 1.131 | 1.131 | 0.861 | 0.444 | 0.095 | 1.131 | 3.034
US | United States | 56 | Wyoming | GHRA0001 | 1834 | FRANCIS E WARREN AF MISSILE SITE A1 SITE # 1 | Air Force | 021 | Laramie | 0070 | Burns | 1.04 | 1 | 0.786 | 1.131 | 1.131 | 0.861 | 0.444 | 0.095 | 1.131 | 3.034
US | United States | 56 | Wyoming | GHRD0001 | 1837 | FRANCIS E WARREN AF MISSILE SITE A4 SITE # 1 | Air Force | 021 | Laramie | 0070 | Burns | 1.04 | 1 | 0.786 | 1.131 | 1.131 | 0.861 | 0.444 | 0.095 | 1.131 | 3.034
US | United States | 56 | Wyoming | GHRF0001 | 1839 | FRANCIS E WARREN AF MISSILE SITE A6 SITE # 1 | Air Force | 021 | Laramie | 0070 | Burns | 1.04 | 1 | 0.786 | 1.131 | 1.131 | 0.861 | 0.444 | 0.095 | 1.131 | 3.034
US | United States | 56 | Wyoming | GHRG0001 | 1840 | FRANCIS E WARREN AF MISSILE SITE A7 SITE # 1 | Air Force | 021 | Laramie | 0070 | Burns | 1.04 | 1 | 0.786 | 1.131 | 1.131 | 0.861 | 0.444 | 0.095 | 1.131 | 3.034
US | United States | 56 | Wyoming | GHRH0001 | 1841 | FRANCIS E WARREN AF MISSILE SITE A8 SITE # 1 | Air Force | 021 | Laramie | 0070 | Burns | 1.04 | 1 | 0.786 | 1.131 | 1.131 | 0.861 | 0.444 | 0.095 | 1.131 | 3.034
US | United States | 56 | Wyoming | GHRJ0001 | 1842 | FRANCIS E WARREN AF MISSILE SITE A9 SITE # 1 | Air Force | 021 | Laramie | 0070 | Burns | 1.04 | 1 | 0.786 | 1.131 | 1.131 | 0.861 | 0.444 | 0.095 | 1.131 | 3.034
US | United States | 56 | Wyoming | GHRK0001 | 1843 | FRANCIS E WARREN AF MISSILE SITE A10 SITE # 1 | Air Force | 021 | Laramie | 0070 | Burns | 1.04 | 1 | 0.786 | 1.131 | 1.131 | 0.861 | 0.444 | 0.095 | 1.131 | 3.034
US | United States | 56 | Wyoming | 18081-10484 | 700643 | PARCEL NO. 13642410000100 CARPENTER | Army | 021 | Laramie | 0084 | Carpenter | 1.04 | 1
US | United States | 56 | Wyoming | N68967-CW | 455 | NAVOPSPTCEN CHEYENNE | Navy | 021 | Laramie | 0100 | Cheyenne | 1.04 | 1 | 0.786 | 1.131 | 1.131 | 0.861 | 0.444 | 0.095 | 1.131 | 3.034
US | United States | 56 | Wyoming | GHLN0001 | 1833 | F E WARREN AFB SITE # 1 | Air Force | 021 | Laramie | 0100 | Cheyenne | 1.04 | 1 | 0.786 | 1.131 | 1.131 | 0.861 | 0.444 | 0.095 | 1.131 | 3.034
US | United States | 56 | Wyoming | GHYA0001 | 2002 | FRANCIS E WARREN AF MISSILE SITE P4 SITE # 1 | Air Force | 021 | Laramie | 0100 | Cheyenne | 1.04 | 1 | 0.786 | 1.131 | 1.131 | 0.861 | 0.444 | 0.095 | 1.131 | 3.034
US | United States | 56 | Wyoming | GHYB0001 | 2003 | FRANCIS E WARREN AF MISSILE SITE P5 SITE # 1 | Air Force | 021 | Laramie | 0100 | Cheyenne | 1.04 | 1 | 0.786 | 1.131 | 1.131 | 0.861 | 0.444 | 0.095 | 1.131 | 3.034
US | United States | 56 | Wyoming | GHYC0001 | 2004 | FRANCIS E WARREN AF MISSILE SITE P6 SITE # 1 | Air Force | 021 | Laramie | 0100 | Cheyenne | 1.04 | 1 | 0.786 | 1.131 | 1.131 | 0.861 | 0.444 | 0.095 | 1.131 | 3.034
US | United States | 56 | Wyoming | GHYD0001 | 2005 | FRANCIS E WARREN AF MISSILE SITE P7 SITE # 1 | Air Force | 021 | Laramie | 0100 | Cheyenne | 1.04 | 1 | 0.786 | 1.131 | 1.131 | 0.861 | 0.444 | 0.095 | 1.131 | 3.034
US | United States | 56 | Wyoming | GHYE0001 | 2006 | FRANCIS E WARREN AF MISSILE SITE P8 SITE # 1 | Air Force | 021 | Laramie | 0100 | Cheyenne | 1.04 | 1 | 0.786 | 1.131 | 1.131 | 0.861 | 0.444 | 0.095 | 1.131 | 3.034
US | United States | 56 | Wyoming | GHYF0001 | 2007 | FRANCIS E WARREN AF MISSILE SITE P9 SITE # 1 | Air Force | 021 | Laramie | 0100 | Cheyenne | 1.04 | 1 | 0.786 | 1.131 | 1.131 | 0.861 | 0.444 | 0.095 | 1.131 | 3.034
US | United States | 56 | Wyoming | GHYG0001 | 2008 | FRANCIS E WARREN AF MISSILE SITE P10 SITE # 1 | Air Force | 021 | Laramie | 0100 | Cheyenne | 1.04 | 1 | 0.786 | 1.131 | 1.131 | 0.861 | 0.444 | 0.095 | 1.131 | 3.034
US | United States | 56 | Wyoming | GHYH0001 | 2009 | FRANCIS E WARREN AF MISSILE SITE P11 SITE # 1 | Air Force | 021 | Laramie | 0100 | Cheyenne | 1.04 | 1 | 0.786 | 1.131 | 1.131 | 0.861 | 0.444 | 0.095 | 1.131 | 3.034
US | United States | 56 | Wyoming | GHYL0001 | 2012 | FRANCIS E WARREN AF MISSILE SITE Q3 SITE # 1 | Air Force | 021 | Laramie | 0100 | Cheyenne | 1.04 | 1 | 0.786 | 1.131 | 1.131 | 0.861 | 0.444 | 0.095 | 1.131 | 3.034
US | United States | 56 | Wyoming | GHYM0001 | 2013 | FRANCIS E WARREN AF MISSILE SITE Q4 SITE # 1 | Air Force | 021 | Laramie | 0100 | Cheyenne | 1.04 | 1 | 0.786 | 1.131 | 1.131 | 0.861 | 0.444 | 0.095 | 1.131 | 3.034
US | United States | 56 | Wyoming | GHYN0001 | 2014 | FRANCIS E WARREN AF MISSILE SITE Q5 SITE # 1 | Air Force | 021 | Laramie | 0100 | Cheyenne | 1.04 | 1 | 0.786 | 1.131 | 1.131 | 0.861 | 0.444 | 0.095 | 1.131 | 3.034
US | United States | 56 | Wyoming | GHYP0001 | 2015 | FRANCIS E WARREN AF MISSILE SITE Q6 SITE # 1 | Air Force | 021 | Laramie | 0100 | Cheyenne | 1.04 | 1 | 0.786 | 1.131 | 1.131 | 0.861 | 0.444 | 0.095 | 1.131 | 3.034
US | United States | 56 | Wyoming | GHYQ0001 | 2016 | FRANCIS E WARREN AF MISSILE SITE Q7 SITE # 1 | Air Force | 021 | Laramie | 0100 | Cheyenne | 1.04 | 1 | 0.786 | 1.131 | 1.131 | 0.861 | 0.444 | 0.095 | 1.131 | 3.034
US | United States | 56 | Wyoming | GHYR0001 | 2017 | FRANCIS E WARREN AF MISSILE SITE Q8 SITE # 1 | Air Force | 021 | Laramie | 0100 | Cheyenne | 1.04 | 1 | 0.786 | 1.131 | 1.131 | 0.861 | 0.444 | 0.095 | 1.131 | 3.034
US | United States | 56 | Wyoming | GHYU0001 | 2020 | FRANCIS E WARREN AF MISSILE SITE Q11 SITE # 1 | Air Force | 021 | Laramie | 0100 | Cheyenne | 1.04 | 1 | 0.786 | 1.131 | 1.131 | 0.861 | 0.444 | 0.095 | 1.131 | 3.034
US | United States | 56 | Wyoming | GYHQ0001 | 2085 | FRANCIS E WARREN RADIO RELAY ANNEX SITE # 1 | Air Force | 021 | Laramie | 0100 | Cheyenne | 1.04 | 1 | 0.786 | 1.131 | 1.131 | 0.861 | 0.444 | 0.095 | 1.131 | 3.034
US | United States | 56 | Wyoming | 56125 | 3846 | ARMY AVIATION SUPPORT FACILITY | Army | 021 | Laramie | 0100 | Cheyenne | 1.04 | 1 | 0.786 | 1.131 | 1.131 | 0.861 | 0.444 | 0.095 | 1.131 | 3.034
US | United States | 56 | Wyoming | 56A25 | 4418 | CHEYENNE | Army | 021 | Laramie | 0100 | Cheyenne | 1.04 | 1 | 0.786 | 1.131 | 1.131 | 0.861 | 0.444 | 0.095 | 1.131 | 3.034
US | United States | 56 | Wyoming | 56A15 | 4419 | CHEYENNE MUNICIPAL AIRPORT | Army | 021 | Laramie | 0100 | Cheyenne | 1.04 | 1 | 0.786 | 1.131 | 1.131 | 0.861 | 0.444 | 0.095 | 1.131 | 3.034
US | United States | 56 | Wyoming | 18081-10303 | 700462 | CROOK COUNTY, WY CHEYENNE | Army | 021 | Laramie | 0100 | Cheyenne | 1.04 | 1
US | United States | 56 | Wyoming | 18081-10515 | 700674 | PIN NO. 18620320000100 CHEYENNE | Army | 021 | Laramie | 0100 | Cheyenne | 1.04 | 1
US | United States | 56 | Wyoming | 18081-10585 | 700744 | SEC 2 N1/2N1/2 SEC 11 T 16N R 65W CHEYENNE | Army | 021 | Laramie | 0100 | Cheyenne | 1.04 | 1
US | United States | 56 | Wyoming | 18081-10613 | 700772 | SEC 35, T 17N, R 65 CHEYENNE | Army | 021 | Laramie | 0100 | Cheyenne | 1.04 | 1
US | United States | 56 | Wyoming | 82387-11600 | 703711 | DELL RANGE BLVD CHEYENNE | Army | 021 | Laramie | 0100 | Cheyenne | 1.04 | 1
US | United States | 56 | Wyoming | 82387-11838 | 703949 | FE WARREN AFB CHEYENNE | Army | 021 | Laramie | 0100 | Cheyenne | 1.04 | 1
US | United States | 56 | Wyoming | 710050 | 710050 | 1400 DELL RANGE BOUL CHEYENNE | Army | 021 | Laramie | 0100 | Cheyenne | 1.04 | 1
US | United States | 56 | Wyoming | 18081-10429 | 700588 | N 1/2 SEC 3, T 16 N, E4050' IRON MOUNTAIN | Army | 021 | Laramie | 0405 | Iron Mountain | 1.04 | 1
US | United States | 56 | Wyoming | GHXX0001 | 1999 | FRANCIS E WARREN AF MISSILE SITE P1 SITE # 1 | Air Force | 021 | Laramie | 0582 | Meriden | 1.04 | 1 | 0.786 | 1.131 | 1.131 | 0.861 | 0.444 | 0.095 | 1.131 | 3.034
US | United States | 56 | Wyoming | GHXY0001 | 2000 | FRANCIS E WARREN AF MISSILE SITE P2 SITE # 1 | Air Force | 021 | Laramie | 0582 | Meriden | 1.04 | 1 | 0.786 | 1.131 | 1.131 | 0.861 | 0.444 | 0.095 | 1.131 | 3.034
US | United States | 56 | Wyoming | GHXZ0001 | 2001 | FRANCIS E WARREN AF MISSILE SITE P3 SITE # 1 | Air Force | 021 | Laramie | 0582 | Meriden | 1.04 | 1 | 0.786 | 1.131 | 1.131 | 0.861 | 0.444 | 0.095 | 1.131 | 3.034
US | United States | 56 | Wyoming | GHRE0001 | 1838 | FRANCIS E WARREN AF MISSILE SITE A5 SITE # 1 | Air Force | 021 | Laramie | 0640 | Pine Bluffs | 1.04 | 1 | 0.786 | 1.131 | 1.131 | 0.861 | 0.444 | 0.095 | 1.131 | 3.034
US | United States | 56 | Wyoming | GHTD0001 | 1885 | FRANCIS E WARREN AF MISSILE SITE E8 SITE # 1 | Air Force | 021 | Laramie | 0640 | Pine Bluffs | 1.04 | 1 | 0.786 | 1.131 | 1.131 | 0.861 | 0.444 | 0.095 | 1.131 | 0.101
US | United States | 56 | Wyoming | GHTE0001 | 1886 | FRANCIS E WARREN AF MISSILE SITE E9 SITE # 1 | Air Force | 021 | Laramie | 0640 | Pine Bluffs | 1.04 | 1 | 0.786 | 1.131 | 1.131 | 0.861 | 0.444 | 0.095 | 1.131 | 3.034
US | United States | 56 | Wyoming | GHTF0001 | 1887 | FRANCIS E WARREN AF MISSILE SITE E10 SITE # 1 | Air Force | 021 | Laramie | 0640 | Pine Bluffs | 1.04 | 1 | 0.786 | 1.131 | 1.131 | 0.861 | 0.444 | 0.095 | 1.131 | 3.034
US | United States | 56 | Wyoming | GHTG0001 | 1888 | FRANCIS E WARREN AF MISSILE SITE E11 SITE # 1 | Air Force | 021 | Laramie | 0640 | Pine Bluffs | 1.04 | 1 | 0.786 | 1.131 | 1.131 | 0.861 | 0.444 | 0.095 | 1.131 | 3.034
US | United States | 56 | Wyoming | DPEZ0001 | 1584 | CHEYENNE REGIONAL APT SITE # 1 | Air Force | 021 | Laramie | 9999 | Unknown | 1.04 | 1 | 0.786 | 1.131 | 1.131 | 0.861 | 0.444 | 0.095 | 1.131 | 3.034
US | United States | 56 | Wyoming | GHRQ0001 | 1848 | FRANCIS E WARREN AF MISSILE SITE B4 SITE # 1 | Air Force | 021 | Laramie | 9999 | Unknown | 1.04 | 1 | 0.643 | 1.131 | 1.131 | 0.833 | 0.556 | 1.769 | 1.131 | 1.683
US | United States | 56 | Wyoming | 56A05 | 3721 | AFTON | Army | 023 | Lincoln | 0010 | Afton | 0.99 | 0.96 | 0.786 | 1.131 | 1.131 | 0.861 | 0.444 | 0.095 | 1.131 | 3.034
US | United States | 56 | Wyoming | 56A10 | 4343 | CASPER | Army | 025 | Natrona | 0090 | Casper | 0.95 | 0.91 | 0.786 | 1.131 | 1.131 | 0.861 | 0.444 | 0.095 | 1.131 | 3.034
US | United States | 56 | Wyoming | 18081-10125 | 700284 | 36790930200600, 367909302007000, CASPER | Army | 025 | Natrona | 0090 | Casper | 0.95 | 0.91
US | United States | 56 | Wyoming | 18081-10126 | 700285 | 37821730000300 & 37822210000300 CASPER | Army | 025 | Natrona | 0090 | Casper | 0.95 | 0.91
US | United States | 56 | Wyoming | 18081-10127 | 700286 | 37830110000700 & 37830320000700 CASPER | Army | 025 | Natrona | 0090 | Casper | 0.95 | 0.91
US | United States | 56 | Wyoming | 18081-10128 | 700287 | 37830940000400 & 3783201000400 CASPER | Army | 025 | Natrona | 0090 | Casper | 0.95 | 0.91
US | United States | 56 | Wyoming | 18081-10507 | 700666 | PARCELS 3782110000100 & CASPER | Army | 025 | Natrona | 0090 | Casper | 0.95 | 0.91
US | United States | 56 | Wyoming | 18081-10509 | 700668 | PARTS OF 1,2,12 & 13,TOWNSHIP 34 N, CASPER | Army | 025 | Natrona | 0090 | Casper | 0.95 | 0.91
US | United States | 56 | Wyoming | 18081-10510 | 700669 | PARTS OF SEC 2,3,10,11,12,13,14&15 CASPER | Army | 025 | Natrona | 0090 | Casper | 0.95 | 0.91
US | United States | 56 | Wyoming | 18081-10511 | 700670 | PARTS OF SECTIONS 18 & 19 CASPER | Army | 025 | Natrona | 0090 | Casper | 0.95 | 0.91
US | United States | 56 | Wyoming | 18081-10580 | 700739 | SEC 17, T 37 N., R 83W CASPER | Army | 025 | Natrona | 0090 | Casper | 0.95 | 0.91
US | United States | 56 | Wyoming | 18081-10583 | 700742 | SEC 18, T 37N, R 83 W CASPER | Army | 025 | Natrona | 0090 | Casper | 0.95 | 0.91
US | United States | 56 | Wyoming | 18081-10620 | 700779 | SEC 6 & 7, T 34 N, R 79 W CASPER | Army | 025 | Natrona | 0090 | Casper | 0.95 | 0.91
US | United States | 56 | Wyoming | 18081-10627 | 700786 | SEC 9 & 21,T 37 N, R 83W, CASPER | Army | 025 | Natrona | 0090 | Casper | 0.95 | 0.91
US | United States | 56 | Wyoming | 18081-10631 | 700790 | SEC'S 5,6,7 & 8, T 34N R 82 W CASPER | Army | 025 | Natrona | 0090 | Casper | 0.95 | 0.91
US | United States | 56 | Wyoming | 18081-10657 | 700816 | SECTION 13, TOWNSHIP 34 N.,R 80 W., CASPER | Army | 025 | Natrona | 0090 | Casper | 0.95 | 0.91
US | United States | 56 | Wyoming | 18081-10658 | 700817 | SECTION 13,TOWNSHIP 34 N.,RANGE 80W CASPER | Army | 025 | Natrona | 0090 | Casper | 0.95 | 0.91
US | United States | 56 | Wyoming | 18081-10662 | 700821 | SECTION 7, TOWNSHIP 34 N., CASPER | Army | 025 | Natrona | 0090 | Casper | 0.95 | 0.91
US | United States | 56 | Wyoming | 18081-10664 | 700823 | SECTION 7,TOWNSHIP 34 N.,RANGE 79W, CASPER | Army | 025 | Natrona | 0090 | Casper | 0.95 | 0.91
US | United States | 56 | Wyoming | 18081-10666 | 700825 | SECTIONS 15 & 16, TOWNSHIP 34 N., CASPER | Army | 025 | Natrona | 0090 | Casper | 0.95 | 0.91
US | United States | 56 | Wyoming | 18081-10686 | 700845 | T34N, R80W, SEC 21 CASPER | Army | 025 | Natrona | 0090 | Casper | 0.95 | 0.91
US | United States | 56 | Wyoming | 82387-12926 | 705036 | SE WYOMING BLVD CASPER | Army | 025 | Natrona | 0090 | Casper | 0.95 | 0.91
US | United States | 56 | Wyoming | 710045 | 710045 | 5230 SOUTH ELM CASPER | Army | 025 | Natrona | 0090 | Casper | 0.95 | 0.91
US | United States | 56 | Wyoming | 5660A | 3820 | ANTELOPE FLATS USARC | Army | 025 | Natrona | 0280 | Evansville | 0.95 | 0.91 | 0.786 | 1.131 | 1.131 | 0.861 | 0.444 | 0.095 | 1.131 | 3.034
US | United States | 56 | Wyoming | 56A30 | 4479 | CODY | Army | 029 | Park | 0130 | Cody | 0.99 | 0.96 | 0.786 | 1.131 | 1.131 | 0.861 | 0.444 | 0.095 | 1.131 | 3.034
US | United States | 56 | Wyoming | 82387-10384 | 702495 | 17TH ST CODY | Army | 029 | Park | 0130 | Cody | 0.99 | 0.96
US | United States | 56 | Wyoming | 56A85 | 6873 | POWELL | Army | 029 | Park | 0660 | Powell | 0.99 | 0.96 | 0.786 | 1.131 | 1.131 | 0.861 | 0.444 | 0.095 | 1.131 | 3.034
US | United States | 56 | Wyoming | GHYJ0001 | 2010 | FRANCIS E WARREN AF MISSILE SITE Q1 SITE # 1 | Air Force | 031 | Platte | 0110 | Chugwater | 0.99 | 0.96 | 0.786 | 1.131 | 1.131 | 0.861 | 0.444 | 0.095 | 1.131 | 3.034
US | United States | 56 | Wyoming | GHYK0001 | 2011 | FRANCIS E WARREN AF MISSILE SITE Q2 SITE # 1 | Air Force | 031 | Platte | 0110 | Chugwater | 0.99 | 0.96 | 0.786 | 1.131 | 1.131 | 0.861 | 0.444 | 0.095 | 1.131 | 3.034
US | United States | 56 | Wyoming | GHYS0001 | 2018 | FRANCIS E WARREN AF MISSILE SITE Q9 SITE # 1 | Air Force | 031 | Platte | 0110 | Chugwater | 0.99 | 0.96 | 0.786 | 1.131 | 1.131 | 0.861 | 0.444 | 0.095 | 1.131 | 3.034
US | United States | 56 | Wyoming | GHYT0001 | 2019 | FRANCIS E WARREN AF MISSILE SITE Q10 SITE # 1 | Air Force | 031 | Platte | 0110 | Chugwater | 0.99 | 0.96 | 0.786 | 1.131 | 1.131 | 0.861 | 0.444 | 0.095 | 1.131 | 3.034
US | United States | 56 | Wyoming | GHYV0001 | 2021 | FRANCIS E WARREN AF MISSILE SITE R1 SITE # 1 | Air Force | 031 | Platte | 0110 | Chugwater | 0.99 | 0.96 | 0.786 | 1.131 | 1.131 | 0.861 | 0.444 | 0.095 | 1.131 | 3.034
US | United States | 56 | Wyoming | GHYW0001 | 2022 | FRANCIS E WARREN AF MISSILE SITE R2 SITE # 1 | Air Force | 031 | Platte | 0110 | Chugwater | 0.99 | 0.96 | 0.786 | 1.131 | 1.131 | 0.861 | 0.444 | 0.095 | 1.131 | 3.034
US | United States | 56 | Wyoming | GHZB0001 | 2027 | FRANCIS E WARREN AF MISSILE SITE R7 SITE # 1 | Air Force | 031 | Platte | 0110 | Chugwater | 0.99 | 0.96 | 0.786 | 1.131 | 1.131 | 0.861 | 0.444 | 0.095 | 1.131 | 3.034
US | United States | 56 | Wyoming | GHZC0001 | 2028 | FRANCIS E WARREN AF MISSILE SITE R8 SITE # 1 | Air Force | 031 | Platte | 0110 | Chugwater | 0.99 | 0.96 | 0.786 | 1.131 | 1.131 | 0.861 | 0.444 | 0.095 | 1.131 | 3.034
US | United States | 56 | Wyoming | GHZD0001 | 2029 | FRANCIS E WARREN AF MISSILE SITE R9 SITE # 1 | Air Force | 031 | Platte | 0110 | Chugwater | 0.99 | 0.96 | 0.786 | 1.131 | 1.131 | 0.861 | 0.444 | 0.095 | 1.131 | 3.034
US | United States | 56 | Wyoming | GHZE0001 | 2030 | FRANCIS E WARREN AF MISSILE SITE R10 SITE # 1 | Air Force | 031 | Platte | 0110 | Chugwater | 0.99 | 0.96 | 0.786 | 1.131 | 1.131 | 0.861 | 0.444 | 0.095 | 1.131 | 3.034
US | United States | 56 | Wyoming | 56A55 | 6329 | MTCH CAMP GUERNSEY | Army | 031 | Platte | 0370 | Guernsey | 0.99 | 0.96 | 0.786 | 1.131 | 1.131 | 0.861 | 0.444 | 0.095 | 1.131 | 3.034
US | United States | 56 | Wyoming | GHZZ0001 | 2049 | FRANCIS E WARREN AF MISSILE SITE T7 SITE # 1 | Air Force | 031 | Platte | 0775 | Slater | 0.99 | 0.96 | 0.786 | 1.131 | 1.131 | 0.861 | 0.444 | 0.095 | 1.131 | 3.034
US | United States | 56 | Wyoming | GJAA0001 | 2051 | FRANCIS E WARREN AF MISSILE SITE T8 SITE # 1 | Air Force | 031 | Platte | 0775 | Slater | 0.99 | 0.96 | 0.786 | 1.131 | 1.131 | 0.861 | 0.444 | 0.095 | 1.131 | 3.034
US | United States | 56 | Wyoming | GHZT0001 | 2043 | FRANCIS E WARREN AF MISSILE SITE T1 SITE # 1 | Air Force | 031 | Platte | 0880 | Wheatland | 0.99 | 0.96 | 0.786 | 1.131 | 1.131 | 0.861 | 0.444 | 0.095 | 1.131 | 3.034
US | United States | 56 | Wyoming | GHZU0001 | 2044 | FRANCIS E WARREN AF MISSILE SITE T2 SITE # 1 | Air Force | 031 | Platte | 0880 | Wheatland | 0.99 | 0.96 | 0.786 | 1.131 | 1.131 | 0.861 | 0.444 | 0.095 | 1.131 | 3.034
US | United States | 56 | Wyoming | GHZV0001 | 2045 | FRANCIS E WARREN AF MISSILE SITE T3 SITE # 1 | Air Force | 031 | Platte | 0880 | Wheatland | 0.99 | 0.96 | 0.786 | 1.131 | 1.131 | 0.861 | 0.444 | 0.095 | 1.131 | 3.034
US | United States | 56 | Wyoming | GHZW0001 | 2046 | FRANCIS E WARREN AF MISSILE SITE T4 SITE # 1 | Air Force | 031 | Platte | 0880 | Wheatland | 0.99 | 0.96 | 0.786 | 1.131 | 1.131 | 0.861 | 0.444 | 0.095 | 1.131 | 3.034
US | United States | 56 | Wyoming | GHZX0001 | 2047 | FRANCIS E WARREN AF MISSILE SITE T5 SITE # 1 | Air Force | 031 | Platte | 0880 | Wheatland | 0.99 | 0.96 | 0.786 | 1.131 | 1.131 | 0.861 | 0.444 | 0.095 | 1.131 | 3.034
US | United States | 56 | Wyoming | GHZY0001 | 2048 | FRANCIS E WARREN AF MISSILE SITE T6 SITE # 1 | Air Force | 031 | Platte | 0880 | Wheatland | 0.99 | 0.96 | 0.786 | 1.131 | 1.131 | 0.861 | 0.444 | 0.095 | 1.131 | 3.034
US | United States | 56 | Wyoming | GJAB0001 | 2052 | FRANCIS E WARREN AF MISSILE SITE T9 SITE # 1 | Air Force | 031 | Platte | 0880 | Wheatland | 0.99 | 0.96 | 0.786 | 1.131 | 1.131 | 0.861 | 0.444 | 0.095 | 1.131 | 3.034
US | United States | 56 | Wyoming | GJAC0001 | 2053 | FRANCIS E WARREN AF MISSILE SITE T10 SITE # 1 | Air Force | 031 | Platte | 0880 | Wheatland | 0.99 | 0.96 | 0.786 | 1.131 | 1.131 | 0.861 | 0.444 | 0.095 | 1.131 | 3.034
US | United States | 56 | Wyoming | GJAD0001 | 2054 | FRANCIS E WARREN AF MISSILE SITE T11 SITE # 1 | Air Force | 031 | Platte | 0880 | Wheatland | 0.99 | 0.96 | 0.786 | 1.131 | 1.131 | 0.861 | 0.444 | 0.095 | 1.131 | 3.034
US | United States | 56 | Wyoming | 56B25 | 7877 | WHEATLAND | Army | 031 | Platte | 0880 | Wheatland | 0.99 | 0.96 | 0.786 | 1.131 | 1.131 | 0.861 | 0.444 | 0.095 | 1.131 | 3.034
US | United States | 56 | Wyoming | 56B05 | 7262 | SHERIDAN | Army | 033 | Sheridan | 0750 | Sheridan | 0.99 | 0.96 | 0.786 | 1.131 | 1.131 | 0.861 | 0.444 | 0.095 | 1.131 | 3.034
US | United States | 56 | Wyoming | 56595 | 7618 | TS NG SHERIDAN | Army | 033 | Sheridan | 0750 | Sheridan | 0.99 | 0.96 | 0.786 | 1.131 | 1.131 | 0.861 | 0.444 | 0.095 | 1.131 | 3.034
US | United States | 56 | Wyoming | 82387-12838 | 704948 | S MAIN ST SHERIDAN | Army | 033 | Sheridan | 0750 | Sheridan | 0.99 | 0.96
US | United States | 56 | Wyoming | CBTM0001 | 1508 | BOULDER SEISMOLOGICAL RESEARCH SITE SITE # 1 | Air Force | 035 | Sublette | 9999 | Unknown | 0.99 | 0.96 | 0.786 | 1.131 | 1.131 | 0.861 | 0.444 | 0.095 | 1.131 | 3.034
US | United States | 56 | Wyoming | 56B00 | 7041 | ROCK SPRINGS | Army | 037 | Sweetwater | 0730 | Rock Springs | 0.99 | 0.96 | 0.786 | 1.131 | 1.131 | 0.861 | 0.444 | 0.095 | 1.131 | 3.034
US | United States | 56 | Wyoming | 82387-11862 | 703973 | FOOT HILL BLVD ROCK SPRINGS | Army | 037 | Sweetwater | 0730 | Rock Springs | 0.99 | 0.96
US | United States | 56 | Wyoming | 56A40 | 4893 | EVANSTON | Army | 041 | Uinta | 0270 | Evanston | 0.99 | 0.96 | 0.786 | 1.131 | 1.131 | 0.861 | 0.444 | 0.095 | 1.131 | 3.034
US | United States | 56 | Wyoming | 56B30 | 7970 | WORLAND | Army | 043 | Washakie | 0890 | Worland | 0.99 | 0.96 | 0.786 | 1.131 | 1.131 | 0.861 | 0.444 | 0.095 | 1.131 | 3.034
US | United States | 56 | Wyoming | 18081-10704 | 700863 | TRACT AP-3 WORLAND | Army | 043 | Washakie | 0890 | Worland | 0.99 | 0.96
VQ | Virgin Islands | 78 | Virgin Islands | 82387-12523 | 704633 | NISKY CHARLOTTE AMALIE | Army | 000 | Not Applicable | 0100 | Charlotte Amalie | 1.37 | 1.37
VQ | Virgin Islands | 78 | Virgin Islands | VQ859 | 3692 | AASF BLAIR HANGAR | Army | 000 | Not Applicable | 0200 | Christiansted | 1.37 | 1.37 | 0.204 | 1.25 | 1.25 | 2.069 | 0.153 | 0.128 | 1.25 | 0.101
VQ | Virgin Islands | 78 | Virgin Islands | VQA35 | 4017 | BETHLEHEM 40 ACRE WETS | Army | 000 | Not Applicable | 0200 | Christiansted | 1.37 | 1.37 | 0.204 | 1.25 | 1.25 | 2.069 | 0.153 | 0.128 | 1.25 | 0.101
VQ | Virgin Islands | 78 | Virgin Islands | VQ87A | 4018 | BETHLEHEM MILITARY COMPOUND | Army | 000 | Not Applicable | 0200 | Christiansted | 1.37 | 1.37 | 0.204 | 1.25 | 1.25 | 2.069 | 0.153 | 0.128 | 1.25 | 0.101
VQ | Virgin Islands | 78 | Virgin Islands | VQA15 | 5629 | JF-HQS VI NATIONAL GUARD | Army | 000 | Not Applicable | 0200 | Christiansted | 1.37 | 1.37 | 0.204 | 1.25 | 1.25 | 2.069 | 0.153 | 0.128 | 1.25 | 0.101
VQ | Virgin Islands | 78 | Virgin Islands | 82387-13038 | 705148 | SUNNY ISLE CHRISTIANSTED | Army | 000 | Not Applicable | 0200 | Christiansted | 1.37 | 1.37
VQ | Virgin Islands | 78 | Virgin Islands | VQ0NG-10001 | 705603 | 4031 ESTATE LA GRANDE PRINCESS CHRISTIANSTED | Army | 000 | Not Applicable | 0200 | Christiansted | 1.37 | 1.37 | 0.204 | 1.25 | 1.25 | 2.069 | 0.153 | 0.128 | 1.25 | 0.101
VQ | Virgin Islands | 78 | Virgin Islands | 710899 | 710899 | 4500 SUNNY ISLE STE CHRISTIANSTED | Army | 000 | Not Applicable | 0200 | Christiansted | 1.37 | 1.37
VQ | Virgin Islands | 78 | Virgin Islands | VQ861 | 3674 | 210TH RTI HAMS BLUFF | Army | 000 | Not Applicable | 0400 | Frederiksted | 1.37 | 1.37 | 0.204 | 1.25 | 1.25 | 2.069 | 0.153 | 0.128 | 1.25 | 0.101
VQ | Virgin Islands | 78 | Virgin Islands | VQ860 | 7343 | SPRAT HALL | Army | 000 | Not Applicable | 0500 | Kingshill | 1.37 | 1.37 | 0.204 | 1.25 | 1.25 | 2.069 | 0.153 | 0.128 | 1.25 | 0.101
VQ | Virgin Islands | 78 | Virgin Islands | 82387-12740 | 704850 | RR 1 BOX 10570 KINGSHILL | Army | 000 | Not Applicable | 0500 | Kingshill | 1.37 | 1.37
VQ | Virgin Islands | 78 | Virgin Islands | VQ0NG-10002 | 705604 | RR 2 BOX 9200 KINGSHILL | Army | 000 | Not Applicable | 0500 | Kingshill | 1.37 | 1.37 | 0.204 | 1.25 | 1.25 | 2.069 | 0.153 | 0.128 | 1.25 | 0.101
VQ | Virgin Islands | 78 | Virgin Islands | N40003-LA | 462 | 3 D UTR/ST CROIX-AFWTF | Navy | 000 | Not Applicable | 0800 | St. Croix | 1.37 | 1.37 | 0.204 | 1.25 | 1.25 | 2.069 | 0.153 | 0.128 | 1.25 | 0.101
VQ | Virgin Islands | 78 | Virgin Islands | N40003-MA | 463 | SG HILL/ST CROIX-AFWTF | Navy | 000 | Not Applicable | 0800 | St. Croix | 1.37 | 1.37 | 0.204 | 1.25 | 1.25 | 2.069 | 0.153 | 0.128 | 1.25 | 0.101
VQ | Virgin Islands | 78 | Virgin Islands | N40003-KA | 461 | CROWN MT/ST THOM-AFWTF | Navy | 000 | Not Applicable | 0900 | St. Thomas | 1.37 | 1.37 | 0.204 | 1.25 | 1.25 | 2.069 | 0.153 | 0.128 | 1.25 | 0.101
VQ | Virgin Islands | 78 | Virgin Islands | WBGA0001 | 3309 | ST CROIX ANG STATION SITE # 1 | Air Force | 000 | Not Applicable | 9999 | Unknown | 1.37 | 1.37 | 0.204 | 1.25 | 1.25 | 2.069 | 0.153 | 0.128 | 1.25 | 0.101
WQ | Wake Island | 79 | Wake Island | YGFZ0001 | 3400 | WAKE ISLAND AIRFIELD SITE # 1 | Air Force | 000 | Not Applicable | 9999 | Unknown | 2.16 | 2.07 | 0.105 | 1 | 1 | 1.066 | 0.079 | 0.066 | 1 | 0.101