## RUC Calculations FY17v19
FY17 Replacement Unit Cost Supporting Documentation.
Note: Replacement Unit Costs are not size adjusted. If available, reference size from source pricing guide is republished for end user calculation.
RUCs are calculated or adjusted to 1 October 2016.
RUCs inflation is calculated using UFC 3-701-01, Table 4-2.
FAC | 1111 | Fixed-Wing Runway, Surfaced (Heavy) |  | Design Size | 333333 | UM = | SY | Source | PACES 1.2 UFC 3-260-02, June 2001
Assembly | Description |  |  | Qty | UoM | Material | Labor | Equip | Bare | Tot w/OP
G1030050510 | Dry Roll Gravel, Steel Roller |  |  | 1227603.21 | SY | 0 | 568404.6955 | 335286.5332 | 520388.37 | 903691.2286 | SY
G2010010101 | Cement Stabilized Base |  |  | 166847.19 | CY | 10172891.013 | 2048603.208 | 1024972.7091 | 8590701.82 | 13246466.9301 | CY
G2010010102 | Gravel, Delivered & Dumped |  |  | 340560.89 | CY | 11907923.7882 | 0 | 0 | 8004802.63 | 11907923.7882 | CY
G2010030310 | Prime Coat |  |  | 333334 | SY | 1078108.8744 | 161667.6025 | 105619.6284 | 879636.78 | 1345396.1054 | SY
G2060010102 | Jointed Concrete, Place & Finish, 13" - 27" |  |  | 333334 | SY | 5398071.7089 | 11204557.3753 | 3710422.5058 | 11938089.77 | 20313051.5899 | SY
G2060020501 | Plastic Grooving (Transverse) |  |  | 333334 | SY | 0 | 1864006.8073 | 2088243.8556 | 2371183.69 | 3952250.663 | SY
G2060020801 | Field Mix Concrete |  |  | 166665.06 | CY | 27243785.5168 | 0 | 0 | 18313950.44 | 27243785.5168 | CY
G2060020803 | Haul Concrete To Paver |  |  | 166665.06 | CY | 0 | 143280.991 | 250484.1985 | 242744.14 | 393765.1895 | CY
G2060030701 | Construction Joint, 10" |  |  | 143333.62 | LF | 231793.408 | 682796.8244 | 0 | 510186.9 | 914590.2324 | LF
G2060030702 | Contraction Joint, 10" |  |  | 140000.28 | LF | 226402.8636 | 666917.8285 | 0 | 498322.09 | 893320.6921 | LF
G2060030703 | Expansion Joint, 10" |  |  | 33333.4 | LF | 104411.445 | 518435.428 | 0 | 339254.48 | 622846.873 | LF
G2060052740 | Reflective White Paint |  |  | 89310 | LF | 109297.2936 | 29073.3302 | 18520.3113 | 101011.15 | 156890.9351 | LF
G2060052741 | Reflective Yellow Paint |  |  | 60000 | LF | 73427.8089 | 19531.9652 | 12442.2649 | 67861.03 | 105402.039 | LF
G2060052742 | Non-Reflective Yellow Paint |  |  | 100800 | LF | 52868.0224 | 47014.8431 | 12745.7347 | 68507.77 | 112628.6003 | LF
G2060052743 | Non-Reflective Black Paint |  |  | 34026 | LF | 17846.1045 | 15870.3081 | 4302.4441 | 23125.45 | 38018.8567 | LF
[8 empty] | Heavy Total | 52469766.51 | 82150029.2401 | Tot
[9 empty] | Heavy RUC | 246.4503 | SY
FAC | 1111 | Fixed-Wing Runway, Surfaced (Medium) |  | Design Size | 222222 | UM = | SY | Source | PACES 1.2 UFC 3-260-02, June 2001
Assembly | Description |  |  | Qty | UoM | Material | Labor | Equip | Bare | Tot w/OP
G1030050510 | Dry Roll Gravel, Steel Roller |  |  | 927673.78 | SY | 0 | 1067432.8157 | 369565.3729 | 802425.63 | 1436998.1886 | SY
G2010010101 | Cement Stabilized Base |  |  | 111231.12 | CY | 6781906.6117 | 1365731.2974 | 683313.0507 | 5727117.04 | 8830950.9598 | CY
G2010010102 | Gravel, Delivered & Dumped |  |  | 257354.66 | CY | 8998566.0944 | 0 | 0 | 6049060.01 | 8998566.0944 | CY
G2010030310 | Prime Coat |  |  | 222222 | SY | 211250.4295 | 10125.0111 | 4694.1916 | 150418.2 | 226069.6322 | SY
G2060010101 | Jointed Concrete, Place & Finish, 4" - 12" |  |  | 177778 | SY | 810012.0517 | 989411.2025 | 42551.9511 | 1086616.33 | 1841975.2053 | SY
G2060010102 | Jointed Concrete, Place & Finish, 13" - 27" |  |  | 44444 | SY | 443126.5679 | 322318.833 | 9745.3186 | 471714.31 | 775190.7195 | SY
G2060020501 | Plastic Grooving (Transverse) |  |  | 222222 | SY | 0 | 1242667.4769 | 1392158.3939 | 1580784.39 | 2634825.8708 | SY
G2060020801 | Field Mix Concrete |  |  | 74998.77 | CY | 10817312.2996 | 0 | 0 | 7271666.46 | 10817312.2996 | CY
G2060020803 | Haul Concrete To Paver |  |  | 74998.77 | CY | 0 | 64476.0101 | 112717.1273 | 109234.12 | 177193.1374 | CY
G2060030701 | Construction Joint, 10" |  |  | 95555.46 | LF | 154528.4751 | 455196.5173 | 0 | 340123.58 | 609724.9924 | LF
G2060030702 | Contraction Joint, 10" |  |  | 104444.34 | LF | 168903.2169 | 497540.3794 | 0 | 371762.98 | 666443.5964 | LF
G2060030703 | Expansion Joint, 10" |  |  | 22222.2 | LF | 940674.6902 | 117734.3392 | 0 | 693448.72 | 1058409.0294 | LF
G2060052740 | Reflective White Paint |  |  | 89310 | LF | 109297.2936 | 29073.3302 | 18520.3113 | 101011.15 | 156890.9351 | LF
G2060052741 | Reflective Yellow Paint |  |  | 60000 | LF | 73427.8089 | 19531.9652 | 12442.2649 | 67861.03 | 105402.039 | LF
G2060052742 | Non-Reflective Yellow Paint |  |  | 100800 | LF | 52868.0224 | 47014.8431 | 12745.7347 | 68507.77 | 112628.6003 | LF
G2060052743 | Non-Reflective Black Paint |  |  | 34026 | LF | 17846.1045 | 15870.3081 | 4302.4441 | 23125.45 | 38018.8567 | LF
[8 empty] | Medium Total | 24914877.17 | 38486600.1569 | Tot
[9 empty] | Medium RUC | 173.1899 | SY
FAC | 1111 | Fixed-Wing Runway, Surfaced (Light) |  | Design Size | 166667 | UM = | SY | Source | PACES 1.2 UFC 3-260-02, June 2001
Assembly | Description |  |  | Qty | UoM | Material | Labor | Equip | Bare | Tot w/OP
G1030050510 | Dry Roll Gravel, Steel Roller |  |  | 360957.26 | SY | 0 | 415337.4092 | 143797.6445 | 312223.29 | 559135.0537 | SY
G2010010101 | Cement Stabilized Base |  |  | 83423.09 | CY | 5086414.716 | 1024295.4035 | 512483.2522 | 4295324.91 | 6623193.3717 | CY
G2010010102 | Gravel, Delivered & Dumped |  |  | 100136.53 | CY | 3501336.1859 | 0 | 0 | 2353685.3 | 3501336.1859 | CY
G2010030310 | Prime Coat |  |  | 166666 | SY | 158437.3468 | 7593.7355 | 3520.6332 | 112813.31 | 169551.7155 | SY
G2060010101 | Jointed Concrete, Place & Finish, 4" - 12" |  |  | 166666 | SY | 759382.3117 | 927568.1326 | 39892.2447 | 1018697.46 | 1726842.689 | SY
G2060020501 | Plastic Grooving (Transverse) |  |  | 166666 | SY | 0 | 931997.8117 | 1044115.6631 | 1185584.73 | 1976113.4747 | SY
G2060020801 | Field Mix Concrete |  |  | 50461.79 | CY | 7278265.2519 | 0 | 0 | 4892630.98 | 7278265.2519 | CY
G2060020803 | Haul Concrete To Paver |  |  | 50461.79 | CY | 0 | 43381.7099 | 75840.0172 | 73496.53 | 119221.7271 | CY
G2060030701 | Construction Joint, 10" |  |  | 71666.38 | LF | 115896.0086 | 341396.3638 | 0 | 255091.92 | 457292.3724 | LF
G2060030702 | Contraction Joint, 10" |  |  | 83333.02 | LF | 134762.8331 | 396972.6113 | 0 | 296618.58 | 531735.4444 | LF
G2060030703 | Expansion Joint, 10" |  |  | 16666.6 | LF | 705503.9011 | 88300.4895 | 0 | 520084.98 | 793804.3907 | LF
G2060052740 | Reflective White Paint |  |  | 89310 | LF | 109297.2936 | 29073.3302 | 18520.3113 | 101011.15 | 156890.9351 | LF
G2060052741 | Reflective Yellow Paint |  |  | 60000 | LF | 73427.8089 | 19531.9652 | 12442.2649 | 67861.03 | 105402.039 | LF
G2060052742 | Non-Reflective Yellow Paint |  |  | 100800 | LF | 52868.0224 | 47014.8431 | 12745.7347 | 68507.77 | 112628.6003 | LF
G2060052743 | Non-Reflective Black Paint |  |  | 34026 | LF | 17846.1045 | 15870.3081 | 4302.4441 | 23125.45 | 38018.8567 | LF
[8 empty] | Light Total | 15576757.39 | 24149432.108 | Tot
2016 RPAD inventory segregated into airfield type according to UFC 3-260-02. Final RUC is a weighted average based on inventory. PACES Input Parameters: Project Location = Ft Myer, VA (ACF= 1.00) Midpoint of Construction: 1 October 2016 SIOH = 0 % Contingency = 0 % Planning and Design = 0 % | [8 empty] | Light RUC | 144.8963 | SY
[5 empty] | 2016 RPAD % of Inventory |  | Light | 0.7068 | Light RUC | 144.8963 | SY
[7 empty] | Medium | 0.13786 | Medium RUC | 173.1899 | SY
[7 empty] | Heavy | 0.15534 | Heavy RUC | 246.4503 | SY
[9 empty] | Weighted RUC | 164.5724 | SY
FAC | 1112 | Rtry-Wng Lnding Area, Surfaced (Concrete) |  | RPAD Average Size | 2381 | UM = | SY | Source | PACES 1.2 UFC 3-260-01, June 2001, UFC 3-260-02, Nov 2008
Assembly | Description |  |  | Qty | UoM | Material | Labor | Equip | Bare | Tot w/OP
G1030050510 | Dry Roll Gravel, Steel Roller |  |  | 4857.72 | SY | 0 | 2226.7019 | 1324.4167 | 2049.57 | 3551.1186 | SY
G2010010101 | Cement Stabilized Base |  |  | 1191.79 | CY | 72772.0818 | 14486.6726 | 7308.4827 | 61458.98 | 94567.2372 | CY
G2010010102 | Gravel, Delivered & Dumped |  |  | 1347.63 | CY | 47190.1667 | 0 | 0 | 31778.4 | 47190.1667 | SY
G2010030310 | Prime Coat |  |  | 2381 | SY | 7712.2655 | 1143.2277 | 753.1101 | 6295.06 | 9608.6033 | SY
G2060010101 | Jointed Concrete, Place & Finish, 4" - 12" |  |  | 2381 | SY | 19249.7451 | 40099.6418 | 8713.449 | 39679.07 | 68062.8359 | CY
G2060020501 | Plastic Grooving (Transverse) |  |  | 694.44 | CY | 0 | 13181.2693 | 14890.013 | 16880.22 | 28071.2823 | SY
G2060020801 | Field Mix Concrete |  |  | 2381 | SY | 113683.4343 | 0 | 0 | 76555.73 | 113683.4343 | CY
G2060020803 | Haul Concrete To Paver |  |  | 694.44 | CY | 0 | 591.0289 | 1041.8485 | 1008.88 | 1632.8774 | LF
G2060030701 | Construction Joint, 254.00mm (10") |  |  | 1023.83 | LF | 1658.1371 | 4828.3777 | 0 | 3626.95 | 6486.5147 | LF
G2060030703 | Expansion Joint, 254.00mm (10") |  |  | 238.1 | LF | 746.9086 | 3666.1009 | 0 | 4386.07 | 4413.0095 | LF
[8 empty] | Total Concrete | 243718.93 | 377267.08 | Tot
[9 empty] | RUC | 158.449 | SY
FAC | 1112 | Rtry-Wng Lnding Area, Surfaced (Asphalt) |  | RPAD Average Size | 7821 | UM = | SY | Source | PACES 1.2 UFC 3-260-01, June 2001, UFC 3-260-02, Nov 2008
Assembly | Description |  |  | Qty | UoM | Material | Labor | Equip | Bare | Tot w/OP
G1030050510 | Dry Roll Gravel, Steel Roller |  |  | 20866.06 | SY | 0 | 9033.3007 | 11377.9134 | 12358.55 | 20411.2141 | SY
G2010010102 | Gravel, Delivered & Dumped |  |  | 5788.65 | CY | 202702.0463 | 0 | 0 | 136501.88 | 202702.0463 | CY
G2010030310 | Prime Coat |  |  | 7821 | SY | 25332.8972 | 3546.5986 | 4947.5636 | 22235.13 | 33827.0594 | SY
G2010030312 | Asphalt Wearing Course,1 Pass (Line Item Incl 5% Waste) |  |  | 1231.81 | TON | 128325.078 | 9912.1605 | 7167.5708 | 96395.77 | 145404.8094 | TON
[9 empty] | Asphalt Total | 402345.1292 | Tot
2016 RPAD inventory segregated by construction material. Final RUC is a weighted average based on inventory. PACES Input Parameters: Project Location = Ft Myer, VA (ACF= 1) Midpoint of Construction: 1 October 2016 SIOH = 0 % Contingency = 0 % Planning and Design = 0 % | [8 empty] | RUC | 51.4442 | SY
[5 empty] | 2016 RPAD % of Inventory |  | Concrete | 0.347 | Conc RUC | 158.449 | SY
[7 empty] | Asphalt | 0.653 | Asphalt RUC | 51.4442 | SY
[9 empty] | Weighted RUC | 88.5749 | SY
FAC | 1113 | Runway Overrun Area, Surfaced |  | UM = | SY | Design Size | 33333 | Source | PACES 1.2 UFC 3-260-02, June 2001
Assembly | Description |  |  | Qty | UoM | Material | Labor | Equip | Bare | Tot w/OP
G1030050510 | Dry Roll Gravel, Steel Roller |  |  | 33333 | SY | 0 | 38799.7468 | 13433.2041 | 28832.61 | 52232.9509 | SY
G2010010101 | Cement Stabilized Base |  |  | 11110 | CY | 685249.5753 | 137994.6444 | 69042.5281 | 572036.59 | 892286.7478 | CY
G2010010102 | Gravel, Delivered & Dumped |  |  | 11609.88 | CY | 410656.0509 | 0 | 0 | 272887.47 | 410656.0509 | SY
G2010030310 | Prime Coat |  |  | 33333 | SY | 32054.8812 | 1536.3568 | 712.2909 | 22562.53 | 34303.5289 | SY
G2010030312 | Asphalt Wearing Course,1 Pass (Line Item Incl 5% Waste) |  |  | 7286 | TON | 766702.0641 | 63433.1993 | 21481.3998 | 556304.53 | 851616.6633 | SY
G2060010101 | Jointed Concrete, Place & Finish, 101.60mm - 304.80mm (4" - 12") |  |  | 12133 | SY | 55923.0543 | 68308.7324 | 2937.7774 | 74159.43 | 127169.5641 | CY
G2060020801 | Field Mix Concrete |  |  | 2864.68 | CY | 417975.2482 | 0 | 0 | 277751.19 | 417975.2482 | CY
G2060020803 | Haul Concrete To Paver |  |  | 2864.68 | CY | 0 | 2491.3191 | 4355.3304 | 4172.35 | 6846.6495 | LF
G2060030703 | Expansion Joint, 254.00mm (10") |  |  | 2865 | LF | 122683.5275 | 15355.0044 | 0 | 89402.97 | 138038.5319 | LF
PACES Input Parameters: Project Location = Ft Myer, VA (ACF= 1.00) Midpoint of Construction: 1 October 2016 SIOH = 0 % Contingency = 0 % Planning and Design = 0 % | [8 empty] | 1898109.67 | 2931125.9355 | Tot
[9 empty] | RUC | 87.9347 | SY
FAC | 1114 | Runway, Unsurfaced |  | UM = | SY | RPAD Ave Size | 54052 | Source | PACES 1.2 UFC 3-260-02, June 2001
Assembly | Description |  |  | Qty | UoM | Material | Labor | Equip | Bare | Tot w/OP
G1030010103 | Rough Grading, 0.0014 T (14G), 1 Pass |  |  | 229715.33 | SY | 0 | 92.8759 | 69.1376 | 93.59 | 162.0135 | SY
G1030010108 | Fine Grading, 0.013 T (130G), 2 Passes |  |  | 162152 | SY | 0 | 111877.1583 | 69178.3202 | 103368.15 | 181055.4785 | SY
G1030020203 | Runway Soil Excavation, W/Scraper, Load & Haul Spoil |  |  | 30028.15 | CY | 0 | 119955.5437 | 155347.3407 | 164773.41 | 275302.8844 | CY
G1030050501 | Compact Subgrade, 2 Lifts |  |  | 38285.89 | CY | 0 | 105460.5327 | 7507.1968 | 59094.69 | 112967.7295 | CY
G2010010102 | Gravel, Delivered & Dumped |  |  | 30028.15 | CY | 1062133.4151 | 0 | 0 | 705804.52 | 1062133.4151 | CY
PACES Input Parameters: Project Location = Ft Myer, VA (ACF= 1.00) Midpoint of Construction: 1 October 2016 SIOH = 0 % Contingency = 0 % Planning and Design = 0 % | [9 empty] | 1631621.5211 | Tot
[9 empty] | RUC | 30.1861 | SY
FAC | 1121 | Taxiway, Surfaced |  | UM = | SY | Design Size | 23533 | Source | PACES 1.2 UFC 3-260-02, June 2001
Assembly | Description |  |  | Qty | UoM | Material | Labor | Equip | Bare | Tot w/OP
G1030050510 | Dry Roll Gravel, Steel Roller |  |  | 55400.87 | SY | 0 | 63747.3085 | 22070.5205 | 47921.02 | 85817.829 | SY
G2010010102 | Gravel, Delivered & Dumped |  |  | 15369.27 | CY | 537396.1051 | 0 | 0 | 361251.03 | 537396.1051 | CY
G2010030310 | Prime Coat |  |  | 23534 | SY | 22372.0766 | 1072.2701 | 497.1295 | 15929.75 | 23941.4762 | SY
G2010030312 | Asphalt Wearing Course,1 Pass (Line Item Incl 5% Waste) |  |  | 1853.3 | TON | 192785.3242 | 15950.12 | 5401.4445 | 141504.14 | 214136.8886 | SY
G2060010102 | Jointed Concrete, Place & Finish, 13" - 27" |  |  | 11767 | SY | 117322.2555 | 85337.1818 | 2580.172 | 124891.15 | 205239.6093 | SY
G2060020501 | Plastic Grooving (Transverse) |  |  | 11767 | SY | 0 | 65801.1727 | 73716.9489 | 83704.99 | 139518.1216 | CY
G2060020801 | Field Mix Concrete |  |  | 4575.95 | CY | 660003.8936 | 0 | 0 | 443671.04 | 660003.8936 | CY
G2060020803 | Haul Concrete To Paver |  |  | 4575.95 | CY | 0 | 3933.9178 | 6877.2853 | 6664.77 | 10811.2031 | LF
G2060030701 | Construction Joint, 10" |  |  | 5059.81 | LF | 8182.5227 | 24103.3625 | 0 | 18010.07 | 32285.8852 | LF
Taxiway is combination of asphalt and concrete. Size designed by PACES. Taxiway PACES Input Parameters: Project Location = Ft Myer, VA (ACF= 1.00) Midpoint of Construction: 1 October 2016 SIOH = 0 % Contingency = 0 % Planning and Design = 0 % | [9 empty] | 1909151.0119 | Tot
[9 empty] | RUC | 81.1265 | SY
FAC | 1131 | Aircraft Apron, Surfaced |  | UM = | SY | Design Size | 76564 | Source | PACES 1.2 UFC 3-260-02, June 2001
Assembly | Description |  |  | Qty | UoM | Material | Labor | Equip | Bare | Tot w/OP
G1030050510 | Dry Roll Gravel, Steel Roller |  |  | 156206.1 | SY | 0 | 72326.5302 | 42663.461 | 66216.7 | 114989.9913 | SY
G2010010102 | Gravel, Delivered & Dumped |  |  | 43334.6 | CY | 1515221.2992 | 0 | 0 | 1018569.46 | 1515221.2992 | CY
G2010030310 | Prime Coat |  |  | 76564 | SY | 247632.4883 | 37133.6807 | 24259.9352 | 202045.13 | 309026.1042 | SY
G2060010101 | Jointed Concrete, Place & Finish,4" - 12" |  |  | 76564 | SY | 618088.4599 | 1302494.0682 | 280686.311 | 1280169.47 | 2201268.8392 | SY
G2060020501 | Plastic Grooving (Transverse) |  |  | 76564 | SY | 0 | 428146.5953 | 479651.9484 | 544640.84 | 907798.5437 | SY
G2060020801 | Field Mix Concrete |  |  | 24457.6 | CY | 3997944.1921 | 0 | 0 | 2687517.55 | 3997944.1921 | CY
G2060020803 | Haul Concrete To Paver |  |  | 24457.6 | CY | 0 | 21026.0577 | 36757.8083 | 35621.98 | 57783.866 | CY
G2060030703 | Expansion Joint, 10" |  |  | 7656.4 | LF | 23982.4257 | 119080.2322 | 0 | 77923.88 | 143062.6578 | LF
Apron designed in PACES for light type airfield. Size designed by PACES. PACES Input Parameters: Project Location = Ft Myer, VA (ACF= 1.00) Midpoint of Construction: 1 October 2016 SIOH = 0 % Contingency = 0 % Planning and Design = 0 % | [9 empty] | 9247095.4935 | Tot
[9 empty] | RUC | 120.776 | SY
FAC | 1162 | Missile Launching Pad, Surfaced |  | UM = | SY | RPAD Ave Size | 2750 | Source | PACES 1.2
Assembly | Description |  |  | Qty | UoM | Material | Labor | Equip | Bare | Tot w/OP
G1030050510 | Dry Roll Gravel, Steel Roller |  |  | 7336.87 | SY | 0 | 3425.3543 | 2020.5237 | 3110.14 | 5445.878 | SY
G2010010102 | Gravel, Delivered & Dumped |  |  | 2035.39 | CY | 71760.2505 | 0 | 0 | 47841.36 | 71760.2505 | CY
G2010030310 | Prime Coat |  |  | 2750 | SY | 8968.3126 | 1344.8415 | 878.6031 | 7256.99 | 11191.7572 | SY
G2060010102 | Jointed Concrete, Place & Finish, 13" - 27" |  |  | 2750 | SY | 44904.1794 | 93205.7746 | 30865.3695 | 98489.04 | 168975.3235 | SY
G2060020801 | Field Mix Concrete |  |  | 1069.42 | CY | 176265.0573 | 0 | 0 | 117512.96 | 176265.0573 | CY
G2060020803 | Haul Concrete To Paver |  |  | 1069.42 | CY | 0 | 927.0163 | 1620.6122 | 1557.59 | 2547.6285 | CY
G2060030703 | Expansion Joint, 10" |  |  | 275 | LF | 869 | 4312.6358 | 0 | 2798.84 | 5181.1886 | CY
PACES Input Parameters: Project Location = Ft Myer, VA (ACF= 1.00) Midpoint of Construction: 1 October 2016 SIOH = 0 % / Contingency = 0 % / Planning and Design = 0 % | [9 empty] | 441367.0837 | Tot
[9 empty] | RUC | 160.4971 | SY
FAC | 1164 | Misc Airfield Pavement, Surfaced (Asphalt) |  | RPAD Average Size | 7660 | UM = | SY | Source | PACES 1.2 UFC 3-260-02, Nov 2008
Assembly | Description |  |  | Qty | UoM | Material | Labor | Equip | Bare | Tot w/OP
G1030050510 | Dry Roll Gravel, Steel Roller |  |  | 9617.13 | SY | 0 | 4163.4323 | 5244.0601 | 5696.03 | 9407.4923 | SY
G2010010101 | Cement Stabilized Base |  |  | 3830 | CY | 234242.0588 | 43968.748 | 46973.8609 | 212233.96 | 325184.6677 | CY
G2010010102 | Gravel, Delivered & Dumped |  |  | 2667.98 | CY | 93575.9945 | 0 | 0 | 63015.15 | 93575.9945 | CY
G2010030310 | Prime Coat |  |  | 7660 | SY | 24851.4872 | 3473.5898 | 4845.715 | 21804.4 | 33170.792 | SY
G2010030312 | Asphalt Wearing Course,1 Pass (Line Item Incl 5% Waste) |  |  | 1206.45 | TON | 125886.2161 | 9708.093 | 7020.0078 | 94547.94 | 142614.317 | SY
[8 empty] | Total Asphalt | 397297.48 | 603953.2636 | Tot
[9 empty] | RUC | 78.8451 | SY
FAC | 1164 | Misc Airfield Pavement, Surfaced (Concrte) |  | RPAD Average Size | 4580 | UM = | SY | Source | PACES 1.2 UFC 3-260-02, Nov 2008
Assembly | Description |  |  | Qty | UoM | Material | Labor | Equip | Bare | Tot w/OP
G1030050510 | Dry Roll Gravel, Steel Roller |  |  | 5750.19 | SY | 0 | 2489.3629 | 3135.4824 | 3405.72 | 5624.8453 | SY
G2010010102 | Gravel, Delivered & Dumped |  |  | 1595.21 | CY | 55949.9555 | 0 | 0 | 37677.34 | 55949.9555 | CY
G2010030310 | Prime Coat |  |  | 4580 | SY | 14858.9832 | 2076.8983 | 2897.3074 | 13037.1 | 19833.189 | SY
G2060010101 | Jointed Concrete, Place & Finish, 4" - 12" |  |  | 4580 | SY | 37087.8883 | 72848.8989 | 33521.7107 | 85424.42 | 143458.4979 | SY
G2060020501 | Plastic Grooving (Transverse) |  |  | 4580 | SY | 0 | 23946.3724 | 57283.7122 | 51025.54 | 81230.0846 | SY
G2060020801 | Field Mix Concrete |  |  | 1208.57 | CY | 198168.8124 | 0 | 0 | 133449.15 | 198168.8124 | CY
G2060020803 | Haul Concrete To Paver |  |  | 1208.57 | CY | 0 | 971.4539 | 3626.3662 | 2947.11 | 4597.8201 | CY
G2060030701 | Construction Joint, 10" |  |  | 1969.4 | LF | 3194.6814 | 8771.6992 | 0 | 6711.86 | 11966.3806 | LF
G2060030702 | Contraction Joint, 10" |  |  | 2381.6 | LF | 3863.3356 | 10607.6363 | 0 | 8116.67 | 14470.9719 | LF
G2060030703 | Expansion Joint, 10" |  |  | 458 | LF | 1439.0457 | 6660.1945 | 0 | 4431.79 | 8099.2401 | LF
[9 empty] | Concrete Total | 543399.7974 | Tot
2016 RPAD inventory segregated by construction material. Final RUC is a weighted average based on inventory. PACES Input Parameters: Project Location = Ft Myer, VA (ACF= 1.00) Midpoint of Construction: 1 October 2016 SIOH = 0 % Contingency = 0 % Planning and Design = 0 % | [8 empty] | RUC | 118.6462 | SY
[5 empty] | 2016 RPAD % of Inventory |  | Asphalt | 0.564 | Asphalt RUC | 78.8451 | SY
[7 empty] | Concrete | 0.436 | Conc RUC | 118.6462 | SY
[9 empty] | Weighted RUC | 96.1984 | SY
FAC | 1165 | Aircraft Pavement Shoulder |  | UM = | SY | RPAD Ave Size | 42680 | Source | PACES 1.2 UFC 3-260-02, Nov 2008
Assembly | Description |  |  | Qty | UoM | Material | Labor | Equip | Bare | Tot w/OP
G1030050510 | Dry Roll Gravel, Steel Roller |  |  | 160754.22 | SY | 0 | 74301.2476 | 43828.2933 | 68144.68 | 118129.5409 | SY
G2010010102 | Gravel, Delivered & Dumped |  |  | 5362 | CY | 326352.0813 | 65720.3463 | 32881.7026 | 276081.02 | 424954.1302 | CY
G2010010101 | Cement Stabilized Base |  |  | 44596.33 | CY | 1556590.8631 | 0 | 0 | 1048226.12 | 1556590.8631 | CY
G2010030310 | Prime Coat |  |  | 42680 | SY | 137797.5512 | 20663.4045 | 13499.6813 | 112628.47 | 171960.637 | SY
G2010030312 | Asphalt Wearing Course,1 Pass (Line Item Incl 5% Waste) |  |  | 6722.1 | TON | 698019.0822 | 57750.7035 | 19557.0453 | 513249.34 | 775326.831 | SY
PACES Input Parameters: Project Location = Ft Myer, VA (ACF= 1.00) Midpoint of Construction: 1 October 2016 SIOH = 0 % / Contingency = 0 % / Planning and Design = 0 % | [9 empty] | 3046962.0022 | Tot
[9 empty] | RUC | 71.3909 | SY
FAC | 1167 | Aircraft Rinse Facility |  | RPAD Average Size | 2442 | UM = | SY | Source | PACES 1.2
Assembly | Description |  |  | Qty | UoM | Material | Labor | Equip | Bare | Tot w/OP
G2060030703 | Expansion Joint, 254.00mm (10") |  |  | 244.2 | LF | 30835.6491 | 10430.5973 | 0 | 2362.98 | 41266.2465 | LF
G2060030702 | Contraction Joint, 254.00mm (10") |  |  | 1269.84 | LF | 35506.8846 | 12512.4956 | 71.4232 | 4327.71 | 48090.8035 | LF
G2060030701 | Construction Joint, 254.00mm (10") |  |  | 1050.06 | LF | 30397.2276 | 3943.0885 | 1233.5555 | 3578.68 | 35573.8716 | LF
G2060020803 | Haul Concrete To Paver |  |  | 644.39 | CY | 6177.3597 | 3188.2046 | 0 | 1571.35 | 9365.5643 | CY
G2060020801 | Field Mix Concrete |  |  | 644.39 | CY | 74510.1312 | 8411.3237 | 1.4918 | 71152.93 | 82922.9467 | CY
G2060020501 | Plastic Grooving (Transverse) |  |  | 2442 | SY | 0 | 1327.2974 | 1671.8003 | 27206.2 | 2999.0978 | SY
G2060010101 | Jointed Concrete, Place & Finish, 101.60mm - 304.80mm (4" - 12") |  |  | 2442 | SY | 29831.9561 | 0 | 0 | 45547.26 | 29831.9561 | SY
G2010030310 | Prime Coat |  |  | 2442 | SY | 7922.6282 | 1107.3768 | 1544.8089 | 6951.22 | 10574.8139 | SY
G2010010102 | Gravel, Delivered & Dumped |  |  | 850.55 | CY | 19774.8086 | 38842.1421 | 17873.3663 | 20089.18 | 76490.317 | CY
G1030050510 | Dry Roll Gravel, Steel Roller |  |  | 3065.93 | SY | 0 | 12767.913 | 30542.9749 | 1815.89 | 43310.8879 | SY
D4020010107 | Diesel Driven Pump - 9463.53 L/min (2500 GPM), Fire Prot Water Sup |  |  | 1 | EA | 105660.4094 | 0 | 0 | 54550.14 | 105660.4094 | EA
D3060010178 | Water System & Pump Controls |  |  | 1 | EA | 0 | 517.9635 | 1933.5199 | 5817.49 | 2451.4834 | EA
D2090030308 | Oil/Water Separator |  |  | 2 | EA | 1703.3651 | 4676.9628 | 0 | 23350.6 | 6380.3278 | EA
D2020030132 | Pump, 18.65 kW(25 HP), Turbine, 1514.2 - 2271.2 L/min(400-600 GPM), 152.4 mm(6") Dischg, 45.72 m(150 |  |  | 2 | EA | 2059.8833 | 5655.8619 | 0 | 30464.25 | 7715.7453 | EA
D2010050501 | Freeze Proof Multi-Nozzle Spray |  |  | 20 | EA | 767.2816 | 3551.1343 | 0 | 26188.09 | 4318.4158 | EA
[9 empty] | Total | 506952.8869 | Tot
PACES Input Parameters: Project Location = Ft Myer, VA (ACF= 1.00) Midpoint of Construction: 1 October 2016 SIOH = 0 % Contingency = 0 % Planning and Design = 0 % | [8 empty] | RUC | 207.5974 | SY
FAC | 1211 | Aircraft Fueling Facility |  | UM = | OL | Study Ave Size | 16.54 | Source | PACES 1.2 DLA/DESC Fuels Facilities Study, March 2009
Assembly | Description |  |  | Qty | UoM | Material | Labor | Equip | Bare | Tot w/OP
D3060011111 | Controls, Gas Flow Meter |  |  | 17 | EA | 38526.2231 | 15768.4874 | 0 | 34082.09 | 54294.7105 | LF
G3060024018 | 6" Stainless Steel Pipe, SCH 40, 304L, SW |  |  | 252 | LF | 34309.947 | 12196.8184 | 172.461 | 29510.05 | 46679.2265 | LF
G3060024216 | Pipe Cathodic Protection |  |  | 252 | LF | 180.7728 | 296.9149 | 0 | 275.62 | 477.6878 | EA
G3060024301 | Isolation Valve |  |  | 3 | EA | 1146.3001 | 247.3488 | 0 | 898.94 | 1393.6488 | CY
G3060045001 | Demo Concrete Paving |  |  | 9040 | CY | 0 | 1311369.8062 | 837116.4549 | 1243327.7 | 2148486.2611 | CY
G3060045101 | Replace Concrete Paving |  |  | 9040 | CY | 2971127.8066 | 89151.611 | 77401.2947 | 2095566.54 | 3137680.7122 | LF
G3060046101 | Fuel Hydrant, 4" Valve |  |  | 17 | EA | 155262.4563 | 37720.6915 | 0 | 123948.22 | 192983.1478 | EA
G3060054117 | Earthwork/Conc, 6" Pipe |  |  | 252 | LF | 2361.1146 | 3810.9019 | 685.5143 | 4025.87 | 6857.5308 | LF
G3094070519 | Utility vaults, meter pit, precast concrete, |  |  | 17 | EA | 207812.6378 | 44529.9823 | 10846.1423 | 170098.81 | 263188.7624 | EA
PACES Input Parameters: Project Location = Ft Myer, VA (ACF= 1.00) Midpoint of Construction: 1 October 2016 SIOH = 0 % / Contingency = 0 % / Planning and Design = 0 % Original Joint R&K/DESC Study developed RUC in GPM per RPCS This Calculation is in Outlets | [7 empty] | System Cost |  | 5852041.688 | Tot
[9 empty] | Cost / OL | 353811.4684 | OL
[9 empty] | RUC | 353811.4684 | OL
FAC | 1231 | Vehicle Fueling Facility |  | UM = | OL | Design Size | 2 | Source | PACES 1.2 DLA/DESC Fuels Facilities Study, March 2009
Assembly | Description |  |  | Qty | UoM | Material | Labor | Equip | Bare | Tot w/OP
G3060047001 | Fnd, Wheeled Vhcle, 152M (6") Conc |  |  | 1200 | SF | 6583.2249 | 7583.7882 | 1791.9505 | 9582.85 | 15958.9636 | SF
G3060047102 | Tank, 7571L (2000 gal), JP8, Wheeled Vhcle |  |  | 2 | EA | 2918.0961 | 0 | 0 | 1965.08 | 2918.0961 | EA
G3060047202 | Dispenser/Piping, JP8, Wheeled Vhcle |  |  | 2 | EA | 125113.3718 | 12983.4742 | 3139.8248 | 93117.45 | 141236.6708 | EA
G3060047302 | Electrical, JP8, Wheeled Vhcle |  |  | 2 | EA | 5889.0098 | 10588.7289 | 0 | 9470.95 | 16477.7388 | EA
G3060047401 | Compressor W/Pre Eng Bldg, Whled Vhcle |  |  | 1 | EA | 31807.2552 | 2942.1594 | 0 | 22949.03 | 34749.4146 | EA
G3060047602 | Prefab Steel Canopy, High Structure |  |  | 1500 | SF | 120371.4656 | 26828.5139 | 18397.5189 | 107397.12 | 165597.4984 | SF
PACES Input Parameters: Project Location = Ft Myer, VA (ACF= 1.00) Midpoint of Construction: 1 October 2016 SIOH = 0 % / Contingency = 0 % / Planning and Design = 0 % Number of outlets per system = 2 | [7 empty] | System Cost |  | 376938.3822 | Tot
[9 empty] | Cost per OL | 188469.1911 | OL
[9 empty] | RUC | 188469.1911 | OL
FAC | 1241 | Aircraft Operating Fuel Storage |  | UM = | GA | Design Size | 420000 | Source | PACES 1.2 DLA/DESC Fuels Facilities Study, March 2009
Assembly | Description |  |  | Qty | UoM | Material | Labor | Equip | Bare | Tot w/OP
G3060032001 | Earthwork, Vertical Abv Grd Tank |  |  | 1704 | CY | 40248.2002 | 3122.0472 | 6585.5819 | 33103.17 | 49955.8293 | CY
G3060032101 | Concrete, Vertical Abv Grd Tank |  |  | 50 | CY | 22016.4348 | 23101.8417 | 1423.8985 | 27746.97 | 46542.175 | CY
G3060032201 | Pipes And Fittings, Vertical Abv Grd Tank |  |  | 389 | LF | 21605.7186 | 7845.4011 | 0 | 18595.64 | 29451.1197 | LF
G3060032301 | Electrical, Vertical Abv Grd Tank |  |  | 2363.88 | LF | 41236.6491 | 31493.9777 | 0 | 44065.59 | 72730.6268 | LF
G3060032401 | Controls, Vertical Abv Grd Tank |  |  | 21 | EA | 12836.7457 | 2638.0839 | 466.6298 | 10312.02 | 15941.4593 | EA
G3060032503 | Tank, 1192400 L (10000 bbl), Vertical Abv Grd Tank |  |  | 1 | EA | 0 | 0 | 0 | 1380000 | 1635288.5057 | EA
G3060032701 | Concrete Covered Berm |  |  | 405.83 | LF | 184001.5405 | 20055.7752 | 40114.9194 | 161065.55 | 244172.2352 | LF
G3060032703 | Concrete Covered Basin |  |  | 7720.05 | SF | 79889.3501 | 58346.9411 | 501.2909 | 84322.49 | 138737.5821 | SF
G3060032902 | Tank Reinforcing |  |  | 2 | TON | 6796.5493 | 1159.7432 | 429.9459 | 5459.73 | 8386.2383 | TON
PACES Input Parameters: Project Location = Ft Myer, VA (ACF= 1.00) Midpoint of Construction: 1 October 2016 SIOH = 0 % / Contingency = 0 % / Planning and Design = 0 % Designed as a Verticle Upright AGST, 10,000 BBLs per original study | [7 empty] | System Cost |  | 2241205.7713 | Tot
[9 empty] | Cost per GA | 5.3362 | GA
[9 empty] | RUC | 5.3362 | GA
FAC | 1251 | POL Pipeline |  | UM = | LF | Design Size | 1000 | Source | PACES 1.2 DLA/DESC Fuels Facilities Study, March 2009
Assembly | Description |  |  | Qty | UoM | Material | Labor | Equip | Bare | Tot w/OP
G3060024011 | 16" Carbon Steel Pipe, SCH 40 C&B427W |  |  | 1000 | LF | 182974.4833 | 63525.2043 | 0 | 155969.4 | 246499.6877 | LF
G3060024216 | Pipe Cathodic Protection |  |  | 1000 | LF | 728.9227 | 1178.2338 | 0 | 1101.5 | 1907.1566 | LF
G3060024301 | Isolation Valve |  |  | 3 | EA | 1164.7888 | 247.3488 | 0 | 911.37 | 1412.1375 | EA
G3060024402 | Above Ground Pipe Seismic Reinforcing |  |  | 1000 | LF | 12852.8418 | 35274.1821 | 0 | 26947.2 | 48127.0239 | LF
G3060054116 | Above Grnd Pipe Support, Stl And Reinforced Concrete |  |  | 1000 | LF | 2424.7838 | 585.5523 | 26.3305 | 1951.6 | 3036.6666 | LF
G3060054123 | High Point Drain |  |  | 3 | EA | 27841.1805 | 6656.5926 | 0 | 22170.29 | 34497.7731 | EA
G3060054124 | Low Point Drain |  |  | 3 | EA | 10649.3381 | 7077.4759 | 53.2366 | 10867.73 | 17780.0506 | EA
PACES Input Parameters: Project Location = Ft Myer, VA (ACF= 1.00) Midpoint of Construction: 1 October 2016 SIOH = 0 % / Contingency = 0 % / Planning and Design = 0 % Designed as 1,000 LF Section of Above Ground Pipeline | [7 empty] | System Cost |  | 353260.496 | Tot
[9 empty] | Cost per GA | 353.2605 | LF
[9 empty] | RUC | 353.2605 | LF
FAC | 1261 | Fuel Loading/Offloading Facility |  | UM = | OL | Design Size | 4 | Source | PACES 1.2 DLA/DESC Fuels Facilities Study, March 2009
Assembly | Description |  |  | Qty | UoM | Material | Labor | Equip | Bare | Tot w/OP
G3060011002 | Parking Pad |  |  | 1600 | SF | 33448.6416 | 13931.5548 | 3929.2471 | 32413.9 | 51309.4434 | SF
G3060011101 | Direct Off Load Station |  |  | 4 | EA | 79193.5463 | 7165.4014 | 509.5066 | 57398.34 | 86868.4544 | EA
G3060011201 | Direct Off Load Pump |  |  | 4 | EA | 24405.4664 | 2863.3015 | 0 | 17923.59 | 27268.7679 | EA
G3060051401 | High Point Vent Pit Assembly |  |  | 4 | EA | 48810.9328 | 10459.1809 | 2547.5367 | 40023.25 | 61817.6504 | EA
G3060051402 | Low Point Pit Assembly |  |  | 4 | EA | 45011.2793 | 10982.1397 | 2674.9138 | 37822.19 | 58668.3328 | EA
G3060901501 | Electrical/Controls, Truck Offload Station |  |  | 4 | EA | 1180.8154 | 1190.2986 | 0 | 1414.03 | 2371.1139 | EA
G4090901601 | CATHODIC PROTECTION, TRUCK OFFLOADING STATION |  |  | 4 | EA | 61104.2731 | 17416.9716 | 839.3424 | 50768.85 | 79360.5871 | EA
PACES Input Parameters: Project Location = Ft Myer, VA (ACF= 1.00) Midpoint of Construction: 1 October 2016 SIOH = 0 % / Contingency = 0 % / Planning and Design = 0 % Designed as a 4 station truck loading facility per original study | [7 empty] | System Cost |  | 367664.3499 | Tot
[9 empty] | Cost per OL | 91916.0875 | OL
[9 empty] | RUC | 91916.0875 | OL
FAC | 1262 | POL Pump Station |  | UM = | GM | Design Size | 2400 | Source | PACES 1.2 DLA/DESC Fuels Facilities Study, March 2009
Assembly | Description |  |  | Qty | UoM | Material | Labor | Equip | Bare | Tot w/OP
D5090020207 | 125 KW Diesel Generator |  |  | 2 | EA | 121471.0551 | 11884.9534 | 1417.8802 | 88933.96 | 134773.8887 | EA
G3060903701 | Pump System, 600 GPM |  |  | 4 | EA | 1930469.0909 | 49486.6897 | 0 | 1325728.79 | 1979955.7807 | EA
G3060903706 | Product Recovery System, 1800-2400 GPM |  |  | 1 | EA | 296995.2448 | 83376.8044 | 15431.7957 | 253740.65 | 395803.8449 | EA
G3060903710 | Fuel Filter/Separator |  |  | 1 | EA | 114.3432 | 105.8198 | 0 | 132.02 | 220.1629 | EA
G3060903713 | Stainless Steel Horizontal Filter Separators |  |  | 4 | EA | 94592.9855 | 6178.2122 | 0 | 66912.13 | 100771.1976 | EA
G3060903720 | HHT Check Out |  |  | 1 | EA | 55944.1033 | 0 | 0 | 37673.4 | 55944.1033 | EA
PACES Input Parameters: Project Location = Ft Myer, VA (ACF= 1.00) Midpoint of Construction: 1 October 2016 SIOH = 0 % / Contingency = 0 % / Planning and Design = 0 % Designed as a 2400 GPM fuel pump facility per original study | [7 empty] | System Cost |  | 2667468.9781 | Tot
[9 empty] | Cost perGM | 1111.4454 | GM
[9 empty] | RUC | 1111.4454 | GM
FAC | 1311 | Communications Building |  | UM = | SF | RPAD Ave Size | 4496 | Source | Table 2, UFC 3-701-1 as of 17 Feb 2017
CATCODE | Description |  |  | Reference Size | Unit Cost |  |  | Inflation Adjustment |  | Adjusted Cost
GUC | Communications Facility |  |  | 34000 | 347 |  |  | NA: GUCs are as of October, 2016 |  | 347 | SF
[9 empty] | RUC | 347 | SF
FAC | 1312 | Satellite Communications Building |  | UM = | SF | RPAD Ave Size | 4060 | Source | USACE PAX Newsletter 3.2.2 Dated 16 May 2016
CATCODE | Description |  |  | Reference Size | Unit Cost |  |  | Inflation Adjustment by MCP Index |  | Adjusted Cost
13181 | Satellite Terminal Communications Facility |  |  | 26000 | 377 |  |  | 0.96117 |  | 362.3606 | SF
[9 empty] | RUC | 362.3606 | SF
FAC | 1321 | Communications Facility |  | UM = | EA |  |  | Source | Marshall and Swift Valuation; October 2016
Section | Description |  |  | Unit Cost | UoM |  |  | Current Cost Multiplier |  | Adjusted Cost
67/6 | Self Supporting Tower, 100 ft; lo cost |  |  | 46600 | EA |  |  | 1 |  | 46600 | EA
67/6 | Self Supporting Tower, 100 ft; hi cost |  |  | 68250 | EA |  |  | 1 |  | 68250 | EA
[9 empty] | Average | 57425 | EA
[5 empty] | Normalizing for Location | Marshall and Swift Local Multiplier for Arlington, VA |  |  |  | 1.07
[6 empty] | Divided by DoD ACF for Arlington, VA |  |  |  | 1.07
[7 empty] | Average |  | RUC | 57425 | EA
[6 empty] | RUC with Military Construction Premium |  |  | 1.021 | 58630.925 | EA
Note: "Section" refers to the Marshall & Swift Valuation Guide section and page which contains a profile of the facility used for this FAC as well as additional information on the features included in the Marshall and Swift facility. The "Area Adjustment" is the "local multiplier" (Section 99, Pages 5 thru 10) which reflects local cost conditions and is designed to adjust the basic costs to each locality. "Current Cost Multiplier" (Section 99, Page 3) are the multipliers to update costs. Costs in each section are updated on a three year cycle. The current cost multiplier is republished monthly and is based upon nationally recognized building cost indices. As stated in Section 1 page 11 of the Marshall and Swift Valuation guide " to obtain the current replacement value the cost shown in each section ("refined" by additions such as sprinklers, elevators, etc) is mulitplied by the current cost multiplier and the local multiplier. That is: Refined Cost x Current Cost Multiplier x Local Multiplier = Final Replacement Cost.
OSD Design Criteria |  |  | FAC 1321 aggregates 8 category codes for a variety of antennae across all Services and WHS.
Building construction material |  |  | No Unified Facilities Criteria (UFC) criteria exist for component material. Marshall and Swift is used to calculate the unit cost and is based upon commercial and public utility/governmental antennas.
Facility size |  |  | The average area for this FAC is 2.27 EA (each) based on 3,566 records.
Fire suppression system type, quality, and coverage |  |  | UFC 3-600-01 contains no requirement for antenna fire suppression.
Inclusion of a loading dock or similar ancillary feature |  |  | No Unified Facilities Criteria (UFC) requirement exists for the incorporation of a loading dock
Inclusion and capacity of overhead cranes |  |  | No Unified Facilities Criteria UFC requirement exists for the incorporation of overhead cranes.
Established standard for components or materials |  |  | No Unified Facilities Criteria UFC criteria exist for component material. The Marshall and Swift antenna valuation includes concrete footings, erection, painting, guy wires, lighting, platforms, and designers’ fees. Design fees are removed in the calculation of the RUC.
Applicable Business Rules |  |  | • M&S Selection Business Rule • Elevator Business Rule • Fire Sprinkler Business Rule • Overhead Crane Business Rule • MilCon Cost Premium Business Rule
Footnotes |  |  | None
FAC | 1331 | Aircraft Navigation Building |  | UM = | SF | RPAD Ave Size | 2407 | Source | Table 2, UFC 3-701-1 as of 17 Feb 2017
CATCODE | Description |  |  | Reference Size | Unit Cost |  |  | Inflation Adjustment |  | Adjusted Cost
GUC | Communications Facility |  |  | 34000 | 347 |  |  | NA: GUCs are as of October, 2016 |  | 347 | SF
[9 empty] | RUC | 347 | SF
FAC | 1341 | Aircraft Navigation Facility |  | UM = | EA |  |  | Source | Marshall and Swift Valuation; October 2016
Section | TASK |  |  | Given | Units | Conversion |  | Current Cost Multiplier |  | Adjusted Cost
14/22 | Armory, C, Average (similar in construction to utility bldg; note: Class C selected as most similar to M&S Selection Business Rule Class B) |  |  | 90.91 | SF | 100 | SF to EA | 1.03 |  | 9363.73 | EA
| Multiple Category Codes; Assume 10 x 10 ft |  |  |  | Normalizing for Location | Marshall and Swift Local Multiplier for Arlington, VA |  |  |  | 1.07
[6 empty] | Divided by DoD ACF for Arlington, VA |  |  |  | 1.07
[9 empty] | RUC | 9363.73 | EA
[6 empty] | RUC with Military Construction Premium |  |  | 1.021 | 9560.3683 | EA
FAC | 1351 | Communications Lines |  | UM = | MI |  |  | Source | PAX Newsletter 3.2.2 Dated 6 April 2017 Marshall and Swift Valuation; October 2016
Section | TASK |  |  | Given | Units | Conversion |  | Current Cost Multiplier | Area Adjustment | Adjusted Cost
13510 | 36 strand FO cable w/1" PVC inner duct run in ductbank |  |  | 2.9 | LF | 5280 | FT to MI | 0.94232 |  | 14428.8396 | MI
13510 | 36 strand FO splice box incl box and 36 splices |  |  | 922 | EA | 6 | EA per MI | 0.94232 |  | 5212.9272 | MI
66/1 | Trench only, lin. ft. |  |  | 6.54 | FT | 5280 | FT to MI | 1.01 | 1 | 34876.512 | MI
66/1 | Conduit only, lin. ft. |  |  | 5.83 | FT | 5280 | FT to MI | 1.01 | 1 | 31090.224 | MI
[8 empty] | Sum |  | 85608.5027 | MI
Area Adjustment for Marshall and Swift Components is location normalized by multiplying by the M&S local multiplier (1.07) then dividing by the DoD Area Cost Factor (1.07). | [7 empty] | RUC |  | 85608.5027 | MI
[6 empty] | RUC with Military Construction Premium |  |  | 1.021 | 87406.2813 | MI
Note: "Section" refers to the Marshall & Swift Valuation Guide section and page which contains a profile of the facility used for this FAC as well as additional information on the features included in the Marshall and Swift facility. The "Area Adjustment" is the "local multiplier" (Section 99, Pages 5 thru 10) which reflects local cost conditions and is designed to adjust the basic costs to each locality. "Current Cost Multiplier" (Section 99, Page 3) are the multipliers to update costs. Costs in each section are updated on a three year cycle. The current cost multiplier is republished monthly and is based upon nationally recognized building cost indices. As stated in Section 1 page 11 of the Marshall and Swift Valuation guide " to obtain the current replacement value the cost shown in each section ("refined" by additions such as sprinklers, elevators, etc) is mulitplied by the current cost multiplier and the local multiplier. That is: Refined Cost x Current Cost Multiplier x Local Multiplier = Final Replacement Cost.
OSD Design Criteria |  |  | UFC 3-580-01 Telecommunications Interior Infrastructure Planning and Design.
Building construction material |  |  | Fiber optic cable is the standard called for in UFC 3-580-01for cable plant between buildings.
Facility size |  |  | The average record is 36.33 miles
Fire suppression system type, quality, and coverage |  |  | UFC 3-600-01 contains no requirement for antenna fire suppression.
Inclusion of a loading dock or similar ancillary feature |  |  | No Unified Facilities Criteria (UFC) requirement exists for the incorporation of a loading dock
Inclusion and capacity of overhead cranes |  |  | No Unified Facilities Criteria UFC requirement exists for the incorporation of overhead cranes.
Established standard for components or materials |  |  | Fiber optic cable is the standard called for in UFC 3-580-01.
Documentation for proposed business rules reflecting DoD established practices for components or materials |  |  | • M&S Selection Business Rule • Elevator Business Rule • Fire Sprinkler Business Rule • Overhead Crane Business Rule • MilCon Cost Premium Business Rule
FAC | 1361 | Airfield Pavement Lighting |  | UM = | LF | Design Size | 10000 | Source | PACES 1.2
Assembly | Description |  |  | Qty | UoM | Material | Labor | Equip | Bare | Tot w/OP
G2060042613 | Runway Edge Lights |  |  | 20 | KLF | 1700293.2692 | 534762.4164 | 30492.0134 | 1441017.1 | 2265547.6989 | KLF
G2060042614 | Runway Centerline Lights |  |  | 10 | KLF | 1073549.7614 | 242505.0716 | 13068.0064 | 856310.94 | 1329122.8394 | KLF
PACES Input Parameters: Project Location = Ft Myer, VA (ACF= 1.00) Midpoint of Construction: 1 October 2016 SIOH = 0 % / Contingency = 0 % / Planning and Design = 0 % | [9 empty] | 3594670.5383 | KLF
[9 empty] | RUC | 359.4671 | LF
FAC | 1362 | Airfield Lighting |  | UM = | EA | Design Size | 938 | Source | PACES 1.2
Assembly | Description |  |  | Qty | UoM | Material | Labor | Equip | Bare | Tot w/OP
G2060042610 | Runway Approach Lighting |  |  | 2 | EA | 2024767.2261 | 248573.1554 | 6087.6574 | 1496837.42 | 2279428.0388 | EA
G2060042611 | End Of Runway Lighting |  |  | 2 | EA | 892544.1763 | 478895.1393 | 22828.936 | 865406.67 | 1394268.2515 | EA
G2060042612 | Touchdown Zone lighting |  |  | 2 | EA | 859511.3096 | 135738.6974 | 6522.4899 | 653769.43 | 1001772.4969 | EA
G2060042620 | Taxiway Edge Lights |  |  | 560 | EA | 3307851.534 | 538856.0696 | 33482.1165 | 2530250.77 | 3880189.7201 | EA
G2060042621 | Taxiway Centerline Lights |  |  | 280 | EA | 1264737.5917 | 289926.074 | 13697.2285 | 1011649.06 | 1568360.8942 | EA
G2060042630 | Aircraft Parking Area Perimeter Lighting, Elevated, Quartz, 200W |  |  | 92 | EA | 469292.1138 | 133150.5781 | 6000.6901 | 389294.37 | 608443.3821 | EA
PACES Input Parameters: Project Location = Ft Myer, VA (ACF= 1.00) Midpoint of Construction: 1 October 2016 SIOH = 0 % / Contingency = 0 % / Planning and Design = 0 % |  |  |  | 938 | EA | Total Lights |  |  |  | 10732462.7836 | EA
[9 empty] | RUC | 11441.858 | EA
FAC | 1371 | Ship Navigation Building |  | UM = | SF | RPAD Ave Size | 10325 | Source | Table 2, UFC 3-701-1 as of 17 Feb 2017
CATCODE | Description |  |  | Reference Size | Unit Cost |  |  | Inflation Adjustment |  | Adjusted Cost
GUC | Communications Facility |  |  | 34000 | 347 |  |  | NA: GUCs are as of October, 2016 |  | 347 | SF
[9 empty] | RUC | 347 | SF
FAC | 1381 | Ship Navigation Facility |  | UM = | EA |  |  | Source | Marshall and Swift Valuation; October 2016
Section | TASK |  |  | Given | Units | Conversion |  | Current Cost Multiplier |  | Adjusted Cost
67/6 | Self Supporting Tower, 50 ft; Average cost |  |  | 18900 | EA |  |  | 1 |  | 18900 | EA
[5 empty] | Normalizing for Location | Marshall and Swift Local Multiplier for Arlington, VA |  |  |  | 1.07
[6 empty] | Divided by DoD ACF for Arlington, VA |  |  |  | 1.07
[9 empty] | RUC | 18900 | EA
[6 empty] | RUC with Military Construction Premium |  |  | 1.021 | 19296.9 | EA
FAC | 1402 | Air Defense Operations Building |  | UM = | SF | RPAD Ave Size | 9871.0743 | Source | Table 2, UFC 3-701-1 as of 17 Feb 2017
CATCODE | Description |  |  | Reference Size | Unit Cost |  |  | Inflation Adjustment |  | Adjusted Cost
GUC | Aircraft Ops Facility Without Tower |  |  | 35000 | 225 |  |  | NA: GUCs are as of October, 2016 |  | 225 | SF
[9 empty] | RUC | 225 | SF
FAC | 1403 | Missile Operations Building |  | UM = | SF | RPAD Ave Size | 4774 | Source | Table 2, UFC 3-701-1 as of 17 Feb 2017
CATCODE | Description |  |  | Reference Size | Unit Cost |  |  | Inflation Adjustment |  | Adjusted Cost
GUC | Communications Facility |  |  | 34000 | 347 |  |  | NA: GUCs are as of October, 2016 |  | 347 | SF
[9 empty] | RUC | 347 | SF
FAC | 1404 | Emergency Operations Center / SCIF |  | UM = | SF | RPAD Ave Size | 12249 | Source | USACE PAX Newsletter 3.2.2 Dated 6 April 2017
CATCODE | Description |  |  | Reference Size | Unit Cost |  |  | Inflation Adjustment by MCP Index |  | Adjusted Cost
14162 | Emergency Operations Center / SCIF |  |  | 4100 | 564 |  |  | 0.94232 |  | 531.4698 | SF
[9 empty] | RUC | 531.4698 | SF
FAC | 1411 | Airfield Fire And Rescue Station |  | UM = | SF | RPAD Ave Size | 8976.5662 | Source | Table 2, UFC 3-701-1 as of 17 Feb 2017
CATCODE | Description |  |  | Reference Size | Unit Cost |  |  | Inflation Adjustment |  | Adjusted Cost
GUC | Airfield Fire And Rescue Station |  |  | 32000 | 294 |  |  | NA: GUCs are as of October, 2016 |  | 294 | SF
[9 empty] | RUC | 294 | SF
FAC | 1412 | Aviation Operations Building |  | UM = | SF | RPAD Ave Size | 9871.0743 | Source | Table 2, UFC 3-701-1 as of 17 Feb 2017
CATCODE | Description |  |  | Reference Size | Unit Cost |  |  | Inflation Adjustment |  | Adjusted Cost
GUC | Aircraft Ops Facility Wothout Tower |  |  | 35000 | 225 |  |  | NA: GUCs are as of October, 2016 |  | 225 | SF
[9 empty] | RUC | 225 | SF
FAC | 1413 | Air Control Tower |  | UM = | SF |  |  | Source | USACE PAX Newsletter 3.2.2 Dated 16 May 2016
CATCODE | Description |  |  | Reference Size | Unit Cost |  |  | Inflation Adjustment by MCP Index |  | Adjusted Cost
13310 | Air Traffic/ Flight Control Tower |  |  | 7600 | 771 |  |  | 0.96117 |  | 741.0611 | SF
[9 empty] | RUC | 741.0611 | SF
FAC | 1421 | Helium Production/Storage Building |  | UM = | SF | RPAD Ave Size | 582 | Source | USACE PAX Newsletter 3.2.2 Dated 6 April 2017
CATCODE | Description |  |  | Reference Size | Unit Cost |  |  | Inflation Adjustment by MCP Index |  | Adjusted Cost
44220 | Gen Purpose (GP) Warehouse, Inst, Low-Bay < 15,000 SF |  |  | 3600 | 146 |  |  | 0.94232 |  | 137.5791 | SF
21470 | Hazardous Waste Storage Bldg - TEMF |  |  | 420 | 220 |  |  | 0.94232 |  | 207.3109 | SF
|  |  | Average Size | 2010 |  |  |  | Weighted Average |  | 144.8645 | SF
[9 empty] | RUC | 144.8645 | SF
FAC | 1422 | Helium Storage Facility |  | UM = | EA | Design Size | 1 | Source | Marshall and Swift Valuation; October 2016
Section | TASK |  |  | Given | Units | Conversion |  | Current Cost Multiplier |  | Adjusted Cost
61/8 | Welded Steel Pressure Tank, 9,000 gallons |  |  | 76000 | EA |  |  | 1.02 |  | 77520 | EA
61/8 | Welded Steel Pressure Tank, 15,000 gallons |  |  | 114000 | EA |  |  | 1.02 |  | 116280 | EA
[9 empty] | Ave | 96900 | EA
[5 empty] | Normalizing for Location | Marshall and Swift Local Multiplier for Arlington, VA |  |  |  | 1.07
[6 empty] | Divided by DoD ACF for Arlington, VA |  |  |  | 1.07
[9 empty] | RUC | 96900 | EA
[6 empty] | RUC with Military Construction Premium |  |  | 1.021 | 98934.9 | EA
FAC | 1431 | Ship Operations Building |  | UM = | SF | RPAD Ave Size | 10400 | Source | Marshall and Swift Valuation; October 2016
Section | TASK |  |  | Given | Units | Conversion |  | Current Cost Multiplier |  | Adjusted Cost
14/40 | Miscellaneous Building (Telephone), Class A & B |  |  | 195 | SF | 1 |  | 1.04 |  | 202.8 | SF
14/37 | Sprinkler, 10000 SF, dry, average |  |  | 4.01 | SF | 1 |  | 1.04 |  | 4.1704 | SF
[9 empty] | SUM | 206.9704 | SF
[5 empty] | Normalizing for Location | Marshall and Swift Local Multiplier for Arlington, VA |  |  |  | 1.1
[6 empty] | Divided by DoD ACF for Arlington, VA |  |  |  | 1.07
[9 empty] | RUC | 212.7733 | SF
[6 empty] | RUC with Military Cost Premium |  |  | 1.3319 | 283.403 | SF
Note: "Section" refers to the Marshall & Swift Valuation Guide section and page which contains a profile of the facility used for this FAC as well as additional information on the features included in the Marshall and Swift facility. The "Area Adjustment" is the "local multiplier" (Section 99, Pages 5 thru 10) which reflects local cost conditions and is designed to adjust the basic costs to each locality. "Current Cost Multiplier" (Section 99, Page 3) are the multipliers to update costs. Costs in each section are updated on a three year cycle. The current cost multiplier is republished monthly and is based upon nationally recognized building cost indices. As stated in Section 1 page 11 of the Marshall and Swift Valuation guide " to obtain the current replacement value the cost shown in each section ("refined" by additions such as sprinklers, elevators, etc) is mulitplied by the current cost multiplier and the local multiplier. That is: Refined Cost x Current Cost Multiplier x Local Multiplier = Final Replacement Cost.
OSD Design Criteria |  |  | Unified Facilities Criteria for Multi-Disciplinary and Facility Specific Design (3-500 Electrical, 4-200 Maintenance and Production Facilities, and 4-800 Utilities and Ground Improvements Series) is not provided for this type of facility.
Building construction material |  |  | No Unified Facilities Criteria UFC criteria exist for component material. Applying the Marshall and Swift Selection Business Rule, the FAC is Marshall & Swift Class B, Average Quality. A “telephone building” in Marshall and Swift is used as the representative commercial buildings.
Facility size |  |  | The average area for this FAC is 10,400 SF. The Occupancy Group assigned is B, Business.
Fire suppression system type, quality, and coverage |  |  | International Building Code Group B A fire sprinkler has been incorporated, applying the Fire Sprinkler Business Rule.
Inclusion of a loading dock or similar ancillary feature |  |  | No Unified Facilities Criteria (UFC) requirement exists for the incorporation of a loading dock No elevator is provided in consonance with the Elevator Business Rule.
Inclusion and capacity of overhead cranes |  |  | No overhead crane is provided, applying the Overhead Crane Business Rule
Established standard for components or materials |  |  | No Unified Facilities Criteria UFC criteria exist for component material
Documentation for proposed business rules reflecting DoD established practices for components or materials |  |  | • M&S Selection Business Rule • Elevator Business Rule • Fire Sprinkler Business Rule • Overhead Crane Business Rule • MilCon Cost Premium Business Rule
FAC | 1441 | Photo/TV Production Building |  | UM = | SF | RPAD Ave Size | 5707 | Source | Marshall and Swift Valuation; October 2016
Section | TASK |  |  | Given | Units | Conversion |  | Curnt Cost Mult |  | Adjusted Cost
14/19 | Broadcast Facility, B, Average |  |  | 196.53 | SF |  |  | 1.04 |  | 204.3912 | SF
14/37 | Sprinkler, 5000 SF, Wet, Average |  |  | 3.4 | SF |  |  | 1.04 |  | 3.536 | SF
[9 empty] | SUM | 207.9272 | SF
[5 empty] | Normalizing for Location | Marshall and Swift Local Multiplier for Arlington, VA |  |  |  | 1.1
[6 empty] | Divided by DoD ACF for Arlington, VA |  |  |  | 1.07
[9 empty] | RUC | 213.7569 | SF
[6 empty] | RUC with Military Construction Premium |  |  | 1.3319 | 284.7131 | SF
FAC | 1442 | Operations Support Lab |  | UM = | SF | RPAD Ave Size | 8929 | Source | Marshall and Swift Valuation; October 2016
Section | TASK |  |  | Given | Units | Conversion |  | Curnt Cost Mult |  | Adjusted Cost
14/17 | Laboratory Building, A/B, Average |  |  | 222.42 | SF |  |  | 1.04 |  | 231.3168 | SF
14/37 | Sprinkler, 10000 SF, Dry, Average |  |  | 4.01 | SF |  |  | 1.04 |  | 4.1704 | SF
[9 empty] | Sum | 235.4872 | SF
[5 empty] | Normalizing for Location | Marshall and Swift Local Multiplier for Arlington, VA |  |  |  | 1.1
[6 empty] | Divided by DoD ACF for Arlington, VA |  |  |  | 1.07
[9 empty] | RUC | 242.0896 | SF
[8 empty] | RUC with Military Cost Premium | 1.3319 | 322.4508 | SF
Note: "Section" refers to the Marshall & Swift Valuation Guide section and page which contains a profile of the facility used for this FAC as well as additional information on the features included in the Marshall and Swift facility. The "Area Adjustment" is the "local multiplier" (Section 99, Pages 5 thru 10) which reflects local cost conditions and is designed to adjust the basic costs to each locality. "Current Cost Multiplier" (Section 99, Page 3) are the multipliers to update costs. Costs in each section are updated on a three year cycle. The current cost multiplier is republished monthly and is based upon nationally recognized building cost indices. As stated in Section 1 page 11 of the Marshall and Swift Valuation guide " to obtain the current replacement value the cost shown in each section ("refined" by additions such as sprinklers, elevators, etc) is mulitplied by the current cost multiplier and the local multiplier. That is: Refined Cost x Current Cost Multiplier x Local Multiplier = Final Replacement Cost.
OSD Design Criteria |  |  | Unified Facilities Criteria for Multi-Disciplinary and Facility Specific Design (4 Series) is not provided for this type of facility. The only UFC in the 4-300 Series for laboratories is 4-390-01, “O&M: Unmanned Pressure Test Facilities Safety Certification Manual” which does not apply to this FAC.
Building construction material |  |  | No Unified Facilities Criteria (UFC) criteria exist for component material. Applying the Marshall & Swift Business Rule, the FAC is Marshall & Swift Class B, Average Quality. Commercial building construction material is implied by using Marshall and Swift “laboratory”.
Facility size |  |  | The average area of this FAC is 8,929 SF. The International Building Code Occupancy Group assigned is B, Business.
Fire suppression system type, quality, and coverage |  |  | International Building Code Group B A sprinkler is incorporated, applying the Fire Sprinkler Business Rule
Inclusion of a loading dock or similar ancillary feature |  |  | No Unified Facilities Criteria (UFC) requirement exists for the incorporation of a loading dock The average number of floors is 1.1; applying the Elevator Business Rule, no elevator is incorporated.
Inclusion and capacity of overhead cranes |  |  | No overhead cranes applying the Overhead Crane Business Rule.
Established standard for components or materials |  |  | No Unified Facilities Criteria UFC criteria exist for component material, other than those consistent with fire safety noted above in building construction material.
Documentation for proposed business rules reflecting DoD established practices for components or materials |  |  | • M&S Selection Business Rule • Elevator Business Rule • Fire Sprinkler Business Rule • Overhead Crane Business Rule • MilCon Cost Premium Business Rule
FAC | 1443 | Operations Supply Building |  | UM = | SF | RPAD Ave Size | 8309 | Source | Marshall and Swift Valuation; October 2016
Section | TASK |  |  | Given | Units | Conversion |  | Current Cost Multiplier |  | Adjusted Cost
14/23 | Distribution Warehouse, B, average |  |  | 74.51 | SF |  |  | 1.04 |  | 77.4904 | SF
55/5 | Overhead door, Rollup |  |  | 23.88 | SF of door | 162 | sf | 1.01 |  | 0.47024 | SF
55/5 | Overhead door electric operation |  |  | 1905 | EA | 1 | EA | 1.01 |  | 0.23156 | SF
65/12 | Dock bumper, 10 ft length |  |  | 53.25 | EA | 0.0064087 | Per SF | 1.01 |  | 0.0064728 | SF
64/12 | Dock leveler, hydraulic |  |  | 8600 | EA | 1.035 | Per SF | 1.01 |  | 1.0454 | SF
65/12 | Dock seal, 10 inch |  |  | 765 | EA | 0.092069 | Per SF | 1.01 |  | 0.09299 | SF
65/12 | Dock shelter |  |  | 2117.5 | EA | 0.25484 | Per SF | 1.01 |  | 0.25739 | SF
14/37 | Sprinkler, 10000 SF, dry, average |  |  | 4.01 | SF |  |  | 1.04 |  | 4.1704 | SF
[9 empty] | SUM | 83.7648 | SF
[5 empty] | Normalizing for Location | Marshall and Swift Local Multiplier for Arlington, VA |  |  |  | 1.1
[6 empty] | Divided by DoD ACF for Arlington, VA |  |  |  | 1.07
[9 empty] | RUC | 86.1134 | SF
[6 empty] | RUC with Military Cost Premium |  |  | 1.2552 | 108.0875 | SF
Note: "Section" refers to the Marshall & Swift Valuation Guide section and page which contains a profile of the facility used for this FAC as well as additional information on the features included in the Marshall and Swift facility. The "Area Adjustment" is the "local multiplier" (Section 99, Pages 5 thru 10) which reflects local cost conditions and is designed to adjust the basic costs to each locality. "Current Cost Multiplier" (Section 99, Page 3) are the multipliers to update costs. Costs in each section are updated on a three year cycle. The current cost multiplier is republished monthly and is based upon nationally recognized building cost indices. As stated in Section 1 page 11 of the Marshall and Swift Valuation guide " to obtain the current replacement value the cost shown in each section ("refined" by additions such as sprinklers, elevators, etc) is mulitplied by the current cost multiplier and the local multiplier. That is: Refined Cost x Current Cost Multiplier x Local Multiplier = Final Replacement Cost.
OSD Design Criteria |  |  | Unified Facilities Criteria (UFC) 4-440-01, Warehouse and Storage Facilities , provides general guidance for this FAC.
Building construction material |  |  | UFC 4-440-01 allows the use of insulated metal siding, brink or concrete masonry, or tilt-up precast or cast in place concrete panels . This is consistent with the type of building selected using the Marshall & Swift Business Rule,the FAC is Marshall & Swift Class B, Average Quality.
Facility size |  |  | The average area of this FAC is 8,309 SF. The International Building Code Occupancy Group assigned is B, Business.
Fire suppression system type, quality, and coverage |  |  | International Building Code Group B UFC 4-440-01 requires compliance with the NFPA 13 and UFC 3-600-01 . UFC 3-600-01 refers the designer to the International Building Code. The Fire Sprinkler Business Rule incorporates the requirements of NFPA, UFC 3-600-01 and the International Building Code. Application of the Fire Sprinkler Business Rule requires a sprinkler system to be installed in this type of facility.
Inclusion of a loading dock or similar ancillary feature |  |  | Unified Facilities Criteria (UFC) 4-440-01 sets a requirement for loading docks. Although the number of truck docks is calculated by a consideration of number of trucks arriving and loading/unloading time, the Commercial Real Estate Development Association (NAIOP) provides an estimate of the average number of loading docks per square foot of manufacturing or warehouse averages 1:7,500. For this FAC, 1 loading dock assembly is provided. An elevator is not provided as the average number of floors is 1.1; applying the Elevator Business Rule, no elevator is incorporated.
Inclusion and capacity of overhead cranes |  |  | UFC 4-440-01 states that overhead bridge cranes may not be required. Because bridge cranes are not required, no overhead crane is included, applying the Overhead Crane Business Rule.
Established standard for components or materials |  |  | Unified Facilities Criteria UFC 4-440-01 provides the criteria for component material.
Documentation for proposed business rules reflecting DoD established practices for components or materials |  |  | • M&S Selection Business Rule • Elevator Business Rule • Fire Sprinkler Business Rule • Overhead Crane Business Rule • MilCon Cost Premium Business Rule
Footnotes |  |  | Unified Facilities Criteria (UFC) 4-440-01, Warehouse and Storage Facilities, 01 October 2014. Ibid, para 3-6.3 National Fire Protection Association, NFPA 13 Standard for the Installation of Fire Sprinkler Systems Unified Facilities Criteria (UFC) 3-600-01 Fire Protection Engineering for Facilities, 08 August 2016 with Change 1, 28 November 2016
FAC | 1444 | Miscellaneous Operations Support Building |  | UM = | SF | RPAD Ave Size | 5130.1767 | Source | Table 2, UFC 3-701-1 as of 17 Feb 2017
CATCODE | Description |  |  | Reference Size | Unit Cost |  |  | Inflation Adjustment |  | Adjusted Cost
GUC | Headquarters/Operations Building: Company Level |  |  | 33000 | 228 |  |  | NA: GUCs are as of October, 2016 |  | 228 | SF
[9 empty] | RUC | 228 | SF
FAC | 1445 | Working Animal Support Building |  | UM = | SF | RPAD Ave Size | 3017 | Source | USACE PAX Newsletter 3.2.2 Dated 6 April 2017
CATCODE | Description |  |  | Reference Size | Unit Cost |  |  | Inflation Adjustment by MCP Index |  | Adjusted Cost
14126 | Kennel Facilities |  |  | 1800 | 391 |  |  | 0.94232 |  | 368.448 | SF
[9 empty] | RUC | 368.448 | SF
FAC | 1446 | Security Force Building |  | UM = | SF | RPAD Ave Size | 11956 | Source | Marshall and Swift Valuation; October 2016
Section | TASK |  |  | Given | Units | Conversion |  | Current Cost Multiplier |  | Adjusted Cost
15/33 | Police Station, B, Average |  |  | 161.12 | SF |  |  | 1.02 |  | 164.3424 | SF
15/37 | Sprinkler, 15000 sf, wet, average |  |  | 3.44 | SF |  |  | 1.02 |  | 3.5088 | SF
[9 empty] | SUM | 167.8512 | SF
[5 empty] | Normalizing for Location | Marshall and Swift Local Multiplier for Arlington, VA |  |  |  | 1.1
[6 empty] | Divided by DoD ACF for Arlington, VA |  |  |  | 1.07
[9 empty] | RUC | 172.5573 | SF
[6 empty] | RUC with Military Cost Premium |  |  | 1.328 | 229.1499 | SF
Note: "Section" refers to the Marshall & Swift Valuation Guide section and page which contains a profile of the facility used for this FAC as well as additional information on the features included in the Marshall and Swift facility. The "Area Adjustment" is the "local multiplier" (Section 99, Pages 5 thru 10) which reflects local cost conditions and is designed to adjust the basic costs to each locality. "Current Cost Multiplier" (Section 99, Page 3) are the multipliers to update costs. Costs in each section are updated on a three year cycle. The current cost multiplier is republished monthly and is based upon nationally recognized building cost indices. As stated in Section 1 page 11 of the Marshall and Swift Valuation guide " to obtain the current replacement value the cost shown in each section ("refined" by additions such as sprinklers, elevators, etc) is mulitplied by the current cost multiplier and the local multiplier. That is: Refined Cost x Current Cost Multiplier x Local Multiplier = Final Replacement Cost.
OSD Design Criteria |  |  | Unified Facilities Criteria for Multi-Disciplinary and Facility Specific Design (4 Series) is not provided for this type of facility.
Building construction material |  |  | No Unified Facilities Criteria UFC criteria exist for component. material. Applying the Marshall and Swift Selection Business Rule, the FAC is Marshall & Swift Class B, Average Quality.
Facility size |  |  | The average area for this FAC is 11,198 SF. The Occupancy Group assigned is B, Business.
Fire suppression system type, quality, and coverage |  |  | International Building Code Occupancy Group B A fire sprinkler has been incorporated, applying the Fire Sprinkler Business Rule.
Inclusion of a loading dock or similar ancillary feature |  |  | No Unified Facilities Criteria (UFC) requirement exists for the incorporation of a loading dock The average number of floors is 1.4. No elevator has been included in the estimated cost in consonance with the Elevator Business Rule
Inclusion and capacity of overhead cranes |  |  | No overhead crane is provided, applying the Overhead Crane Business Rule
Established standard for components or materials |  |  | No Unified Facilities Criteria UFC criteria exist for component material
Documentation for proposed business rules reflecting DoD established practices for components or materials |  |  | • M&S Selection Business Rule • Elevator Business Rule • Fire Sprinkler Business Rule • Overhead Crane Business Rule • MilCon Cost Premium Business Rule
FAC | 1458 | Mechanical Security Barricade |  | UM = | EA | Design Size | 1 | Source | USACE PAX Newsletter 3.2.2 Dated 6 April 2017
CATCODE | Description |  |  | Reference Size | Unit Cost |  |  | Inflation Adjustment by MCP Index |  | Adjusted Cost
88040 | Concrete Planter, 36" | Concrete Planter, 36" | Concrete Planter, 36" | NA | 904 |  |  | 0.94232 |  | 851.8594 | EA
88040 | Concrete Planter, 96" | Concrete Planter, 96" | Concrete Planter, 96" | NA | 1196 |  |  | 0.94232 |  | 1127.0175 | EA
88040 | Concrete Planter, 84" dia | Concrete Planter, 84" dia | Concrete Planter, 84" dia | NA | 1807 |  |  | 0.94232 |  | 1702.7765 | EA
88040 | Concrete Planter, decorative geometric design | Concrete Planter, decorative geometric design | Concrete Planter, decorative geometric design | NA | 1887 |  |  | 0.94232 |  | 1778.1622 | EA
88040 | GFRC, 10' section, decorative impaler | GFRC, 10' section, decorative impaler | GFRC, 10' section, decorative impaler | NA | 3375 |  |  | 0.94232 |  | 3180.3379 | EA
88040 | GFRC, 12' section, decorative impaler |  |  | NA | 3933 |  |  | 0.94232 |  | 3706.1537 | EA
88040 | GFRC Jersey Barrier |  |  | NA | 1701 |  |  | 0.94232 |  | 1602.8903 | EA
88040 | painted pipe bollard, 8" diameter |  |  | NA | 1276 |  |  | 0.94232 |  | 1202.4033 | EA
88040 | Crash Barrier 20' wide |  |  | NA | 82390 |  |  | 0.94232 |  | 77637.9371 | EA
88040 | Crash Barrier 24' wide |  |  | NA | 110020 |  |  | 0.94232 |  | 103674.3032 | EA
88040 | Crash Barrier 12'w with portable wedge crash |  |  | NA | 138190 |  |  | 0.94232 |  | 130219.5234 | EA
88040 | Crash Barrier with sliding roller crash barrier |  |  | NA | 252470 |  |  | 0.94232 |  | 237908.1198 | EA
88040 | Crash Barrier, 20' sliding cantilever |  |  | NA | 252470 |  |  | 0.94232 |  | 237908.1198 | EA
88040 | 10' wide raised bollard |  |  | NA | 49750 |  |  | 0.94232 |  | 46880.5361 | EA
88040 | 12' wide raised bollard crash |  |  | NA | 56870 |  |  | 0.94232 |  | 53589.8712 | EA
88040 | 10' wide raised bollard, solar power |  |  | NA | 60590 |  |  | 0.94232 |  | 57095.3103 | EA
88040 | 12' wide raised bollard, solar power |  |  | NA | 67500 |  |  | 0.94232 |  | 63606.7576 | EA
88040 | Inground tire shredder |  |  | NA | 53050 |  |  | 0.94232 |  | 49990.1998 | EA
[7 empty] | Average |  | RUC | 59647.9044 | EA
FAC | 1459 | Overhead Cover |  | UM = | SF | RPAD Ave Size | 2299 | Source | USACE PAX Newsletter 3.2.2 Dated 6 April 2017
CATCODE | Description |  |  | Reference Size | Unit Cost |  |  | Inflation Adjustment by MCP Index |  | Adjusted Cost
14179 | Canopy for Covered Hardstand (not Enclosed) |  |  | 2600 | 131 |  |  | 0.94232 |  | 123.4442 | SF
[9 empty] | RUC | 123.4442 | SF
FAC | 1461 | Aircraft Arresting System |  | UM = | EA | Design Size | 4 | Source | PACES 1.2
Assembly | Description |  |  | Qty | UoM | Material | Labor | Equip | Bare | Tot w/OP
G2060902721 | Arresting System - Bak12/Bak14 B/G (Below Ground) |  |  | 2 | EA | 2110254.6136 | 31843.2238 | 10542.42 | 1444724.73 | 2152640.2574 | EA
G2060902723 | Arresting System - Bak12/61QS2 B/G (Below Ground) |  |  | 2 | EA | 1908102.2075 | 31843.2238 | 10542.42 | 1308592.99 | 1950487.8513 | EA
PACES Input Parameters: Project Location = Ft Myer, VA (ACF= 1.00) Midpoint of Construction: 1 October 2016 SIOH = 0 % / Contingency = 0 % / Planning and Design = 0 % |  |  |  | 4 | EA | Total Systems |  |  |  | 4103128.1087 | EA
[9 empty] | RUC | 1025782.0272 | EA
FAC | 1464 | Aircraft Blast Deflector |  | UM = | EA | Design Size | 10000 | Source | PACES 1.2
Assembly | Description |  |  | Qty | UoM | Material | Labor | Equip | Bare | Tot w/OP
G2060902710 | Blast Deflector, U - Shaped |  |  | 1 | EA | 985948.4997 | 910790.3112 | 34604.0683 | 1160784.16 | 1931342.8792 | EA
PACES Input Parameters: Project Location = Ft Myer, VA (ACF= 1.00) Midpoint of Construction: 1 October 2016 SIOH = 0 % / Contingency = 0 % / Planning and Design = 0 % |  |  |  | 1 | EA | Total Systems |  |  |  | 1931342.8792 | EA
[9 empty] | RUC | 1931342.8792 | EA
FAC | 1466 | Aircraft Shelter |  | UM = | SF |  |  | Source | AF Military Construction Program
| Description |  |  | Given | Units | Conversion |  | Area Adjustment | Inflation Adjustment | Adjusted Cost
| F-35A Aircraft Shelter, Category Code 141-181 |  |  | 6943 | SM | 0.092903 |  | 2.35 | 1 | 274.4791 | SF
| Military Cost Premium not added because cost taken from military construction document | [7 empty] | RUC | 274.4791 | SF
Formerly based upon Air Force Civil Engineering Support Agency (AFCESA) Cost Handbook, FY06 Version. This unit price based upon two Air Force MILCON DD1391 Project Data Sheets submitted to Congress for FY17 program (Project # FTQW170112) for construction at Eielson AFB. No shelters in FY15, FY16 MILCON programs. Area Cost Factor derived from USACE PAX 3.2.1 Area Cost Factors, March 2017.
FAC | 1467 | Aircraft Support Facility |  | UM = | EA |  |  | Source | Multiple FACs
Category Code | Description |  |  | Given | Units | Conversion |  | Pro Rated based on number of records |  | Weighted Cost
14915 | FAC 8927 Utility Vault |  |  | 25324.884 | EA |  |  | 0.92 |  | 23298.8933 | EA
149629 | FAC 8930 Installation Gas Distribution |  |  | 20.1346 | LF | 3800 | LF to EA | 0.026667 |  | 2040.3078 | EA
14985 | FAC 1341 Aircraft Navigation Facility |  |  | 9560.3683 | EA |  |  | 0.053333 |  | 509.8863 | EA
[9 empty] | Sum | 25849.0874 | EA
[6 empty] | Military Cost Premium included in component FACs |  |  | RUC | 25849.0874 | EA
FAC 1467 is comprised of three category codes: • Air Force 149629, Cold Fog Dispersal System: the length used in the above calculation is twice the average length of a Class B runway; these systems were installed on either side of a runway to disperse fog; there are 2 remaining in the inventory, acquired in 1966, and 1967. • Navy 14915, Navy Fixed Point Utility Support: this could be an air start system, environmental control system, flight line electrical distribution system (FLEDS) or point of use frequency converter system according to UFC 2-000-05N. There are 69 Currently in the inventory. • Navy/Marine Corps 14985, Expeditionary Air Control Site – according to UFC 2-000-05N this category code represents Marine Corps facilities required to accommodate, in garrison, the equipment used for expeditionary aircraft command and control. UFC 2-000-05N points to UFC 4-141-10N for details and that document, in turn, republishes MIL-HDBK 1024/1 of 1992 for criteria. MIL-HDBK 1024/1 describes a collection of facilities including radio and radar towers and prefabricated buildings as collectively comprising the category code. Of the 4 records for 14985, all Marine Corps, all in the US, with acquisition in 2011, 1997, 1984, 1972. While the relocatable buildings are not included in RUC calculation, this catcode can be represented by the FAC 1341 Aircraft Navigation Facility.
FAC | 1491 | Nuclear Weapons Support Facility |  | UM = | EA | Assumed Size | 5000 | Source | Marshall and Swift Valuation; October 2016
Section | TASK |  |  | Given | Units | Conversion |  | Current Cost Multiplier |  | Adjusted Cost
14/15 | Industrials, Heavy Manufacturing, A, Average |  |  | 149.46 | SF | 5000 | SF to EA | 1.01 |  | 754773 | EA
58/6 | Bridge Crane, 20' span, 5 T |  |  | 85000 | EA |  |  | 1.02 |  | 86700 | EA
58/6 | Craneway per LF, assume 50' length |  |  | 11625 | EA |  |  | 1.02 |  | 11857.5 | EA
14/37 | Sprinkler, 5000 SF, dry, Average |  |  | 4.5 | SF | 5000 | SF to EA | 1.01 |  | 22725 | EA
| No inventory in 2016 RPAD | [7 empty] | SUM | 876055.5 | EA
[5 empty] | Normalizing for Location | Marshall and Swift Local Multiplier for Arlington, VA |  |  |  | 1.08
[6 empty] | Divided by DoD ACF for Arlington, VA |  |  |  | 1.07
[9 empty] | RUC | 884242.9346 | EA
[6 empty] | RUC with Military Construction Premium |  |  | 1.2281 | 1085970.0664 | EA
FAC | 1492 | Explosives Holding/Transfer Area |  | UM = | SY | RPAD Average | 3810 | Source | USACE PAX Newsletter 3.2.2 Dated 6 April 2017
CATCODE | Description |  |  | Unit Cost | UM | Conversion |  | Inflation Adjustment by MCP Index |  | Adjusted Cost
93410 | Backfill and Compaction, Dozer Backfill, 12" lifts |  |  | 7.9 | CY | 3 | CY/SY | 0.96143 |  | 2.5318 | SY
85110 | Base course, crushed stone, 12" |  |  | 17.5 | SY |  |  | 0.96143 |  | 16.8251 | SY
85110 | concrete surface, 8", reinforced |  |  | 56 | SY |  |  | 0.96143 |  | 53.8402 | SY
| Note: Lightning protection and fence calculated separately as stand alone assets | [7 empty] | RUC | 73.197 | SY
FAC | 1493 | Explosives Railway Holding Yard |  | UM = | EA | Design Size | 1 | Source | Marshall and Swift Valuation; October 2016
Section | TASK |  |  | Given | Units | Conversion |  | Current Cost Multiplier |  | Adjusted Cost
66/3 | Rail Spur, 130# rail, assume 1000 LF |  |  | 152 | LF | 1000 | LF Total | 1.01 |  | 153520 | EA
66/3 | Rail Turnout, Assume 2 |  |  | 48600 | EA | 2 | Total | 1.01 |  | 98172 | EA
17/29 | Quonset Building, D, Average, Assume 4 EA |  |  | 19.88 | SF | 1250 | SF Total | 1.02 |  | 101388 | EA
51/3 | Concrete foundation walls around Quonset, 12": 4 x 125 LF X 10' high = 6000 SF. Assume reinforced |  |  | 17.55 | LF | 6000 | LF Total | 1.04 |  | 109512 | EA
51/2 | Berm = bulk excavation = medium earth, placed around Quonset, parabolic section (2/3 bh) 60 ft long, 10 ft high 8 each = 3216 CF |  |  | 6.12 | CY | 3216 | CF | 1.04 |  | 2274.3552 | EA
[9 empty] | SUM | 464866.3552 | EA
[5 empty] | Normalizing for Location | Marshall and Swift Local Multiplier for Arlington, VA |  |  |  | 1.07
[6 empty] | Divided by DoD ACF for Arlington, VA |  |  |  | 1.07
[9 empty] | RUC | 464866.3552 | EA
[6 empty] | RUC with Military Construction Premium |  |  | 1.12 | 520648.172 | EA
FAC | 1494 | Explosives Holding/Transfer Facility |  | UM = | EA | Design Size | 1 | Source | USACE PAX Newsletter 3.2.2 Dated 6 April 2017
CATCODE | Description |  |  | Unit Cost | UM | Conversion |  | Inflation Adjustment by MCP Index |  | Adjusted Cost
93410 | Backfill and Compaction, Dozer Backfill, 12" lifts |  |  | 7.9 | CY | 3 | CY/SY | 0.94232 |  | 2.4814 | SY
85110 | Base course, crushed stone, 8" deep |  |  | 12.2 | SY |  |  | 0.94232 |  | 11.4963 | SY
85110 | 3" Thick Plant Mix AC Paving, Wearing Crs |  |  | 17.8 | SY |  |  | 0.94232 |  | 16.7733 | SY
[9 empty] | Sum | 30.7511 | SY
| Average Facility Size Derived form RPAD |  |  | 913 | SY |  |  |  |  | 28075.7715 | EA
| Note: Lightning protection and fence calculated separately at stand alone assets | [7 empty] | RUC | 28075.7715 | EA
FAC | 1495 | Revetment |  | UM = | EA | Design Size | 1 | Source | Marshall and Swift Valuation; October 2016
Section | TASK |  |  | Given | Units | Conversion |  | Curnt Cost Mult |  | Adjusted Cost
51/2 | Backfill and compaction, confined area, medium earth |  |  | 29.25 | CY | 177 | CY to EA | 1.04 |  | 5384.34 | EA
51/2 | Haul and Fill, 5CY Truck, 3 miles |  |  | 11.4 | CY | 177 | CY to EA | 1.04 |  | 2098.512 | EA
51/2 | Gabions filled with stone |  |  | 160 | SY | 133 | SY to EA | 1.04 |  | 22131.2 | EA
51/2 | Geotextile fabric |  |  | 2.525 | SY | 133 | SY to EA | 1.04 |  | 349.258 | EA
Assume 150 LF, 8 ft High x 4 ft wide = 4800 cf= 177 cy = 133 sy side
[9 empty] | SUM | 29963.31 | EA
[5 empty] | Normalizing for Location | Marshall and Swift Local Multiplier for Arlington, VA |  |  |  | 1.07
[6 empty] | Divided by DoD ACF for Arlington, VA |  |  |  | 1.07
[9 empty] | RUC | 29963.31 | EA
[6 empty] | RUC with Military Cost Premium |  |  | 1.021 | 30592.5395 | EA
Note: "Section" refers to the Marshall & Swift Valuation Guide section and page which contains a profile of the facility used for this FAC as well as additional information on the features included in the Marshall and Swift facility. The "Area Adjustment" is the "local multiplier" (Section 99, Pages 5 thru 10) which reflects local cost conditions and is designed to adjust the basic costs to each locality. "Current Cost Multiplier" (Section 99, Page 3) are the multipliers to update costs. Costs in each section are updated on a three year cycle. The current cost multiplier is republished monthly and is based upon nationally recognized building cost indices. As stated in Section 1 page 11 of the Marshall and Swift Valuation guide " to obtain the current replacement value the cost shown in each section ("refined" by additions such as sprinklers, elevators, etc) is mulitplied by the current cost multiplier and the local multiplier. That is: Refined Cost x Current Cost Multiplier x Local Multiplier = Final Replacement Cost.
OSD Design Criteria |  |  | Unified Facilities Criteria (UFC) 3-220-10N Soil Mechanics , UFC 3-201-01 Civil Engineering contain no design criteria for revetments. UFC 3-220-01 Geotechnical Engineering requires a registered design professional evaluate conditions and the safety factors of new construction. The replacement unit cost calculation materials and quantities were developed by Mr. Gary Calese, PE, a registered design professional.
Building construction material |  |  | No Unified Facilities Criteria (UFC) criteria exist for component material.
Facility size |  |  | The average area for this FAC is 4.54 EA (each).
Fire suppression system type, quality, and coverage |  |  | UFC 3-600-01 contains no requirement for fire suppression.
Inclusion of a loading dock or similar ancillary feature |  |  | No Unified Facilities Criteria (UFC) requirement exists for the incorporation of a loading dock
Inclusion and capacity of overhead cranes |  |  | No Unified Facilities Criteria UFC requirement exists for the incorporation of overhead cranes.
Established standard for components or materials |  |  | No Unified Facilities Criteria UFC criteria exist for component material
Documentation for proposed business rules reflecting DoD established practices for components or materials |  |  | • M&S Selection Business Rule • Elevator Business Rule • Fire Sprinkler Business Rule • Overhead Crane Business Rule • MilCon Cost Premium Business Rule
Footnotes |  |  | Unified Facilities Criteria UFC 3-220-10N dated 8 June 2005 Unified Facilities Criteria UFC 3-201-01 dated 1 June 2013 Unified Facilities Criteria UFC 3-220-01 dated 1 November 2012, para. 2-3.11.2 Unified Facilities Criteria UFC 3-600-01 of 8 August 2016 with Change 1, 28 November 2016
FAC | 1496 | Central Vehicle Wash Facility |  | UM = | EA | Design Size | 1 | Source | PAX Newsletter 3.2.2, Dated 16 May 2016
CATCODE | Description |  |  | Reference Size | Unit Cost |  |  | Inflation Adjustment by MCP Index |  | Adjusted Cost
14962 | Central Wash Facility, 16 Stations |  |  | NA | 6777000 |  |  | 0.96117 |  | 6513840.8304 | SF
[9 empty] | RUC | 6513840.8304 | SF
FAC | 1498 | Security Support Building |  | UM = | SF | RPAD Ave Size | 349 | Source | PAX Newsletter 3.2.2 Dated 6 Apr 2017
CATCODE | Description |  |  | Unit Cost | Reference Size | Conversion |  | Inflation Adjustment by MCP Index |  | Adjusted Cost
14113 | Search Office/ Sentry Building |  |  | 575 | 520 |  |  | 0.94232 |  | 541.8353 | SF
14113 | Gatehouse |  |  | 1066 | 840 |  |  | 0.94232 |  | 1004.5156 | SF
14113 | Guardbooth |  |  | 645 | 60 |  |  | 0.94232 |  | 607.7979 | SF
[7 empty] | Average |  | RUC | 718.0496 | SF
FAC | 1499 | Miscelanious Operations Support Facility |  | UM = | EA | Design Size | 1 | Source | PAX Newsletter 3.2.2 and Marshall and Swift, October, 2016
Category Code | Description |  |  | Given | Units | Conversion |  | Inflation Adjustment by MCP Index |  | Adjusted Cost
62010 | Underground Administrative Facility (USACE Pax Dated 20 Mar 2009) |  |  | 235 | SF | 230 | SF to EA | 1.1847 |  | 64032.6485 | EA
17971 | Control Tower - open observation deck (USACE Pax Dated 4 Apr 2017) |  |  | 418241 | EA |  |  | 0.94232 |  | 394117.8355 | EA
53/10 | Water Well, w/o pump, 130' deep, 5" casing assume 2 monitoring wells |  |  | 34 | FT | 130 | FT to EA | 1.02 |  | 4508.4 | GA
[6 empty] | Military Cost Premium included in component FACs |  |  | RUC | 154219.628 | EA
FAC 1499 is comprised primarily of three category codes: • Air Force 149411 & Army 14181: Bunker / Safety Shelter • Air Force 872845 & Army 14940: Tower / Security Tower • Air Force 892921 & Army 89210: Monitoring Well
FAC | 1511 | Pier |  | UM = | SY | Conversion |  | Source | FY09 Study for CNIC
| Description |  |  | Unit Price | UoM |  |  | Inflation Adjustment by MCP Index |  | Adjusted Cost
| Pier |  |  | 2819.18 | SY |  |  | 1.1216 |  | 3161.868 | SY
|  |  |  | Military Cost Premium not added because reference cost taken from military construction documents |  |  |  |  | RUC | 3161.868 | SY
RUC is based upon a study conducted for CNIC in FY09, which appears below in full.
FAC | 1512 | Wharf |  | UM = | SY | Conversion |  | Source | FY09 Study for CNIC
| Description |  |  | Unit Price | UoM |  |  | Inflation Adjustment by MCP Index |  | Adjusted Cost
| Wharf |  |  | 2819.18 | SY |  |  | 1.1216 |  | 3161.868 | SY
|  |  |  | Military Cost Premium not added because reference cost taken from military construction documents |  |  |  |  | RUC | 3161.868 | SY
RUC is based upon a study conducted for CNIC in FY09, which appears below in full. Under the direction of CNIC, the replacement unit cost for FAC 1512 is set equal to FAC 1511.
FAC | 1513 | Pier/Wharf Access Trestle |  | UM = | SY | RPAD Ave Size | 4840 | Source | Marshall and Swift Valuation; October 2016
Section | TASK |  |  | Given | Units | Conversion |  | Curnt Cost Mult |  | Adjusted Cost
67/6 | Ship & Boat Dock, Heavy Construction, |  |  | 96.75 | SF | 9 | SF to SY | 1 |  | 870.75 | SY
| Heavy wood girders, including railing, utilities, fenders |  |  |  | Normalizing for Location | Marshall and Swift Local Multiplier for Arlington, VA |  |  |  | 1.07
[6 empty] | Divided by DoD ACF for Arlington, VA |  |  |  | 1.07
[9 empty] | RUC | 870.75 | SY
[6 empty] | RUC with Military Construction Premium |  |  | 1.0906 | 949.5969 | SY
FAC | 1531 | Marine Cargo Staging Area |  | UM = | SY |  |  | Source | USACE PAX Newsletter 3.2.2 Dated 6 Apr 2017
CATCODE | Description |  |  | Unit Cost | UM | Conversion |  | Inflation Adjustment by MCP Index |  | Adjusted Cost
93210 | ROUGH GRADING, NO COMPACTION |  |  | 2.7 | SY |  |  | 0.94232 |  | 2.5443 | SY
93210 | FINE GRADING, W/ DOZER, 6" LIFTS |  |  | 2.3 | SY |  |  | 0.94232 |  | 2.1673 | SY
85110 | 1-1/2" CRUSHED STONE BASE TO 6" DEEP |  |  | 9.3 | SY |  |  | 0.94232 |  | 8.7636 | SY
85110 | 8" THK, REINF CONC PVMT, 4500 PSI |  |  | 56 | SY |  |  | 0.94232 |  | 52.7701 | SY
[9 empty] | SUM | 66.2453 | SY
| Note: Lightning protection and fence calculated separately at stand alone assets | [7 empty] | RUC | 66.2453 | SY
FAC | 1541 | Shore Erosion Prevention Facility |  | UM = | LF | RPAD Ave Size | 2760 | Source | Marshall and Swift Valuation; October 2016
Section | TASK |  |  | Given | Units | Conversion |  | Curnt Cost Mult |  | Adjusted Cost
51/4 | Seawall concrete, precast, 5” - 6” including ties or piling |  |  | 697.5 | LF | 50% | Commercial Reduction | 1.03 |  | 359.2125 | LF
[5 empty] | Normalizing for Location | Marshall and Swift Local Multiplier for Arlington, VA |  |  |  | 1.07
[6 empty] | Divided by DoD ACF for Arlington, VA |  |  |  | 1.07
[9 empty] | RUC | 359.2125 | LF
[6 empty] | RUC with Military Construction Premium |  |  | 1.021 | 366.756 | LF
FAC | 1551 | Small Craft Berthing |  | UM = | FB | RPAD Ave Size | 339 | Source | Marshall and Swift Valuation; October 2016
Section | TASK |  |  | Given | Units | Conversion |  | Curnt Cost Mult |  | Adjusted Cost
67/6 | ship and boat docks, medium, 4" decking, Average piling, incl fenders, railings, utilities |  |  | 62.75 | SF | 30 | SF/BL | 1 |  | 1882.5 | FB
Convert SF to FB: Width of pier or wharf = 40 ft. assume 1/2 pier, 1/2 wharf. Average of {40 SF/2 FB + 40SF/1 FB} = 30 SF/FB
[5 empty] | Normalizing for Location | Marshall and Swift Local Multiplier for Arlington, VA |  |  |  | 1.07
[6 empty] | Divided by DoD ACF for Arlington, VA |  |  |  | 1.07
[9 empty] | RUC | 1882.5 | FB
[6 empty] | RUC with Military Construction Premium |  |  | 1.0906 | 2052.9614 | FB
FAC | 1552 | Small Craft Building |  | UM = | SF | RPAD Ave Size | 4564 | Source | Marshall and Swift Valuation; October 2016
Section | TASK |  |  | Given | Units | Conversion |  | Curnt Cost Mult |  | Adjusted Cost
17/18 | Boat Storage Shed, S, Average, metal on steel frame |  |  | 29.39 | SF |  |  | 1.02 |  | 29.9778 | SF
[5 empty] | Normalizing for Location | Marshall and Swift Local Multiplier for Arlington, VA |  |  |  | 1.05
[6 empty] | Divided by DoD ACF for Arlington, VA |  |  |  | 1.07
[9 empty] | RUC | 29.4175 | SF
[6 empty] | RUC with Military Construction Premium |  |  | 1.1224 | 33.0175 | SF
FAC | 1591 | Miscellaneous Waterfront Facility |  | UM = | EA | Design Size | 2500 | Source | Marshall and Swift Valuation; October 2016
Section | TASK |  |  | Given | Units | Conversion |  | Curnt Cost Mult |  | Adjusted Cost
66/1 | Grading and Surplus disposal, High Cost |  |  | 0.57 | SF | 2500 | SF to EA | 1.01 |  | 1439.25 | EA
66/2 | Concrete, 8" bar reinforced |  |  | 8.845 | SF | 2500 | SF to EA | 1.01 |  | 22333.625 | EA
67/6 | ship and boat docks, medium, 4" decking, Average piling, incl fenders, railings, utilities, Assume 500 SF |  |  | 62.75 | SF | 500 | SF to EA | 1 |  | 31375 | EA
| Assumed Size of Boat/Seaplane Ramp = 2500 SF | [7 empty] | SUM | 55147.875 | EA
[5 empty] | Normalizing for Location | Marshall and Swift Local Multiplier for Arlington, VA |  |  |  | 1.1
[6 empty] | Divided by DoD ACF for Arlington, VA |  |  |  | 1.07
[9 empty] | RUC | 56694.0771 | EA
[6 empty] | RUC with Military Construction Premium |  |  | 1.021 | 57884.6527 | EA
FAC | 1641 | Harbor Marine Improvements |  | UM = | LF | RPAD Ave Size | 1724 | Source | Marshall and Swift Valuation; October 2016
Section | TASK |  |  | Given | Units | Conversion |  | Curnt Cost Mult |  | Adjusted Cost
51/4 | Seawall concrete, precast, 5” - 6” including ties or piling |  |  | 697.5 | LF | 50% | Commercial Reduction | 1.03 |  | 359.2125 | LF
51/2 | RIPRAP, 6' Wide x 8' tall, shore protection |  |  | 94 | SY | 1.78 | SY to LF | 1.03 |  | 172.3396 | LF
[9 empty] | Ave | 265.776 | LF
[5 empty] | Normalizing for Location | Marshall and Swift Local Multiplier for Arlington, VA |  |  |  | 1.1
[6 empty] | Divided by DoD ACF for Arlington, VA |  |  |  | 1.07
[6 empty] | RUC with Military Construction Premium |  |  | 1.021 | 273.2277 | LF
FAC | 1711 | General Purpose Instruction Building |  | UM = | SF | RPAD Ave Size | 12050.6556 | Source | Table 2, UFC 3-701-1 as of 17 Feb 2017
CATCODE | Description |  |  | Reference Size | Unit Cost |  |  | Inflation Adjustment |  | Adjusted Cost
GUC | Academic Instruction Building: Applied Instruction |  |  | 31000 | 313 |  |  | NA: GUCs are as of October, 2016 |  | 313 | SF
[9 empty] | RUC | 313 | SF
FAC | 1712 | Applied Instruction Building |  | UM = | SF | RPAD Ave Size | 14469.102 | Source | Table 2, UFC 3-701-1 as of 17 Feb 2017
CATCODE | Description |  |  | Reference Size | Unit Cost |  |  | Inflation Adjustment |  | Adjusted Cost
GUC | Academic Instruction Building: Applied Instruction |  |  | 31000 | 313 |  |  | NA: GUCs are as of October, 2016 |  | 313 | SF
[9 empty] | RUC | 313 | SF
FAC | 1713 | Band Training Facility |  | UM = | SF | RPAD Ave Size | 24042 | Source | USACE PAX Newsletter 3.2.2 Dated 30 Sep 2015
CATCODE | Description |  |  | Unit Cost | Reference Size | Conversion |  | Inflation Adjustment by MCP Index |  | Adjusted Cost
14129 | Training Support Center |  |  | 159 | 42000 |  |  | 0.98039 |  | 155.8824 | SF
[9 empty] | RUC | 155.8824 | SF
FAC | 1714 | Reserve Training Facility |  | UM = | SF | RPAD Ave Size | 19180.9559 | Source | Table 2, UFC 3-701-1 as of 17 Feb 2017
CATCODE | Description |  |  | Reference Size | Unit Cost |  |  | Inflation Adjustment |  | Adjusted Cost
GUC | Armed Forces Reserve Center |  |  | 51000 | 218 |  |  | NA: GUCs are as of October, 2016 |  | 218 | SF
[9 empty] | RUC | 218 | SF
FAC | 1715 | Physical Education Building |  | UM = | SF | RPAD Ave Size | 69937 | Source | USACE PAX Newsletter 3.2.2 Dated 6 Apr 2017
CATCODE | Description |  |  | Unit Cost | Reference Size | Conversion |  | Inflation Adjustment by MCP Index |  | Adjusted Cost
74028 | Physical Fitness Facility |  |  | 250 | 62000 |  |  | 0.94232 |  | 235.5806 | SF
[9 empty] | RUC | 235.5806 | SF
FAC | 1717 | Organizational Classroom |  | UM = | SF | RPAD Ave Size | 4440.6592 | Source | Table 2, UFC 3-701-1 as of 17 Feb 2017
CATCODE | Description |  |  | Reference Size | Unit Cost |  |  | Inflation Adjustment |  | Adjusted Cost
GUC | Academic Instruction Building: General Instruction |  |  | 35000 | 289 |  |  | NA: GUCs are as of October, 2016 |  | 289 | SF
[9 empty] | RUC | 289 | SF
FAC | 1718 | Indoor Firing Range and Supporting Facility |  | UM = | SF | RPAD Ave Size | 5335.5356 | Source | Table 2, UFC 3-701-1 as of 17 Feb 2017
CATCODE | Description |  |  | Reference Size | Unit Cost |  |  | Inflation Adjustment |  | Adjusted Cost
GUC | Indoor Firing Range |  |  | 36000 | 291 |  |  | NA: GUCs are as of October, 2016 |  | 291 | SF
[9 empty] | RUC | 291 | SF
FAC | 1721 | Flight Simulator Facility |  | UM = | SF | RPAD Ave Size | 14850.9589 | Source | Table 2, UFC 3-701-1 as of 17 Feb 2017
CATCODE | Description |  |  | Reference Size | Unit Cost |  |  | Inflation Adjustment |  | Adjusted Cost
GUC | High Bay w/Simulator Training - Large |  |  | 31000 | 315 |  |  | NA: GUCs are as of October, 2016 |  | 315 | SF
[9 empty] | RUC | 315 | SF
FAC | 1722 | Physiological Training Facility |  | UM = | SF | RPAD Ave Size | 9175 | Source | Table 2, UFC 3-701-1 as of 17 Feb 2017
CATCODE | Description |  |  | Reference Size | Unit Cost |  |  | Inflation Adjustment |  | Adjusted Cost
GUC | High Bay w/Simulator Training - Small |  |  | 8500 | 366 |  |  | NA: GUCs are as of October, 2016 |  | 366 | SF
[9 empty] | RUC | 366 | SF
FAC | 1723 | Gas Training Facility |  | UM = | SF | RPAD Ave Size | 821 | Source | USACE PAX Newsletter 3.2.2 Dated 6 April 2017
CATCODE | Description |  |  | Unit Cost | Reference Size |  |  | Inflation Adjustment by MCP Index |  | Adjusted Cost
17123 | Range Classroom Building |  |  | 342 | 800 |  |  | 0.94232 |  | 322.2742 | SF
17123 | After Action Review (AAR) Bld - Small |  |  | 307 | 1100 |  |  | 0.94232 |  | 289.293 | SF
[7 empty] | Average |  | RUC | 305.7836 | SF
FAC | 1724 | General Purpose Simulator Facility |  | UM = | SF | RPAD Ave Size | 10502.1783 | Source | Table 2, UFC 3-701-1 as of 17 Feb 2017
CATCODE | Description |  |  | Reference Size | Unit Cost |  |  | Inflation Adjustment |  | Adjusted Cost
GUC | High Bay w/Simulator Training - Small |  |  | 8500 | 366 |  |  | NA: GUCs are as of October, 2016 |  | 366 | SF
[9 empty] | RUC | 366 | SF
FAC | 1725 | Training Pool and Tank |  | UM = | EA | Design Size | 1 | Source | Marshall and Swift Valuation; October 2016
Section | TASK |  |  | Given | Units | Conversion |  | Current Cost Multiplier |  | Adjusted Cost
Pour Conc Pool, 25 x 50 m = 13,455 SF Surface Area
18/22 | Natatorium, C Good |  |  | 163.81 | SF | 13455 | SF/EA | 1.02 |  | 2248144.821 | EA
18/36 | Sprinkler, 15k SF, Wet, ave |  |  | 3.45 | SF | 13455 | SF/EA | 1.02 |  | 47348.145 | EA
[9 empty] | SUM | 2295492.966 | EA
[5 empty] | Normalizing for Location | Marshall and Swift Local Multiplier for Arlington, VA |  |  |  | 1.07
[6 empty] | Divided by DoD ACF for Arlington, VA |  |  |  | 1.07
[9 empty] | RUC | 2295492.966 | EA
[6 empty] | RUC with Military Construction Premium |  |  | 1.138 | 2612176.8572 | EA
FAC | 1731 | Range Support Building |  | UM = | SF | RPAD Ave Size | 1640 | Source | USACE PAX Newsletter 3.2.2 Dated 6 April 2017
CATCODE | Description |  |  | Unit Cost | Reference Size | Conversion |  | Inflation Adjustment by MCP Index |  | Adjusted Cost
17122 | Ammunition Breakdown Bldg |  |  | 583 | 190 |  |  | 0.94232 |  | 549.3739 | SF
17122 | Operations/Storage Bldg Small |  |  | 309 | 810 |  |  | 0.94232 |  | 291.1776 | SF
17123 | Range Classroom Bldg |  |  | 342 | 800 |  |  | 0.94232 |  | 322.2742 | SF
17123 | After Action Review Bldg - small |  |  | 307 | 1100 |  |  | 0.94232 |  | 289.293 | SF
17139 | Covered Mess - range (small) |  |  | 154 | 800 |  |  | 0.94232 |  | 145.1176 | SF
[9 empty] | RUC | 319.4473 | SF
FAC | 1732 | Training Aids Support Building |  | UM = | SF | RPAD Ave Size | 24042 | Source | USACE PAX Newsletter 3.2.2 Dated 30 Sep 2015
CATCODE | Description |  |  | Unit Cost | Reference Size | Conversion |  | Inflation Adjustment by MCP Index |  | Adjusted Cost
14129 | Training Support Center |  |  | 159 | 42000 |  |  | 0.98039 |  | 155.8824 | SF
[9 empty] | RUC | 155.8824 | SF
FAC | 1733 | Training Support Structure |  | UM = | SF | RPAD Ave Size | 1812 | Source | USACE PAX Newsletter 3.2.2 Dated 6 April 2017
CATCODE | Description |  |  | Unit Cost | Reference Size | Conversion |  | Inflation Adjustment by MCP Index |  | Adjusted Cost
75061 | Covered Bleacher (Bleacher Enclosure) - EACH |  |  | 134836 | 726 | 1812 | EA/SF | 0.94232 |  | 175.0124 | SF
17139 | Covered Mess - range (Large) |  |  | 163 | 1400 |  |  | 0.94232 |  | 153.5985 | SF
[7 empty] | Average |  | RUC | 164.3055 | SF
FAC | 1734 | Observation Tower/Bunker |  | UM = | EA | Design Size | 1 | Source | USACE PAX Newsletter 3.2.2 Dated 6 April 2017 |  |  |  | Only 8% of inventory is Bunkers
CATCODE | Description |  |  | Unit Cost | Reference Size | Conversion |  | Inflation Adjustment by MCP Index |  | Adjusted Cost
17971 | Control Tower - open observation deck |  |  | 418241 | NA |  |  | 0.94232 |  | 394117.8355 | EA
[9 empty] | RUC | 394117.8355 | EA
FAC | 1745 | Parade and Drill Field |  | UM = | AC | RPAD Ave Size | 8 | Source | Marshall and Swift Valuation; October 2016
Section | TASK |  |  | Given | Units | Conversion |  | Current Cost Multiplier |  | Adjusted Cost
66/8 | Soil preparation, fine grading |  |  | 0.27 | SF | 43560 | SF to AC | 1.01 |  | 11878.812 | AC
66/8 | hydroseeding |  |  | 0.16 | SF | 43560 | SF to AC | 1.01 |  | 7039.296 | AC
66/8 | Lawn sprinklers, large area |  |  | 0.49 | SF | 43560 | SF to AC | 1.01 |  | 21557.844 | AC
[9 empty] | SUM | 40475.952 | AC
[5 empty] | Normalizing for Location | Marshall and Swift Local Multiplier for Arlington, VA |  |  |  | 1.1
[6 empty] | Divided by DoD ACF for Arlington, VA |  |  |  | 1.07
[9 empty] | RUC | 41610.7918 | AC
[6 empty] | RUC with Military Construction Premium |  |  | 1.021 | 42484.6184 | AC |  |  | Range Components Price List
[13 empty] | Reference | End Item | Component Price | Units | CC Multiplr | Area Adjustmnt
FAC | 1750 | General Purpose Small Arms Range |  | UM = | FP | Standard Size | 32 | Source | Marshall & Swift Valuation; October 2016 TC 25-8 Training Ranges; 22 July 2016 USACE Ranges and Training Land Program; 8 December 2014; PAX Newsletter 3.2.2, Dated 6 April 2017 |  |  |  | 14/22 | Structure, Reinforced concrete(Armory, CDS) 12 ea, 1800 sf | 44.99 | SF | 1.04 | 1
Section/ CATCODE | TASK |  |  | Given | Units | Conversion |  | Curnt Cost Mult | Normalizing for Location | Adjusted Cost |  |  | 17/31 | Urban Cluster / Bank Barn, 2 Story,D Low Cost (C Class Current Cost Multiplier for consistance) | 17.77 | SF | 1.05 | 1
66/2 | SIT Emplacement (62 sf concrete x 8" thick w/Rebar) 7 per FP |  |  | 8.845 | SF | 434 | SF per FP | 1.01 | 1 | 3877.1173 | FP |  | 66/1 | Target Bunker (36" reinforced Concrete Culvert. 4' deep) | 3015 | EA | 1.01 | 1
54/1 | Service Switchgear, 100 Amps, Light Commercial |  |  | 435 | EA | 7 | EA per FP | 1 | 1 | 3045 | FP |  | 66/2 | SIT / WSIT Emplacement or Vehicle Firing Point(62 or 94 or 128 sf concrete x 8" thick w/Rebar) | 8.845 | SF | 1.01 | 1
54/1 | CircuitBreaker, 240-480 Volts, 20-60 Amps |  |  | 312.5 | EA | 7 | EA per FP | 1 | 1 | 2187.5 | FP |  | 66/2 | SAT Emplacement or VBP Defilade (468 sf or 481 sf concrete x 12" thick w/Rebar) | 10.805 | SF | 1.01 | 1
54/3 | Outlet, Rigid Conduit, Average, 4 per SIT |  |  | 125 | EA | 28 | EA per FP | 1 | 1 | 3500 | FP |  | 51/3 | MIT / MAT Emplacement 12" concrete wall or concrete bunker 12" concrete | 17.55 | SF | 1.04 | 1
54/2 | Underground Wiring, 2", plastic duct, 574 ft Ave Distance |  |  | 16.2 | LF | 2653 | LF per FP | 1 | 1 | 42978.6 | FP |  | 51/3 | Slab on Grade, 6" reinforced | 4.595 | SF | 1.04 | 1
66/1 | Foxhole w/Drain (36" reinforced Concrete Culvert. 4' deep) |  |  | 422.88 | EA |  |  | 1.01 | 1 | 427.1088 | FP |  | 54/1 | Service Switchgear, 100 Amps, Light Commercial | 435 | EA | 1 | 1
93410 | Berm, 522m x 2m x 5m = 6,828 cu yds / Backfill & compaction |  |  | 7.9 | CY | 213.375 | CY per FP | 0.94232 |  | 1588.4374 | FP |  | 54/1 | Service Switchgear, 200 Amps, Light Commercial | 790 | EA | 1 | 1
93210 | Bank run gravel, Spread, 409 cubic yards per berm |  |  | 44.1 | CY | 12.7812 | CY per FP | 0.94232 |  | 531.1429 | FP |  | 54/1 | CircuitBreaker, 240-480 Volts, 20-60 Amps | 312.5 | EA | 1 | 1
[9 empty] | SUM | 58134.9065 | FP
[9 empty] | RUC | 58134.9065 | FP |  | 54/1 | CircuitBreaker, 240-480 Volts, 125-250 Amps | 970 | EA | 1 | 1
[6 empty] | RUC with Military Construction Premium |  |  | 1.0486 | 60958.3445 | FP |  | 54/3 | Outlet, Rigid Conduit, Average, 4 per SIT | 125 | EA | 1 | 1
[13 empty] | 54/2 | Underground Wiring, 2", plastic duct, plus excavation and backfill | 16.95 | LF | 1 | 1
FAC | 1751 | Zero Range |  | UM = | FP | TC 25-8 Standard Size / Basic 10M-25M Firing Range (Zero) | 32 | Source | Marshall & Swift Valuation; October 2016 TC 25-8 Training Ranges; 22 July 2016 USACE Ranges and Training Land Program; 8 December 2014; PAX Newsletter 3.2.2, Dated 6 April 2017 |  |  |  | 54/2 | Rigid Conduit and Wiring, 1" | 14.4 | LF | 1 | 1
Section/ CATCODE | TASK |  |  | Given | Units | Conversion |  | Curnt Cost Mult | Normalizing for Location | Adjusted Cost |  |  | 58/6 | Trolleyway, 1 Ton, 50 ft / MIT | 17 | LF | 1.02 | 1
66/1 | Foxhole w/Drain (36" reinforced Concrete Culvert. 4' deep) |  |  | 422.88 | EA |  |  | 1.01 | 1 | 427.1088 | FP |  | 58/6 | Trolley, Motorized, .5 ton 1 per MIT | 2555 | EA | 1.02 | 1
51/3 | Target Boots / 4 per FP Concrete footing |  |  | 18.65 | EA | 4 | EA to FP | 1.04 | 1 | 77.584 | FP |  | 66/1 | Foxhole w/Drain (36" reinforced Concrete Culvert. 4' deep) | 422.88 | EA | 1.01 | 1
54/2 | Underground Wiring, 2", plastic duct, |  |  | 16.95 | LF | 224 | LF per FP | 1 | 1 | 3796.8 | FP |  | 51/3 | Target Boots / 4 per FP Concrete footing, perimiter footing, 12" below grade | 18.65 | EA | 1.04 | 1
93410 | Berm, 148m x 2m x 5m = 1,936 cu yds / Backfill & compaction |  |  | 7.9 | CY | 60.5 | CY per FP | 0.94232 |  | 450.383 | FP |  | 51/2 | Utility tunnel, 3"-5" wall, medium soil, 5'x7' x-sctn, 504 lf | 26.5 | SF | 1.04 | 1
93210 | Bank run gravel, Spread, 387 cubic yards per berm |  |  | 44.1 | CY | 12.0938 | CY per FP | 0.94232 |  | 502.5729 | FP |  | 85110 | Road, Asphalt, 3" thick 1500 sy | 17.8 | SY | 0.94232
[9 empty] | SUM | 5254.4487 | FP |  | 85110 | 8" Thick Reinforced Concrt Pavmt 4500 PSI 12' pass | 56 | SY | 0.94232
[6 empty] | RUC with Military Construction Premium |  |  | 1.0486 | 5509.6415 | FP |  | 93410 | Berm, 522m x 2m x 5m = 6,828 cu yds / Backfill & compaction | 7.9 | CY | 0.94232
[13 empty] | 93410 | Trail Grading, Fine Grading for Roadways, Base Course 11,525 sy | 1.1 | SY | 0.94232
FAC | 1752 | Field Fire Range |  | UM = | FP | TC 25-8 Standard Size / Automated Field Fire Range | 32 | Source | Marshall & Swift Valuation; October 2016 TC 25-8 Training Ranges; 22 July 2016 USACE Ranges and Training Land Program; 8 December 2014; PAX Newsletter 3.2.2, Dated 6 April 2017 |  |  |  | 93210 | Bank run gravel, Spread, 409 cubic yards per berm | 44.1 | CY | 0.94232
Section/ CATCODE | TASK |  |  | Given | Units | Conversion |  | Curnt Cost Mult | Normalizing for Location | Adjusted Cost |  |  | 85110 | 10" Thick Reinforced Concrt Pavmt 4500 PSI 12' pass | 67 | SY | 0.94232
66/2 | SIT Emplacement (62 sf concrete x 8" thick w/Rebar) 3 per FP |  |  | 8.845 | SF | 186 | SF per FP | 1.01 | 1 | 1661.6217 | FP
54/1 | Service Switchgear, 100 Amps, Light Commercial |  |  | 435 | EA | 3 | EA per FP | 1 | 1 | 1305 | FP
54/1 | CircuitBreaker, 240-480 Volts, 20-60 Amps |  |  | 312.5 | EA | 3 | EA per FP | 1 | 1 | 937.5 | FP
54/3 | Outlet, Rigid Conduit, Good, 4 per SIT |  |  | 125 | EA | 12 | EA per FP | 1 | 1 | 1500 | FP
54/2 | Underground Wiring, 2", plastic duct, 574 ft Ave Distance |  |  | 16.95 | LF | 2653 | LF per FP | 1 | 1 | 44968.35 | FP
66/1 | Foxhole w/Drain (36" reinforced Concrete Culvert. 4' deep) |  |  | 422.88 | EA |  |  | 1.01 | 1 | 427.1088 | FP
93410 | Berm, 522m x 2m x 5m = 6,827 cu yds / Backfill & compaction |  |  | 7.9 | CY | 277.9375 | CY per FP | 0.94232 |  | 2069.063 | FP
93210 | Bank run gravel, Spread, 1044 cubic yards per berm |  |  | 44.1 | CY | 32.625 | CY per FP | 0.94232 |  | 1355.778 | FP
[9 empty] | SUM | 54224.4216 | FP
[6 empty] | RUC with Military Construction Premium |  |  | 1.0486 | 56857.9391 | FP
FAC | 1753 | Record Fire Range |  | UM = | FP | TC 25-8 Standard Size / Automated Record Fire Range | 16 | Source | Marshall & Swift Valuation; October 2016 TC 25-8 Training Ranges; 22 July 2016 USACE Ranges and Training Land Program; 8 December 2014; PAX Newsletter 3.2.2, Dated 6 April 2017
Section/ CATCODE | TASK |  |  | Given | Units | Conversion |  | Curnt Cost Mult | Normalizing for Location | Adjusted Cost
66/2 | SIT Emplacement (62 sf concrete x 8" thick w/Rebar) 7 per FP |  |  | 8.845 | SF | 434 | SF per FP | 1.01 | 1 | 3877.1173 | FP
54/1 | Service Switchgear, 100 Amps, Light Commercial |  |  | 435 | EA | 7 | EA per FP | 1 | 1 | 3045 | FP
54/1 | CircuitBreaker, 240-480 Volts, 20-60 Amps |  |  | 312.5 | EA | 7 | EA per FP | 1 | 1 | 2187.5 | FP
54/3 | Outlet, Rigid Conduit, Good, 4 per SIT |  |  | 125 | EA | 28 | EA per FP | 1 | 1 | 3500 | FP
54/2 | Underground Wiring, 2", plastic duct, 574 ft Ave Distance |  |  | 16.95 | LF | 4018 | LF per FP | 1 | 1 | 68105.1 | FP
66/1 | Foxhole w/Drain (36" reinforced Concrete Culvert. 4' deep) |  |  | 422.88 | EA |  |  | 1.01 | 1 | 427.1088 | FP
93410 | Berm, 340m x 2m x 5m = 4,447 cu yds / Backfill & compaction |  |  | 7.9 | CY | 277.9375 | CY per FP | 0.94232 |  | 2069.063 | FP
93210 | Bank run gravel, Spread, 445 cubic yards per berm |  |  | 44.1 | CY | 27.8125 | CY per FP | 0.94232 |  | 1155.7878 | FP
[9 empty] | SUM | 84366.6769 | FP
[6 empty] | RUC with Military Construction Premium |  |  | 1.0486 | 88464.1133 | FP
FAC | 1754 | Night Fire Range |  | UM = | FP | Standard Size | 32 | Source | Marshall & Swift Valuation; October 2016 TC 25-8 Training Ranges; 22 July 2016 USACE Ranges and Training Land Program; 8 December 2014; PAX Newsletter 3.2.2, Dated 6 April 2017
Section/ CATCODE | TASK |  |  | Given | Units | Conversion |  | Curnt Cost Mult | Normalizing for Location | Adjusted Cost
66/2 | SIT Emplacement (62 sf concrete x 8" thick w/Rebar) 2 per FP |  |  | 8.845 | SF | 124 | SF per FP | 1.01 | 1 | 1107.7478 | FP
54/1 | CircuitBreaker, 240-480 Volts, 20-60 Amps |  |  | 312.5 | EA | 2 | EA per FP | 1 | 1 | 625 | FP
54/3 | Outlet, Rigid Conduit, Good, 4 per SIT |  |  | 125 | EA | 4 | EA per FP | 1 | 1 | 500 | FP
54/2 | Underground Wiring, 2", plastic duct, 164 ft Ave Distance |  |  | 16.95 | LF | 82 | LF per FP | 1 | 1 | 1389.9 | FP
66/1 | Foxhole w/Drain (36" reinforced Concrete Culvert. 4' deep) |  |  | 422.88 | EA |  |  | 1.01 | 1 | 427.1088 | FP
93410 | Berm, 522m x 2m x 3m = 4096 cu yds / Backfill & compaction |  |  | 7.9 | CY | 128 | CY per FP | 0.94232 |  | 952.8763 | FP
93210 | Bank run gravel, Spread, 409 cubic yards per berm |  |  | 44.1 | CY | 12.7812 | CY per FP | 0.94232 |  | 531.1429 | FP
[9 empty] | SUM | 5533.7759 | FP
[6 empty] | RUC with Military Construction Premium |  |  | 1.0486 | 5802.5348 | FP
FAC | 1755 | Known Distance Range |  | UM = | FP | TC 25-8 Standard Size / Known Distance Range | 32 | Source | Marshall & Swift Valuation; October 2016 TC 25-8 Training Ranges; 22 July 2016 USACE Ranges and Training Land Program; 8 December 2014; PAX Newsletter 3.2.2, Dated 6 April 2017
Section/ CATCODE | TASK |  |  | Given | Units | Conversion |  | Curnt Cost Mult | Normalizing for Location | Adjusted Cost
54/1 | CircuitBreaker, 240-480 Volts, 20-60 Amps |  |  | 312.5 | EA | 1 | EA per FP | 1 | 1 | 312.5 | FP
54/3 | Outlet, Rigid Conduit, Good, 4 per SIT |  |  | 125 | EA | 2 | EA per FP | 1 | 1 | 250 | FP
54/2 | Rigid Conduit and Wiring, 1", 525 ft ave distance |  |  | 14.4 | LF | 525 | LF per FP | 1 | 1 | 7560 | FP
93410 | Berm, 340m x 4m x 5m = 8,894 cu yds / Backfill & compaction |  |  | 7.9 | CY | 277.9375 | CY per FP | 0.94232 |  | 2069.063 | FP
[9 empty] | SUM | 10191.563 | FP
[6 empty] | RUC with Military Construction Premium |  |  | 1.0486 | 10686.5367 | FP
FAC | 1756 | Sniper Range |  | UM = | FP | TC 25-8 Standard Size / Automated Sniper Field Fire Range | 4 | Source | Marshall & Swift Valuation; October 2016 TC 25-8 Training Ranges; 22 July 2016 USACE Ranges and Training Land Program; 8 December 2014; PAX Newsletter 3.2.2, Dated 6 April 2017
Section/ CATCODE | TASK |  |  | Given | Units | Conversion |  | Curnt Cost Mult | Normalizing for Location | Adjusted Cost
Sniper range = 4 SITs/6MITs/8 Iron Maiden Pads per FP
66/2 | SIT Emplacement (62 sf concrete x 8" thick w/Rebar) 4 per FP |  |  | 8.845 | SF | 248 | SF per FP | 1.01 | 1 | 2215.4956 | FP
51/3 | MIT Emplacement 15M (15m x .5m=7.5 sqm) 12" concrete wall |  |  | 17.55 | SF | 484.2 | SF per FP | 1.04 | 1 | 8837.6184 | FP
54/1 | Service Switchgear, 100 Amps, Light Commercial |  |  | 435 | EA | 10 | EA per FP | 1 | 1 | 4350 | FP
58/6 | Trolleyway, 1 Ton, 50 ft / MIT |  |  | 17 | LF | 300 | LF per FP | 1.02 | 1 | 5202 | FP
58/6 | Trolley, Motorized, .5 ton 1 per MIT |  |  | 2555 | EA | 6 | EA to FP | 1.02 | 1 | 15636.6 | FP
54/1 | CircuitBreaker, 240-480 Volts, 20-60 Amps |  |  | 312.5 | EA | 10 | EA per FP | 1 | 1 | 3125 | FP
54/3 | Outlet, Rigid Conduit, Good, 4 per SIT 4 per MIT |  |  | 125 | EA | 40 | EA per FP | 1 | 1 | 5000 | FP
54/2 | Underground Wiring, 2", plastic duct, 1,640 ft Ave Distance |  |  | 16.95 | LF | 6412 | LF per FP | 1 | 1 | 108683.4 | FP
66/1 | Concrete Pad 4ft x 8 ft (1 per Firing Pad / 1 per Iron Maiden Pad) |  |  | 4.595 | SF | 288 | SF per FP | 1.04 | 1 | 1376.2944 | FP
93410 | Berm, 80m x 2m x 5m = 1,046 cu yds / Backfill & compaction |  |  | 7.9 | CY | 261.5 | CY per FP | 0.94232 |  | 1946.6966 | FP
[9 empty] | SUM | 156373.105 | FP
[6 empty] | RUC with Military Construction Premium |  |  | 1.0486 | 163967.6776 | FP
FAC | 1757 | Pistol Range |  | UM = | FP | TC 25-8 Standard Size / Automated Combat Pistol Range | 15 | Source | Marshall & Swift Valuation; October 2016 TC 25-8 Training Ranges; 22 July 2016 USACE Ranges and Training Land Program; 8 December 2014; PAX Newsletter 3.2.2, Dated 6 April 2017
Section/ CATCODE | TASK |  |  | Given | Units | Conversion |  | Curnt Cost Mult | Normalizing for Location | Adjusted Cost
66/2 | SIT Emplacement (62 sf concrete x 8" thick w/Rebar) 8 per FP |  |  | 8.845 | SF | 496 | SF per FP | 1.01 | 1 | 4430.9912 | FP
54/1 | Service Switchgear, 100 Amps, Light Commercial |  |  | 435 | EA | 8 | EA per FP | 1 | 1 | 3480 | FP
54/1 | CircuitBreaker, 240-480 Volts, 20-60 Amps |  |  | 312.5 | EA | 8 | EA per FP | 1 | 1 | 2500 | FP
54/3 | Outlet, Rigid Conduit, Good, 4 per SIT |  |  | 125 | EA | 32 | EA per FP | 1 | 1 | 4000 | FP
54/2 | Underground Wiring, 2", plastic duct, 101 ft Ave Distance |  |  | 16.95 | LF | 808 | LF per FP | 1 | 1 | 13695.6 | FP
93210 | Bank run gravel, Spread, 445 cubic yards per range |  |  | 44.1 | CY | 27.8125 | CY per FP | 0.94232 |  | 1155.7878 | FP
93410 | Berm, 8 EA per FP 1m x 1m x 2m = 20.9 cu yds / Backfill & compctn |  |  | 7.9 | CY | 20.88 | CY per FP | 0.94232 |  | 155.438 | FP
[9 empty] | SUM | 29417.8169 | FP
[6 empty] | RUC with Military Construction Premium |  |  | 1.0486 | 30846.5521 | FP
FAC | 1758 | Machinegun Range |  | UM = | FP | TC 25-8 Standard Size / Automated Multipurpose Machinegun | 10 | Source | Marshall & Swift Valuation; October 2016 TC 25-8 Training Ranges; 22 July 2016 USACE Ranges and Training Land Program; 8 December 2014; PAX Newsletter 3.2.2, Dated 6 April 2017
Section/ CATCODE | TASK |  |  | Given | Units | Conversion |  | Curnt Cost Mult | Normalizing for Location | Adjusted Cost
MPMG = 3 SITs/5 WSITs/2MITs/2 SATs/8 Iron Maiden Pads per FP
66/2 | SIT Emplacement (62 sf concrete x 8" thick w/Rebar) 3 per FP |  |  | 8.845 | SF | 186 | SF per FP | 1.01 | 1 | 1661.6217 | FP
66/2 | WSIT Emplacement (94 sf concrete x 8" thick w/Rebar) 5 per FP |  |  | 8.845 | SF | 470 | SF per FP | 1.01 | 1 | 4198.7215 | FP
66/2 | SAT Emplacement (468 sf concrete x 12" thick w/Rebar) 2 per FP |  |  | 10.805 | SF | 936 | SF per FP | 1.01 | 1 | 10214.6148 | FP
51/3 | MIT Emplacement 15M (15m x .5m=7.5 sqm) 12" concrete wall |  |  | 17.55 | SF | 161.4 | SF per FP | 1.04 | 1 | 2945.8728 | FP
54/1 | Service Switchgear, 200 Amps, Light Commercial |  |  | 790 | EA | 12 | EA per FP | 1 | 1 | 9480 | FP
58/6 | Trolleyway, 1 Ton, 50 ft / MIT |  |  | 17 | LF | 100 | LF per FP | 1.02 | 1 | 1734 | FP
58/6 | Trolley, Motorized, .5 ton 1 per MIT |  |  | 2555 | EA | 2 | EA to FP | 1.02 | 1 | 5212.2 | FP
54/1 | CircuitBreaker, 240-480 Volts, 125 - 250 Amps |  |  | 970 | EA | 12 | EA per FP | 1 | 1 | 11640 | FP
54/3 | Outlet, Rigid Conduit, Good, 4 per SIT/4 per MIT/6 per WSIT / 5 per SAT |  |  | 125 | EA | 60 | EA per FP | 1 | 1 | 7500 | FP
54/2 | Underground Wiring, 2", plastic duct, 1,640 ft Ave Distance |  |  | 16.95 | LF | 2961 | LF per FP | 1 | 1 | 50188.95 | FP
66/1 | Concrete Pad 4ft x 8 ft (1 per Firing Pad / 1 per Iron Maiden Pad) |  |  | 4.595 | SF | 288 | SF per FP | 1.04 | 1 | 1376.2944 | FP
93410 | Berm, 30m x 2m x 5m = 392 cu yds / Backfill & compaction |  |  | 7.9 | CY | 39.2 | CY per FP | 0.94232 |  | 291.8184 | FP
93210 | Bank run gravel, Spread, 39 cubic yards per range |  |  | 44.1 | CY | 3.9 | CY per FP | 0.94232 |  | 162.07 | FP
[9 empty] | SUM | 106444.0936 | FP
[6 empty] | RUC with Military Construction Premium |  |  | 1.0486 | 111613.7639 | FP
FAC | 1760 | General Purpose Direct Fire Range |  | UM = | FP | Standard Size | 4 | Source | TC 25-8 Training Ranges; 22 July 2016 USACE Ranges and Training Land Program; 8 December 2014; PAX Newsletter 3.2.2, Dated 6 April 2017
Section/ CATCODE | TASK |  |  | Given | Units | Conversion |  | Curnt Cost Mult |  | Adjusted Cost
85110 | Vehicle Battle Position - Defilade (481 sf concrete x 10" thick w/Rebar) Unit Cost divided by 9 for SF |  |  | 7.4444 | SF | 481 | SF per FP | 0.94232 |  | 3374.2469 | FP
93410 | Berm, 148m x 2m x 5m = 1,936 cu yds / Backfill & compaction |  |  | 7.9 | CY | 484 | CY per FP | 0.94232 |  | 3603.0637 | FP
93210 | Bank run gravel, Spread, 327 cubic yards per range |  |  | 44.1 | CY | 81.75 | CY per FP | 0.94232 |  | 3397.2369 | FP
[9 empty] | SUM | 10374.5475 | FP
[6 empty] | RUC with Military Construction Premium |  |  | 1.0486 | 10878.4081 | FP
FAC | 1761 | Grenade Launcher Range |  | UM = | FP | TC 25-8 Standard Size / Grenade Launcher Range | 4 | Source | Marshall & Swift Valuation; October 2016 TC 25-8 Training Ranges; 22 July 2016 USACE Ranges and Training Land Program; 8 December 2014; PAX Newsletter 3.2.2, Dated 6 April 2017
Section/ CATCODE | TASK |  |  | Given | Units | Conversion |  | Curnt Cost Mult | Normalizing for Location | Adjusted Cost
66/1 | Target Bunker (36" reinforced Concrete Culvert. 4' deep) |  |  | 3015 | EA |  |  | 1.01 | 1 | 3045.15 | FP
93410 | Target Berm, 1m x 1m x 2m x 4 targets/lane = 2.6 cu yds / Backfill & compaction |  |  | 7.9 | CY | 10.4 | CY per FP | 0.94232 |  | 77.4212 | FP
93410 | Berm, 40m x 1m x 2m = 104 cu yds / Backfill & compaction |  |  | 7.9 | CY | 26 | CY per FP | 0.94232 |  | 193.553 | FP
93210 | Bank run gravel, Spread, 104 cubic yards per berm |  |  | 44.1 | CY | 26 | CY per FP | 0.94232 |  | 1080.4668 | FP
[9 empty] | SUM | 4396.591 | FP
[6 empty] | RUC with Military Construction Premium |  |  | 1.0486 | 4610.1202 | FP
FAC | 1762 | Grenade Machinegun Range |  | UM = | LN | Standard Size | 2 | Source | TC 25-8 Training Ranges; 22 July 2016 USACE Ranges and Training Land Program; 8 December 2014; PAX Newsletter 3.2.2, Dated 6 April 2017
CATCODE | TASK |  |  | Given | Units | Conversion |  | Curnt Cost Mult | Normalizing for Location | Adjusted Cost
85110 | Vehicle Firing Point (128 sf concrete x 8" thick w/Rebar) Price per SY in PAX divided by 9 for SF |  |  | 6.2222 | SF | 128 | SF per LN | 0.94232 |  | 750.5074 | LN
93410 | Berm, 20m x 2m x 1m = 52 cu yds / Backfill & compaction |  |  | 7.9 | CY | 52 | CY per LN | 0.94232 |  | 387.106 | LN
93210 | Bank run gravel, Spread, 20 cubic yards per LN |  |  | 44.1 | CY | 20 | CY per LN | 0.94232 |  | 831.1283 | LN
[9 empty] | SUM | 1968.7417 | LN
[9 empty] | RUC | 1968.7417 | LN
OSD Design Criteria |  |  | FAC 1762 design criteria is found in FM 3-22.27, 40 mm Grenade Machinegun and TC 25-8, identified in the latter as category code 17833, multipurpose gunnery range.
Building construction material |  |  | • Selection as found in PAX newsletter • See “Range Business Rules” for type of materials
Facility size |  |  | • The unit of measure is LN, lane. • Size is per design found in TC 25-8. The design calls for a standard 2 LNs per range. Although the average of the records is 2.7, there can be no ‘fractional’ lanes. • There are 34 FAC 1762 records, ranging in size from 1 to 10 lanes (LN). The average size of the records is 2.7 LN
Fire suppression system type, quality, and coverage |  |  | The USACE Engineering Support center Huntsville Range and Training Land Program “program Information” section states “fire detection and protection are not typically required in Standard Range Facilities by either NFPA 101, Life Safety Code, or UFC 3-600-01, Design: Fire Protection Engineering for Facilities…”
Inclusion of a loading dock or similar ancillary feature |  |  | No specific requirement exists for the incorporation of a loading dock; while there is no criteria, an engineering analysis would be performed during the design phase, based upon the topography of the surrounding access streets, expected delivery methods, throughput, ordnance equipment size.
Inclusion and capacity of overhead cranes |  |  | No specific requirement exists for the incorporation of an overhead crane; while there is no criteria, an engineering analysis would be performed during the design phase, based upon the topography of the surrounding access streets, expected delivery methods, throughput, ordnance equipment size.
Established standard for components or materials |  |  | Limited established standards exist, as explained above, with a situation and site specific design required.
Documentation for business rules reflecting DoD established practices for components or materials |  |  | • M&S Selection Business Rule • MilCon Cost Premium Business Rule • Range Business Rules
Footnotes |  |  | Headquarters, Department of the Army, Field Manual (FM) 3-22.27 (FM 23-27) MK 19, 40-mm Grenade Machine Gun MOD 3, 28 November 2003, pp 4-21 - 22 The USACE Engineering Support center Huntsville Range and Training Land Program, Program Information, Fire Detection and Protection, page 1/1, 23 May 2005.
FAC | 1763 | Light Antiarmor Weapon Range |  | UM = | FP | TC 25-8 Standard Size / Light Antiarmor Range, Subcal | 1 | Source | Marshall & Swift Valuation; October 2016 TC 25-8 Training Ranges; 22 July 2016 USACE Ranges and Training Land Program; 8 December 2014; PAX Newsletter 3.2.2, Dated 6 April 2017
Section/ CATCODE | TASK |  |  | Given | Units | Conversion |  | Curnt Cost Mult | Normalizing for Location | Adjusted Cost
LAW/AT-4 = 2 MG Bunkers/ 9 SATs / 2 MATs per FP
66/2 | SAT Emplacement (468 sf concrete x 12" thick w/Rebar) 9 per FP |  |  | 10.805 | SF | 4212 | SF per FP | 1.01 | 1 | 45965.7666 | FP
51/3 | MAT Emplacement 200M (200m x 1m= 2153 sf) 12" concrete wall 2 per FP |  |  | 17.55 | SF | 4306 | SF per FP | 1.04 | 1 | 78593.112 | FP
54/1 | Service Switchgear, 200 Amps, Light Commercial |  |  | 790 | EA | 11 | EA per FP | 1 | 1 | 8690 | FP
58/6 | Trolleyway, 1 Ton, 656 ft / MAT |  |  | 17 | LF | 1312 | LF per FP | 1.02 | 1 | 22750.08 | FP
58/6 | Trolley, Motorized, .5 ton 1 per MAT |  |  | 2555 | EA | 2 | EA to FP | 1.02 | 1 | 5212.2 | FP
54/1 | CircuitBreaker, 240-480 Volts, 125 - 250 Amps |  |  | 970 | EA | 11 | EA per FP | 1 | 1 | 10670 | FP
54/3 | Outlet, Rigid Conduit, Good, 5 per SAT / 4 per MAT |  |  | 125 | EA | 53 | EA per FP | 1 | 1 | 6625 | FP
54/2 | Underground Wiring, 2", plastic duct, 984 ft Ave Distance |  |  | 16.95 | LF | 20825 | LF per FP | 1 | 1 | 352983.75 | FP
66/2 | Concrete Bunker 4ft x4 ft = 96 sf of 12" concrete |  |  | 17.55 | SF | 192 | SF per FP | 1.04 | 1 | 3504.384 | FP
93410 | Berm, 400m x 1m x 1m = 392 cu yds / Backfill & compaction |  |  | 7.9 | CY | 523 | CY per FP | 0.94232 |  | 3893.3932 | FP
[9 empty] | SUM | 538887.6858 | FP
[6 empty] | RUC with Military Construction Premium |  |  | 1.0486 | 565059.844 | FP
FAC | 1764 | Heavy Antiarmor Weapon Range |  | UM = | LN | TC 25-8 Standard Size / AntiArmor Tracking and Live Fire | 1 | Source | Marshall & Swift Valuation; October 2016 TC 25-8 Training Ranges; 22 July 2016 USACE Ranges and Training Land Program; 8 December 2014; PAX Newsletter 3.2.2, Dated 6 April 2017
Section/ CATCODE | TASK |  |  | Given | Units | Conversion |  | Curnt Cost Mult | Normalizing for Location | Adjusted Cost
HAWR = 12 SATs / 5 MATs / 1 Counrse Road per LN
66/2 | SAT Emplacement (468 sf concrete x 12" thick w/Rebar) 12 per LN |  |  | 10.805 | SF | 5616 | SF per LN | 1.01 | 1 | 61287.6888 | LN
51/3 | MAT Emplacement 350M (350m x 1m= 3767 sf) 12" concrete wall |  |  | 17.55 | SF | 18835 | SF per LN | 1.04 | 1 | 343776.42 | LN
54/1 | Service Switchgear, 200 Amps, Light Commercial |  |  | 790 | EA | 17 | EA per LN | 1 | 1 | 13430 | LN
58/6 | Trolleyway, 1 Ton, 1148 ft / MAT |  |  | 17 | LF | 5740 | LF per LN | 1.02 | 1 | 99531.6 | LN
58/6 | Trolley, Motorized, .5 ton 1 per MAT |  |  | 2555 | EA | 5 | EA per LN | 1.02 | 1 | 13030.5 | LN
54/1 | CircuitBreaker, 240-480 Volts, 125 - 250 Amps |  |  | 970 | EA | 17 | EA per LN | 1 | 1 | 16490 | LN
54/3 | Outlet, Rigid Conduit, Good, 5 per SAT / 4 per MAT |  |  | 125 | EA | 80 | EA per LN | 1 | 1 | 10000 | LN
54/2 | Underground Wiring, 2", plastic duct, 6761 ft Ave Distance |  |  | 16.95 | LF | 114937 | LF per LN | 1 | 1 | 1948182.15 | LN
93410 | Trail Grading, Fine Grading for Roadways, Base Course 11,525 sy |  |  | 1.1 | SY | 11525 | SY per LN | 0.94232 |  | 11946.2914 | LN
66/2 | Vehicle Battle Position 6ea - Defilade (481 sf concrete x 12" thick w/Rebar) |  |  | 10.805 | SF | 2886 | SF per LN | 1.01 | 1 | 31495.0623 | LN
93410 | Berm, 1800m x 2m x 1m = 4709 cu yds / Backfill & compaction |  |  | 7.9 | CY | 4709 | CY per LN | 0.94232 |  | 35055.4274 | LN
93210 | Bank run gravel, Spread, 1063 cubic yards per LN |  |  | 44.1 | CY | 1063 | CY per LN | 0.94232 |  | 44174.4691 | LN
[9 empty] | SUM | 2628399.609 | LN
[6 empty] | RUC with Military Construction Premium |  |  | 1.0486 | 2756053.0928 | LN
FAC | 1765 | Artillery Direct Fire Range |  | UM = | EA | Design Size | 1 | Source | Marshall & Swift Valuation; October 2016 TC 25-8 Training Ranges; 22 July 2016 USACE Ranges and Training Land Program; 8 December 2014; PAX Newsletter 3.2.2, Dated 6 April 2017
Section/ CATCODE | TASK |  |  | Given | Units | Conversion |  | Curnt Cost Mult | Normalizing for Location | Adjusted Cost
ADFR = 18 SATs / 6 Firing Positions per Range
66/2 | SAT Emplacement (468 sf concrete x 12" thick w/Rebar) 6 per rng |  |  | 10.805 | SF | 2808 | SF per Range | 1.01 | 1 | 30643.8444 | EA
54/1 | Service Switchgear, 200 Amps, Light Commercial |  |  | 790 | EA | 6 | EA per Range | 1 | 1 | 4740 | EA
54/1 | CircuitBreaker, 240-480 Volts, 125 - 250 Amps |  |  | 970 | EA | 6 | EA per Range | 1 | 1 | 5820 | EA
54/3 | Outlet, Rigid Conduit, Good, 5 per SAT |  |  | 125 | EA | 30 | EA per Range | 1 | 1 | 3750 | EA
54/2 | Underground Wiring, 2", plastic duct, 2560 ft Ave Distance |  |  | 16.95 | LF | 46080 | LF per Rnge | 1 | 1 | 781056 | EA
93410 | Trail Grading, Fine Grading for Roadways, Base Course 11,525 sy |  |  | 1.1 | SY | 10763 | SY per Rnge | 0.94232 |  | 11156.4368 | EA
66/2 | Vehicle Battle Position 6ea - Defilade (481 sf concrete x 12" thick w/Rebar) |  |  | 10.805 | SF | 2886 | SF per Rnge | 1.01 | 1 | 31495.0623 | EA
93410 | Berm, 117m x 2m x 1m = 279 cu yds / Backfill & compaction |  |  | 7.9 | CY | 279 | CY per Rnge | 0.94232 |  | 2076.9727 | EA
93210 | Bank run gravel, Spread, 215 cubic yards per range |  |  | 44.1 | CY | 215 | CY per Rnge | 0.94232 |  | 8934.6292 | EA
[9 empty] | SUM | 879672.9454 | EA
[6 empty] | RUC with Military Construction Premium |  |  | 1.0486 | 922396.0213 | EA
FAC | 1766 | Tank Stationary Gunnery Range |  | UM = | EA | TC 25-8 Standard Size / Tank Stationary Gunnery Range | 1 | Source | Marshall & Swift Valuation; October 2016 TC 25-8 Training Ranges; 22 July 2016 USACE Ranges and Training Land Program; 8 December 2014; PAX Newsletter 3.2.2, Dated 6 April 2017
Section/ CATCODE | TASK |  |  | Given | Units | Conversion |  | Curnt Cost Mult | Normalizing for Location | Adjusted Cost
TSGR = 25 SATs / 4 MATs / 42 SITS / 7 MITS per Range
66/2 | SIT Emplacement (62 sf concrete x 8" thick w/Rebar) 42 per Range |  |  | 8.845 | SF | 2604 | SF per Rng | 1.01 | 1 | 23262.7038 | EA
54/1 | Service Switchgear, 100 Amps, Light Commercial |  |  | 435 | EA | 42 | EA per Rng | 1 | 1 | 18270 | EA
54/1 | CircuitBreaker, 240-480 Volts, 20-60 Amps |  |  | 312.5 | EA | 42 | EA per Rng | 1 | 1 | 13125 | EA
66/2 | SAT Emplacement (468 sf concrete x 12" thick w/Rebar) 25 per rng |  |  | 10.805 | SF | 11700 | SF per Rng | 1.01 | 1 | 127682.685 | EA
51/3 | MAT Emplacement 200M (200m x 1m= 2152 sf) 12" concrete wall |  |  | 17.55 | SF | 8608 | SF per Rng | 1.04 | 1 | 157113.216 | EA
51/3 | MIT Emplacement 15M (15m x .5m=80.7 sqf) 12" concrete wall |  |  | 17.55 | SF | 564.9 | SF per Rng | 1.04 | 1 | 10310.5548 | EA
54/1 | Service Switchgear, 200 Amps, Light Commercial |  |  | 790 | EA | 36 | EA per Rng | 1 | 1 | 28440 | EA
58/6 | Trolleyway, 1 Ton, 656 ft / MAT 49 ft /MIT |  |  | 17 | LF | 2967 | LF per Rng | 1.02 | 1 | 51447.78 | EA
58/6 | Trolley, Motorized, .5 ton 1 per MAT |  |  | 2555 | EA | 11 | EA per Rng | 1.02 | 1 | 28667.1 | EA
54/1 | CircuitBreaker, 240-480 Volts, 125 - 250 Amps |  |  | 970 | EA | 36 | EA per Rng | 1 | 1 | 34920 | EA
54/3 | Outlet, Rigid Conduit, Good, 5 per SAT / 4 per MAT, MIT, SIT |  |  | 125 | EA | 337 | EA per Rng | 1 | 1 | 42125 | EA
54/2 | Underground Wiring, 2", plastic duct, 5105 ft Ave Distance |  |  | 16.95 | LF | 398190 | LF per Rng | 1 | 1 | 6749320.5 | EA
93410 | Trail Grading, Fine Grading for Roadways, Base Course 2488 sy |  |  | 1.1 | SY | 2488 | SY per Rng | 0.94232 |  | 2578.9478 | EA
66/2 | Vehicle Battle Position 2ea - Defilade (481 sf concrete x 12" thick w/Rebar) |  |  | 10.805 | SF | 962 | SF per Rng | 1.01 | 1 | 10498.3541 | EA
66/2 | Vehicle Firing Point x 10 (128 sf concrete x 8" thick w/Rebar) |  |  | 8.845 | SF | 1280 | SF per Rng | 1.01 | 1 | 11434.816 | EA
93410 | Berm, 1400m x 2m x 1m = 3662 cu yds / Backfill & compaction |  |  | 7.9 | CY | 4709 | CY per Rng | 0.94232 |  | 35055.4274 | EA
93210 | Bank run gravel, Spread, 1063 cubic yards per Range |  |  | 44.1 | CY | 1063 | CY per Rng | 0.94232 |  | 44174.4691 | EA
[9 empty] | SUM | 7333768.8502 | EA
[6 empty] | RUC with Military Construction Premium |  |  | 1.0486 | 7689948.0019 | EA
FAC | 1768 | Scaled Indirect Fire Range |  | UM = | EA | Design Size | 1 | Source | TC 25-8 Training Ranges; 22 July 2016 USACE Ranges and Training Land Program; 8 December 2014; PAX Newsletter 3.2.2, Dated 6 April 2017
CATCODE | TASK |  |  | Given | Units | Conversion |  | Curnt Cost Mult | Normalizing for Location | Adjusted Cost
ADFR = 6 Hasty Firing Positions per Range
93410 | Berm, 117m x 2m x 1m = 279 cu yds / Backfill & compaction |  |  | 7.9 | CY | 279 | CY per Rnge | 0.94232 |  | 2076.9727 | EA
93210 | Bank run gravel, Spread, 215 cubic yards per range |  |  | 44.1 | CY | 215 | CY per Rnge | 0.94232 |  | 8934.6292 | EA
[9 empty] | SUM | 11011.6019 | EA
[6 empty] | RUC with Military Construction Premium |  |  | 1.0486 | 11546.4023 | EA
FAC | 1769 | Scaled Gunnery Range |  | UM = | EA | TC 25-8 Standard Size Tank/FV Scaled Gnry Range | 1 | Source | Marshall & Swift Valuation; October 2016 TC 25-8 Training Ranges; 22 July 2016 USACE Ranges and Training Land Program; 8 December 2014; PAX Newsletter 3.2.2, Dated 6 April 2017
Section/ CATCODE | TASK |  |  | Given | Units | Conversion |  | Curnt Cost Mult | Normalizing for Location | Adjusted Cost
Scaled Range = 16 SITS / 8 MITS per Range
66/2 | SIT Emplacement (62 sf concrete x 8" thick w/Rebar) 16 per range |  |  | 8.845 | SF | 992 | SF per Rng | 1.01 | 1 | 8861.9824 | EA
54/1 | Service Switchgear, 100 Amps, Light Commercial |  |  | 435 | EA | 16 | EA per Rng | 1 | 1 | 6960 | EA
54/1 | CircuitBreaker, 240-480 Volts, 20-60 Amps |  |  | 312.5 | EA | 16 | EA per Rng | 1 | 1 | 5000 | EA
51/3 | MIT Emplacement 15M (15m x .5m=80.7 sqf) 12" concrete wall |  |  | 17.55 | SF | 645.6 | SF per Rng | 1.04 | 1 | 11783.4912 | EA
54/1 | Service Switchgear, 200 Amps, Light Commercial |  |  | 790 | EA | 8 | EA per Rng | 1 | 1 | 6320 | EA
58/6 | Trolleyway, 1 Ton, 49 ft /MIT |  |  | 17 | LF | 392 | LF per Rng | 1.02 | 1 | 6797.28 | EA
58/6 | Trolley, Motorized, .5 ton 1 per MAT |  |  | 2555 | EA | 8 | EA per Rng | 1.02 | 1 | 20848.8 | EA
54/1 | CircuitBreaker, 240-480 Volts, 125 - 250 Amps |  |  | 970 | EA | 8 | EA per Rng | 1 | 1 | 7760 | EA
54/3 | Outlet, Rigid Conduit, Good, 4 per MIT, SIT |  |  | 125 | EA | 96 | EA per Rng | 1 | 1 | 12000 | EA
54/2 | Underground Wiring, 2", plastic duct, 356 ft Ave Distance |  |  | 16.95 | LF | 4272 | LF per Rng | 1 | 1 | 72410.4 | EA
93410 | Trail Grading, Fine Grading for Roadways, Base Course 478 sy |  |  | 1.1 | SY | 478 | SY per Rng | 0.94232 |  | 495.4731 | EA
66/2 | Vehicle Battle Position 2ea - Defilade (481 sf concrete x 12" thick w/Rebar) |  |  | 10.805 | SF | 962 | SF per Rng | 1.01 | 1 | 10498.3541 | EA
66/2 | Vehicle Firing Point x 2 (128 sf concrete x 8" thick w/Rebar) |  |  | 8.845 | SF | 256 | SF per Rng | 1.01 | 1 | 2286.9632 | EA
93410 | Berm, 220m x 2m x 1m = 575 cu yds / Backfill & compaction |  |  | 7.9 | CY | 575 | CY per Rng | 0.94232 |  | 4280.4992 | EA
93210 | Bank run gravel, Spread, 156 cubic yards per Range |  |  | 44.1 | CY | 156 | CY per Rng | 0.94232 |  | 6482.8007 | EA
[9 empty] | SUM | 182786.0439 | EA
[6 empty] | RUC with Military Construction Premium |  |  | 1.0486 | 191663.4137 | EA
FAC | 1771 | Armor Vehicle Crew Training Range |  | UM = | LN | TC 25-8 Standard Size / DPMTR | 1 | Source | Marshall & Swift Valuation; October 2016 TC 25-8 Training Ranges; 22 July 2016 USACE Ranges and Training Land Program; 8 December 2014; PAX Newsletter 3.2.2, Dated 6 April 2017
Section/ CATCODE | TASK |  |  | Given | Units | Conversion |  | Curnt Cost Mult | Normalizing for Location | Adjusted Cost
DMPTR= 30 SATs / 6 MATs / 146 SITS / 4 MITS
66/2 | SIT Emplacement (62 sf concrete x 8" thick w/Rebar) 146 per ln |  |  | 8.845 | SF | 9052 | SF per LN | 1.01 | 1 | 80865.5894 | LN
54/1 | Service Switchgear, 100 Amps, Light Commercial |  |  | 435 | EA | 146 | EA per LN | 1 | 1 | 63510 | LN
54/1 | CircuitBreaker, 240-480 Volts, 20-60 Amps |  |  | 312.5 | EA | 146 | EA per LN | 1 | 1 | 45625 | LN
66/2 | SAT Emplacement (468 sf concrete x 12" thick w/Rebar) 30 per LN |  |  | 10.805 | SF | 14040 | SF per LN | 1.01 | 1 | 153219.222 | LN
51/3 | MAT Emplacement 200M (200m x 1m= 2152 sf) 12" concrete wall |  |  | 17.55 | SF | 12912 | SF per LN | 1.04 | 1 | 235669.824 | LN
51/3 | MIT Emplacement 15M (15m x .5m=80.7 sqf) 12" concrete wall |  |  | 17.55 | SF | 322.8 | SF per LN | 1.04 | 1 | 5891.7456 | LN
54/1 | Service Switchgear, 200 Amps, Light Commercial |  |  | 790 | EA | 40 | EA per LN | 1 | 1 | 31600 | LN
58/6 | Trolleyway, 1 Ton, 656 ft / MAT 49 ft /MIT |  |  | 17 | LF | 4132 | LF per LN | 1.02 | 1 | 71648.88 | LN
58/6 | Trolley, Motorized, .5 ton 1 per MAT / MIT |  |  | 2555 | EA | 10 | EA per LN | 1.02 | 1 | 26061 | LN
54/1 | CircuitBreaker, 240-480 Volts, 125 - 250 Amps |  |  | 970 | EA | 40 | EA per LN | 1 | 1 | 38800 | LN
54/3 | Outlet, Rigid Conduit, Good, 5 per SAT / 4 per MAT, MIT, SIT |  |  | 125 | EA | 1208 | EA per LN | 1 | 1 | 151000 | LN
54/2 | Underground Wiring, 2", plastic duct, 5105 ft Ave Distance |  |  | 16.95 | LF | 165233 | LF per LN | 1 | 1 | 2800699.35 | LN
93410 | Trail Grading, Fine Grading for Roadways, Base Course 2488 sy |  |  | 1.1 | SY | 2488 | SY per LN | 0.94232 |  | 2578.9478 | LN
66/2 | Vehicle Battle Position 8 ea - Defilade (481 sf concrete x 12" thick w/Rebar) |  |  | 10.805 | SF | 3848 | SF per LN | 1.01 | 1 | 41993.4164 | LN
93410 | Total Berm, 2184m x 2m x 1m = 5713 cu yds / Backfill & compaction |  |  | 7.9 | CY | 5713 | CY per LN | 0.94232 |  | 42529.5512 | LN
66/1 | Target Bunker (36" reinforced Concrete Culvert. 4' deep) x 2 |  |  | 3015 | EA | 2 | EA per LN | 1.01 | 1 | 6090.3 | LN
93210 | Bank run gravel, Spread, 7850 cubic yards per Range |  |  | 44.1 | CY | 7850 | CY per LN | 0.94232 |  | 326217.8574 | LN
17/31 | Urban Cluster / Bank Barn, 2 Story (20' x 20') ,D Low Cost x 7 Buildings |  |  | 17.77 | SF | 2800 | SF per LN | 1.05 | 1 | 52243.8 | LN
[9 empty] | SUM | 4176244.4838 | LN
[6 empty] | RUC with Military Construction Premium |  |  | 1.0821 | 4519202.4584 | LN
FAC | 1772 | Armor Vehicle Unit Training Range |  | UM = | EA | TC 25-8 Standard Size / DMPRC | 1 | Source | Marshall & Swift Valuation; October 2016 TC 25-8 Training Ranges; 22 July 2016 USACE Ranges and Training Land Program; 8 December 2014; PAX Newsletter 3.2.2, Dated 6 April 2017
Section/ CATCODE | TASK |  |  | Given | Units | Conversion |  | Curnt Cost Mult | Normalizing for Location | Adjusted Cost
DMPRC= 80 SATs / 12 MATs / 306 SITS / 45 MITS
66/2 | SIT Emplacement (62 sf concrete x 8" thick w/Rebar) 306 per range |  |  | 8.845 | SF | 18972 | SF per Rng | 1.01 | 1 | 169485.4134 | EA
54/1 | Service Switchgear, 100 Amps, Light Commercial |  |  | 435 | EA | 306 | EA per Rng | 1 | 1 | 133110 | EA
54/1 | CircuitBreaker, 240-480 Volts, 20-60 Amps |  |  | 312.5 | EA | 306 | EA per Rng | 1 | 1 | 95625 | EA
66/2 | SAT Emplacement (468 sf concrete x 12" thick w/Rebar) 80 per Range |  |  | 10.805 | SF | 37440 | SF per Rng | 1.01 | 1 | 408584.592 | EA
51/3 | MAT Emplacement 200M (200m x 1m= 2152 sf) 12" concrete wall |  |  | 17.55 | SF | 25824 | SF per Rng | 1.04 | 1 | 471339.648 | EA
51/3 | MIT Emplacement 15M (15m x .5m=80.7 sqf) 12" concrete wall |  |  | 17.55 | SF | 3631.5 | SF per Rng | 1.04 | 1 | 66282.138 | EA
54/1 | Service Switchgear, 200 Amps, Light Commercial |  |  | 790 | EA | 137 | EA per Rng | 1 | 1 | 108230 | EA
58/6 | Trolleyway, 1 Ton, 656 ft / MAT 49 ft /MIT |  |  | 17 | LF | 4132 | LF per Rng | 1.02 | 1 | 71648.88 | EA
58/6 | Trolley, Motorized, .5 ton 1 per MAT / MIT |  |  | 2555 | EA | 10 | EA per Rng | 1.02 | 1 | 26061 | EA
54/1 | CircuitBreaker, 240-480 Volts, 125 - 250 Amps |  |  | 970 | EA | 137 | EA per Rng | 1 | 1 | 132890 | EA
54/3 | Outlet, Rigid Conduit, Good, 5 per SAT / 4 per MAT, MIT, SIT |  |  | 125 | EA | 1852 | EA per Rng | 1 | 1 | 231500 | EA
54/2 | Underground Wiring, 2", plastic duct, 6.5 lanes of targetry |  |  | 16.2 | LF | 1145514.5 | LF per Rng | 1 | 1 | 18557334.9 | EA
93410 | Trail Grading, Fine Grading for Roadways, Base Course 7464 sy |  |  | 1.1 | SY | 7464 | SY per Rng | 0.94232 |  | 7736.8433 | EA
66/2 | Vehicle Battle Position 30 ea - Defilade (481 sf concrete x 12" thick w/Rebar) |  |  | 10.805 | SF | 14430 | SF per Rng | 1.01 | 1 | 157475.3115 | EA
93410 | Total Berm, 6552m x 2m x 1m = 17139 cu yds / Backfill & compaction |  |  | 7.9 | CY | 17139 | CY per Rng | 0.94232 |  | 127588.6537 | EA
66/2 | Machine gun bunker (144 sf concrete x 8" w/rebar) 4 per Range |  |  | 8.845 | SF | 576 | SF per Rng | 1.01 | 1 | 5145.6672 | EA
93210 | Bank run gravel, Spread, 44650 cubic yards per Range |  |  | 44.1 | CY | 44650 | CY per Rng | 0.94232 |  | 1855493.9277 | EA
17/31 | Urban Cluster / Bank Barn, 2 Story (20' x 20') ,D Low Cost x 12 Buildings |  |  | 17.77 | SF | 4800 | SF per Rng | 1.05 | 1 | 89560.8 | EA
[9 empty] | SUM | 22715092.7748 | EA
[9 empty] | RUC | 22715092.7748 | EA
[6 empty] | RUC with Military Construction Premium |  |  | 1.0821 | 24580482.1795 | EA
Note: "Section" refers to the Marshall & Swift Valuation Guide section and page which contains a profile of the facility used for this FAC as well as additional information on the features included in the Marshall and Swift facility. The "Area Adjustment" is the "local multiplier" (Section 99, Pages 5 thru 10) which reflects local cost conditions and is designed to adjust the basic costs to each locality. "Current Cost Multiplier" (Section 99, Page 3) are the multipliers to update costs. Costs in each section are updated on a three year cycle. The current cost multiplier is republished monthly and is based upon nationally recognized building cost indices. As stated in Section 1 page 11 of the Marshall and Swift Valuation guide " to obtain the current replacement value the cost shown in each section ("refined" by additions such as sprinklers, elevators, etc) is mulitplied by the current cost multiplier and the local multiplier. That is: Refined Cost x Current Cost Multiplier x Local Multiplier = Final Replacement Cost.
OSD Design Criteria |  |  | FAC 1772 design criteria is found in TC 25-8. Area: There are 64 FAC 1772 records, with an average size of 1 each. This FAC aggregates multiple (1 AF, 7 Army and 3 Navy/Marine Corps) category codes. Category code 17860 was chosen from TC 25-8 as a conservative representative design/cost estimate.
Building construction material |  |  | • Selection as found in PAX newsletter • See “Range Business Rules” and “Marshall and Swift Selection Business Rules” for type of materials
Facility size |  |  | • The unit of measure is EA, each. • Size is per design found in TC 25-8.
Fire suppression system type, quality, and coverage |  |  | The USACE Engineering Support center Huntsville Range and Training Land Program “program Information” section states “fire detection and protection are not typically required in Standard Range Facilities by either NFPA 101, Life Safety Code, or UFC 3-600-01, Design: Fire Protection Engineering for Facilities…”
Inclusion of a loading dock or similar ancillary feature |  |  | No specific requirement exists for the incorporation of a loading dock; while there is no criteria, an engineering analysis would be performed during the design phase, based upon the topography of the surrounding access streets, expected delivery methods, throughput, ordnance equipment size.
Inclusion and capacity of overhead cranes |  |  | No specific requirement exists for the incorporation of an overhead crane; while there is no criteria, an engineering analysis would be performed during the design phase, based upon the topography of the surrounding access streets, expected delivery methods, throughput, ordnance equipment size.
Established standard for components or materials |  |  | Limited established standards exist, as explained above, with a situation and site specific design required.
Documentation for proposed business rules reflecting DoD established practices for components or materials |  |  | • M&S Selection Business Rule • MilCon Cost Premium Business Rule • Range Business Rules
Footnotes |  |  | 1. The USACE center Huntsville Range and Training Land Program, Program Information, Fire Detection and Protection, page 1/1, 23 May 2005. 2. The USACE Engineering Support center Huntsville Range and Training Land Program, Program Information, and USACE Technical Circular (TC) 25-8 3. The USACE Engineering Support center Huntsville Range and Training Land Program, Program Information and USACE Technical Circular (TC) 25-8
FAC | 1773 | Fire and Movement Range |  | UM = | LN | TC 25-8 Standard Size / Fire and Movement Range | 4 | Source | Marshall & Swift Valuation; October 2016 TC 25-8 Training Ranges; 22 July 2016 USACE Ranges and Training Land Program; 8 December 2014; PAX Newsletter 3.2.2, Dated 6 April 2017
Section/ CATCODE | TASK |  |  | Given | Units | Conversion |  | Curnt Cost Mult | Normalizing for Location | Adjusted Cost
DMPRC= 6 SITS / lane
66/2 | SIT Emplacement (62 sf concrete x 8" thick w/Rebar) 6 per ln |  |  | 8.845 | SF | 372 | SF per LN | 1.01 | 1 | 3323.2434 | LN
54/1 | Service Switchgear, 100 Amps, Light Commercial |  |  | 435 | EA | 6 | EA per LN | 1 | 1 | 2610 | LN
54/1 | CircuitBreaker, 240-480 Volts, 20-60 Amps |  |  | 312.5 | EA | 6 | EA per LN | 1 | 1 | 1875 | LN
54/3 | Outlet, Rigid Conduit, Good, 4 per SIT |  |  | 125 | EA | 24 | EA per LN | 1 | 1 | 3000 | LN
54/2 | Underground Wiring, 2", plastic duct, 346 ft Ave Distance |  |  | 16.95 | LF | 2076 | LF per LN | 1 | 1 | 35188.2 | LN
93410 | Berm, 150m x 3m x 4m = 2,354 cu yds / Backfill & compaction |  |  | 7.9 | CY | 4708 | CY per LN | 0.94232 |  | 35047.9831 | LN
93210 | Bank run gravel, Spread, 39 cubic yards per lane |  |  | 44.1 | CY | 39 | CY per LN | 0.94232 |  | 1620.7002 | LN
[9 empty] | SUM | 82665.1266 | LN
[6 empty] | RUC with Military Construction Premium |  |  | 1.0486 | 86679.9238 | LN
FAC | 1774 | Squad Defense Range |  | UM = | EA | TC 25-8 Standard Size / Squad Defense Range | 1 | Source | Marshall & Swift Valuation; October 2016 TC 25-8 Training Ranges; 22 July 2016 USACE Ranges and Training Land Program; 8 December 2014; PAX Newsletter 3.2.2, Dated 6 April 2017
Section/ CATCODE | TASK |  |  | Given | Units | Conversion |  | Curnt Cost Mult | Normalizing for Location | Adjusted Cost
SDR= 31 SITS
66/2 | SIT Emplacement (62 sf concrete x 8" thick w/Rebar) 31 per range |  |  | 8.845 | SF | 1922 | SF per Rng | 1.01 | 1 | 17170.0909 | EA
54/1 | Service Switchgear, 100 Amps, Light Commercial |  |  | 435 | EA | 31 | EA per Rng | 1 | 1 | 13485 | EA
54/1 | CircuitBreaker, 240-480 Volts, 20-60 Amps |  |  | 312.5 | EA | 31 | EA per Rng | 1 | 1 | 9687.5 | EA
54/3 | Outlet, Rigid Conduit, Good, 4 per SIT |  |  | 125 | EA | 124 | EA per Rng | 1 | 1 | 15500 | EA
54/2 | Underground Wiring, 2", plastic duct, 574 ft Ave Distance |  |  | 16.95 | LF | 8152 | LF per Rng | 1 | 1 | 138176.4 | EA
66/2 | 2 man fighting position (104 sf concrete x 8" w/rebar) 5 per range |  |  | 8.845 | SF | 520 | EA per Rng | 1.01 | 1 | 4645.394 | EA
93410 | Berm, 300m x 2m x 1m = 785 cu yds / Backfill & compaction |  |  | 7.9 | CY | 785 | CY per FP | 0.94232 |  | 5843.812 | EA
93210 | Bank run gravel, Spread, 353 cubic yards per berm |  |  | 44.1 | CY | 353 | CY per FP | 0.94232 |  | 14669.4145 | EA
[9 empty] | SUM | 219177.6113 | EA
[6 empty] | RUC with Military Construction Premium |  |  | 1.0486 | 229822.4104 | EA
FAC | 1775 | Infantry Battle Course |  | UM = | EA | TC 25-8 Standard Size / Infantry Squad Battle Course | 1 | Source | Marshall & Swift Valuation; October 2016 TC 25-8 Training Ranges; 22 July 2016 USACE Ranges and Training Land Program; 8 December 2014; PAX Newsletter 3.2.2, Dated 6 April 2017
Section/ CATCODE | TASK |  |  | Given | Units | Conversion |  | Curnt Cost Mult | Normalizing for Location | Adjusted Cost
ISBC= 6 SATs / 1 MATs / 20 SITS / 6 MITS
66/2 | SIT Emplacement (62 sf concrete x 8" thick w/Rebar) 20 per range |  |  | 8.845 | SF | 1240 | SF per Rng | 1.01 | 1 | 11077.478 | EA
54/1 | Service Switchgear, 100 Amps, Light Commercial |  |  | 435 | EA | 20 | EA per Rng | 1 | 1 | 8700 | EA
54/1 | CircuitBreaker, 240-480 Volts, 20-60 Amps |  |  | 312.5 | EA | 20 | EA per Rng | 1 | 1 | 6250 | EA
66/2 | SAT Emplacement (468 sf concrete x 12" thick w/Rebar) 6 per Range |  |  | 10.805 | SF | 2808 | SF per Rng | 1.01 | 1 | 30643.8444 | EA
51/3 | MAT Emplacement 200M (200m x 1m= 2152 sf) 12" concrete wall |  |  | 17.55 | SF | 2152 | SF per Rng | 1.04 | 1 | 39278.304 | EA
51/3 | MIT Emplacement 15M (15m x .5m=80.7 sqf) 12" concrete wall |  |  | 17.55 | SF | 484.2 | SF per Rng | 1.04 | 1 | 8837.6184 | EA
54/1 | Service Switchgear, 200 Amps, Light Commercial |  |  | 790 | EA | 13 | EA per Rng | 1 | 1 | 10270 | EA
58/6 | Trolleyway, 1 Ton, 656 ft / MAT 49 ft /MIT |  |  | 17 | LF | 950 | LF per Rng | 1.02 | 1 | 16473 | EA
58/6 | Trolley, Motorized, .5 ton 1 per MAT / MIT |  |  | 2555 | EA | 7 | EA per Rng | 1.02 | 1 | 18242.7 | EA
54/1 | CircuitBreaker, 240-480 Volts, 125 - 250 Amps |  |  | 970 | EA | 13 | EA per Rng | 1 | 1 | 12610 | EA
54/3 | Outlet, Rigid Conduit, Good, 5 per SAT / 4 per MAT, MIT, SIT |  |  | 125 | EA | 138 | EA per Rng | 1 | 1 | 17250 | EA
54/2 | Underground Wiring, 2", plastic duct, 5105 ft Ave Distance |  |  | 16.95 | LF | 111520 | LF per Rng | 1 | 1 | 1890264 | EA
93410 | Trail Grading, Fine Grading for Roadways, Base Course 2392 sy |  |  | 1.1 | SY | 2392 | SY per Rng | 0.94232 |  | 2479.4385 | EA
93210 | Bank run gravel, Spread, 9225 cubic yards per Range |  |  | 44.1 | CY | 9225 | CY per Rng | 0.94232 |  | 383357.9279 | EA
66/2 | Machine gun bunker (144 sf concrete x 8" w/rebar) 5 per range |  |  | 8.845 | SF | 720 | SF per Rng | 1.01 | 1 | 6432.084 | EA
[9 empty] | SUM | 2462166.3953 | EA
[6 empty] | RUC with Military Construction Premium |  |  | 1.0486 | 2581746.4306 | EA
FAC | 1776 | Urban Combat Training Range |  | UM = | EA | TC 25-8 Standard Size / Urban Assault Course | 1 | Source | Marshall & Swift Valuation; October 2016 TC 25-8 Training Ranges; 22 July 2016 USACE Ranges and Training Land Program; 8 December 2014; PAX Newsletter 3.2.2, Dated 6 April 2017
Section/ CATCODE | TASK |  |  | Given | Units | Conversion |  | Curnt Cost Mult | Normalizing for Location | Adjusted Cost
66/2 | SIT Emplacement (62 sf concrete x 8" thick w/Rebar) 26 per range |  |  | 8.845 | SF | 1612 | SF per Rng | 1.01 | 1 | 14400.7214 | EA
54/1 | Service Switchgear, 100 Amps, Light Commercial |  |  | 435 | EA | 26 | EA per Rng | 1 | 1 | 11310 | EA
54/1 | CircuitBreaker, 240-480 Volts, 20-60 Amps |  |  | 312.5 | EA | 26 | EA per Rng | 1 | 1 | 8125 | EA
54/3 | Outlet, Rigid Conduit, Good, 5 per SAT / 4 per MAT, MIT, SIT |  |  | 125 | EA | 104 | EA per Rng | 1 | 1 | 13000 | EA
54/2 | Underground Wiring, 2", plastic duct, |  |  | 16.95 | LF | 8105 | LF per Rng | 1 | 1 | 137379.75 | EA
85110 | 8" Thick Reinforced Concrt Roadway 897 SY per Range |  |  | 56 | SY | 897 | SY per Rng | 0.94232 |  | 47334.7355 | EA
85110 | Road, Asphalt, 3" thick |  |  | 17.8 | SY | 1435 | SY per Rng | 0.94232 |  | 24069.7394 | EA
14/22 | Shoothouse, Reinforced concrete(Armory, CDS) 12 ea, 600 sf |  |  | 44.99 | SF | 7200 | SF per Rng | 1.04 | 1 | 336885.12 | EA
93410 | Total Berm, 500m x 2m x 3m = 3923 cu yds / Backfill & compaction |  |  | 7.9 | CY | 3923 | CY per Rng | 0.94232 |  | 29204.1711 | EA
66/2 | Machine gun bunker (144 sf concrete x 8" w/rebar) 4 per Range |  |  | 8.845 | SF | 576 | SF per Rng | 1.01 | 1 | 5145.6672 | EA
93210 | Bank run gravel, Spread, 4622 cubic yards per UAC |  |  | 44.1 | CY | 4622 | CY per Rng | 0.94232 |  | 192073.7499 | EA
17/31 | Urban Cluster / Bank Barn, 2 Story (20' x 20') ,D Low Cost x 3 Buildings |  |  | 17.77 | SF | 1200 | SF per Rng | 1.05 | 1 | 22390.2 | EA
[9 empty] | SUM | 841318.8545 | EA
[6 empty] | RUC with Military Construction Premium |  |  | 1.0821 | 910408.9213 | EA
FAC | 1777 | Convoy Live Fire Range |  | UM = | FP | TC 25-8 Standard Size / Convoy Live Fire Range | 1 | Source | Marshall & Swift Valuation; October 2016 TC 25-8 Training Ranges; 22 July 2016 USACE Ranges and Training Land Program; 8 December 2014; PAX Newsletter 3.2.2, Dated 6 April 2017
Section/ CATCODE | TASK |  |  | Given | Units | Conversion |  | Curnt Cost Mult | Normalizing for Location | Adjusted Cost
FP for CLFR= 2 SATs / 2 MATs / 9 SITS / 1 MITS
66/2 | SIT Emplacement (62 sf concrete x 8" thick w/Rebar) 9 per FP |  |  | 8.845 | SF | 558 | SF per FP | 1.01 | 1 | 4984.8651 | FP
54/1 | Service Switchgear, 100 Amps, Light Commercial |  |  | 435 | EA | 9 | EA per FP | 1 | 1 | 3915 | FP
54/1 | CircuitBreaker, 240-480 Volts, 20-60 Amps |  |  | 312.5 | EA | 9 | EA per FP | 1 | 1 | 2812.5 | FP
66/2 | SAT Emplacement (468 sf concrete x 12" thick w/Rebar) 2 per FP |  |  | 10.805 | SF | 936 | SF per FP | 1.01 | 1 | 10214.6148 | FP
51/3 | MAT Emplacement 200M (200m x 1m= 2152 sf) 12" concrete wall |  |  | 17.55 | SF | 4304 | SF per FP | 1.04 | 1 | 78556.608 | FP
51/3 | MIT Emplacement 15M (15m x .5m=80.7 sqf) 12" concrete wall |  |  | 17.55 | SF | 80.7 | SF per FP | 1.04 | 1 | 1472.9364 | FP
54/1 | Service Switchgear, 200 Amps, Light Commercial |  |  | 790 | EA | 5 | EA per FP | 1 | 1 | 3950 | FP
58/6 | Trolleyway, 1 Ton, 656 ft / MAT 49 ft /MIT |  |  | 17 | LF | 1361 | LF per FP | 1.02 | 1 | 23599.74 | FP
58/6 | Trolley, Motorized, .5 ton 1 per MAT / MIT |  |  | 2555 | EA | 3 | EA per FP | 1.02 | 1 | 7818.3 | FP
54/1 | CircuitBreaker, 240-480 Volts, 125 - 250 Amps |  |  | 970 | EA | 5 | EA per FP | 1 | 1 | 4850 | FP
54/3 | Outlet, Rigid Conduit, Good, 5 per SAT / 4 per MAT, MIT, SIT |  |  | 125 | EA | 46 | EA per FP | 1 | 1 | 5750 | FP
54/2 | Underground Wiring, 2", plastic duct, |  |  | 16.95 | LF | 13582 | LF per FP | 1 | 1 | 230214.9 | FP
93410 | Trail Grading, Fine Grading for Roadways, Base Course 1435 sy |  |  | 1.1 | SY | 1435 | SY per FP | 0.94232 |  | 1487.4558 | FP
93410 | Total Berm, 6552m x 2m x 1m = 17139 cu yds / Backfill & compaction |  |  | 7.9 | CY | 17139 | CY per FP | 0.94232 |  | 127588.6537 | FP
93210 | Bank run gravel, Spread, 431 cubic yards per Range |  |  | 44.1 | CY | 431 | CY per FP | 0.94232 |  | 17910.8148 | FP
17/31 | Urban Cluster / Bank Barn, 2 Story (20' x 20') ,D Low Cost x 2 Buildings |  |  | 17.77 | SF | 4800 | SF per FP | 1.05 | 1 | 89560.8 | FP
[9 empty] | SUM | 614687.1886 | FP
[6 empty] | RUC with Military Construction Premium |  |  | 1.0486 | 644540.7013 | FP
FAC | 1781 | Live Hand Grenade Range |  | UM = | FP | TC 25-8 Standard Size / Hand Grenade Fam Range | 1 | Source | Marshall & Swift Valuation; October 2016 TC 25-8 Training Ranges; 22 July 2016 USACE Ranges and Training Land Program; 8 December 2014; PAX Newsletter 3.2.2, Dated 6 April 2017
Section/ CATCODE | TASK |  |  | Given | Units | Conversion |  | Curnt Cost Mult | Normalizing for Location | Adjusted Cost
93210 | Bank run gravel, Spread, 205 cubic yards per FP |  |  | 44.1 | CY | 205 | CY per FP | 0.94232 |  | 8519.0651 | FP
66/2 | Throwing Bay (160 sf concrete x 8" w/rebar) |  |  | 8.845 | SF | 160 | SF per FP | 1.01 | 1 | 1429.352 | FP
66/2 | Blast Wall 50M (50m x 3m= 1614 sf) 12" concrete wall |  |  | 10.805 | SF | 1614 | SF per FP | 1.01 | 1 | 17613.6627 | FP
93410 | Total Berm, 60m x 3m x 1m = 235 cu yds / Backfill & compaction |  |  | 7.9 | CY | 235 | CY per FP | 0.94232 |  | 1749.4214 | FP
[9 empty] | SUM | 27562.0798 | FP
[6 empty] | RUC with Military Construction Premium |  |  | 1.0486 | 28900.6873 | FP
FAC | 1782 | Engineer Qualification Range |  | UM = | FP | RCPS Standard Size | 10 | Source | Marshall & Swift Valuation; October 2016 TC 25-8 Training Ranges; 22 July 2016 USACE Ranges and Training Land Program; 8 December 2014; PAX Newsletter 3.2.2, Dated 6 April 2017
Section/ CATCODE | TASK |  |  | Given | Units | Conversion |  | Curnt Cost Mult | Normalizing for Location | Adjusted Cost
FP for EQR= 2 SATs / 9 SITS
66/2 | SIT Emplacement (62 sf concrete x 8" thick w/Rebar) 9 per FP |  |  | 8.845 | SF | 558 | SF per FP | 1.01 | 1 | 4984.8651 | FP
54/1 | Service Switchgear, 100 Amps, Light Commercial |  |  | 435 | EA | 9 | EA per FP | 1 | 1 | 3915 | FP
54/1 | CircuitBreaker, 240-480 Volts, 20-60 Amps |  |  | 312.5 | EA | 9 | EA per FP | 1 | 1 | 2812.5 | FP
66/2 | SAT Emplacement (468 sf concrete x 12" thick w/Rebar) 2 Per FP |  |  | 10.805 | SF | 936 | SF per FP | 1.01 | 1 | 10214.6148 | FP
51/3 | MIT Emplacement 15M (15m x .5m=80.7 sqf) 12" concrete wall |  |  | 17.55 | SF | 80.7 | SF per FP | 1.04 | 1 | 1472.9364 | FP
54/1 | Service Switchgear, 200 Amps, Light Commercial |  |  | 790 | EA | 2 | EA per FP | 1 | 1 | 1580 | FP
54/1 | CircuitBreaker, 240-480 Volts, 125 - 250 Amps |  |  | 970 | EA | 2 | EA per FP | 1 | 1 | 1940 | FP
54/3 | Outlet, Rigid Conduit, Good, 5 per SAT / 4 per MAT, MIT, SIT |  |  | 125 | EA | 55 | EA per FP | 1 | 1 | 6875 | FP
54/2 | Underground Wiring, 2", plastic duct, |  |  | 16.95 | LF | 2753 | LF per FP | 1 | 1 | 46663.35 | FP
93410 | Trail Grading, Fine Grading for Roadways, Base Course 1435 sy |  |  | 1.1 | SY | 1435 | SY per FP | 0.94232 |  | 1487.4558 | FP
93410 | Total Berm, 6552m x 2m x 1m = 17139 cu yds / Backfill & compaction |  |  | 7.9 | CY | 17139 | CY per FP | 0.94232 |  | 127588.6537 | FP
93210 | Bank run gravel, Spread, 431 cubic yards per Range |  |  | 44.1 | CY | 431 | CY per FP | 0.94232 |  | 17910.8148 | FP
17/31 | Urban Cluster / Bank Barn, 2 Story (20' x 20') ,D Low Cost x 2 Buildings |  |  | 17.77 | SF | 4800 | SF per FP | 1.05 | 1 | 89560.8 | FP
66/2 | Machine gun bunker (144 sf concrete x 8" w/rebar) 4 per FP |  |  | 8.845 | SF | 576 | SF per FP | 1.01 | 1 | 5145.6672 | FP
66/2 | Blast Wall 100M (50m x 2m x 2 ea= 1614 sf) 12" concrete wall |  |  | 10.805 | SF | 1614 | SF per FP | 1.01 | 1 | 17613.6627 | FP
[9 empty] | SUM | 317005.9906 | FP
[6 empty] | RUC with Military Construction Premium |  |  | 1.0486 | 332402.0206 | FP
FAC | 1783 | Light Demolition and Flame Training Range |  | UM = | FP | TC 25-8 Standard Size / Light Demolition Range | 1 | Source | Marshall & Swift Valuation; October 2016 TC 25-8 Training Ranges; 22 July 2016 USACE Ranges and Training Land Program; 8 December 2014; PAX Newsletter 3.2.2, Dated 6 April 2017
Section/ CATCODE | TASK |  |  | Given | Units | Conversion |  | Curnt Cost Mult | Normalizing for Location | Adjusted Cost
66/2 | Missile Proof Shelter (2896 sf concrete x 8" w/rebar) |  |  | 8.845 | SF | 2896 | SF per FP | 1.01 | 1 | 25871.2712 | FP
66/2 | Blast Wall 50M (100m x 3m= 3229 sf) 12" concrete wall |  |  | 10.805 | SF | 3229 | SF per FP | 1.01 | 1 | 35238.2385 | FP
66/2 | Steel / Timber Cutting Chamber x 2 (40ft x 40ft x 5 ft) 12" concrete |  |  | 10.805 | SF | 1640 | SF per FP | 1.01 | 1 | 17897.402 | FP
93410 | Total Berm, 260m x 3m x 2m / Backfill & compaction |  |  | 7.9 | CY | 2040 | CY per FP | 0.94232 |  | 15186.4667 | FP
[9 empty] | SUM | 61109.5097 | FP
[6 empty] | RUC with Military Construction Premium |  |  | 1.0486 | 64077.4152 | FP
FAC | 1790 | Miscellaneous Training Facility |  | UM = | EA | RCPS Standard Size | 1 | Source | Marshall & Swift Valuation; October 2016 TC 25-8 Training Ranges; 22 July 2016 USACE Ranges and Training Land Program; 8 December 2014; PAX Newsletter 3.2.2, Dated 6 April 2017
Section/ CATCODE | TASK |  |  | Given | Units | Conversion |  | Curnt Cost Mult | Normalizing for Location | Adjusted Cost
66/2 | SIT Emplacement (62 sf concrete x 8" thick w/Rebar) 6 per rng |  |  | 8.845 | SF | 372 | SF per Rng | 1.01 | 1 | 3323.2434 | EA
54/1 | Service Switchgear, 100 Amps, Light Commercial |  |  | 435 | EA | 6 | EA per Rng | 1 | 1 | 2610 | EA
54/1 | CircuitBreaker, 240-480 Volts, 20-60 Amps |  |  | 312.5 | EA | 6 | EA per Rng | 1 | 1 | 1875 | EA
66/2 | SAT Emplacement (468 sf concrete x 12" thick w/Rebar) 2 per Range |  |  | 10.805 | SF | 936 | SF per Rng | 1.01 | 1 | 10214.6148 | EA
54/1 | Service Switchgear, 200 Amps, Light Commercial |  |  | 790 | EA | 2 | EA per Rng | 1 | 1 | 1580 | EA
54/1 | CircuitBreaker, 240-480 Volts, 125 - 250 Amps |  |  | 970 | EA | 2 | EA per Rng | 1 | 1 | 1940 | EA
54/3 | Outlet, Rigid Conduit, Good, 5 per SAT / 4 per SIT |  |  | 125 | EA | 34 | EA per Rng | 1 | 1 | 4250 | EA
54/2 | Underground Wiring, 2", plastic duct, |  |  | 16.95 | LF | 905 | LF per Rng | 1 | 1 | 15339.75 | EA
93410 | Trail Grading, Fine Grading for Roadways, Base Course 1913 sy |  |  | 1.1 | SY | 1913 | SY per Rng | 0.94232 |  | 1982.9289 | EA
93410 | Total Berm, 400m x 2m x 1m = 1046 cu yds / Backfill & compaction |  |  | 7.9 | CY | 1046 | CY per Rng | 0.94232 |  | 7786.7864 | EA
93210 | Bank run gravel, Spread, 628 cubic yards per Range |  |  | 44.1 | CY | 628 | CY per Rng | 0.94232 |  | 26097.4286 | EA
17/31 | Urban Cluster / Bank Barn, 2 Story (20' x 20') ,D Low Cost x 2 Buildings |  |  | 17.77 | SF | 800 | SF per Rng | 1.05 | 1 | 14926.8 | EA
66/2 | Machine gun bunker (144 sf concrete x 8" w/rebar) 2 per Range |  |  | 8.845 | SF | 288 | SF per Rng | 1.01 | 1 | 2572.8336 | EA
| FAC 1790 is a collection of 74 CatCodes. Components for this model represent an average of these facilities. | [7 empty] | SUM | 94499.3857 | EA
[6 empty] | RUC with Military Construction Premium |  |  | 1.0486 | 99088.9373 | EA
FAC | 1791 | Aircraft Weapons Calibration Range |  | UM = | EA | TC 25-8 Standard Size / Boresight, Screening and Harmonization Range | 1 | Source | Marshall & Swift Valuation; October 2016 TC 25-8 Training Ranges; 22 July 2016 USACE Ranges and Training Land Program; 8 December 2014; PAX Newsletter 3.2.2, Dated 6 April 2017
Section/ CATCODE | TASK |  |  | Given | Units | Conversion |  | Curnt Cost Mult | Normalizing for Location | Adjusted Cost
BSHR= 8 SATs / 8 SITS
66/2 | SIT Emplacement (62 sf concrete x 8" thick w/Rebar) 8 per range |  |  | 8.845 | SF | 496 | SF per Rng | 1.01 | 1 | 4430.9912 | EA
54/1 | Service Switchgear, 100 Amps, Light Commercial |  |  | 435 | EA | 8 | EA per Rng | 1 | 1 | 3480 | EA
54/1 | CircuitBreaker, 240-480 Volts, 20-60 Amps |  |  | 312.5 | EA | 8 | EA per Rng | 1 | 1 | 2500 | EA
66/2 | SAT Emplacement (468 sf concrete x 12" thick w/Rebar) 8 per Range |  |  | 10.805 | SF | 3744 | SF per Rng | 1.01 | 1 | 40858.4592 | EA
54/1 | Service Switchgear, 200 Amps, Light Commercial |  |  | 790 | EA | 8 | EA per Rng | 1 | 1 | 6320 | EA
54/1 | CircuitBreaker, 240-480 Volts, 125 - 250 Amps |  |  | 970 | EA | 8 | EA per Rng | 1 | 1 | 7760 | EA
54/3 | Outlet, Rigid Conduit, Good, 5 per SAT / 4 per MAT, MIT, SIT |  |  | 125 | EA | 72 | EA per Rng | 1 | 1 | 9000 | EA
54/2 | Underground Wiring, 2", plastic duct, |  |  | 16.95 | LF | 4248 | LF per Rng | 1 | 1 | 72003.6 | EA
93410 | Trail Grading, Fine Grading for Roadways, Base Course 1913 sy |  |  | 1.1 | SY | 1913 | SY per Rng | 0.94232 |  | 1982.9289 | EA
85110 | Concrete Pad, 40ft x 40 ft, 8" reinforced |  |  | 56 | SY | 177 | SY per Rng | 0.94232 |  | 9340.299 | EA
[9 empty] | SUM | 157676.2783 | EA
[6 empty] | RUC with Military Construction Premium |  |  | 1.0486 | 165334.1421 | EA
FAC | 1792 | Attack Helicopter Weapons Range |  | UM = | EA | TC 25-8 Standard Size / Aerial Gunnery Range | 1 | Source | Marshall & Swift Valuation; October 2016 TC 25-8 Training Ranges; 22 July 2016 USACE Ranges and Training Land Program; 8 December 2014; PAX Newsletter 3.2.2, Dated 6 April 2017
Section/ CATCODE | TASK |  |  | Given | Units | Conversion |  | Curnt Cost Mult | Normalizing for Location | Adjusted Cost
ARG= 50 SATs / 8 MATs / 246 SITS / 35 MITS
66/2 | SIT Emplacement (62 sf concrete x 8" thick w/Rebar) 246 per range |  |  | 8.845 | SF | 15252 | SF per Rng | 1.01 | 1 | 136252.9794 | EA
54/1 | Service Switchgear, 100 Amps, Light Commercial |  |  | 435 | EA | 246 | EA per Rng | 1 | 1 | 107010 | EA
54/1 | CircuitBreaker, 240-480 Volts, 20-60 Amps |  |  | 312.5 | EA | 246 | EA per Rng | 1 | 1 | 76875 | EA
66/2 | SAT Emplacement (468 sf concrete x 12" thick w/Rebar) 50 per range |  |  | 10.805 | SF | 23400 | SF per Rng | 1.01 | 1 | 255365.37 | EA
51/3 | MAT Emplacement 200M (200m x 1m= 2152 sf) 12" concrete wall |  |  | 17.55 | SF | 17216 | SF per Rng | 1.04 | 1 | 314226.432 | EA
51/3 | MIT Emplacement 15M (15m x .5m=80.7 sqf) 12" concrete wall |  |  | 17.55 | SF | 2824.5 | SF per Rng | 1.04 | 1 | 51552.774 | EA
54/1 | Service Switchgear, 200 Amps, Light Commercial |  |  | 790 | EA | 93 | EA per Rng | 1 | 1 | 73470 | EA
58/6 | Trolleyway, 1 Ton, 656 ft / MAT 49 ft /MIT |  |  | 17 | LF | 6963 | LF per Rng | 1.02 | 1 | 120738.42 | EA
58/6 | Trolley, Motorized, .5 ton 1 per MAT / MIT |  |  | 2555 | EA | 43 | EA per Rng | 1.02 | 1 | 112062.3 | EA
54/1 | CircuitBreaker, 240-480 Volts, 125 - 250 Amps |  |  | 970 | EA | 93 | EA per Rng | 1 | 1 | 90210 | EA
54/3 | Outlet, Rigid Conduit, Good, 5 per SAT / 4 per MAT, MIT, SIT |  |  | 125 | EA | 1406 | EA per Rng | 1 | 1 | 175750 | EA
54/2 | Underground Wiring, 2", plastic duct |  |  | 16.95 | LF | 29527 | LF per Rng | 1 | 1 | 500482.65 | EA
93410 | Trail Grading, Fine Grading for Roadways, Base Course 10525 sy |  |  | 1.1 | SY | 10525 | SY per Rng | 0.94232 |  | 10909.7368 | EA
93410 | Total Berm, 2540m x 2m x 1m = 6644 cu yds / Backfill & compaction |  |  | 7.9 | CY | 6644 | CY per Rng | 0.94232 |  | 49460.2378 | EA
93210 | Bank run gravel, Spread, 1569 cubic yards per Range |  |  | 44.1 | CY | 1569 | CY per Rng | 0.94232 |  | 65202.0151 | EA
17/31 | Urban Cluster / Bank Barn, 2 Story (20' x 20') ,D Low Cost x 13 Buildings |  |  | 17.77 | SF | 5200 | SF per Rng | 1.05 | 1 | 97024.2 | EA
[9 empty] | SUM | 2236592.1151 | EA
[6 empty] | RUC with Military Construction Premium |  |  | 1.0821 | 2420263.6182 | EA
FAC | 1794 | Air Defense Range |  | UM = | FP | TC 25-8 Standard Size / Air Defense Firing Range | 1 | Source | Marshall & Swift Valuation; October 2016 TC 25-8 Training Ranges; 22 July 2016 USACE Ranges and Training Land Program; 8 December 2014; PAX Newsletter 3.2.2, Dated 6 April 2017
Section/ CATCODE | TASK |  |  | Given | Units | Conversion |  | Curnt Cost Mult | Normalizing for Location | Adjusted Cost
66/2 | Vehicle Battle Position - Defilade (481 sf concrete x 12" thick w/Rebar) |  |  | 10.805 | SF | 481 | SF per FP | 1.01 | 1 | 5249.1771 | FP
93410 | Berm, 90m x 2m x 3m = 706 cu yds / Backfill & compaction |  |  | 7.9 | CY | 706 | CY per FP | 0.94232 |  | 5255.7086 | FP
93210 | Bank run gravel, Spread, 327 cubic yards per range |  |  | 44.1 | CY | 81.75 | CY per FP | 0.94232 |  | 3397.2369 | FP
[9 empty] | SUM | 10504.8856 | FP
[6 empty] | RUC with Military Construction Premium |  |  | 1.0486 | 11015.0764 | FP
FAC | 1795 | Fire And Rescue Training Facility |  | UM = | EA | Design Size | 1 | Source | Marshall and Swift Valuation 0ctober 2016 PAX Newsletter 3.2.2, Dated 6 April 2017
Section | TASK |  |  | Given | Units | Conversion |  | Current Cost Multiplier | Normalizing for Location | Adjusted Cost
15/29 | Fire Training Tower |  |  | 13.65 | CU FT | 1366706.25 | CF to EA | 1.04 | 1 | 1421374.5 | EA
66/11 | Polyethylene chamber water detention system, complete, 5,000 gallon |  |  | 1.86 | GA | 9300 | GA to EA | 1 | 1 | 9300 | EA
83210 | Stormwater drainage pond, 1/8 AC |  |  | 23490 | EA |  |  | 0.94232 |  | 22135.1516 | EA
[9 empty] | SUM | 1452809.6516 | EA
[9 empty] | RUC | 1452809.6516 | EA
[6 empty] | RUC with Military Construction Premium |  |  | 1.0821 | 1572116.0422 | EA
Note: "Section" refers to the Marshall & Swift Valuation Guide section and page which contains a profile of the facility used for this FAC as well as additional information on the features included in the Marshall and Swift facility. The "Area Adjustment" is the "local multiplier" (Section 99, Pages 5 thru 10) which reflects local cost conditions and is designed to adjust the basic costs to each locality. "Current Cost Multiplier" (Section 99, Page 3) are the multipliers to update costs. Costs in each section are updated on a three year cycle. The current cost multiplier is republished monthly and is based upon nationally recognized building cost indices. As stated in Section 1 page 11 of the Marshall and Swift Valuation guide " to obtain the current replacement value the cost shown in each section ("refined" by additions such as sprinklers, elevators, etc) is mulitplied by the current cost multiplier and the local multiplier. That is: Refined Cost x Current Cost Multiplier x Local Multiplier = Final Replacement Cost.
OSD Design Criteria |  |  | UFC 4-179-01, Design Navy Firefighting Schools and NFPA 1402, Guide to Building Fire Service Training Centers provide general guidance for Fire and Rescue Training Facilities.
Building construction material |  |  | Neither NFPA 1402 nor UFC 4-179-01 limit the choice of materials, masonry (brick, cast in place, tilt-up concrete) with steel structural members are described.
Facility size |  |  | The average area for this FAC is 1 EA (each). NFPA 1402 recommends a minimum facility size of 20 ft x 20 ft with 4 stories of 10 ft each . Incorporating the training spaces listed in the UFC, a facility size of 50 ft x 50 ft, with 10 ft floor heights and 4 floors has been chosen as the basis of the RUC .
Fire suppression system type, quality, and coverage |  |  | NFPA 1402 recommends no sprinkler system as repetitive use of extinguishing chemicals, recycled water used in the training process and smoke particulates will render the sprinklers unserviceable .
Inclusion of a loading dock or similar ancillary feature |  |  | No Unified Facilities Criteria (UFC) requirement exists for the incorporation of a loading dock. UFC 4-179-01 and NFPA 1402 describe the need for recovery, holding, and separation of water runoff prior to discharge to the local wastewater treatment process . A detention/settlement chamber system and pond has been added to the unit cost.
Inclusion and capacity of overhead cranes |  |  | No Unified Facilities Criteria UFC requirement exists for the incorporation of overhead cranes.
Established standard for components or materials |  |  | No Unified Facilities Criteria UFC criteria exist for component material.
Documentation for proposed business rules reflecting DoD established practices for components or materials |  |  | • M&S Selection Business Rule • Fire Sprinkler Business Rule • Overhead Crane Business Rule • MilCon Cost Premium Business Rule
Footnotes |  |  | Unified Facilities Criteria UFC 4-179-01 of 16 January 2004 National Fire Protection Association NFPA 1402, 2012 Edition NFPA 1402 para 9.4 UFC 4-179-01 Appendix A NFPA 1402 para 10.7 UFC 4-179-01 para 2.2.5 and Section 5
FAC | 1796 | Urban Combat Training Area, Non-Fire |  | UM = | SF | RPAD Ave Size | 28299 | Source | Marshall & Swift Valuation; October 2016 TC 25-8 Training Ranges; 22 July 2016 USACE Ranges and Training Land Program; 8 December 2014; PAX Newsletter 3.2.2, Dated 6 April 2017
Section/ CATCODE | TASK |  |  | Given | Units | Conversion |  | Current Cost Multiplier | Normalizing for Location | Adjusted Cost
17/31 | Urban Cluster / Bank Barn, 2 Story (30' x 30') ,D Low Cost x 4 Buildings |  |  | 17.77 | SF |  |  | 1.05 | 1 | 18.6585 | SF
51/3 | Slab on Grade, 6" reinforced |  |  | 4.595 | SF |  |  | 1.04 | 1 | 4.7788 | SF
14/22 | Structure, Reinforced concrete(Armory, CDS) 12 ea, 1800 sf |  |  | 44.49 | SF |  |  | 1.03 | 1 | 45.8247 | SF
[8 empty] | Weighted Average |  | 40.917 | SF
54/1 | Service Switchgear, 100 Amps, Light Commercial |  |  | 435 | EA | 0.025 | EA per SF | 1 | 1 | 10.875 | SF
54/1 | CircuitBreaker, 240-480 Volts, 20-60 Amps |  |  | 312.5 | EA | 0.025 | EA per SF | 1 | 1 | 7.8125 | SF
54/2 | Underground Wiring, 2", plastic duct, 2400 LF total |  |  | 16.2 | LF | 0.12245 | LF per SF | 1 | 1 | 1.9837 | SF
85110 | 8" Thick Reinforced Concrt Roadway 2,200 syds |  |  | 56 | SY | 1.01 | SY per SF | 0.94232 |  | 53.2978 | SF
85110 | Road, Asphalt, 3" thick 1500 sy |  |  | 17.8 | SY | 0.69 | SY per SF | 0.94232 |  | 11.5736 | SF
51/2 | Utility tunnel, 3"-5" wall, medium soil, 5'x7' x-sctn, 504 lf |  |  | 22.15 | CF | 0.9 | CF to SF | 1.04 | 1 | 20.7324 | SF
66/2 | Machine gun bunker (144 sf concrete x 8" w/rebar). 4 ea |  |  | 8.845 | SF | 0.22 | EA per SF | 1.01 | 1 | 1.9654 | SF
93210 | Bank run gravel, Spread, 4622 cubic yards per Range |  |  | 44.1 | CY | 0.217 | CY per SF | 0.94232 |  | 9.0177 | SF
93410 | Backfill & compaction, 2020 cy |  |  | 7.9 | CY | 0.10306 | CY per SF | 0.94232 |  | 0.76722 | SF
[9 empty] | SUM | 158.9422 | SF
[9 empty] | RUC | 158.9422 | SF
[6 empty] | RUC with Military Construction Premium |  |  | 1.0821 | 171.9948 | SF
Note: "Section" refers to the Marshall & Swift Valuation Guide section and page which contains a profile of the facility used for this FAC as well as additional information on the features included in the Marshall and Swift facility. The "Area Adjustment" is the "local multiplier" (Section 99, Pages 5 thru 10) which reflects local cost conditions and is designed to adjust the basic costs to each locality. "Current Cost Multiplier" (Section 99, Page 3) are the multipliers to update costs. Costs in each section are updated on a three year cycle. The current cost multiplier is republished monthly and is based upon nationally recognized building cost indices. As stated in Section 1 page 11 of the Marshall and Swift Valuation guide " to obtain the current replacement value the cost shown in each section ("refined" by additions such as sprinklers, elevators, etc) is mulitplied by the current cost multiplier and the local multiplier. That is: Refined Cost x Current Cost Multiplier x Local Multiplier = Final Replacement Cost.
OSD Design Criteria |  |  | FAC 1796 design criteria is found in TC 25-8.
Building construction material |  |  | • Selection of material per PAX newsletter • See “Range Business Rules” and “Marshall and Swift Selection Business Rules” for type of materials
Facility size |  |  | There are 231 FAC 1796 records, with an average size of 25106 SF. This FAC aggregates six (1 AF, 5 Army) category codes. Included category codes 17901 (Combined Arms Collective Training Facility) and 17996 (Collective Training Facility) are representative of the urban combat training area and have notional designs in TC 25-8 on which to base a representative design/cost estimate. Each category code represents an urban training facility with between 16 and 24 buildings of various types, a tunnel/sewer system, and human urban targets, stationary infantry targets and stationary armor targets, all buildings and target areas have CCTV cameras (100% coverage). Live ballistic fire is prohibited on this facility; pyrotechnics are not authorized for the tunnel/sewer area.
Fire suppression system type, quality, and coverage |  |  | The USACE Engineering Support center Huntsville Range and Training Land Program “program Information” section states “fire detection and protection are not typically required in Standard Range Facilities by either NFPA 101, Life Safety Code, or UFC 3-600-01, Design: Fire Protection Engineering for Facilities…”
Inclusion of a loading dock or similar ancillary feature |  |  | No specific requirement exists for the incorporation of a loading dock; while there is no criteria, an engineering analysis would be performed during the design phase, based upon the topography of the surrounding access streets, expected delivery methods, throughput, ordnance equipment size.
Inclusion and capacity of overhead cranes |  |  | No specific requirement exists for the incorporation of an overhead crane; while there is no criteria, an engineering analysis would be performed during the design phase, based upon the topography of the surrounding access streets, expected delivery methods, throughput, ordnance equipment size.
Established standard for components or materials |  |  | Limited established standards exist, as explained above, with a situation and site specific design required.
Documentation for proposed business rules reflecting DoD established practices for components or materials |  |  | • M&S Selection Business Rule • Elevator Business Rule • Fire Sprinkler Business Rule • Overhead Crane Business Rule • MilCon Cost Premium Business Rule • Range Business Rules
Footnotes |  |  | 1.The USACE Support center Huntsville Range and Training Land Program, Program Information, Fire Detection and Protection, page 1/1, 23 May 2005. 2. The USACE Engineering Support center Huntsville Range and Training Land Program, Program Information, and USACE Technical Circular (TC) 25-8 3. The USACE Engineering Support center Huntsville Range and Training Land Program, Program Information and USACE Technical Circular (TC) 25-8
FAC | 1797 | Hand Grenade Range, Non-Firing |  | UM = | FP | TC 25-8 Standard Size / Hand Grenade Qual Course | 1 | Source | Marshall & Swift Valuation; October 2016 TC 25-8 Training Ranges; 20 May 2010 USACE Ranges and Training Land Program; 8 December 2014; PAX Newsletter 3.2.2, Dated 16 May 2016
Section/ CATCODE | TASK |  |  | Given | Units | Conversion |  | Curnt Cost Mult | Normalizing for Location | Adjusted Cost
66/2 | 2 man fighting position (104 sf concrete x 8" w/rebar) |  |  | 8.845 | SF | 104 | SF per FP | 1.01 | 1 | 929.0788 | FP
66/2 | Machine gun bunker (144 sf concrete x 8" w/rebar) 2 per FP |  |  | 8.845 | SF | 288 | SF per FP | 1.01 | 1 | 2572.8336 | FP
93410 | Target Berm, 1m x 1m x 2m x 4 targets/lane = 2.6 cu yds / Backfill & compaction |  |  | 7.9 | CY | 10.4 | CY per FP | 0.94232 |  | 77.4212 | FP
93410 | Berm, 40m x 1m x 2m = 104 cu yds / Backfill & compaction |  |  | 7.9 | CY | 26 | CY per FP | 0.94232 |  | 193.553 | FP
93210 | Bank run gravel, Spread, 104 cubic yards per berm |  |  | 44.1 | CY | 26 | CY per FP | 0.94232 |  | 1080.4668 | FP
[9 empty] | SUM | 4853.3534 | FP
[6 empty] | RUC with Military Construction Premium |  |  | 1.0486 | 5089.0662 | FP
FAC | 1798 | Infiltration Course, Live Fire |  | UM = | EA | TC 25-8 Standard Size / Infiltration Course | 1 | Source | Marshall & Swift Valuation; October 2016 TC 25-8 Training Ranges; 22 July 2016 USACE Ranges and Training Land Program; 8 December 2014; PAX Newsletter 3.2.2, Dated 6 April 2017
Section/ CATCODE | TASK |  |  | Given | Units | Conversion |  | Curnt Cost Mult | Normalizing for Location | Adjusted Cost
66/2 | Blast Wall 360M (360m x 2m= 7750 sf) 12" concrete wall |  |  | 10.805 | SF | 7750 | SF per Rng | 1.01 | 1 | 84576.1375 | EA
66/2 | Machine gun bunker (144 sf concrete x 8" w/rebar) 3 per Range |  |  | 8.845 | SF | 432 | SF per Rng | 1.01 | 1 | 3859.2504 | EA
93410 | Total Berm, 360m x 2m x 2m = 1722 cu yds / Backfill & compaction |  |  | 7.9 | CY | 1722 | CY per Rng | 0.94232 |  | 12819.1646 | EA
93210 | Bank run gravel, Spread, 205 cubic yards per Rng |  |  | 44.1 | CY | 205 | CY per Rng | 0.94232 |  | 8519.0651 | EA
[9 empty] | SUM | 109773.6175 | EA
[6 empty] | RUC with Military Construction Premium |  |  | 1.0486 | 115104.9928 | EA
FAC | 1799 | Confidence/Obstacle Course |  | UM = | EA | Design Size | 1 | Source: | Marshall and Swift Valuation; October 2016
Section/ CATCODE | Component |  |  | Given | Units | Conversion |  | Curnt Cost Mult | Area Adjustnt | Cost
51/2 | Cut/fill/compact: track between obstacles = 17 * 30 yd x 6 yd = 3060 SY * 2/3 yd average depth = 2040 CY |  |  | 6.12 | CY | 2040 |  | 1.04 | 1.07 | 12985.262 | Tot
66/8 | Fine grading running track |  |  | 0.27 | SF | 27540 | SY to SF | 1.01 | 1.07 | 7511.228 | Tot
51/2 | Stabilize running track geotextile fabric |  |  | 2.525 | SY | 3060 |  | 1.04 | 1.07 | 8036.63 | Tot
66/8 | Mulch running track |  |  | 0.41 | SF | 27540 | SY to SF | 1.01 | 1.07 | 11405.384 | Tot
51/7 | 18 stations, wood pole frames, 12"- 14", average of 4 each, 20ft, = 1,440 LF each station |  |  | 25.87 | LF | 1440 | LF | 1.04 | 1.07 | 38743.982 | Tot
51/7 | 18 stations, wood beams and columns, 4"x4", average of 14 each, 10ft, = 2,520 LF each station |  |  | 4.65 | LF | 2520 | LF | 1.04 | 1.07 | 12187.79 | Tot
[9 empty] | SUM | 90870.276 | Tot
[5 empty] | Normalizing for Location | Marshall and Swift Local Multiplier for Arlington, VA |  |  |  | 1.07
[6 empty] | Divided by DoD ACF for Arlington, VA |  |  |  | 1.07
[9 empty] | RUC | 90870.276 | EA
| Note: Layout of obstacle course from FM 7-22, AFI36-2202 | [6 empty] | RUC with Military Cost Premium | 1.0486 | 95283.5727 | EA
FAC | 2111 | Aircraft Maintenance Hangar |  | UM = | SF | RPAD Ave Size | 29346.3671 | Source | Table 2, UFC 3-701-1 as of 17 Feb 2017
CATCODE | Description |  |  | Reference Size | Unit Cost |  |  | Inflation Adjustment |  | Adjusted Cost
GUC | Maintenance Hangar, GP, Low-Mid Bay |  |  | 60000 | 292 |  |  | NA: GUCs are as of October, 2016 |  | 292 | SF
[9 empty] | RUC | 292 | SF
FAC | 2112 | Aircraft Maintenance Shop |  | UM = | SF | RPAD Ave Size | 11229 | Source | Marshall and Swift Valuation; October 2016
Section | TASK |  |  | Given | Units | Conversion |  | Current Cost Multiplier |  | Adjusted Cost
14/14 | Industrial, Light Mfr, B, Average (excellent rating not available) |  |  | 73.95 | SF |  |  | 1.04 |  | 76.908 | SF
14/16 | Industrial, Engineering Bldg, B, Excellent |  |  | 172.22 | SF |  |  | 1.04 |  | 179.1088 | SF
14/29 | Maintenance Hangar, C, Excellent (B class not available) |  |  | 114.21 | SF |  |  | 1.04 |  | 118.7784 | SF
[8 empty] | Average of three Building types |  | 124.9317 | SF
53/12 | Air foam fire extinguishing system, high expansion, 15,000 CFM |  |  | 10400 | EA | 8.9055e-05 | EA to SF | 1.02 |  | 0.9447 | SF
58/6 | Bridge crane, 10 ton, span 50' |  |  | 129000 | EA | 8.9055e-05 | EA to SF | 1.02 |  | 11.7179 | SF
14/37 | Sprinkler ESFR (deluge) addition & pump |  |  | 1.845 | SF |  |  | 1.04 |  | 1.9188 | SF
14/37 | Sprinkler, 10,000 SF, wet, excellent |  |  | 4.39 | SF |  |  | 1.04 |  | 4.5656 | SF
[9 empty] | SUM | 144.0787 | SF
[5 empty] | Normalizing for Location | Marshall and Swift Local Multiplier for Arlington, VA |  |  |  | 1.1
[6 empty] | Divided by DoD ACF for Arlington, VA |  |  |  | 1.07
[9 empty] | RUC | 148.1183 | SF
[6 empty] | RUC with Military Cost Premium |  |  | 1.1932 | 176.74 | SF
Note: "Section" refers to the Marshall & Swift Valuation Guide section and page which contains a profile of the facility used for this FAC as well as additional information on the features included in the Marshall and Swift facility. The "Area Adjustment" is the "local multiplier" (Section 99, Pages 5 thru 10) which reflects local cost conditions and is designed to adjust the basic costs to each locality. "Current Cost Multiplier" (Section 99, Page 3) are the multipliers to update costs. Costs in each section are updated on a three year cycle. The current cost multiplier is republished monthly and is based upon nationally recognized building cost indices. As stated in Section 1 page 11 of the Marshall and Swift Valuation guide " to obtain the current replacement value the cost shown in each section ("refined" by additions such as sprinklers, elevators, etc) is mulitplied by the current cost multiplier and the local multiplier. That is: Refined Cost x Current Cost Multiplier x Local Multiplier = Final Replacement Cost.
OSD Design Criteria |  |  | Unified Facilities Criteria UFC 4-211-01N, Aircraft Maintenance Hangars: Type I, Type II and Type III
Building construction material |  |  | UFC 4-211-01N provides design guidance for materials. The Marshall and Swift Maintenance Hangar is consistent with the UFC material criteria. Applying the Marshall and Swift Selection Business Rule, this FAC is Marshall & Swift Class B, Excellent Quality.
Facility size |  |  | The average area for this FAC is 11,009 SF. The Occupancy Group assigned is B, Business.
Fire suppression system type, quality, and coverage |  |  | International Building Code Group B The UFC directs use of both a high level wet sprinkler as well as a low level foam system. .
Inclusion of a loading dock or similar ancillary feature |  |  | No Unified Facilities Criteria (UFC) requirement exists for the incorporation of a loading dock The average number of floors is 1.3 yielding no elevators for the number of occupants applying the Elevator Business Rule.
Inclusion and capacity of overhead cranes |  |  | The UFC design criteria calls for a 5 ton overhead bridge crane in Type I hangars and a 7 ton in Type 2 hangars. The craneway is included in the Marshall and Swift C/Excellent unit price. A 10 ton bridge crane is included in the replacement unit cost valuation.
Established standard for components or materials |  |  | Criteria for components and materials are included in UFC 4-211-01N.
Documentation for proposed business rules reflecting DoD established practices for components or materials |  |  | • M&S Selection Business Rule • Elevator Business Rule • Fire Sprinkler Business Rule • Overhead Crane Business Rule • MilCon Cost Premium Business Rule
Footnotes |  |  | Unified Facilities Criteria (UFC) 4-211-01N of October 2004 with Change 3 of 16 December 2009 Ibid, Section 3 Ibid, Para 3-10
FAC | 2113 | Aircraft Corrosion Control Hangar |  | UM = | SF | RPAD Ave Size | 17560.1527 | Source | Table 2, UFC 3-701-1 as of 17 Feb 2017
CATCODE | Description |  |  | Reference Size | Unit Cost |  |  | Inflation Adjustment |  | Adjusted Cost
GUC | Maintenance Hangar, Aircraft Corrosion Control |  |  | 81000 | 400 |  |  | NA: GUCs are as of October, 2016 |  | 400 | SF
[9 empty] | RUC | 400 | SF
FAC | 2114 | Aircraft Engine Test Building |  | UM = | SF | RPAD Ave Size | 9807 | Source | USACE PAX Newsletter 3.2.2 Dated 4 Jan 2011
CATCODE | Description |  |  | Reference Size | Unit Cost | Conversion |  | Inflation Adjustment by MCP Index |  | Adjusted Cost
21140 | Aircraft Engine Test facility |  |  | 26000 | 229 |  |  | 1.1245 |  | 257.4991 | SF
[9 empty] | RUC | 257.4991 | SF
FAC | 2115 | Aircraft Maintenance Hangar, Depot |  | UM = | SF | RPAD Ave Size | 97602.0233 | Source | Table 2, UFC 3-701-1 as of 17 Feb 2017
CATCODE | Description |  |  | Reference Size | Unit Cost |  |  | Inflation Adjustment |  | Adjusted Cost
GUC | Maintenance Hangar, High Bay Maintenance |  |  | 74000 | 306 |  |  | NA: GUCs are as of October, 2016 |  | 306 | SF
[9 empty] | RUC | 306 | SF
FAC | 2116 | Aircraft Maintenance Shop, Depot |  | UM = | SF | RPAD Ave Size | 19907 | Source | USACE PAX Newsletter 3.2.2 Dated 24 July 2014
CATCODE | Description |  |  | Unit Cost | Reference Size | Conversion |  | Inflation Adjustment by MCP Index |  | Adjusted Cost
21120 | Aircraft Component Repair Shop (Machine Shop) |  |  | 267.67 | 32000 |  |  | 1 |  | 267.67 | SF
[9 empty] | RUC | 267.67 | SF
FAC | 2118 | Aircraft Engine Test Facility |  | UM = | EA | RPAD Ave Size | 11088 | Source | USACE PAX Newsletter 3.2.2 Dated 4 January 2011
CATCODE | Description |  |  | Unit Cost | Reference Size | Conversion |  | Inflation Adjustment by MCP Index |  | Adjusted Cost
21140 | Aircraft Engine Test facility |  |  | 229 | 26000 | 11088 | SF to EA | 1.1245 |  | 2855150.4615 | EA
| Average size extracted from 2016 RPAD Facility Table | [7 empty] | RUC | 2855150.4615 | EA
FAC | 2121 | Missile Maintenance & Assembly Building |  | UM = | SF | RPAD Ave Size | 11259 |  | Source | Marshall and Swift Valuation; October 2016
Section | TASK |  |  | Given | Units | Conversion |  | Extended Cost | Current Cost Multiplier |  | Adjusted Cost
14/15 | Industrial, Heavy, A, Average, incl HVAC |  |  | 149.46 | SF |  |  | 149.46 | 1.01 |  | 150.9546 | SF
14/37 | Sprinkler, 10,000 SF, dry, excellent |  |  | 5.75 | SF |  |  | 5.75 | 1.01 |  | 5.8075 | SF
14/37 | Hazard occupancy sprinkler |  |  | 0.8625 | SF |  |  | 0.8625 | 1.01 |  | 0.87112 | SF
14/37 | Early suppression fast response sprinklr |  |  | 0.53 | SF |  |  | 0.53 | 1.01 |  | 0.5353 | SF
14/37 | Pump for early suppression |  |  | 1.32 | SF |  |  | 1.32 | 1.01 |  | 1.3332 | SF
58/6 | Bridge Crane, 10 ton, span = 75 ft |  |  | 161000 | EA |  | per UM | 14.2997 | 1.02 |  | 14.5857 | SF
55/5 | Overhead door, rollup, 2 doors, 9'X9' door |  |  | 23.875 | SF door | 162 | for 2 doors | 0.34353 | 1.01 |  | 0.34696 | SF
55/5 | Door electric operation, 2 doors |  |  | 1905 | Each | 2 | per door | 0.3384 | 1.01 |  | 0.34178 | SF
65/12 | Dock bumpers, 10 lf |  |  | 53.25 | LF | 20 | for 2 doors | 0.094591 | 1.01 |  | 0.095537 | SF
65/12 | Dock leveler, hydraulic |  |  | 8600 | EA | 2 | per UM | 1.5277 | 1.01 |  | 1.5429 | SF
65/12 | Dock seal, 10" projection |  |  | 765 | EA | 2 | per UM | 0.13589 | 1.01 |  | 0.13725 | SF
65/12 | Dock shelter |  |  | 2117.5 | EA | 2 | per UM | 0.37614 | 1.01 |  | 0.3799 | SF
[10 empty] | SUM | 176.9318 | SF
[6 empty] | Normalizing for Location | Marshall and Swift Local Multiplier for Arlington, VA |  |  |  | 1.08
[7 empty] | Divided by DoD ACF for Arlington, VA |  |  |  | 1.07
[10 empty] | RUC | 178.5853 | SF
[6 empty] | RUC with Military Cost Premium |  |  |  | 1.1932 | 213.0944 | SF
Note: "Section" refers to the Marshall & Swift Valuation Guide section and page which contains a profile of the facility used for this FAC as well as additional information on the features included in the Marshall and Swift facility. The "Area Adjustment" is the "local multiplier" (Section 99, Pages 5 thru 10) which reflects local cost conditions and is designed to adjust the basic costs to each locality. "Current Cost Multiplier" (Section 99, Page 3) are the multipliers to update costs. Costs in each section are updated on a three year cycle. The current cost multiplier is republished monthly and is based upon nationally recognized building cost indices. As stated in Section 1 page 11 of the Marshall and Swift Valuation guide " to obtain the current replacement value the cost shown in each section ("refined" by additions such as sprinklers, elevators, etc) is mulitplied by the current cost multiplier and the local multiplier. That is: Refined Cost x Current Cost Multiplier x Local Multiplier = Final Replacement Cost.
OSD Design Criteria |  |  | Unified Facilities Criteria for Multi-Disciplinary and Facility Specific Design 3-101-01 Architecture and 4-200 Maintenance and Production Facilities do not provide guidance for this FAC.
Building construction material |  |  | No Unified Facilities Criteria UFC criteria exist for component. material. Applying the Marshall and Swift Selection Business Rule, the FAC is is Marshall & Swift Class A, Average Quality.
Facility size |  |  | The average area for this FAC is 11,259SF. The Occupancy Group assigned is H, Hazard.
Fire suppression system type, quality, and coverage |  |  | International Building Code Group H A fire sprinkler has been incorporated, applying the Fire Sprinkler Business Rule.
Inclusion of a loading dock or similar ancillary feature |  |  | No specific requirement for a loading dock is found in a Unified Facilities Criteria. A reasonable assumption is to include a loading dock based upon the function of this FAC. The number of truck docks is calculated by a consideration of number of trucks arriving and loading/unloading time for the specific design. As general guidance, the Commercial Real Estate Development Association (NAIOP) provides an estimate of the average number of loading docks per square foot of industrial or warehouse averaging 1 dock per 7,500 sf of floor space . For this FAC, 2 loading dock assemblies are provided. The guide specification for design of a loading dock is contained in the Unified Facilities Guide Specification . The average number of floors is 1.6 yielding 1 elevator for the maximum number of occupants applying the Elevator Business Rule. The Marshall and Swift building selected for this FAC includes elevators as part of the unit price.
Inclusion and capacity of overhead cranes |  |  | An overhead crane is provided, applying the Overhead Crane Business Rule
Established standard for components or materials |  |  | No Unified Facilities Criteria UFC criteria exist for component material
Documentation for proposed business rules reflecting DoD established practices for components or materials |  |  | • M&S Selection Business Rule • Elevator Business Rule • Fire Sprinkler Business Rule • Overhead Crane Business Rule • MilCon Cost Premium Business Rule
Footnotes |  |  | Unified Facilities Criteria UFC 3-101-01 Architecture, with Change 3, dated 11/28/2011 Unified FacilitiesCriteria UFC 4-200-xx (Series), Maintenance and Production Facilities, various dates. Commercial Real Estate Development Association, NAIOP Research Foundation, “NAIOP Terms and Definitions: North American Office and Industrial Market, pg. 12. Unified Facility Guide Specification (UFGS) UFGS-11 13 19.13 (August 2009)
FAC | 2123 | Missile Launcher Maintenance Support Facility |  | UM = | SF | RPAD Ave Size | 10997 |  | Source | Marshall and Swift Valuation; October 2016
Section | TASK |  |  | Given | Units | Conversion |  | Extended Cost | Current Cost Multiplier |  | Adjusted Cost
14/15 | Industrial, Heavy, A, Average, incl HVAC |  |  | 149.46 | SF |  |  |  | 1.01 |  | 150.9546 | SF
14/37 | Sprinkler, 10,000 SF, dry, average |  |  | 4.01 | SF |  |  |  | 1.01 |  | 4.0501 | SF
14/37 | Hazard Occupancy sprinkler |  |  | 0.6015 | SF |  |  |  | 1.01 |  | 0.60751 | SF
14/37 | Early suppression fast response |  |  | 0.53 | SF |  |  |  | 1.01 |  | 0.5353 | SF
14/37 | pump for early suppression |  |  | 1.315 | SF |  |  |  | 1.01 |  | 1.3281 | SF
58/6 | Bridge Crane, 10 ton, span = 75 ft |  |  | 161000 | EA |  | per UM | 14.6404 | 1.02 |  | 14.9332 | SF
55/5 | Overhead door, roll-up, 1 each, std 9x9 = 81 sf |  |  | 23.88 | sf door | 81 | SF | 0.17589 | 1.01 |  | 0.17765 | SF
55/5 | Overhead door electric operation |  |  | 1905 | EA | 1 | EA | 0.17323 | 1.01 |  | 0.17496 | SF
65/12 | Dock bumpers, 10 lf, 1 ea |  |  | 53.25 | LF | 10 | per LF per UM | 0.048422 | 1.01 |  | 0.048907 | SF
65/12 | Dock leveler, hydraulic, 1 ea |  |  | 8600 | EA | 1 | per UM | 1.5641 | 1.01 |  | 1.5797 | SF
65/12 | Dock seal, 10" projection, 1 ea |  |  | 765 | EA | 1 | per UM | 0.13913 | 1.01 |  | 0.14052 | SF
65/12 | Dock shelter, 1 ea |  |  | 2117.5 | EA | 1 | per UM | 0.38511 | 1.01 |  | 0.38896 | SF
[10 empty] | SUM | 174.9195 | SF
[6 empty] | Normalizing for Location | Marshall and Swift Local Multiplier for Arlington, VA |  |  |  | 1.08
[7 empty] | Divided by DoD ACF for Arlington, VA |  |  |  | 1.07
[10 empty] | RUC | 176.5543 | SF
[6 empty] | RUC with Military Cost Premium |  |  |  | 1.1932 | 210.6709 | SF
Note: "Section" refers to the Marshall & Swift Valuation Guide section and page which contains a profile of the facility used for this FAC as well as additional information on the features included in the Marshall and Swift facility. The "Area Adjustment" is the "local multiplier" (Section 99, Pages 5 thru 10) which reflects local cost conditions and is designed to adjust the basic costs to each locality. "Current Cost Multiplier" (Section 99, Page 3) are the multipliers to update costs. Costs in each section are updated on a three year cycle. The current cost multiplier is republished monthly and is based upon nationally recognized building cost indices. As stated in Section 1 page 11 of the Marshall and Swift Valuation guide " to obtain the current replacement value the cost shown in each section ("refined" by additions such as sprinklers, elevators, etc) is mulitplied by the current cost multiplier and the local multiplier. That is: Refined Cost x Current Cost Multiplier x Local Multiplier = Final Replacement Cost.
OSD Design Criteria |  |  | Unified Facilities Criteria for Multi-Disciplinary and Facility Specific Design (3-101-01 Architecture and 4-200 Maintenance and Production Facilities do not provide guidance for this FAC.
Building construction material |  |  | No Unified Facilities Criteria UFC criteria exist for component. material. Applying the Marshall and Swift Selection Business Rule, the FAC is Marshall & Swift Class A, Average Quality.
Facility size |  |  | The average area for this FAC is 10997 SF. The Occupancy Group assigned is H, Hazard.
Fire suppression system type, quality, and coverage |  |  | International Building Code Group H A fire sprinkler has been incorporated, applying the Fire Sprinkler Business Rule.
Inclusion of a loading dock or similar ancillary feature |  |  | No specific requirement for a loading dock is found in a Unified Facilities Criteria. A reasonable assumption is to include a loading dock based upon the function of this FAC. The number of truck docks is calculated by a consideration of number of trucks arriving and loading/unloading time for the specific design. As general guidance, the Commercial Real Estate Development Association (NAIOP) provides an estimate of the average number of loading docks per square foot of industrial or warehouse averaging 1 dock per 7,500 sf of floor space . For this FAC, 1 loading dock assemblies is provided. The guide specification for design of a loading dock is contained in the Unified Facilities Guide Specification . The average number of floors is 1.1 yielding 0 elevators for the maximum number of occupants applying the Elevator Business Rule.
Inclusion and capacity of overhead cranes |  |  | An overhead crane is provided, applying the Overhead Crane Business Rule.
Established standard for components or materials |  |  | No Unified Facilities Criteria UFC criteria exist for component material
Documentation for proposed business rules reflecting DoD established practices for components or materials |  |  | • M&S Selection Business Rule • Elevator Business Rule • Fire Sprinkler Business Rule • Overhead Crane Business Rule • MilCon Cost Premium Business Rule
Footnotes |  |  | Unified Facilities Criteria, UFC 3-101-01 Architecture, with Change 3, dated 11/28/2011 Unified Facilities Criteria, UFC 4-200-xx (Series), Maintenance and Production Facilities, various dates Commercial Real Estate Development Association, NAIOP Research Foundation, “NAIOP Terms and Definitions: North American Office and Industrial Market, pg. 12. Unified Facility Guide Specification (UFGS) UFGS-11 13 19.13 (August 2009)
FAC | 2124 | Missile Test Tower |  | UM = | EA | Design Footprint | 14400 | Source | Marshall and Swift Valuation; October 2016
Section | TASK |  |  | Given | Units | Conversion |  | Current Cost Multiplier |  | Adjusted Cost
67/6 | 100' Tower, Self Supporting, High Cost |  |  | 68250 | EA |  |  | 1 |  | 68250 | EA
66/2 | Concrete, 12" bar reinforced |  |  | 10.805 | SF | 14400 | SF to EA | 1.01 |  | 157147.92 | EA
58/6 | Trollyway, 7.5 Tons, High Cost; Assume 100' track |  |  | 118 | LF | 100 | LF to EA | 1.02 |  | 12036 | EA
58/6 | Trolly, Geared, 7.5 Tons, High Cost |  |  | 2800 | EA |  |  | 1.02 |  | 2856 | EA
| 100' Tower Height based on 2016 RPAD | [7 empty] | Sum | 240289.92 | EA
[5 empty] | Normalizing for Location | Marshall and Swift Local Multiplier for Arlington, VA |  |  |  | 1.07
[6 empty] | Divided by DoD ACF for Arlington, VA |  |  |  | 1.07
[9 empty] | RUC | 240289.92 | EA
[6 empty] | RUC with Military Construction Premium |  |  | 1.1234 | 269930.972 | EA
FAC | 2125 | Missile Maintenance/Assembly Building, Depot |  | UM = | SF | RPAD Ave Size | 30392 |  | Source | Marshall and Swift Valuation; October 2016
Section | TASK |  |  | Given | Units | Conversion |  | Extended Cost | Current Cost Multiplier |  | Adjusted Cost
14/15 | Industrial, Heavy, A, Average, incl HVAC |  |  | 149.46 | SF |  |  | 149.46 | 1.01 |  | 150.9546 | SF
14/37 | Sprinkler, 30,000 SF, dry, Average |  |  | 3.31 | SF |  |  | 3.31 | 1.01 |  | 3.3431 | SF
14/37 | Hazard occupancy sprinkler |  |  | 0.4965 | SF |  |  | 0.51 | 1.01 |  | 0.5151 | SF
14/37 | Early suppression fast response sprinklr |  |  | 0.53 | SF |  |  | 0.53 | 1.01 |  | 0.5353 | SF
14/37 | Pump for early suppression |  |  | 1.32 | SF |  |  | 1.32 | 1.01 |  | 1.3332 | SF
58/6 | 2 x Bridge Crane, 10 ton, span = 75 ft |  |  | 161000 | EA |  | per UM | 10.5949 | 1.02 |  | 10.8068 | SF
58/6 | Craneway electrical conductor assembly |  |  | 32.5 | LF | 290 | for craneway | 0.31011 | 1.02 |  | 0.31632 | SF
55/5 | Overhead door, rollup, 2 doors |  |  | 23.875 | SF door | 162 | for 2 doors | 0.12726 | 1.01 |  | 0.12853 | SF
55/5 | Door electric operation, 2 doors |  |  | 1905 | Each | 2 | per door | 0.12536 | 1.01 |  | 0.12662 | SF
65/12 | Dock bumpers, 10 lf |  |  | 53.25 | LF | 20 | for 2 doors | 0.035042 | 1.01 |  | 0.035393 | SF
65/12 | Dock leveler, hydraulic |  |  | 8600 | EA | 2 | per UM | 0.56594 | 1.01 |  | 0.5716 | SF
65/12 | Dock seal, 10" projection |  |  | 765 | EA | 2 | per UM | 0.050342 | 1.01 |  | 0.050846 | SF
65/12 | Dock shelter |  |  | 2117.5 | EA | 2 | per UM | 0.13935 | 1.01 |  | 0.14074 | SF
[10 empty] | SUM | 168.8581 | SF
[6 empty] | Normalizing for Location | Marshall and Swift Local Multiplier for Arlington, VA |  |  |  | 1.08
[7 empty] | Divided by DoD ACF for Arlington, VA |  |  |  | 1.07
[10 empty] | RUC | 170.4362 | SF
[7 empty] | RUC with Military Construction Premium |  |  | 1.1932 | 203.3706 | SF
FAC | 2126 | ICBM Processing Facility |  | UM = | SF | RPAD Ave Size | 33595 |  | Source | Marshall and Swift Valuation; October 2016
Section | TASK |  |  | Given | Units | Conversion |  | Extended Cost | Current Cost Multiplier |  | Adjusted Cost
14/15 | Industrial, Heavy, A, Average, incl HVAC |  |  | 149.46 | SF |  |  | 149.46 | 1.01 |  | 150.9546 | SF
14/37 | Sprinkler, 30,000 SF, dry, excellent |  |  | 4.67 | SF |  |  | 4.67 | 1.01 |  | 4.7167 | SF
14/37 | Hazard occupancy sprinkler |  |  | 0.7005 | SF |  |  | 0.7005 | 1.01 |  | 0.70751 | SF
14/37 | Early suppression fast response sprinkler |  |  | 0.53 | SF |  |  | 0.53 | 1.01 |  | 0.5353 | SF
14/37 | Pump for early suppression |  |  | 1.32 | SF |  |  | 1.32 | 1.01 |  | 1.3332 | SF
58/6 | Bridge Crane, 10 ton, span = 75 ft |  |  | 161000 | EA |  | per UM | 4.7924 | 1.02 |  | 4.8882 | SF
55/5 | Overhead door, rollup, 2 doors, 9'X9' door |  |  | 23.875 | SF door | 162 | for 2 doors | 0.11513 | 1.01 |  | 0.11628 | SF
55/5 | Door electric operation, 2 doors |  |  | 1905 | Each | 2 | per door | 0.11341 | 1.01 |  | 0.11454 | SF
65/12 | Dock bumpers, 10 lf |  |  | 53.25 | LF | 20 | for 2 doors | 0.031701 | 1.01 |  | 0.032018 | SF
65/12 | Dock leveler, hydraulic |  |  | 8600 | EA | 2 | per UM | 0.51198 | 1.01 |  | 0.5171 | SF
65/12 | Dock seal, 10" projection |  |  | 765 | EA | 2 | per UM | 0.045542 | 1.01 |  | 0.045998 | SF
65/12 | Dock shelter |  |  | 2117.5 | EA | 2 | per UM | 0.12606 | 1.01 |  | 0.12732 | SF
[10 empty] | SUM | 164.0888 | SF
[6 empty] | Normalizing for Location | Marshall and Swift Local Multiplier for Arlington, VA |  |  |  | 1.08
[7 empty] | Divided by DoD ACF for Arlington, VA |  |  |  | 1.07
[10 empty] | RUC | 165.6223 | SF
[9 empty] | RUC with Military Cost Premium | 1.1932 | 197.6265 | SF
Note: "Section" refers to the Marshall & Swift Valuation Guide section and page which contains a profile of the facility used for this FAC as well as additional information on the features included in the Marshall and Swift facility. The "Area Adjustment" is the "local multiplier" (Section 99, Pages 5 thru 10) which reflects local cost conditions and is designed to adjust the basic costs to each locality. "Current Cost Multiplier" (Section 99, Page 3) are the multipliers to update costs. Costs in each section are updated on a three year cycle. The current cost multiplier is republished monthly and is based upon nationally recognized building cost indices. As stated in Section 1 page 11 of the Marshall and Swift Valuation guide " to obtain the current replacement value the cost shown in each section ("refined" by additions such as sprinklers, elevators, etc) is multiplied by the current cost multiplier and the local multiplier. That is: Refined Cost x Current Cost Multiplier x Local Multiplier = Final Replacement Cost.
OSD Design Criteria |  |  | Unified Facilities Criteria for Multi-Disciplinary and Facility Specific Design 3-101-01 Architecture and 4-200 Maintenance and Production Facilities do not provide guidance for this FAC.
Building construction material |  |  | No Unified Facilities Criteria UFC criteria exist for component. material. Applying the Marshall and Swift Selection Business Rule, the FAC is is Marshall & Swift Class A, Average Quality.
Facility size |  |  | The average area for this FAC is 33,595 SF. The Occupancy Group assigned is H, Hazard.
Fire suppression system type, quality, and coverage |  |  | International Building Code Group H A fire sprinkler has been incorporated, applying the Fire Sprinkler Business Rule.
Inclusion of a loading dock or similar ancillary feature |  |  | No specific requirement for a loading dock is found in a Unified Facilities Criteria. A reasonable assumption is to include a loading dock based upon the function of this FAC. The number of truck docks is calculated by a consideration of number of trucks arriving and loading/unloading time for the specific design. As general guidance, the Commercial Real Estate Development Association (NAIOP) provides an estimate of the average number of loading docks per square foot of industrial or warehouse averaging 1 dock per 7,500 sf of floor space . For this FAC, 2 loading dock assemblies are provided. The guide specification for design of a loading dock is contained in the Unified Facilities Guide Specification . The average number of floors is 1.6 yielding 1 elevator for the maximum number of occupants applying the Elevator Business Rule. The Marshall and Swift building selected for this FAC includes elevators as part of the unit price.
Inclusion and capacity of overhead cranes |  |  | An overhead crane is provided, applying the Overhead Crane Business Rule. For "Class A" facilities, craneway is included in the basic SF cost.
Established standard for components or materials |  |  | No Unified Facilities Criteria UFC criteria exist for component material
Documentation for proposed business rules reflecting DoD established practices for components or materials |  |  | • M&S Selection Business Rule • Elevator Business Rule • Fire Sprinkler Business Rule • Overhead Crane Business Rule • MilCon Cost Premium Business Rule
Footnotes |  |  | Unified Facilities Criteria UFC 3-101-01 Architecture, with Change 3, dated 11/28/2011 Unified FacilitiesCriteria UFC 4-200-xx (Series), Maintenance and Production Facilities, various dates. Commercial Real Estate Development Association, NAIOP Research Foundation, “NAIOP Terms and Definitions: North American Office and Industrial Market, pg. 12. Unified Facility Guide Specification (UFGS) UFGS-11 13 19.13 (August 2009)
FAC | 2131 | Ship Maintenance Drydock |  | UM = | SF |  |  | Source | FY11 Study for CNIC
| Description |  |  | Unit Price | UoM |  |  | Inflation Adjustment by MCP Index |  | Adjusted Cost
| Ship Maintenance Drydock |  |  | 1197.03 | SF |  |  | 1.2149 |  | 1454.287 | SF
[9 empty] | RUC | 1454.287 | SF
[6 empty] | RUC with Military Cost Premium. Survey cost data comprised of commerical assets. |  |  | 1.1504 | 1672.9924 | SF
RUC is based upon a study conducted for CNIC in FY09, which appears below in full.
FAC | 2133 | Marine Maintenance Shop |  | UM = | SF | RPAD Ave Size | 16020.2022 | Source | Table 2, UFC 3-701-1 as of 17 Feb 2017
CATCODE | Description |  |  | Reference Size | Unit Cost |  |  | Inflation Adjustment |  | Adjusted Cost
GUC | Maintenance Shop, Installation Maintenance, GP |  |  | 7300 | 271 |  |  | NA: GUCs are as of October, 2016 |  | 271 | SF
[9 empty] | RUC | 271 | SF
FAC | 2134 | Marine Maintenance Support Facility |  | UM = | SF | RPAD Ave Size | 15104 |  | Source | Marshall and Swift Valuation; October 2016
Section | TASK |  |  | Given | Units | Conversion |  | Extended Cost | Current Cost Multiplier |  | Adjusted Cost
14/15 | Industrial, Heavy, B, Average, incl HVAC |  |  | 143.25 | SF |  |  | 143.25 | 1.01 |  | 144.6825 | SF
14/37 | Sprinkler, 15,000 SF, dry, average |  |  | 3.74 | SF |  |  | 3.74 | 1.01 |  | 3.7774 | SF
58/6 | Bridge Crane, 10 ton, span = 75 ft |  |  | 161000 | EA | 15104 | per UM | 10.6594 | 1.02 |  | 10.8726 | SF
14/27 | Loading dock, 2 each @ 144 SF |  |  | 38.85 | SF | 288 | SF total | 0.74078 | 1.01 |  | 0.74819 | SF
[10 empty] | SUM | 160.0807 | SF
[6 empty] | Normalizing for Location | Marshall and Swift Local Multiplier for Arlington, VA |  |  |  | 1.1
[7 empty] | Divided by DoD ACF for Arlington, VA |  |  |  | 1.07
Note | M&S building valuation includes craneway and HVAC | [8 empty] | RUC | 164.569 | SF
[9 empty] | RUC with Military Cost Premium | 1.129 | 185.7938 | SF
Note: "Section" refers to the Marshall & Swift Valuation Guide section and page which contains a profile of the facility used for this FAC as well as additional information on the features included in the Marshall and Swift facility. The "Area Adjustment" is the "local multiplier" (Section 99, Pages 5 thru 10) which reflects local cost conditions and is designed to adjust the basic costs to each locality. "Current Cost Multiplier" (Section 99, Page 3) are the multipliers to update costs. Costs in each section are updated on a three year cycle. The current cost multiplier is republished monthly and is based upon nationally recognized building cost indices. As stated in Section 1 page 11 of the Marshall and Swift Valuation guide " to obtain the current replacement value the cost shown in each section ("refined" by additions such as sprinklers, elevators, etc) is mulitplied by the current cost multiplier and the local multiplier. That is: Refined Cost x Current Cost Multiplier x Local Multiplier = Final Replacement Cost.
OSD Design Criteria |  |  | Unified Facilities Criteria for Multi-Disciplinary and Facility Specific Design (3-101-01 Architecture and 4-200 Maintenance and Production Facilities do not provide guidance for this FAC.
Building construction material |  |  | No Unified Facilities Criteria UFC criteria exist for component material. Applying the Marshall and Swift Selection Business Rule, the FAC is Marshall & Swift Class B, Average Quality.
Facility size |  |  | The average area for this FAC is 15,104 SF. The Occupancy Group assigned is F, Factory.
Fire suppression system type, quality, and coverage |  |  | International Building Code Group F A fire sprinkler has been incorporated, applying the Fire Sprinkler Business Rule.
Inclusion of a loading dock or similar ancillary feature |  |  | No Unified Facilities Criteria (UFC) requirement exists for the incorporation of a loading dock. Because of the nature of maintenance and assembly work, 2 loading docks have been included. As general guidance, the Commercial Real Estate Development Association (NAIOP) provides an estimate of the average number of loading docks per square foot of industrial or warehouse averaging 1 dock per 7,500 sf of floor space . The guide specification for design of a loading dock is contained in the commercial “Dock Planning Standards” . The average number of floors is 1.78 yielding 1 elevator for the maximum number of occupants applying the Elevator Business Rule. The Marshall and Swift building selected for this FAC includes elevators as part of the unit price.
Inclusion and capacity of overhead cranes |  |  | An overhead crane is provided, applying the Overhead Crane Business Rule
Established standard for components or materials |  |  | No Unified Facilities Criteria UFC criteria exist for component material
Applicable Business Rules |  |  | • Military Construction Cost Premium • Fire Sprinkler Business Rule • M&S Selection Business Rule • Overhead Crane Business Rule • Elevator Business Rule
Footnotes |  |  | 1 Unified Facilities Criteria UFC 3-101-01 Architecture, with Change 3, dated 11/28/2011 2 Unified Facilities Criteria UFC 4-200-xx (Series), Maintenance and Production Facilities, various dates. 3 Commercial Real Estate Development Association, NAIOP Research Foundation, “NAIOP Terms and Definitions: North American Office and Industrial Market, pg. 12. 4 NOVA Technology International, “Dock Planning Standards”, 2013
FAC | 2135 | Landing Craft Wash Facility |  | UM = | EA | Design Size | 1 | Source | PAX Newsletter 3.2.2, Dated 16 May 2016
CATCODE | Description |  |  | Reference Size | Unit Cost |  |  | Inflation Adjustment by MCP Index |  | Adjusted Cost
14962 | Central Wash Facility, 16 Stations |  |  | 1 | 6777000 |  |  | 0.96117 |  | 6513840.8304 | SF
[9 empty] | RUC | 6513840.8304 | SF
FAC | 2141 | Vehicle Maintenance Shop |  | UM = | SF | RPAD Ave Size | 8479.8714 | Source | Table 2, UFC 3-701-1 as of 17 Feb 2017
CATCODE | Description |  |  | Reference Size | Unit Cost |  |  | Inflation Adjustment |  | Adjusted Cost
GUC | Maintenance Shop, Mil Vehicle Maintenance, Small |  |  | 10000 | 279 |  |  | NA: GUCs are as of October, 2016 |  | 279 | SF
[9 empty] | RUC | 279 | SF
FAC | 2142 | Vehicle Maintenance Shop, Depot |  | UM = | SF | RPAD Ave Size | 27335.2563 | Source | Table 2, UFC 3-701-1 as of 17 Feb 2017
CATCODE | Description |  |  | Reference Size | Unit Cost |  |  | Inflation Adjustment |  | Adjusted Cost
GUC | Maintenance Shop, Mil Vehicle Maintenance, Large |  |  | 53000 | 198 |  |  | NA: GUCs are as of October, 2016 |  | 198 | SF
[9 empty] | RUC | 198 | SF
FAC | 2143 | Vehicle Maintenance Shop, National Guard |  | UM = | SF | RPAD Ave Size | 14572.1028 | Source | Table 2, UFC 3-701-1 as of 17 Feb 2017
CATCODE | Description |  |  | Reference Size | Unit Cost |  |  | Inflation Adjustment |  | Adjusted Cost
GUC | Maintenance Shop, Mil Vehicle Maintenance, Small |  |  | 10000 | 279 |  |  | NA: GUCs are as of October, 2016 |  | 279 | SF
[9 empty] | RUC | 279 | SF
FAC | 2144 | Vehicle Maintenance Shop, Reserve |  | UM = | SF | RPAD Ave Size | 7227.4037 | Source | Table 2, UFC 3-701-1 as of 17 Feb 2017
CATCODE | Description |  |  | Reference Size | Unit Cost |  |  | Inflation Adjustment |  | Adjusted Cost
GUC | Maintenance Shop, Mil Vehicle Maintenance, Small |  |  | 10000 | 279 |  |  | NA: GUCs are as of October, 2016 |  | 279 | SF
[9 empty] | RUC | 279 | SF
FAC | 2145 | Vehicle Maintenance Facility |  | UM = | EA | Design Size | 1 | Source | USACE PAX Newsletter 3.2.2 Dated 6 April 2017
CATCODE | Description |  |  | Unit Cost | Reference Size | UoM |  | Inflation Adjustment by MCP Index |  | Adjusted Cost
14955 | Wash Rack / Platform |  |  | 174000 | 1 | EA |  | 0.94232 |  | 163964.0862 | EA
14960 | Grease Rack (USACE PAX dated 4 Jan 2011) |  |  | 62680 | 1 | EA |  | 1.1245 |  | 70480.5506 | EA
[7 empty] | Average |  | RUC | 117222.3184 | EA
FAC | 2147 | Vehicle Maintenance Shed |  | UM = | SF | RPAD Ave Size | 8923 | Source | USACE PAX Newsletter 3.2.2 Dated 6 April 2017
CATCODE | Description |  |  | Unit Cost | Reference Size | UoM |  | Inflation Adjustment by MCP Index |  | Adjusted Cost
21470 | POL Storage Bldg - TEMF |  |  | 191 | 530 | SF |  | 0.94232 |  | 179.9836 | SF
21470 | Hazardous Waste Storage Bldg - TEMF |  |  | 220 | 420 | SF |  | 0.94232 |  | 207.3109 | SF
[7 empty] | Average |  | RUC | 193.6472 | SF
FAC | 2151 | Weapon Maintenance Shop |  | UM = | SF | RPAD Ave Size | 9595.3966 | Source | Table 2, UFC 3-701-1 as of 17 Feb 2017
CATCODE | Description |  |  | Reference Size | Unit Cost |  |  | Inflation Adjustment |  | Adjusted Cost
GUC | Maintenance Shop, Installation Maintenance, GP |  |  | 7300 | 271 |  |  | NA: GUCs are as of October, 2016 |  | 271 | SF
[9 empty] | RUC | 271 | SF
FAC | 2152 | Weapon Maintenance Shop, Depot |  | UM = | SF | RPAD Ave Size | 10330 | Source | Marshall and Swift Valuation; October 2016
Section/ Page | Structure or Feature |  |  | Valuation | Units | Conversion (As Needed) | Extended Value | Current Cost Multiplier |  | Adjusted Cost
14/15 | Industrial Building, Class A, Average |  |  | 149.46 | SF |  | 149.46 | 1.01 |  | 150.9546 | SF
58/6 | Bridge Crane, 75 ft span, 10T capacity. |  |  | 161000 | Each |  | 15.5857 | 1.02 |  | 15.8974 | SF
55/5 | Overhead door, rollup, |  |  | 23.875 | SF door | 162 | 0.37442 | 1.01 |  | 0.37816 | SF
55/5 | Door electric operation |  |  | 1905 | Each | 2 | 0.36883 | 1.01 |  | 0.37252 | SF
65/12 | Dock bumpers, 10 lf, 2 sets |  |  | 53.25 | LF | 20 | 0.1031 | 1.01 |  | 0.10413 | SF
65/12 | Dock leveler, hydraulic, 2 ea |  |  | 8600 | Each | 2 | 1.6651 | 1.01 |  | 1.6817 | SF
65/12 | Dock Seal, 10" projection, 2 ea |  |  | 765 | Each | 2 | 0.14811 | 1.01 |  | 0.14959 | SF
65/12 | Dock shelter, 2 ea |  |  | 2117 | Each | 2 | 0.40987 | 1.01 |  | 0.41397 | SF
14/37 | Sprinkler, 15000 SF, Wet, Average |  |  | 2.86 | SF |  | 2.86 | 1.01 |  | 2.8886 | SF
14/37 | Sprinkler Early Suppression/Fast Response |  |  | 0.53 | SF |  | 0.53 | 1.01 |  | 0.5353 | SF
14/37 | Sprinkler pumps |  |  | 1.57 | SF |  | 1.57 | 1.01 |  | 1.5857 | SF
[9 empty] | Sum | 174.9617 | SF
[5 empty] | Normalizing for Location | Marshall and Swift Local Multiplier for Arlington, VA |  |  |  | 1.08
[6 empty] | Divided by DoD ACF for Arlington, VA |  |  |  | 1.07
[6 empty] | RUC with Military Cost Premium |  |  | 1.1932 | 210.7216 | SF
Note: "Section" refers to the Marshall & Swift Valuation Guide section and page which contains a profile of the facility used for this FAC as well as additional information on the features included in the Marshall and Swift facility. The "Area Adjustment" is the "local multiplier" (Section 99, Pages 5 thru 10) which reflects local cost conditions and is designed to adjust the basic costs to each locality. "Current Cost Multiplier" (Section 99, Page 3) are the multipliers to update costs. Costs in each section are updated on a three year cycle. The current cost multiplier is republished monthly and is based upon nationally recognized building cost indices. As stated in Section 1 page 11 of the Marshall and Swift Valuation guide " to obtain the current replacement value the cost shown in each section ("refined" by additions such as sprinklers, elevators, etc) is mulitplied by the current cost multiplier and the local multiplier. That is: Refined Cost x Current Cost Multiplier x Local Multiplier = Final Replacement Cost.
OSD Design Criteria |  |  | OSD Design Criteria Unified Facilities Criteria (UFC) 2-000-05N provides planning criteria for category code 200 series weapons maintenance facilities. This criteria provides space planning guidance for armories (category code 21510) serving only the activity (installation) at which it is located and small arms are limited to those personnel physically stationed at that activity. For the remaining category codes in this FAC, the UFC states there is no criteria, and that an engineering analysis based on throughput, ordnance equipment size, maintenance staffing and support space should determine the space requirements.
Building construction material |  |  | UFC 3-340-02, Chapter 3, Change 2, September 2014 “Principles of Dynamic Analysis” provides design criteria to limit the impact of accidental detonations in ordnance production and maintenance facilities. Generally this this criteria requires the use of concrete structural. “However, this does not imply that concrete and steel are the only useful materials for protective construction. Tests to establish the response of wood and plastics, as well as the blast attenuating and mass effects of soil are contemplated. The results of these tests may require, at a later date, the supplementation of these design methods for these and other materials. Because reinforced concrete is the primary material used in the dynamic analysis of detonations in this UFC, a Class A, “Average” structure was selected as this includes: • Heavy structural frame and masonry or concrete walls • Excellent lighting and plumbing • Extra heavy floors, partitions and included craneway
Facility size |  |  | The average size of this FAC is 10,330 sf
Fire suppression system type, quality, and coverage |  |  | UFC 3-600-01, Fire Protection Engineering for Facilities, August 8, 2016, states “Complete automatic sprinkler protection is required for Ordnance Facilities used for manufacturing, maintaining, demilitarizing, handling, processing, testing, servicing, and inspecting of ammunition, explosives, pyrotechnics, propellants, and oxidizers or related devices containing these materials, unless such a system will aggravate the hazard . International Building Code classification group H, Hazard
Inclusion of a loading dock or similar ancillary feature |  |  | No specific requirement for a loading dock is found in a Unified Facilities Criteria. A reasonable assumption is to include a loading dock based upon the function of this FAC. The number of truck docks is calculated by a consideration of number of trucks arriving and loading/unloading time for the specific design. As general guidance, the Commercial Real Estate Development Association (NAIOP) provides an estimate of the average number of loading docks per square foot of industrial or warehouse averaging 1 dock per 7,500 sf of floor space . For this FAC, 2 loading dock assemblies are provided. The guide specification for design of a loading dock is contained in the Unified Facilities Guide Specification .
Inclusion and capacity of overhead cranes |  |  | A bridge crane is provided in the calculation of replacement unit cost in consonance with the overhead crane business rule.
Established standard for components or materials |  |  | Limited established standards exist, as explained above, with a situation and site specific design required.
Applicable Business Rules |  |  | - M&S Selection Business Rule - Elevator Business Rule - Overhead Crane Business Rule - MilCon Cost Premium Business Rule
Footnotes |  |  | Unified Facilities Criteria, UFC 2-200-05N, Facility Planning for Navy and Marine Corps Shore Installations, Change Jan 2017 Unified Facilities Criteria, UFC 3-340-02, 5 December 2008, with Change 2 of 1 September 2014, pp 1-3 UFC 3-600-01, 8 August 2016, paragraph 4-30.5.4.1 Commercial Real Estate Development Association, NAIOP Research Foundation, “NAIOP Terms and Definitions: North American Office and Industrial Market, pg. 12. Unified Facility Guide Specification (UFGS) UFGS-11 13 19.13 (August 2009)
FAC | 2154 | Weapon Maintenance Facility Depot |  | UM = | SF | RPAD Ave Size | 8504 | Source | Marshall and Swift Valuation; October 2016
Section | TASK |  |  | Given | Units | Conversion |  | Current Cost Multiplier |  | Adjusted Cost
14/15 | Industrial Building,A, Average |  |  | 149.46 | SF |  |  | 1.01 |  | 150.9546 | SF
58/6 | Bridge Crane, 50' span, 10T capacity, EA, 1 EA |  |  | 129000 | 1 EA | 8504 | SF Conversion | 1.02 |  | 15.4727 | SF
58/6 | Crane Electrical Conductor Assembly |  |  | 32.5 | LF | 260 | LF Conversion | 1.02 |  | 1.0135 | SF
14/37 | Sprinkler, 10k sf, wet, good |  |  | 3.06 | SF |  |  | 1.01 |  | 3.0906 | SF
| Note: crane aspect ratio = 1:2; building is approx 65 x 131 | [7 empty] | Sum | 170.5314 | SF
| Craneway included in M&S building type |  |  |  | Normalizing for Location | Marshall and Swift Local Multiplier for Arlington, VA |  |  |  | 1.08
[6 empty] | Divided by DoD ACF for Arlington, VA |  |  |  | 1.07
[9 empty] | RUC | 172.1252 | SF
[6 empty] | RUC with Military Construction Premium |  |  | 1.1561 | 199.0006 | SF
FAC | 2161 | Ammunition Maintenance Shop |  | UM = | SF | RPAD Ave Size | 9031 | Source | Marshall and Swift Valuation; October 2016
Section | TASK |  |  | Given | Units | Conversion |  | Current Cost Mult |  | Adjusted Cost
14/15 | Industrial Building, A, Average, includes craneway |  |  | 149.46 | SF |  |  | 1.01 |  | 150.9546 | SF
58/6 | Bridge Crane, 50' span, 5T capacity, EA, 1 EA |  |  | 115000 | 1 EA | 9031 | SF Conversion | 1.02 |  | 12.9886 | SF
14/27 | Shipping dock, one 12' x 12' dock |  |  | 38.58 | SF of dock | 0.026182 | SF dock per SF FAC | 1.01 |  | 1.0202 | SF
14/37 | Sprinkler, 5k sf, wet, average |  |  | 3.4 | SF |  |  | 1.01 |  | 3.434 | SF
14/37 | Hazard occupancy sprinkler |  |  | 0.51 | SF |  |  | 1.01 |  | 0.5151 | SF
14/34 | Early suppression fast response |  |  | 0.53 | SF |  |  | 1.01 |  | 0.5353 | SF
14/37 | Pump for early suppression |  |  | 1.315 | SF |  |  | 1.01 |  | 1.3281 | SF
[9 empty] | Sum | 170.7759 | SF
[5 empty] | Normalizing for Location | Marshall and Swift Local Multiplier for Arlington, VA |  |  |  | 1.08
[6 empty] | Divided by DoD ACF for Arlington, VA |  |  |  | 1.07
[9 empty] | RUC | 172.372 | SF
[8 empty] | RUC with Military Cost Premium | 1.1561 | 199.2859 | SF
FAC | 2162 | Ammunition Maintenance Shop, Depot |  | UM = | SF | RPAD Ave Size | 5500 | Source | Marshall and Swift Valuation; October 2016
Section | TASK |  |  | Given | Units | Conversion |  | Current Cost Mult |  | Adjusted Cost
14/15 | Industrial Building, A, Average, includes craneway |  |  | 149.46 | SF |  |  | 1.01 |  | 150.9546 | SF
58/6 | Bridge Crane, 50' span, 10T capacity, EA, 1 EA |  |  | 129000 | 1 EA | 5500 | SF Conversion | 1.02 |  | 23.9236 | SF
14/27 | Shipping dock, one 12' x 12' dock |  |  | 38.85 | SF of dock | 0.026182 | SF dock per SF FAC | 1.01 |  | 1.0273 | SF
14/37 | Sprinkler, 5k sf, wet, average |  |  | 3.4 | SF |  |  | 1.01 |  | 3.434 | SF
14/37 | Hazard occupancy sprinkler |  |  | 0.51 | SF |  |  | 1.01 |  | 0.5151 | SF
14/37 | Early suppression fast response |  |  | 0.53 | SF |  |  | 1.01 |  | 0.5353 | SF
14/37 | Pump for early suppression |  |  | 1.315 | SF |  |  | 1.01 |  | 1.3281 | SF
[9 empty] | Sum | 181.7181 | SF
[5 empty] | Normalizing for Location | Marshall and Swift Local Multiplier for Arlington, VA |  |  |  | 1.08
[6 empty] | Divided by DoD ACF for Arlington, VA |  |  |  | 1.07
[9 empty] | RUC | 183.4164 | SF
[8 empty] | RUC with Military Cost Premium | 1.1561 | 212.0548 | SF
Note: "Section" refers to the Marshall & Swift Valuation Guide section and page which contains a profile of the facility used for this FAC as well as additional information on the features included in the Marshall and Swift facility. The "Area Adjustment" is the "local multiplier" (Section 99, Pages 5 thru 10) which reflects local cost conditions and is designed to adjust the basic costs to each locality. "Current Cost Multiplier" (Section 99, Page 3) are the multipliers to update costs. Costs in each section are updated on a three year cycle. The current cost multiplier is republished monthly and is based upon nationally recognized building cost indices. As stated in Section 1 page 11 of the Marshall and Swift Valuation guide " to obtain the current replacement value the cost shown in each section ("refined" by additions such as sprinklers, elevators, etc) is mulitplied by the current cost multiplier and the local multiplier. That is: Refined Cost x Current Cost Multiplier x Local Multiplier = Final Replacement Cost.
OSD Design Criteria |  |  | Unified Facilities Criteria for Multi-Disciplinary and Facility Specific Design (3-101-01 Architecture and 4-200 Maintenance and Production Facilities do not provide guidance for this FAC.
Building construction material |  |  | No Unified Facilities Criteria UFC criteria exist for component material. Applying the Marshall and Swift Selection Business Rule, the FAC is Marshall & Swift Class A, Average Quality.
Facility size |  |  | The average area for this FAC is 5500 SF. The Occupancy Group assigned is H, Hazard.
Fire suppression system type, quality, and coverage |  |  | International Building Code Group H A fire sprinkler has been incorporated, applying the Fire Sprinkler Business Rule.
Inclusion of a loading dock or similar ancillary feature |  |  | No Unified Facilities Criteria (UFC) requirement exists for the incorporation of a loading dock. Because of the nature of maintenance and assembly work, a loading dock has been included. The average number of floors is 1.03 yielding 0 elevators for the maximum number of occupants applying the Elevator Business Rule.
Inclusion and capacity of overhead cranes |  |  | An overhead crane is provided, applying the Overhead Crane Business Rule.
Established standard for components or materials |  |  | No Unified Facilities Criteria UFC criteria exist for component material
Applicable Business Rules |  |  | • Military Construction Cost Premium • Fire Sprinkler Business Rule • M&S Selection Business Rule • Overhead Crane Business Rule • Elevator Business Rule
Footnotes |  |  | Unified Facilities Criteria UFC 3-101-01 Architecture, with Change 3, dated 11/28/2011 Unified Facilities Criteria UFC 4-200-xx (Series), Maintenance and Production Facilities, various dates
FAC | 2163 | Ammunition Maintenance Facility, Depot |  | UM = | SF | RPAD Ave Size | 18914 | Source | Marshall and Swift Valuation; October 2016
Section | TASK |  |  | Given | Units | Conversion |  | Current Cost Multiplier |  | Adjusted Cost
14/15 | Industrial Building,A, Average |  |  | 149.46 | SF |  |  | 1.01 |  | 150.9546 | SF
58/6 | Bridge Crane, 75' span, 10T capacity, EA, 1 EA |  |  | 161000 | 1 EA | 18914 | SF Conversion | 1.02 |  | 8.6825 | SF
58/6 | Craneway, 10T, 130 LF x 2 = 260 LF |  |  | 232.5 | LF | 260 | LF Conversion | 1.02 |  | 3.26 | SF
58/6 | Crane Electrical Conductor Assembly |  |  | 32.5 | LF | 260 |  | 1.02 |  | 0.45569
14/37 | Sprinkler, 10k sf, wet, good |  |  | 3.06 | SF |  |  | 1.01 |  | 3.0906 | SF
| Note: crane aspect ratio = 1:2; building is approx 65 x 131 | [7 empty] | Sum | 166.4433 | SF
[5 empty] | Normalizing for Location | Marshall and Swift Local Multiplier for Arlington, VA |  |  |  | 1.08
[6 empty] | Divided by DoD ACF for Arlington, VA |  |  |  | 1.07
[9 empty] | RUC | 167.9989 | SF
[6 empty] | RUC with Military Construction Premium |  |  | 1.1561 | 194.23 | SF
FAC | 2171 | Electronic and Communication Maintenance Shop |  | UM = | SF | RPAD Ave Size | 7971 | Source | USACE PAX Newsletter 3.2.2 Dated 24 July 2014
CATCODE | Description |  |  | Unit Cost | Reference Size | UoM |  | Inflation Adjustment by MCP Index |  | Adjusted Cost
21710 | Electronics Maint Shop - Depot Level |  |  | 152.35 | 17000 | SF |  | 1 |  | 152.35 | SF
[9 empty] | RUC | 152.35 | SF
FAC | 2172 | Electronic and Communication Maintenance Shop, Depot |  | UM = | SF | RPAD Ave Size |  | Source | USACE PAX Newsletter 3.2.2 Dated 24 July 2014
CATCODE | Description |  |  | Unit Cost | Reference Size | UoM |  | Inflation Adjustment by MCP Index |  | Adjusted Cost
21710 | Electronics Maint Shop - Depot Level |  |  | 152.35 | 17000 | SF |  | 1 |  | 152.35 | SF
[9 empty] | RUC | 152.35 | SF |  |  | 24 Active Assets - All antenna towers / Collimation towers
FAC | 2173 | Electronic and Communication Maintenance Facility |  | UM = | EA | Design Size | 1 | Source | Marshall and Swift Valuation; October 2016
Section | TASK |  |  | Given | Units | Conversion |  | Current Cost Multiplier |  | Adjusted Cost
67/6 | Triangular Guyed Tower, 54" Master TV systems, high cost |  |  | 950 | FT | 100 | FT to EA | 1 |  | 95000 | EA
| 24 active assets in inventory, all antenna / collimation towers |  |  |  | Normalizing for Location | Marshall and Swift Local Multiplier for Arlington, VA |  |  |  | 1.07
[6 empty] | Divided by DoD ACF for Arlington, VA |  |  |  | 1.07
[9 empty] | RUC | 95000 | EA
[6 empty] | RUC with Military Construction Premium |  |  | 1.0486 | 99613.865 | EA
FAC | 2181 | Installation Support Vehicle Maintenance Shop |  | UM = | SF | RPAD Ave Size | 8740.4849 | Source | Table 2, UFC 3-701-1 as of 17 Feb 2017
CATCODE | Description |  |  | Reference Size | Unit Cost |  |  | Inflation Adjustment |  | Adjusted Cost
GUC | Maintenance Shop, Installation Maintenance, GP |  |  | 7300 | 271 |  |  | NA: GUCs are as of October, 2016 |  | 271 | SF
[9 empty] | RUC | 271 | SF
FAC | 2182 | Installation Support Equipment Maintenance Shop |  | UM = | SF | RPAD Ave Size | 6375.1016 | Source | Table 2, UFC 3-701-1 as of 17 Feb 2017
CATCODE | Description |  |  | Reference Size | Unit Cost |  |  | Inflation Adjustment |  | Adjusted Cost
GUC | Maintenance Shop, Installation Maintenance, GP |  |  | 7300 | 271 |  |  | NA: GUCs are as of October, 2016 |  | 271 | SF
[9 empty] | RUC | 271 | SF
FAC | 2183 | Railroad Equipment Shop |  | UM = | SF | RPAD Ave Size | 6878 | Source | Table 2, UFC 3-701-1 as of 17 Feb 2017
CATCODE | Description |  |  | Reference Size | Unit Cost |  |  | Inflation Adjustment |  | Adjusted Cost
GUC | Maintenance Shop, Installation Maintenance, GP |  |  | 7300 | 271 |  |  | NA: GUCs are as of October, 2016 |  | 271 | SF
[9 empty] | RUC | 271 | SF
FAC | 2184 | Parachute And Dingy Maintenance Shop |  | UM = | SF | RPAD Ave Size | 10756 | Source | Table 2, UFC 3-701-1 Change 5
| Description |  |  | Reference Size | Unit Cost |  |  | Inflation Adjustment |  | Adjusted Cost
| Parachute And Dingy Maintenance Shop |  |  | 6600 | 198 |  |  | 1.1643 |  | 230.5297 | SF
| FPG, Change 5 GUCs are as of October, 2012 | [7 empty] | RUC | 230.5297 | SF
FAC | 2185 | Installation Support Equipment Maintenance Shed |  | UM = | SF | RPAD Ave Size | 6779 | Source | USACE PAX Newsletter 3.2.2 Dated16 May 2016
CATCODE | Description |  |  | Unit Cost | Reference Size | UoM |  | Inflation Adjustment by MCP Index |  | Adjusted Cost
44224 | Organizational Storage Bldg |  |  | 127 | 9200 | SF |  | 0.96117 |  | 122.0684 | SF
[9 empty] | RUC | 122.0684 | SF
FAC | 2191 | Facility Engineer Maintenance Shop |  | UM = | SF | RPAD Ave Size | 5451 | Source | Marshall and Swift Valuation; October 2016
Section | TASK |  |  | Given | Units | Conversion |  | Current Cost Multiplier |  | Adjusted Cost
14/14 | Industrial Building, B,Average |  |  | 73.95 | SF |  |  | 1.04 |  | 76.908 | SF
58/6 | Bridge crane, 10T, 50' span |  |  | 129000 | EA | 23.6654 | per UM | 1.02 |  | 24.1387 | SF
58/6 | Craneway, 10T, 200 LF |  |  | 232.5 | LF | 8.5305 | per UM | 1.02 |  | 8.7012 | SF
58/6 | Craneway electrical assembly |  |  | 32.5 | LF | 1.1924 | per UM | 1.02 |  | 1.2163 | SF
[9 empty] | Sum | 110.9641 | SF
[5 empty] | Normalizing for Location | Marshall and Swift Local Multiplier for Arlington, VA |  |  |  | 1.1
[6 empty] | Divided by DoD ACF for Arlington, VA |  |  |  | 1.07
[9 empty] | RUC | 114.0753 | SF
[6 empty] | RUC with Military Cost Premium |  |  | 1.2417 | 141.6465 | SF
Note: "Section" refers to the Marshall & Swift Valuation Guide section and page which contains a profile of the facility used for this FAC as well as additional information on the features included in the Marshall and Swift facility. The "Area Adjustment" is the "local multiplier" (Section 99, Pages 5 thru 10) which reflects local cost conditions and is designed to adjust the basic costs to each locality. "Current Cost Multiplier" (Section 99, Page 3) are the multipliers to update costs. Costs in each section are updated on a three year cycle. The current cost multiplier is republished monthly and is based upon nationally recognized building cost indices. As stated in Section 1 page 11 of the Marshall and Swift Valuation guide " to obtain the current replacement value the cost shown in each section ("refined" by additions such as sprinklers, elevators, etc) is mulitplied by the current cost multiplier and the local multiplier. That is: Refined Cost x Current Cost Multiplier x Local Multiplier = Final Replacement Cost.
OSD Design Criteria |  |  | There are no criteria for facilities engineer maintenance shops contained in the Unified Facilities Criteria (UFC), and in particular the 4-200, Maintenance and Production Facilities, series.
Building construction material |  |  | The type of building selected using the Marshall & Swift Business Rule is Marshall & Swift Industrial, Light Manufacturing, Class B, Average Quality.
Facility size |  |  | The average area of this FAC is 5,451 SF. The International Building Code Occupancy Group assigned is F, Factory.
Fire suppression system type, quality, and coverage |  |  | International Building Code Group F. DOD facilities are designed in compliance with NFPA 13 and UFC 3-600-01 . UFC 3-600-01 refers the designer to the International Building Code. The Fire Sprinkler Business Rule incorporates the requirements of NFPA, UFC 3-600-01 and the International Building Code, and requires a sprinkler only when the fire area exceeds 12,000 SF for F Occupancies.
Inclusion of a loading dock or similar ancillary feature |  |  | Unified Facilities Criteria (UFC) 4-440-01 sets a requirement for loading docks. Although the number of truck docks is calculated by a consideration of number of trucks arriving and loading/unloading time, the Commercial Real Estate Development Association (NAIOP) provides an estimate of the average number of loading docks per square foot of manufacturing or warehouse averages 1:7,500. With an average less than the threshold for a loading dock, no loading dock assembly is provided. An elevator is not provided as the average number of floors is 1.16; applying the Elevator Business Rule, no elevator is incorporated.
Inclusion and capacity of overhead cranes |  |  | Applying the Overhead Crane Business Rule, a bridge crane is provided in the estimate.
Established standard for components or materials |  |  | No criteria exists in the Unified Facilities Criteria for components or materials.
Applicable Business Rules |  |  | • Military Construction Cost Premium • Fire Sprinkler Business Rule • M&S Selection Business Rule • Overhead Crane Business Rule
Footnotes |  |  | National Fire Protection Association, NFPA 13 Standard for the Installation of Fire Sprinkler Systems Unified Facilities Criteria (UFC) 3-600-01 Fire Protection Engineering for Facilities, 08 August 2016 with Change 1, 28 November 2016 Commercial Real Estate Development Association, NAIOP Research Foundation, “NAIOP Terms and Definitions: North American Office and Industrial Market, pg. 12.
FAC | 2192 | Facility Engineer Maintenance Facility |  | UM = | EA | RPAD Ave Size | 5451 | Source | Marshall and Swift Valuation; October 2016
Section | TASK |  |  | Given | Units | Conversion |  | Current Cost Multiplier |  | Adjusted Cost
14/14 | Industrial Building, B, Average |  |  | 73.95 | SF | 5451 | SF to EA | 1.04 |  | 419225.508 | EA
14/37 | Sprinkler, 5k sf, wet, average |  |  | 3.4 | SF | 5451 | SF to EA | 1.04 |  | 19274.736 | EA
| Average Size taken from FAC 2191 | [7 empty] | Sum | 438500.244 | EA
[5 empty] | Normalizing for Location | Marshall and Swift Local Multiplier for Arlington, VA |  |  |  | 1.1
[6 empty] | Divided by DoD ACF for Arlington, VA |  |  |  | 1.07
[9 empty] | RUC | 450794.6434 | EA
[6 empty] | RUC with Military Construction Premium |  |  | 1.0517 | 474106.452 | EA
FAC | 2211 | Aircraft Production Plant |  | UM = | SF | RPAD Ave Size | 86297 |  | Source | Marshall and Swift Valuation; October 2016
Section | TASK |  |  | Given | Units | Conversion |  | Extended Cost | Current Cost Multiplier |  | Adjusted Cost
14/15 | Industrial, Heavy, B, Average, incl HVAC |  |  | 143.25 | SF |  |  | 143.25 | 1.04 |  | 148.98 | SF
14/37 | Sprinkler, 80,000 SF, dry, average |  |  | 2.79 | SF |  |  | 2.79 | 1.04 |  | 2.9016 | SF
58/6 | Bridge Crane, 10 ton, span = 100 ft, 2 ea |  |  | 204000 | EA |  | per UM | 4.7279 | 1.02 |  | 4.8224 | SF
55/5 | Overhead door, roll-up, 81 SF/door, 12 ea |  |  | 23.88 | SF |  |  | 0.26897 | 1.01 |  | 0.27166 | SF
55/5 | Overhead door, electrical operator, 12 ea |  |  | 1905 | EA |  |  | 0.2649 | 1.01 |  | 0.26755 | SF
65/12 | Dock bumpers, 10 lf |  |  | 53.25 | LF | 120 | LF per UM | 0.074047 | 1.01 |  | 0.074787 | SF
65/12 | Dock leveler, hydraulic |  |  | 8600 | EA | 12 | per UM | 1.1959 | 1.01 |  | 1.2078 | SF
65/12 | Dock seal, 10" projection |  |  | 765 | EA | 12 | per UM | 0.10638 | 1.01 |  | 0.10744 | SF
65/12 | Dock shelter |  |  | 2117.5 | EA | 12 | per UM | 0.29445 | 1.01 |  | 0.29739 | SF
[10 empty] | SUM | 158.9307 | SF
[6 empty] | Normalizing for Location | Marshall and Swift Local Multiplier for Arlington, VA |  |  |  | 1.1
[7 empty] | Divided by DoD ACF for Arlington, VA |  |  |  | 1.07
[10 empty] | RUC | 163.3867 | SF
[6 empty] | RUC with Military Cost Premium |  |  |  | 1.1932 | 194.9588 | SF
Note: "Section" refers to the Marshall & Swift Valuation Guide section and page which contains a profile of the facility used for this FAC as well as additional information on the features included in the Marshall and Swift facility. The "Area Adjustment" is the "local multiplier" (Section 99, Pages 5 thru 10) which reflects local cost conditions and is designed to adjust the basic costs to each locality. "Current Cost Multiplier" (Section 99, Page 3) are the multipliers to update costs. Costs in each section are updated on a three year cycle. The current cost multiplier is republished monthly and is based upon nationally recognized building cost indices. As stated in Section 1 page 11 of the Marshall and Swift Valuation guide " to obtain the current replacement value the cost shown in each section ("refined" by additions such as sprinklers, elevators, etc) is mulitplied by the current cost multiplier and the local multiplier. That is: Refined Cost x Current Cost Multiplier x Local Multiplier = Final Replacement Cost.
OSD Design Criteria |  |  | Unified Facilities Criteria for Multi-Disciplinary and Facility Specific Design (3-101-01 Architecture and 4-200 Maintenance and Production Facilities do not provide guidance for this FAC.
Building construction material |  |  | No Unified Facilities Criteria UFC criteria exist for component material. Applying the Marshall and Swift Selection Business Rule, the FAC is is Marshall & Swift Industrial Building Manufacturing (495), Class B, Average Quality. It should be noted this differs from an aircraft hangar as it is primarily a plant to produce aircraft assemblies, parts and therefore includes heavy industrial machinery.
Facility size |  |  | The average area for this FAC is 86,297 SF. The Occupancy Group assigned is F, Factory.
Fire suppression system type, quality, and coverage |  |  | International Building Code Group F A fire sprinkler has been incorporated, applying the Fire Sprinkler Business Rule.
Inclusion of a loading dock or similar ancillary feature |  |  | No Unified Facilities Criteria (UFC) requirement exists for the incorporation of a loading dock. Because of the nature of maintenance and assembly work, 86297/7500 = 12 loading docks have been included. As general guidance, the Commercial Real Estate Development Association (NAIOP) provides an estimate of the average number of loading docks per square foot of industrial or warehouse averaging 1 dock per 7,500 sf of floor space . The guide specification for design of a loading dock is contained in the Unified Facilities Guide Specification . The average number of floors is 1.1 yielding 1 elevator for the maximum number of occupants applying the Elevator Business Rule. The Marshall and Swift building selected for this FAC includes elevators as part of the unit price.
Inclusion and capacity of overhead cranes |  |  | Two overhead cranes are provided, applying the Overhead Crane Business Rule; both cranes ride on one craneway.
Established standard for components or materials |  |  | No Unified Facilities Criteria UFC criteria exist for component material
Applicable Business Rules |  |  | • M&S Selection Business Rule • Elevator Business Rule • Fire Sprinkler Business Rule • Overhead Crane Business Rule • MilCon Cost Premium Business Rule
Footnotes |  |  | Unified Facilities Criteria UFC 3-101-01 Architecture, with Change 3, dated 11/28/2011 Unified Facilities Criteria UFC 4-200-xx (Series), Maintenance and Production Facilities, various dates Commercial Real Estate Development Association, NAIOP Research Foundation, “NAIOP Terms and Definitions: North American Office and Industrial Market, pg. 12. Unified Facility Guide Specification (UFGS) UFGS-11 13 19.13 (August 2009)
FAC | 2221 | Missile Production Plant |  | UM = | SF | RPAD Ave Size | 14458 | Source | Marshall and Swift Valuation; October 2016
Section | TASK |  |  | Given | Units | Conversion |  | Current Cost Multiplier |  | Adjusted Cost
14/15 | Industrials, Heavy, A, Average |  |  | 149.46 | SF |  |  | 1.01 |  | 150.9546 | SF
58/6 | Bridge Crane, 10T, 1 ea, Span = 75 ft |  |  | 161000 | 1 EA | 14458 | SF Conversion | 1.02 |  | 11.3584 | SF
58/6 | Craneway, 10T, 150' length x 2 = 300 LF |  |  | 232.5 | LF | 300 | LF Conversion | 1.02 |  | 4.9208 | SF
58/6 | Crane Electrical conductor assembly |  |  | 32.5 | LF | 300 | LF Conversion | 1.02 |  | 0.68785 | SF
14/37 | Sprinkler, dry, 15,000 SF, excellent |  |  | 5.2 | SF |  |  | 1.01 |  | 5.252 | SF
| Note: crane bay dimension assumed aspect ratio 1:2, 75'x150' | [7 empty] | Sum | 173.1737 | SF
[5 empty] | Normalizing for Location | Marshall and Swift Local Multiplier for Arlington, VA |  |  |  | 1.08
[6 empty] | Divided by DoD ACF for Arlington, VA |  |  |  | 1.07
[9 empty] | RUC | 174.7921 | SF
[6 empty] | RUC with Military Construction Premium |  |  | 1.1932 | 208.5682 | SF
FAC | 2231 | Ship Production Plant |  | UM = | SF | RPAD Ave Size | 23066 | Source | Marshall and Swift Valuation; October 2016
Section | TASK |  |  | Given | Units | Conversion |  | Current Cost Multiplier |  | Adjusted Cost
14/15 | Industrials, Heavy, B, average |  |  | 149.46 | SF |  |  | 1.04 |  | 155.4384 | SF
58/6 | Bridge Crane, 10T, 1 ea, Span = 100 ft |  |  | 204000 | 1 EA | 23066 | SF Conversion | 1.02 |  | 9.0211 | SF
58/6 | Craneway, 10T, 200LF x 2 = 400' |  |  | 232.5 | LF | 400 | LF Conversion | 1.02 |  | 4.1125 | SF
58/6 | Craneway electrical conductor assembly |  |  | 32.5 | LF | 400 | LF Conversion | 1.02 |  | 0.57487 | SF
14/37 | Sprinkler, dry, 30,000 SF, average |  |  | 3.31 | SF |  |  | 1.04 |  | 3.4424 | SF
[9 empty] | Sum | 172.5893 | SF
[5 empty] | Normalizing for Location | Marshall and Swift Local Multiplier for Arlington, VA |  |  |  | 1.1
[6 empty] | Divided by DoD ACF for Arlington, VA |  |  |  | 1.07
| Note: crane bay dimension assumed aspect ratio 1:2,100x200 ft | [7 empty] | RUC | 177.4282 | SF
[6 empty] | RUC with Military Construction Premium |  |  | 1.1932 | 211.7137 | SF
FAC | 2241 | Tank/Automotive Production Plant |  | UM = | SF | RPAD Ave Size | 58827 | Source | Marshall and Swift Valuation; October 2016
Section | TASK |  |  | Given | Units | Conversion |  | Current Cost Multiplier |  | Adjusted Cost
14/15 | Industrials, Heavy, B, Average |  |  | 143.25 | SF |  |  | 1.04 |  | 148.98 | SF
58/6 | Bridge Crane, 10T, 2 ea, Span = 100 ft |  |  | 204000 | EA | 58827 | SF Conversion | 1.02 |  | 7.0743 | SF
58/6 | Craneway, 10T, 500 LF x 2 = 1000' |  |  | 232.5 | LF | 1000 | LF Conversion | 1.02 |  | 4.0313 | SF
58/6 | Craneway electrical conductor assembly |  |  | 32.5 | LF | 1000 | LF Conversion | 1.02 |  | 0.56352 | SF
14/37 | Sprinkler, dry, 60,000 SF, excellent |  |  | 2.93 | SF |  |  | 1.04 |  | 3.0472 | SF
[9 empty] | Sum | 163.6963 | SF
[5 empty] | Normalizing for Location | Marshall and Swift Local Multiplier for Arlington, VA |  |  |  | 1.1
[6 empty] | Divided by DoD ACF for Arlington, VA |  |  |  | 1.07
| Note: crane bay dimension assumed aspect ratio 100x500 ft; two crane beams assumed on one set of rails | [7 empty] | RUC | 168.2859 | SF
[6 empty] | RUC with Military Construction Premium |  |  | 1.1932 | 200.8048 | SF
FAC | 2242 | Tank/Automotive Production Facility |  | UM = | SF | RPAD Ave Size | 1576 | Source | Marshall and Swift Valuation; October 2016
Section | TASK |  |  | Given | Units | Conversion |  | Current Cost Multiplier |  | Adjusted Cost
14/15 | Industrials, C Mill, average |  |  | 72.94 | SF |  |  | 1.03 |  | 75.1282 | SF
14/37 | Sprinkler, wet, 2,500 SF, average |  |  | 3.8 | SF |  |  | 1.03 |  | 3.914 | SF
[9 empty] | Sum | 79.0422 | SF
[5 empty] | Normalizing for Location | Marshall and Swift Local Multiplier for Arlington, VA |  |  |  | 1.07
[6 empty] | Divided by DoD ACF for Arlington, VA |  |  |  | 1.07
[9 empty] | RUC | 79.0422 | SF
[6 empty] | RUC with Military Construction Premium |  |  | 1.12 | 88.5269 | SF
FAC | 2251 | Weapon Production Plant |  | UM = | SF | RPAD Ave Size | 46622 | Source | Marshall and Swift Valuation; October 2016
Section | TASK |  |  | Given | Units | Conversion |  | Current Cost Multiplier |  | Adjusted Cost
14/15 | Industrials, Heavy, A, Average |  |  | 149.46 | SF |  |  | 1.01 |  | 150.9546 | SF
58/6 | Bridge Crane, 10T, 2 ea, Span = 100 ft |  |  | 204000 | EA | 46622 | SF Conversion | 1.02 |  | 8.9263 | SF
58/6 | Craneway electrical conductor assembly |  |  | 32.5 | LF | 900 | LF Conversion | 1.02 |  | 1.2799 | SF
14/37 | Sprinkler, dry, 50,000 SF, average |  |  | 3.04 | SF |  |  | 1.01 |  | 3.0704 | SF
14/37 | Sprinkler Early Suppression/Fast Response |  |  | 0.53 | SF |  | 0.53 | 1.01 |  | 0.5353 | SF
14/37 | Sprinkler pumps |  |  | 1.57 | SF |  | 1.57 | 1.01 |  | 1.5857 | SF
[9 empty] | Sum | 166.3521 | SF
[5 empty] | Normalizing for Location | Marshall and Swift Local Multiplier for Arlington, VA |  |  |  | 1.08
[6 empty] | Divided by DoD ACF for Arlington, VA |  |  |  | 1.07
| Note: crane bay dimension assumed aspect ratio 100x450 ft; two crane beams assumed on one set of rails | [7 empty] | RUC | 167.9068 | SF
[6 empty] | RUC with Military Construction Premium |  |  | 1.1932 | 200.3524 | SF
FAC | 2252 | Weapon Production Facility |  | UM = | SF | RPAD Ave Size | 1504 | Source | Marshall and Swift Valuation; October 2016
Section | TASK |  |  | Given | Units | Conversion |  | Current Cost Multiplier |  | Adjusted Cost
14/15 | Industrials, C Mill, average |  |  | 72.94 | SF |  |  | 1.03 |  | 75.1282 | SF
14/37 | Sprinkler, wet, 2,500 SF, good |  |  | 4.61 | SF |  |  | 1.03 |  | 4.7483 | SF
14/37 | Sprinkler Early Suppression/Fast Response |  |  | 0.53 | SF |  | 0.53 | 1.04 |  | 0.5512 | SF
14/37 | Sprinkler pumps |  |  | 1.32 | SF |  | 1.57 | 1.04 |  | 1.6328 | SF
[9 empty] | Sum | 82.0605 | SF
[5 empty] | Normalizing for Location | Marshall and Swift Local Multiplier for Arlington, VA |  |  |  | 1.07
[6 empty] | Divided by DoD ACF for Arlington, VA |  |  |  | 1.07
[9 empty] | RUC | 82.0605 | SF
[6 empty] | RUC with Military Construction Premium |  |  | 1.1932 | 97.9175 | SF
FAC | 2261 | Ammunition Production Plant |  | UM = | SF | RPAD Ave Size | 6162 | Source | Marshall and Swift Valuation; October 2016
Section | TASK |  |  | Given | Units | Conversion |  | Current Cost Multiplier |  | Adjusted Cost
14/15 | Industrials, Heavy, A, Average |  |  | 149.46 | SF |  |  | 1.01 |  | 150.9546 | SF
58/6 | Bridge Crane, 10T, 1 ea, Span = 50 ft |  |  | 129000 | EA | 6162 | SF Conversion | 1.02 |  | 21.3535 | SF
58/6 | Craneway electrical conductor assembly |  |  | 32.5 | LF | 200 | LF Conversion | 1.02 |  | 1.0759 | SF
14/37 | Sprinkler, dry, 5,000 SF, average |  |  | 4.5 | SF |  |  | 1.01 |  | 4.545 | SF
14/37 | Sprinkler Early Suppression/Fast Response |  |  | 0.53 | SF |  |  | 1.01 |  | 0.5353 | SF
14/37 | Sprinkler pumps |  |  | 1.32 | SF |  |  | 1.01 |  | 1.3332 | SF
[9 empty] | Sum | 179.7975 | SF
[5 empty] | Normalizing for Location | Marshall and Swift Local Multiplier for Arlington, VA |  |  |  | 1.08
[6 empty] | Divided by DoD ACF for Arlington, VA |  |  |  | 1.07
| Note: crane bay dimension assumed aspect ratio 50' x 100' | [7 empty] | RUC | 181.4779 | SF
[6 empty] | RUC with Military Construction Premium |  |  | 1.1932 | 216.5458 | SF
FAC | 2262 | Ammunition Production Facility |  | UM = | SF | RPAD Ave Size | 3407 | Source | Marshall and Swift Valuation; October 2016
Section | TASK |  |  | Given | Units | Conversion |  | Current Cost Multiplier |  | Adjusted Cost
14/15 | Industrials, A , average |  |  | 149.46 | SF |  |  | 1.01 |  | 150.9546 | SF
14/37 | Sprinkler, wet, 5000 SF, average |  |  | 3.4 | SF |  |  | 1.01 |  | 3.434 | SF
[9 empty] | Sum | 154.3886 | SF
[5 empty] | Normalizing for Location | Marshall and Swift Local Multiplier for Arlington, VA |  |  |  | 1.08
[6 empty] | Divided by DoD ACF for Arlington, VA |  |  |  | 1.07
[9 empty] | RUC | 155.8315 | SF
[6 empty] | RUC with Military Construction Premium |  |  | 1.0906 | 169.9421 | SF
FAC | 2264 | Ammunition Demilitarization Plant |  | UM = | SF | RPAD Ave Size |  | Source | USACE PAX Newsletter 3.2.2 Dated 20 Mar 2009
CATCODE | Description |  |  | Unit Cost | Reference Size | UoM |  | Inflation Adjustment by MCP Index |  | Adjusted Cost
21630 | Ammunition DEMIL Facility |  |  | 1064 | 82500 | SF |  | 1.1847 |  | 1260.5132 | SF
[9 empty] | RUC | 1260.5132 | SF
FAC | 2265 | Ammunition Demilitarization Facility |  | UM = | EA | Design Size | 1 | Source | USACE PAX Newsletter 3.2.2 Dated 6 April 2017
Section | TASK |  |  | Given | Units | Conversion |  | Inflation Adjustment by MCP Index |  | Adjusted Cost
93210 | Borrow, Common Fill, Spread, no Compaction |  |  | 31.4 | CY | 3285.3333 | CY to EA | 0.94232 |  | 97209.4695 | EA
93410 | Backfill and Compaction, Dozer, 1 x 12" lift |  |  | 7.9 | CY | 3285.0048 | CY to EA | 0.94232 |  | 24454.7138 | EA
93410 | Fine Grading for Small Irregular Areas < 15,000 SY |  |  | 3.3 | SY | 9856 | SY to EA | 0.94232 |  | 30648.8455 | EA
93210 | Bank Run Gravel, Spread, no Compaction,8" lift |  |  | 44.1 | CY | 2190.2003 | CY to EA | 0.94232 |  | 91016.8733 | EA
| Average size derived from RPAD Facility Table. |  |  | 9856 | SY |  |  |  | SUM | 121665.7188 | EA
| Seven Assets in the 2016 RPAD, all are burn pads or range holding areas. | [7 empty] | RUC | 121665.7188 | EA
FAC | 2271 | Electronic and Communication Production Plant |  | UM = | SF | RPAD Ave Size | 51798 | Source | Marshall and Swift Valuation; October 2016
Section | TASK |  |  | Given | Units | Conversion |  | Current Cost Multiplier |  | Adjusted Cost
14/14 | Industrials, light manufacturing, B, Average |  |  | 73.95 | SF |  |  | 1.04 |  | 76.908 | SF
14/37 | Sprinkler, dry 60,000 SF, average |  |  | 2.93 | SF |  |  | 1.04 |  | 3.0472 | SF
[9 empty] | Sum | 79.9552 | SF
[5 empty] | Normalizing for Location | Marshall and Swift Local Multiplier for Arlington, VA |  |  |  | 1.1
[6 empty] | Divided by DoD ACF for Arlington, VA |  |  |  | 1.07
[9 empty] | RUC | 82.1969 | SF
[6 empty] | RUC with Military Construction Premium |  |  | 1.1932 | 98.0803 | SF
FAC | 2281 | Miscellaneous Support Production Plant |  | UM = | SF | RPAD Ave Size | 8647 | Source | Marshall and Swift Valuation; October 2016
Section | TASK |  |  | Given | Units | Conversion |  | Current Cost Multiplier |  | Adjusted Cost
14/14 | Industrials, light manufacturing, B, Average |  |  | 73.95 | SF |  |  | 1.04 |  | 76.908 | SF
58/6 | Bridge Crane, 10T capacity, 75' span, 1 ea |  |  | 161000 | EA | 8647 | SF Conversion | 1.02 |  | 18.9916 | SF
58/6 | Craneway, 10T, 115 LF = total length of 230 |  |  | 232.5 | LF | 230 | LF Conversion | 1.02 |  | 6.3079 | SF
14/37 | Sprinkler, dry, 10,000 SF, average |  |  | 4.01 | SF |  |  | 1.04 |  | 4.1704 | SF
[9 empty] | Sum | 106.3779 | SF
[5 empty] | Normalizing for Location | Marshall and Swift Local Multiplier for Arlington, VA |  |  |  | 1.1
[6 empty] | Divided by DoD ACF for Arlington, VA |  |  |  | 1.07
[9 empty] | RUC | 109.3604 | SF
[6 empty] | RUC with Military Construction Premium |  |  | 1.1932 | 130.4928 | SF
FAC | 2291 | Construction Material Production Plant |  | UM = | EA | Design Size | 1 | Source | Marshall and Swift Valuation; October 2016
Section | TASK |  |  | Given | Units | Conversion |  | Current Cost Multiplier |  | Adjusted Cost
14/41 | Asphalt Plant, assume 180 tons / hour production rate (class average) |  |  | 9000 | t/hr | 180 | tons / hour | 1.03 |  | 1668600 | EA
[9 empty] | Sum | 1668600 | EA
[5 empty] | Normalizing for Location | Marshall and Swift Local Multiplier for Arlington, VA |  |  |  | 1.07
[6 empty] | Divided by DoD ACF for Arlington, VA |  |  |  | 1.07
[9 empty] | RUC | 1668600 | EA
[6 empty] | RUC with Military Construction Premium |  |  | 1.1234 | 1874430.7707 | EA
FAC | 3101 | RDT&E Laboratory |  | UM = | SF | RPAD Ave Size | 14842 | Source | Marshall and Swift Valuation; October 2016
Section | TASK |  |  | Given | Units | Conversion |  | Current Cost Multiplier |  | Adjusted Cost
14/17 | Lab, B, Average, with complete HVAC |  |  | 222.42 | SF |  |  | 1.04 |  | 231.3168 | SF
14/16 | Sprinkler, dry, 15,000 SF, average |  |  | 3.74 | SF |  |  | 1.04 |  | 3.8896 | SF
[9 empty] | Sum | 235.2064 | SF
[5 empty] | Normalizing for Location | Marshall and Swift Local Multiplier for Arlington, VA |  |  |  | 1.1
[6 empty] | Divided by DoD ACF for Arlington, VA |  |  |  | 1.07
[9 empty] | RUC | 241.801 | SF
[6 empty] | RUC with Military Cost Premium |  |  | 1.3319 | 322.0663 | SF
Note: "Section" refers to the Marshall & Swift Valuation Guide section and page which contains a profile of the facility used for this FAC as well as additional information on the features included in the Marshall and Swift facility. The "Area Adjustment" is the "local multiplier" (Section 99, Pages 5 thru 10) which reflects local cost conditions and is designed to adjust the basic costs to each locality. "Current Cost Multiplier" (Section 99, Page 3) are the multipliers to update costs. Costs in each section are updated on a three year cycle. The current cost multiplier is republished monthly and is based upon nationally recognized building cost indices. As stated in Section 1 page 11 of the Marshall and Swift Valuation guide " to obtain the current replacement value the cost shown in each section ("refined" by additions such as sprinklers, elevators, etc) is mulitplied by the current cost multiplier and the local multiplier. That is: Refined Cost x Current Cost Multiplier x Local Multiplier = Final Replacement Cost.
OSD Design Criteria |  |  | Unified Facilities Criteria for Multi-Disciplinary and Facility Specific Design (4 Series) is not provided for this type of facility. The only UFC in the 4-300 Series for RDT&E facilities is 4-390-01, “O&M: Unmanned Pressure Test Facilities Safety Certification Manual”
Building construction material |  |  | No Unified Facilities Criteria UFC criteria exist for component material. The reference to Marshall and Swift commercial and public utility/governmental utility buildings includes metal and masonry construction. Selection of materials incorporated into the design must be consistent with the building use category of UFC 1-200-01 , UFC 3-600-01 and the International Building Code .
Facility size |  |  | The average area for this FAC is 14,077 SF International Building Code Group B
Fire suppression system type, quality, and coverage |  |  | UFC 1-200-01 DOD Building Code and UFC 3-600-01, Fire Protection Engineering for Facilities, 28 November 2016 requires compliance with the IBC. International Building Code Group B Fire suppression has been included in this Replacement Unit Cost, consistent with the Fire Sprinkler Business Rule.
Inclusion of a loading dock or similar ancillary feature |  |  | No Unified Facilities Criteria (UFC) requirement exists for the incorporation of a loading dock No elevator is provided in consonance with the Elevator Business Rules.
Inclusion and capacity of overhead cranes |  |  | No Unified Facilities Criteria UFC requirement exists for the incorporation of overhead cranes.
Established standard for components or materials |  |  | No Unified Facilities Criteria UFC criteria exist for component material, other than those consistent with fire safety noted above in building construction material. The reference to Marshall and Swift commercial and governmental utility buildings includes metal and masonry. Construction.
Applicable Business Rules |  |  | • M&S Selection Business Rule • Elevator Business Rule • Fire Sprinkler Business Rule • Overhead Crane Business Rule • MilCon Cost Premium Business Rule
Footnotes |  |  | Unified Facilities Criteria UFC 1-200-01 “DOD Building Code” of 20 June 2016 Unified Facilities Criteria UFC 3-600-01 “Fire Protection Engineering for Facilities” of 8 August 2016 with Change 1, 28 November 2016 International Building Code 2015
FAC | 3102 | Medical Research Laboratory |  | UM = | SF | RPAD Ave Size | 35634 | Source | Marshall and Swift Valuation; October 2016
Section | TASK |  |  | Given | Units | Conversion |  | Current Cost Multiplier |  | Adjusted Cost
14/17 | Lab, B, Average |  |  | 222.42 | SF |  |  | 1.04 |  | 231.3168 | SF
14/17 | HVAC for Labs |  |  | 34.4 | SF |  |  | 1.04 |  | 35.776 | SF
14/17 | Fume hood air & ventilation |  |  | 34.4 | SF |  |  | 1.04 |  | 35.776 | SF
14/37 | Sprinkler, dry, 40,000 SF, average |  |  | 3.15 | SF |  |  | 1.04 |  | 3.276 | SF
[9 empty] | Sum | 306.1448 | SF
[5 empty] | Normalizing for Location | Marshall and Swift Local Multiplier for Arlington, VA |  |  |  | 1.1
[6 empty] | Divided by DoD ACF for Arlington, VA |  |  |  | 1.07
[9 empty] | RUC | 314.7283 | SF
[6 empty] | RUC with Military Cost Premium |  |  | 1.3319 | 419.2018 | SF
Note: "Section" refers to the Marshall & Swift Valuation Guide section and page which contains a profile of the facility used for this FAC as well as additional information on the features included in the Marshall and Swift facility. The "Area Adjustment" is the "local multiplier" (Section 99, Pages 5 thru 10) which reflects local cost conditions and is designed to adjust the basic costs to each locality. "Current Cost Multiplier" (Section 99, Page 3) are the multipliers to update costs. Costs in each section are updated on a three year cycle. The current cost multiplier is republished monthly and is based upon nationally recognized building cost indices. As stated in Section 1 page 11 of the Marshall and Swift Valuation guide " to obtain the current replacement value the cost shown in each section ("refined" by additions such as sprinklers, elevators, etc) is mulitplied by the current cost multiplier and the local multiplier. That is: Refined Cost x Current Cost Multiplier x Local Multiplier = Final Replacement Cost.
OSD Design Criteria |  |  | Unified Facilities Criteria for Multi-Disciplinary and Facility Specific Design (4 Series) is not provided for this type of facility. The only UFC in the 4-300 Series for RDT&E facilities is 4-390-01, “O&M: Unmanned Pressure Test Facilities Safety Certification Manual”
Building construction material |  |  | No Unified Facilities Criteria UFC criteria exist for component material. The reference to Marshall and Swift commercial and public utility/governmental utility buildings includes metal and masonry construction. Selection of materials incorporated into the design must be consistent with the building use category of UFC 1-200-01 , UFC 3-600-01 and the International Building Code.
Facility size |  |  | The average area for this FAC is 35,633 SF International Building Code Group B
Fire suppression system type, quality, and coverage |  |  | • UFC 1-200-01 DOD Building Code and UFC 3-600-01, Fire Protection Engineering for Facilities, 28 November 2016 requires compliance with the IBC. • International Building Code Group B • Fire suppression has been included in this Replacement Unit Cost, consistent with the Fire Sprinkler Business Rule.
Inclusion of a loading dock or similar ancillary feature |  |  | No Unified Facilities Criteria (UFC) requirement exists for the incorporation of a loading dock An elevator is provided in consonance with the Elevator Business Rules. Elevators are included in the Marshall and Swift basic valuation for a laboratory building, Class B, average, representing this FAC.
Inclusion and capacity of overhead cranes |  |  | No Unified Facilities Criteria UFC requirement exists for the incorporation of overhead cranes.
Established standard for components or materials |  |  | No Unified Facilities Criteria UFC criteria exist for component material, other than those consistent with fire safety noted above in building construction material.
Applicable Business Rules |  |  | • M&S Selection Business Rule • Elevator Business Rule • Fire Sprinkler Business Rule • Overhead Crane Business Rule • MilCon Cost Premium Business Rule
Footnotes |  |  | Unified Facilities Criteria UFC 1-200-01 “DOD Building Code” of 20 June 2016 Unified Facilities Criteria UFC 3-600-01 “Fire Protection Engineering for Facilities” of 8 August 2016 with Change 1, 28 November 2016 International Building Code 2015
FAC | 3103 | Biosafety Level 3 Laboratory |  | UM = | SF | RPAD Ave Size | 7625 | Source | Marshall and Swift Valuation; October 2016
Section | TASK |  |  | Given | Units | Conversion |  | Current Cost Multiplier |  | Adjusted Cost
14/17 | Lab, B, average, with complete HVAC |  |  | 222.42 | SF |  |  | 1.04 |  | 231.3168 | SF
14/17 | Fume Hood air & ventilation |  |  | 34.4 | SF |  |  | 1.04 |  | 35.776 | SF
52/6 | Clean Room, 100-10 microns, hardwall, 400 sf. Assume 6 clean rooms |  |  | 152000 | EA | 7625 | SF Conversion | 1.02 |  | 121.9987 | SF
14/37 | Sprinkler, dry, 10,000 SF, average |  |  | 4.01 | SF |  |  | 1.04 |  | 4.1704 | SF
[9 empty] | Sum | 393.2619 | SF
[5 empty] | Normalizing for Location | Marshall and Swift Local Multiplier for Arlington, VA |  |  |  | 1.1
[6 empty] | Divided by DoD ACF for Arlington, VA |  |  |  | 1.07
[9 empty] | RUC | 404.2879 | SF
[6 empty] | RUC with Military Construction Premium |  |  | 1.3319 | 538.4905 | SF
FAC | 3104 | Biosafety Level 4 Laboratory |  | UM = | SF | RPAD Ave Size | 270 | Source | Marshall and Swift Valuation; October 2016
Section | TASK |  |  | Given | Units | Conversion |  | Current Cost Multiplier |  | Adjusted Cost
14/17 | Lab, B, average, with complete HVAC |  |  | 222.42 | SF |  |  | 1.04 |  | 231.3168 | SF
14/17 | Fume Hood air & ventilation |  |  | 34.4 | SF |  |  | 1.04 |  | 35.776 | SF
52/6 | Clean Room, 100-10 microns, hardwall, 300 sf. Assume 1 clean room |  |  | 108000 | EA | 270 | SF Conversion | 1.02 |  | 408 | SF
14/37 | Sprinkler, dry, 2500 SF, average |  |  | 5.06 | SF |  |  | 1.04 |  | 5.2624 | SF
[9 empty] | Sum | 680.3552 | SF
[5 empty] | Normalizing for Location | Marshall and Swift Local Multiplier for Arlington, VA |  |  |  | 1.1
[6 empty] | Divided by DoD ACF for Arlington, VA |  |  |  | 1.07
[9 empty] | RUC | 699.4306 | SF
[6 empty] | RUC with Military Construction Premium |  |  | 1.3319 | 931.6052 | SF
FAC | 3111 | Aircraft RDT&E Facility |  | UM = | SF | RPAD Ave Size | 21073 | Source | USACE PAX Newsletter 3.2.2 Various Publications
CATCODE | Description |  |  | Unit Cost | Reference Size | UoM |  | Inflation Adjustment by MCP Index |  | Adjusted Cost
31010 | Chemistry Lab (USACE PAX Dated 20 Mar 2009) |  |  | 247 | 9000 | SF |  | 1.1847 |  | 292.6191 | SF
21110 | Aircraft Maintenance Hanger, General Purpose (USACE PAX Dated 6 Apr 2017) |  |  | 310 | 60000 | SF |  | 0.94232 |  | 292.1199 | SF
21120 | Aircraft Component Repair Shop (USACE PAX Dated 24 July 2014) |  |  | 267.67 | 32000 | SF |  | 1 |  | 267.67 | SF
21140 | Aircraft Engine Test Facility (USACE PAX Dated 4 Jan 2011) |  |  | 229 | 26000 | SF |  | 1.1245 |  | 257.4991 | SF
[9 empty] | Average | 277.477 | SF
[9 empty] | RUC | 277.477 | SF
FAC | 3121 | Missile and Space RDT&E Facility |  | UM = | SF | RPAD Ave Size | 31843 | Source | USACE PAX Newsletter 3.2.2 Various Publications
CATCODE | Description |  |  | Unit Cost | Reference Size | UoM |  | Inflation Adjustment by MCP Index |  | Adjusted Cost
31010 | Chemistry Lab (USACE PAX Dated 20 Mar 2009) |  |  | 247 | 9000 | SF |  | 1.1847 |  | 292.6191 | SF
21110 | Aircraft Maintenance Hanger, General Purpose (USACE PAX Dated 6 Apr 2017) |  |  | 310 | 60000 | SF |  | 0.94232 |  | 292.1199 | SF
21120 | Aircraft Component Repair Shop (USACE PAX Dated 24 July 2014) |  |  | 267.67 | 32000 | SF |  | 1 |  | 267.67 | SF
21210 | Missile Maintenance Facility (USACE PAX Dated 20 Mar 2009) |  |  | 208 | 10300 | SF |  | 1.1847 |  | 246.4161 | SF
[9 empty] | Average | 274.7063 | SF
[9 empty] | RUC | 274.7063 | SF
FAC | 3131 | Ship and Marine RDT&E Facility |  | UM = | SF | RPAD Ave Size | 22488 |  | Source | Marshall and Swift Valuation; October 2016
Section | TASK |  |  | Given | Units | Conversion |  | Extended Cost | Current Cost Multiplier |  | Adjusted Cost
14/16 | Industrial RDT&E Building, B Average |  |  | 90.12 | SF |  |  | 90.12 | 1.04 |  | 93.7248 | SF
14/37 | Sprinkler, 20,000 SF, dry, average |  |  | 3.53 | SF |  |  | 3.53 | 1.04 |  | 3.6712 | SF
58/6 | Bridge Crane, 10 ton, span = 75 ft (Note) |  |  | 161000 | EA | 7.1594 | per UM | 7.1594 | 1.02 |  | 7.3026 | SF
58/6 | Craneway, 172 lf x 2 = 344 lf |  |  | 232.5 | LF | 0.015297 | per UM | 3.5566 | 1.02 |  | 3.6277 | SF
58/6 | Craneway electrical conductor assembly |  |  | 32.5 | LF | 0.015297 | per UM | 0.49715 | 1.02 |  | 0.5071 | SF
14/36 | Elevator included in basic building |  |  |  | EA |  | per UM | 0 | 1.04 |  | 0 | SF
55/5 | Overhead door, roll-up, 9'x9' door, 81 sf/door |  |  | 23.88 | sf of door | 0.25804 | per um | 0.25804 | 1.01 |  | 0.26062 | SF
55/5 | Overhead door electric operator |  |  | 1905 | EA | 0.25414 | per um | 0.25414 | 1.01 |  | 0.25668 | SF
65/12 | Dock bumpers, 10 lf, 3 ea |  |  | 53.25 | LF | 30 | LF per UM | 0.071038 | 1.01 |  | 0.071748 | SF
65/12 | Dock leveler, hydraulic, 3 ea |  |  | 8600 | EA | 3 | per UM | 1.1473 | 1.01 |  | 1.1588 | SF
65/12 | Dock seal, 10" projection, 3 ea |  |  | 765 | EA | 3 | per UM | 0.10205 | 1.01 |  | 0.10307 | SF
65/12 | Dock shelter, 3 ea |  |  | 2117.5 | EA | 3 | per UM | 0.28248 | 1.01 |  | 0.28531 | SF
[10 empty] | SUM | 110.9695 | SF
[6 empty] | Normalizing for Location | Marshall and Swift Local Multiplier for Arlington, VA |  |  |  | 1.1
[7 empty] | Divided by DoD ACF for Arlington, VA |  |  |  | 1.07
Note | M&S building valuation includes craneway and HVAC | [8 empty] | RUC | 114.0808 | SF
[9 empty] | RUC with Military Cost Premium | 1.3319 | 151.9497 | SF
Note: "Section" refers to the Marshall & Swift Valuation Guide section and page which contains a profile of the facility used for this FAC as well as additional information on the features included in the Marshall and Swift facility. The "Area Adjustment" is the "local multiplier" (Section 99, Pages 5 thru 10) which reflects local cost conditions and is designed to adjust the basic costs to each locality. "Current Cost Multiplier" (Section 99, Page 3) are the multipliers to update costs. Costs in each section are updated on a three year cycle. The current cost multiplier is republished monthly and is based upon nationally recognized building cost indices. As stated in Section 1 page 11 of the Marshall and Swift Valuation guide " to obtain the current replacement value the cost shown in each section ("refined" by additions such as sprinklers, elevators, etc) is mulitplied by the current cost multiplier and the local multiplier. That is: Refined Cost x Current Cost Multiplier x Local Multiplier = Final Replacement Cost.
OSD Design Criteria |  |  | Unified Facilities Criteria for Multi-Disciplinary and Facility Specific Design (3-101-01 Architecture and 4-300 RDT&E Facilities do not provide guidance for this FAC.
Building construction material |  |  | No Unified Facilities Criteria UFC criteria exist for component material. Applying the Marshall and Swift Selection Business Rule, the FAC is Marshall & Swift Class A, Average Quality.
Facility size |  |  | The average area for this FAC is 24,757 SF. The Occupancy Group assigned is B, Business.
Fire suppression system type, quality, and coverage |  |  | International Building Code Group B A fire sprinkler has been incorporated, applying the Fire Sprinkler Business Rule.
Inclusion of a loading dock or similar ancillary feature |  |  | No Unified Facilities Criteria (UFC) requirement exists for the incorporation of a loading dock. As general guidance, the Commercial Real Estate Development Association (NAIOP) provides an estimate of the average number of loading docks per square foot of industrial or warehouse averaging 1 dock per 7,500 sf of floor space . For this FAC, 3 loading dock assemblies are provided. The guide specification for design of a loading dock is contained in the Unified Facilities Guide Specification . The average number of floors is 1.78 yielding 1 elevator for the maximum number of occupants applying the Elevator Business Rule. The Marshall and Swift building selected for this FAC includes elevators as part of the unit price.
Inclusion and capacity of overhead cranes |  |  | An overhead crane is provided, applying the Overhead Crane Business Rule
Established standard for components or materials |  |  | No Unified Facilities Criteria UFC criteria exist for component material
Applicable Business Rules |  |  | • M&S Selection Business Rule • Elevator Business Rule • Fire Sprinkler Business Rule • Overhead Crane Business Rule • MilCon Cost Premium Business Rule
Footnotes |  |  | Unified Facilities Criteria UFC 3-101-01 Architecture, with Change 3, dated 11/28/2011 Unified Facilities Criteria UFC 4-300-xx (Series), Research, Development, Test and Evaluation Facilities Commercial Real Estate Development Association, NAIOP Research Foundation, “NAIOP Terms and Definitions: North American Office and Industrial Market, pg. 12. Unified Facility Guide Specification (UFGS) UFGS-11 13 19.13 (August 2009)
FAC | 3141 | Tank and Automotive RDT&E Facility |  | UM = | SF | RPAD Ave Size | 16335 |  | Source | Marshall and Swift Valuation; October 2016
Section | TASK |  |  | Given | Units | Conversion |  | Extended Cost | Current Cost Multiplier |  | Adjusted Cost
14/16 | Industrial RDT&E Building, B Average |  |  | 90.12 | SF |  |  | 90.12 | 1.04 |  | 93.7248 | SF
14/37 | Sprinkler, 20,000 SF, dry, average |  |  | 3.53 | SF |  |  | 3.53 | 1.04 |  | 3.6712 | SF
58/6 | Bridge Crane, 10 ton, span = 75 ft (Note) |  |  | 161000 | EA | 9.8561 | per UM | 9.8561 | 1.02 |  | 10.0533 | SF
58/6 | Craneway, 127 lf x 2 = 254 lf |  |  | 232.5 | LF | 0.015549 | per UM | 3.6152 | 1.02 |  | 3.6875 | SF
58/6 | Craneway electrical conductor assembly |  |  | 32.5 | LF | 0.021059 | per UM | 0.68442 | 1.02 |  | 0.69811 | SF
14/36 | Elevator included in basic building |  |  |  | EA |  | per UM | 0 | 1.04 |  | 0 | SF
55/5 | Overhead door, roll-up, 9'x9' door, 81 sf/door |  |  | 23.88 | sf of door | 0.35524 | per um | 0.35524 | 1.01 |  | 0.35879 | SF
55/5 | Overhead door electric operator |  |  | 1905 | EA | 0.34986 | per um | 0.34986 | 1.01 |  | 0.35336 | SF
65/12 | Dock bumpers, 10 lf, 3 ea |  |  | 53.25 | LF | 30 | LF per UM | 0.097796 | 1.01 |  | 0.098774 | SF
65/12 | Dock leveler, hydraulic, 3 ea |  |  | 8600 | EA | 3 | per UM | 1.5794 | 1.01 |  | 1.5952 | SF
65/12 | Dock seal, 10" projection, 3 ea |  |  | 765 | EA | 3 | per UM | 0.1405 | 1.01 |  | 0.1419 | SF
65/12 | Dock shelter, 3 ea |  |  | 2117.5 | EA | 3 | per UM | 0.38889 | 1.01 |  | 0.39278 | SF
[10 empty] | SUM | 114.7757 | SF
[6 empty] | Normalizing for Location | Marshall and Swift Local Multiplier for Arlington, VA |  |  |  | 1.1
[7 empty] | Divided by DoD ACF for Arlington, VA |  |  |  | 1.07
Note | M&S building valuation includes craneway and HVAC | [8 empty] | RUC | 117.9938 | SF
[9 empty] | RUC with Military Cost Premium | 1.3319 | 157.1616 | SF
FAC | 3151 | Weapons RDT&E Facility |  | UM = | SF | RPAD Ave Size | 9289 |  | Source | Marshall and Swift Valuation; October 2016
Section | TASK |  |  | Given | Units | Conversion |  | Extended Price | Current Cost Multiplier |  | Adjusted Cost
14/17 | Lab, A/B, Average, with complete HVAC |  |  | 222.42 | SF |  |  |  | 1.01 |  | 224.6442 | SF
58/6 | Bridge Crane, 10T, 1 ea, Span = 75 ft |  |  | 161000 | EA | 9289 | SF Conversion |  | 1.02 |  | 17.679 | SF
58/6 | Craneway, 10T, 123 x 2 LF = 246 lf |  |  | 232.5 | LF | 0.026483 | LF to UM |  | 1.02 |  | 6.2804 | SF
58/6 | Craneway electrical conductor |  |  | 32.5 | LF | 0.026483 | LF to UM |  | 1.02 |  | 0.87791 | SF
55/5 | Overhead door, roll-up |  |  | 23.88 | per sf door | 81 | SF per door | 0.20823 | 1.01 |  | 0.21032 | SF
55/5 | Overhead door electric operator |  |  | 1905 | EA | 1 |  | 0.20508 | 1.01 |  | 0.20713 | SF
65/12 | Dock bumpers |  |  | 53.25 | LF | 10 |  | 0.057326 | 1.01 |  | 0.057899 | SF
65/12 | Dock leveler |  |  | 8600 | EA | 1 |  | 0.92583 | 1.01 |  | 0.93508 | SF
65/12 | Dock seal, 10" projection |  |  | 765 | EA | 1 |  | 0.082355 | 1.01 |  | 0.083179 | SF
65/12 | Dock shelter |  |  | 2117 | EA | 1 |  | 0.2279 | 1.01 |  | 0.23018 | SF
14/37 | Sprinkler, dry, 10,000 SF, average |  |  | 4.01 | SF |  |  |  | 1.01 |  | 4.0501 | SF
14/37 | Hazard occupancy sprinkler 15% of sprinkler |  |  | 0.6015 | SF |  |  |  | 1.01 |  | 0.60751 | SF
14/37 | Early suppression fast response sprinkler |  |  | 0.53 | SF |  |  |  | 1.01 |  | 0.5353 | SF
14/37 | Pump for early suppression sprinkler |  |  | 1.315 | SF |  |  |  | 1.01 |  | 1.3281 | SF
[10 empty] | Sum | 257.7264 | SF
[6 empty] | Normalizing for Location | Marshall and Swift Local Multiplier for Arlington, VA |  |  |  | 1.08
[7 empty] | Divided by DoD ACF for Arlington, VA |  |  |  | 1.07
[10 empty] | RUC | 260.135 | SF
[9 empty] | RUC with Military Cost Premium | 1.3319 | 346.4864 | SF
Note: "Section" refers to the Marshall & Swift Valuation Guide section and page which contains a profile of the facility used for this FAC as well as additional information on the features included in the Marshall and Swift facility. The "Area Adjustment" is the "local multiplier" (Section 99, Pages 5 thru 10) which reflects local cost conditions and is designed to adjust the basic costs to each locality. "Current Cost Multiplier" (Section 99, Page 3) are the multipliers to update costs. Costs in each section are updated on a three year cycle. The current cost multiplier is republished monthly and is based upon nationally recognized building cost indices. As stated in Section 1 page 11 of the Marshall and Swift Valuation guide " to obtain the current replacement value the cost shown in each section ("refined" by additions such as sprinklers, elevators, etc) is mulitplied by the current cost multiplier and the local multiplier. That is: Refined Cost x Current Cost Multiplier x Local Multiplier = Final Replacement Cost.
OSD Design Criteria |  |  | Unified Facilities Criteria for Multi-Disciplinary and Facility Specific Design (4 Series) is not provided for this type of facility. The only UFC in the 4-300 Series for RDT&E facilities is 4-390-01, “O&M: Unmanned Pressure Test Facilities Safety Certification Manual”
Building construction material |  |  | No Unified Facilities Criteria UFC criteria exist for component material. The reference to Marshall and Swift commercial and public utility/governmental utility buildings includes metal and masonry construction. Selection of materials incorporated into the design must be consistent with the building use category of UFC 1-200-01 , UFC 3-600-01 and the International Building Code . The building use category is H, Hazardous
Facility size |  |  | The average area for this FAC is 9289 SF. The building use category is H, Hazardous
Fire suppression system type, quality, and coverage |  |  | UFC 1-200-01 DOD Building Code and UFC 3-600-01, Fire Protection Engineering for Facilities, 28 November 2016 requires compliance with the IBC. International Building Code Group H Fire suppression has been included in this Replacement Unit Cost, consistent with the Fire Sprinkler Business Rule.
Inclusion of a loading dock or similar ancillary feature |  |  | No Unified Facilities Criteria (UFC) requirement exists for the incorporation of a loading dock. . As general guidance, the Commercial Real Estate Development Association (NAIOP) provides an estimate of the average number of loading docks per square foot of industrial or warehouse averaging 1 dock per 7,500 sf of floor space . For this FAC, 1 loading dock assembly are provided. The guide specification for design of a loading dock is contained in the Unified Facilities Guide Specification . No elevator has been is provided in consonance with the Elevator Business Rules.
Inclusion and capacity of overhead cranes |  |  | A bridge crane has been incorporated into the replacement unit cost in consonance with the Overhead Crane Business Rule.
Established standard for components or materials |  |  | No Unified Facilities Criteria UFC criteria exist for component material, other than those consistent with fire safety noted above in building construction material. The reference to Marshall and Swift commercial and governmental utility buildings includes metal and masonry construction.
Applicable Business Rules |  |  | • M&S Selection Business Rule • Elevator Business Rule • Fire Sprinkler Business Rule • Overhead Crane Business Rule • MilCon Cost Premium Business Rule
Footnotes |  |  | Unified Facilities Criteria UFC 1-200-01 “DOD Building Code” of 20 June 2016 Unified Facilities Criteria UFC 3-600-01 “Fire Protection Engineering for Facilities” of 8 August 2016 with Change 1, 28 November 2016 International Building Code 2015 Commercial Real Estate Development Association, NAIOP Research Foundation, “NAIOP Terms and Definitions: North American Office and Industrial Market, pg. 12. Unified Facility Guide Specification (UFGS) UFGS-11 13 19.13 (August 2009)
FAC | 3161 | Ammunition, Explosive and Toxic RDT&E Facility |  | UM = | SF | RPAD Ave Size | 3224 | Source | Marshall and Swift Valuation; October 2016
Section | TASK |  |  | Given | Units | Conversion |  | Current Cost Multiplier |  | Adjusted Cost
14/17 | Lab, A, Average, with complete HVAC |  |  | 222.42 | SF |  |  | 1.01 |  | 224.6442 | SF
58/6 | Bridge Crane, 10t, span = 40' |  |  | 117000 | EA | 3224 | /SF Conversion | 1.02 |  | 37.0161 | SF
58/6 | Craneway, 10T, 2x 76 ft = 150 ft LF |  |  | 232.5 | LF | 150 | x LF Conversion | 1.02 |  | 11.0337 | SF
58/6 | Craneway electrical conductor |  |  | 32.5 | LF | 150 | x LF Conversion | 1.02 |  | 1.5423 | SF
14/37 | Sprinkler, dry, 5000 SF, average |  |  | 4.5 | SF |  |  | 1.01 |  | 4.545 | SF
14/37 | Hazard occupancy sprinkler |  |  | 0.675 | SF |  |  | 1.01 |  | 0.68175 | SF
14/37 | Early suppression fast response sprinkler |  |  | 0.53 | SF |  |  | 1.01 |  | 0.5353 | SF
14/37 | Pump for early suppression |  |  | 1.32 | SF |  |  | 1.01 |  | 1.3332 | SF
[9 empty] | Sum | 281.3316 | SF
[5 empty] | Normalizing for Location | Marshall and Swift Local Multiplier for Arlington, VA |  |  |  | 1.08
[6 empty] | Divided by DoD ACF for Arlington, VA |  |  |  | 1.07
[9 empty] | RUC | 283.9608 | SF
[8 empty] | RUC with Military Cost Premium | 1.3319 | 378.2211 | SF
Note: "Section" refers to the Marshall & Swift Valuation Guide section and page which contains a profile of the facility used for this FAC as well as additional information on the features included in the Marshall and Swift facility. The "Area Adjustment" is the "local multiplier" (Section 99, Pages 5 thru 10) which reflects local cost conditions and is designed to adjust the basic costs to each locality. "Current Cost Multiplier" (Section 99, Page 3) are the multipliers to update costs. Costs in each section are updated on a three year cycle. The current cost multiplier is republished monthly and is based upon nationally recognized building cost indices. As stated in Section 1 page 11 of the Marshall and Swift Valuation guide " to obtain the current replacement value the cost shown in each section ("refined" by additions such as sprinklers, elevators, etc) is mulitplied by the current cost multiplier and the local multiplier. That is: Refined Cost x Current Cost Multiplier x Local Multiplier = Final Replacement Cost.
OSD Design Criteria |  |  | Unified Facilities Criteria for Multi-Disciplinary and Facility Specific Design (4 Series) is not provided for this type of facility. The only UFC in the 4-300 Series for RDT&E facilities is 4-390-01, “O&M: Unmanned Pressure Test Facilities Safety Certification Manual” which does not apply.
Building construction material |  |  | No Unified Facilities Criteria UFC criteria exist for component material. The reference to Marshall and Swift commercial and public utility/governmental utility buildings includes metal and masonry construction. Selection of materials incorporated into the design must be consistent with the building use category of UFC 1-200-01 , UFC 3-600-01 and the International Building Code.
Facility size |  |  | The average area for this FAC is 3,224 SF. International Building Code Group H, Hazard
Fire suppression system type, quality, and coverage |  |  | UFC 1-200-01 DOD Building Code and UFC 3-600-01, Fire Protection Engineering for Facilities, 28 November 2016 requires compliance with the IBC. International Building Code Group H, Hazard Fire suppression has been included in this Replacement Unit Cost, consistent with the Fire Sprinkler Business Rule.
Inclusion of a loading dock or similar ancillary feature |  |  | No Unified Facilities Criteria (UFC) requirement exists for the incorporation of a loading dock No elevator is provided in consonance with the Elevator Business Rules.
Inclusion and capacity of overhead cranes |  |  | An overhead crane is provided in consonance with the Overhead Crane Business Rule.
Established standard for components or materials |  |  | No Unified Facilities Criteria UFC criteria exist for component material, other than those consistent with fire safety noted above in building construction material. The reference to Marshall and Swift commercial and governmental utility buildings includes metal and masonry. Construction.
Applicable Business Rules |  |  | • M&S Selection Business Rule • Elevator Business Rule • Fire Sprinkler Business Rule • Overhead Crane Business Rule • MilCon Cost Premium Business Rule
Footnotes |  |  | Unified Facilities Criteria UFC 1-200-01 “DOD Building Code” of 20 June 2016 Unified Facilities Criteria UFC 3-600-01 “Fire Protection Engineering for Facilities” of 8 August 2016 with Change 1, 28 November 2016 International Building Code 2015
FAC | 3171 | Electronic and Communication RDT&E Facility |  | UM = | SF | RPAD Ave Size | 10788 |  | Source | Marshall and Swift Valuation; October 2016
Section | TASK |  |  | Given | Units | Conversion |  | Extended Cost | Current Cost Multiplier |  | Adjusted Cost
14/16 | RDT&E Building, Class B, average |  |  | 90.12 | SF |  |  | 90.12 | 1.04 |  | 93.7248 | SF
14/37 | Sprinkler, 10,000 SF, dry, average |  |  | 3.74 | SF |  |  | 3.74 | 1.04 |  | 3.8896 | SF
55/5 | Overhead door, roll-up, 81 SF/door |  |  | 23.88 | SF | 3868.56 |  | 0.3586 | 1.01 |  | 0.36218 | SF
55/5 | Overhead door electric operation |  |  | 1905 |  | 3810 |  | 0.35317 | 1.01 |  | 0.3567 | SF
65/12 | Dock bumpers, 10 lf, 2 ea |  |  | 53.25 | LF | 20 | LF per UM | 0.098721 | 1.01 |  | 0.099708 | SF
65/12 | Dock leveler, hydraulic, 2 ea |  |  | 8600 | EA | 2 | per UM | 1.5944 | 1.01 |  | 1.6103 | SF
65/12 | Dock seal, 10" projection, 2 ea |  |  | 765 | EA | 2 | per UM | 0.14182 | 1.01 |  | 0.14324 | SF
65/12 | Dock shelter, 2 ea |  |  | 2117.5 | EA | 2 | per UM | 0.39257 | 1.01 |  | 0.39649 | SF
[10 empty] | SUM | 100.583 | SF
[6 empty] | Normalizing for Location | Marshall and Swift Local Multiplier for Arlington, VA |  |  |  | 1.1
[7 empty] | Divided by DoD ACF for Arlington, VA |  |  |  | 1.07
Note | M&S building valuation includes craneway and HVAC | [8 empty] | RUC | 103.4031 | SF
[9 empty] | RUC with Military Cost Premium | 1.3319 | 137.7276 | SF
Note: "Section" refers to the Marshall & Swift Valuation Guide section and page which contains a profile of the facility used for this FAC as well as additional information on the features included in the Marshall and Swift facility. The "Area Adjustment" is the "local multiplier" (Section 99, Pages 5 thru 10) which reflects local cost conditions and is designed to adjust the basic costs to each locality. "Current Cost Multiplier" (Section 99, Page 3) are the multipliers to update costs. Costs in each section are updated on a three year cycle. The current cost multiplier is republished monthly and is based upon nationally recognized building cost indices. As stated in Section 1 page 11 of the Marshall and Swift Valuation guide " to obtain the current replacement value the cost shown in each section ("refined" by additions such as sprinklers, elevators, etc) is mulitplied by the current cost multiplier and the local multiplier. That is: Refined Cost x Current Cost Multiplier x Local Multiplier = Final Replacement Cost.
OSD Design Criteria |  |  | Unified Facilities Criteria for Multi-Disciplinary and Facility Specific Design (3-101-01 Architecture and 4-300 (series) RDT&E Facilities do not provide guidance for this FAC.
Building construction material |  |  | No Unified Facilities Criteria UFC criteria exist for component. material. Applying the Marshall and Swift Selection Business Rule, the FAC is Marshall & Swift RDT&E Building. Class B, Average Quality.
Facility size |  |  | The average area for this FAC is 10,788 SF. The Occupancy Group assigned is B, Business.
Fire suppression system type, quality, and coverage |  |  | International Building Code Group B A fire sprinkler has been incorporated, applying the Fire Sprinkler Business Rule.
Inclusion of a loading dock or similar ancillary feature |  |  | No Unified Facilities Criteria (UFC) requirement exists for the incorporation of a loading dock. As general guidance, the Commercial Real Estate Development Association (NAIOP) provides an estimate of the average number of loading docks per square foot of industrial or warehouse averaging 1 dock per 7,500 sf of floor space . For this FAC, 2 loading dock assemblies are provided. The guide specification for design of a loading dock is contained in the Unified Facilities Guide Specification . The average number of floors is 1.3 yielding 0 elevators for the maximum number of occupants applying the Elevator Business Rule.
Inclusion and capacity of overhead cranes |  |  | No overhead crane is provided, applying the Overhead Crane Business Rule
Established standard for components or materials |  |  | No Unified Facilities Criteria UFC criteria exist for component material
Applicable Business Rules |  |  | • M&S Selection Business Rule • Elevator Business Rule • Fire Sprinkler Business Rule • Overhead Crane Business Rule • MilCon Cost Premium Business Rule
Footnotes |  |  | Unified Facilities Criteria UFC 3-101-01 Architecture, with Change 3, dated 11/28/2011 Commercial Real Estate Development Association, NAIOP Research Foundation, “NAIOP Terms and Definitions: North American Office and Industrial Market, pg. 12. Unified Facility Guide Specification (UFGS) UFGS-11 13 19.13 (August 2009)
FAC | 3181 | Propulsion RDT&E Facility |  | UM = | SF | FAC Ave Size | 9818 |  | Source | Marshall and Swift Valuation; October 2016
Section | TASK |  |  | Given | Units | Conversion |  | Extended Price | Current Cost Multiplier |  | Adjusted Cost
14/17 | Lab, A/B, Average, with complete HVAC |  |  | 222.42 | SF |  |  |  | 1.01 |  | 224.6442 | SF
58/6 | Bridge Crane, 10T, 1 ea, Span = 50 ft |  |  | 129000 | EA | 9818 | SF Conversion |  | 1.02 |  | 13.4019 | SF
58/6 | Craneway electrical conductor |  |  | 32.5 | LF | 0.026482 | LF to UM |  | 1.02 |  | 0.87788 | SF
58/6 | Craneway, 10T, 130 LF x 2 |  |  | 232.5 | LF | 0.026482 | LF to UM |  | 1.02 |  | 6.2802 | SF
55/5 | Overhead door roll-up, std 9'x9' = 81 sf |  |  | 23.88 | SF | 81 | SF per door | 0.19701 | 1.01 |  | 0.19898 | SF
55/5 | Overhead door electric operator |  |  | 1905 | EA | 1 |  | 0.19403 | 1.01 |  | 0.19597 | SF
65/12 | Dock bumpers, 10 lf, 1 sets |  |  | 53.25 | LF | 10 |  | 0.054237 | 1.01 |  | 0.054779 | SF
65/12 | Dock leveler, hydraulic |  |  | 8600 | EA | 1 |  | 0.87594 | 1.01 |  | 0.8847 | SF
65/12 | Dock seal, 10 " projection |  |  | 765 | EA | 1 |  | 0.077918 | 1.01 |  | 0.078697 | SF
65/12 | Dock shelter |  |  | 2117.5 | EA | 1 |  | 0.21568 | 1.01 |  | 0.21783 | SF
14/37 | Sprinkler, wet, 10,000 SF, average |  |  | 3.06 | SF |  |  |  | 1.01 |  | 3.0906 | SF
14/37 | Hazard occupancy sprinkler |  |  | 0.459 | SF |  |  |  | 1.01 |  | 0.46359 | SF
14/37 | Early suppression fast response sprinkler |  |  | 0.53 | SF |  |  |  | 1.01 |  | 0.5353 | SF
14/37 | Pump for early suppression sprinkler |  |  | 1.315 | SF |  |  |  | 1.01 |  | 1.3281 | SF
[10 empty] | Sum | 252.2528 | SF
[6 empty] | Normalizing for Location | Marshall and Swift Local Multiplier for Arlington, VA |  |  |  | 1.08
[7 empty] | Divided by DoD ACF for Arlington, VA |  |  |  | 1.07
[10 empty] | RUC | 254.6103 | SF
[9 empty] | RUC with Military Cost Premium | 1.2969 | 330.212 | SF
Note: "Section" refers to the Marshall & Swift Valuation Guide section and page which contains a profile of the facility used for this FAC as well as additional information on the features included in the Marshall and Swift facility. The "Area Adjustment" is the "local multiplier" (Section 99, Pages 5 thru 10) which reflects local cost conditions and is designed to adjust the basic costs to each locality. "Current Cost Multiplier" (Section 99, Page 3) are the multipliers to update costs. Costs in each section are updated on a three year cycle. The current cost multiplier is republished monthly and is based upon nationally recognized building cost indices. As stated in Section 1 page 11 of the Marshall and Swift Valuation guide " to obtain the current replacement value the cost shown in each section ("refined" by additions such as sprinklers, elevators, etc) is mulitplied by the current cost multiplier and the local multiplier. That is: Refined Cost x Current Cost Multiplier x Local Multiplier = Final Replacement Cost.
OSD Design Criteria |  |  | Unified Facilities Criteria for Multi-Disciplinary and Facility Specific Design (4 Series) is not provided for this type of facility. The only UFC in the 4-300 Series for RDT&E facilities is 4-390-01, “O&M: Unmanned Pressure Test Facilities Safety Certification Manual”
Building construction material |  |  | No Unified Facilities Criteria UFC criteria exist for component material. The reference to Marshall and Swift commercial and public utility/governmental utility buildings includes metal and masonry construction. Selection of materials incorporated into the design must be consistent with the building use category of UFC 1-200-01 , UFC 3-600-01 and the International Building Code . The building use category is H, Hazardous
Facility size |  |  | The average area for this FAC is 9,818 SF. The building use category is H, Hazardous
Fire suppression system type, quality, and coverage |  |  | UFC 1-200-01 DOD Building Code and UFC 3-600-01, Fire Protection Engineering for Facilities, 28 November 2016 requires compliance with the IBC. International Building Code Group H Fire suppression has been included in this Replacement Unit Cost, consistent with the Fire Sprinkler Business Rule.
Inclusion of a loading dock or similar ancillary feature |  |  | No specific requirement for a loading dock is found in a Unified Facilities Criteria. A reasonable assumption is to include a loading dock based upon the function of this FAC. The number of truck docks is calculated by a consideration of number of trucks arriving and loading/unloading time for the specific design. As general guidance, the Commercial Real Estate Development Association (NAIOP) provides an estimate of the average number of loading docks per square foot of industrial or warehouse averaging 1 dock per 7,500 sf of floor space . For this FAC, 1 loading dock assemblies is provided. The guide specification for design of a loading dock is contained in the Unified Facilities Guide Specification . No elevator has been is provided in consonance with the Elevator Business Rules.
Inclusion and capacity of overhead cranes |  |  | A bridge crane has been incorporated into the replacement unit cost in consonance with the Overhead Crane Business Rule.
Established standard for components or materials |  |  | No Unified Facilities Criteria UFC criteria exist for component material, other than those consistent with fire safety noted above in building construction material. The reference to Marshall and Swift commercial and governmental utility buildings includes metal and masonry construction.
Applicable Business Rules |  |  | • M&S Selection Business Rule • Elevator Business Rule • Fire Sprinkler Business Rule • Overhead Crane Business Rule • MilCon Cost Premium Business Rule
Footnotes |  |  | Unified Facilities Criteria UFC 1-200-01 “DOD Building Code” of 20 June 2016 Unified Facilities Criteria UFC 3-600-01 “Fire Protection Engineering for Facilities” of 8 August 2016 with Change 1, 28 November 2016 International Building Code 2015
FAC | 3191 | Miscellaneous Item and Equipment RDT&E |  | UM = | SF | RPAD Ave Size | 8573 |  | Source | Marshall and Swift Valuation; October 2016
Section | TASK |  |  | Given | Units | Conversion |  | Extended Cost | Current Cost Multiplier |  | Adjusted Cost
14/16 | RDT&E Building, Class B, average |  |  | 90.12 | SF |  |  | 90.12 | 1.04 |  | 93.7248 | SF
14/37 | Sprinkler, 10,000 SF, dry, average |  |  | 4.01 | SF |  |  | 4.01 | 1.04 |  | 4.1704 | SF
58/6 | Bridge crane, 10t, 50' span |  |  | 129000 | EA | 15.0472 | per um | 15.0472 | 1.02 |  | 15.3482 | SF
58/6 | Craneway, 10t, 115'x2 = 230' |  |  | 232.5 | LF | 6.2376 | per um | 6.2376 | 1.02 |  | 6.3624 | SF
58/6 | Electrical conductor assmbly |  |  | 32.5 | LF | 0.87192 | per um | 0.87192 | 1.02 |  | 0.88936 | SF
55/5 | Overhead door, roll-up, 81 SF/door |  |  | 23.88 | SF | 1934.28 |  | 0.22562 | 1.01 |  | 0.22788 | SF
55/5 | Overhead door electric operation |  |  | 1905 |  | 1905 |  | 0.22221 | 1.01 |  | 0.22443 | SF
65/12 | Dock bumpers, 10 lf, 1 ea |  |  | 53.25 | LF | 10 | LF per UM | 0.062114 | 1.01 |  | 0.062735 | SF
65/12 | Dock leveler, hydraulic, 1 ea |  |  | 8600 | EA | 1 | per UM | 1.0031 | 1.01 |  | 1.0132 | SF
65/12 | Dock seal, 10" projection, 1 ea |  |  | 765 | EA | 1 | per UM | 0.089234 | 1.01 |  | 0.090126 | SF
65/12 | Dock shelter, 1 ea |  |  | 2117.5 | EA | 1 | per UM | 0.247 | 1.01 |  | 0.24947 | SF
[10 empty] | SUM | 122.3629 | SF
[6 empty] | Normalizing for Location | Marshall and Swift Local Multiplier for Arlington, VA |  |  |  | 1.1
[7 empty] | Divided by DoD ACF for Arlington, VA |  |  |  | 1.07
[10 empty] | RUC | 125.7937 | SF
[9 empty] | RUC with Military Cost Premium | 1.3319 | 167.5506 | SF
Note: "Section" refers to the Marshall & Swift Valuation Guide section and page which contains a profile of the facility used for this FAC as well as additional information on the features included in the Marshall and Swift facility. The "Area Adjustment" is the "local multiplier" (Section 99, Pages 5 thru 10) which reflects local cost conditions and is designed to adjust the basic costs to each locality. "Current Cost Multiplier" (Section 99, Page 3) are the multipliers to update costs. Costs in each section are updated on a three year cycle. The current cost multiplier is republished monthly and is based upon nationally recognized building cost indices. As stated in Section 1 page 11 of the Marshall and Swift Valuation guide " to obtain the current replacement value the cost shown in each section ("refined" by additions such as sprinklers, elevators, etc) is mulitplied by the current cost multiplier and the local multiplier. That is: Refined Cost x Current Cost Multiplier x Local Multiplier = Final Replacement Cost.
OSD Design Criteria |  |  | Unified Facilities Criteria for Multi-Disciplinary and Facility Specific Design (3-101-01 Architecture and 4-300 (series) RDT&E Facilities do not provide guidance for this FAC.
Building construction material |  |  | No Unified Facilities Criteria UFC criteria exist for component. material. Applying the Marshall and Swift Selection Business Rule, the FAC is Marshall & Swift RDT&E Building. Class B, Average Quality.
Facility size |  |  | The average area for this FAC is 7992 SF. The Occupancy Group assigned is B, Business.
Fire suppression system type, quality, and coverage |  |  | International Building Code Group B A fire sprinkler has been incorporated.
Inclusion of a loading dock or similar ancillary feature |  |  | No Unified Facilities Criteria (UFC) requirement exists for the incorporation of a loading dock. As general guidance, the Commercial Real Estate Development Association (NAIOP) provides an estimate of the average number of loading docks per square foot of industrial or warehouse averaging 1 dock per 7,500 sf of floor space . For this FAC, 1 loading dock assemblies are provided. The guide specification for design of a loading dock is contained in the Unified Facilities Guide Specification . The average number of floors is 1.3 yielding 0 elevators for the maximum number of occupants applying the Elevator Business Rule.
Inclusion and capacity of overhead cranes |  |  | One overhead crane is provided, applying the Overhead Crane Business Rule
Established standard for components or materials |  |  | No Unified Facilities Criteria UFC criteria exist for component material
Applicable Business Rules |  |  | • M&S Selection Business Rule • Elevator Business Rule • Fire Sprinkler Business Rule • Overhead Crane Business Rule • MilCon Cost Premium Business Rule
Footnotes |  |  | Unified Facilities Criteria UFC 3-101-01 Architecture, with Change 3, dated 11/28/2011 Commercial Real Estate Development Association, NAIOP Research Foundation, “NAIOP Terms and Definitions: North American Office and Industrial Market, pg. 12. Unified Facility Guide Specification (UFGS) UFGS-11 13 19.13 (August 2009)
FAC | 3201 | Underwater Equipment RDT&E Facility |  | UM = | SF | RPAD Ave Size | 9831 |  | Source | Marshall and Swift Valuation; October 2016
Section | TASK |  |  | Given | Units | Conversion |  | Extended Cost | Current Cost Multiplier |  | Adjusted Cost
14/16 | RDT&E Building, Class B, average (incl elev) |  |  | 90.12 | SF |  |  | 90.12 | 1.04 |  | 93.7248 | SF
14/37 | Sprinkler, 10,000 SF, dry, average |  |  | 4.01 | SF |  |  | 4.01 | 1.04 |  | 4.1704 | SF
58/6 | Bridge crane, 10t, 50' span |  |  | 129000 | EA | 13.1218 | per um | 13.1218 | 1.02 |  | 13.3842 | SF
58/6 | Craneway, 10t, 100'x2 = 200' |  |  | 232.5 | LF | 4.7299 | per um | 4.7299 | 1.02 |  | 4.8245 | SF
58/6 | Electrical conductor assmbly |  |  | 32.5 | LF | 0.66117 | per um | 0.66117 | 1.02 |  | 0.6744 | SF
55/5 | Overhead door, roll-up, 81 SF/door |  |  | 23.88 | SF | 1934.28 |  | 0.19675 | 1.01 |  | 0.19872 | SF
55/5 | Overhead door electric operation |  |  | 1905 |  | 1905 |  | 0.19377 | 1.01 |  | 0.19571 | SF
65/12 | Dock bumpers, 10 lf, 1 ea |  |  | 53.25 | LF | 10 | LF per UM | 0.054165 | 1.01 |  | 0.054707 | SF
65/12 | Dock leveler, hydraulic, 1 ea |  |  | 8600 | EA | 1 | per UM | 0.87478 | 1.01 |  | 0.88353 | SF
65/12 | Dock seal, 10" projection, 1 ea |  |  | 765 | EA | 1 | per UM | 0.077815 | 1.01 |  | 0.078593 | SF
65/12 | Dock shelter, 1 ea |  |  | 2117.5 | EA | 1 | per UM | 0.21539 | 1.01 |  | 0.21754 | SF
[10 empty] | SUM | 118.4071 | SF
[6 empty] | Normalizing for Location | Marshall and Swift Local Multiplier for Arlington, VA |  |  |  | 1.1
[7 empty] | Divided by DoD ACF for Arlington, VA |  |  |  | 1.07
[10 empty] | RUC | 121.727 | SF
[9 empty] | RUC with Military Cost Premium | 1.3319 | 162.134 | SF
Note: "Section" refers to the Marshall & Swift Valuation Guide section and page which contains a profile of the facility used for this FAC as well as additional information on the features included in the Marshall and Swift facility. The "Area Adjustment" is the "local multiplier" (Section 99, Pages 5 thru 10) which reflects local cost conditions and is designed to adjust the basic costs to each locality. "Current Cost Multiplier" (Section 99, Page 3) are the multipliers to update costs. Costs in each section are updated on a three year cycle. The current cost multiplier is republished monthly and is based upon nationally recognized building cost indices. As stated in Section 1 page 11 of the Marshall and Swift Valuation guide " to obtain the current replacement value the cost shown in each section ("refined" by additions such as sprinklers, elevators, etc) is mulitplied by the current cost multiplier and the local multiplier. That is: Refined Cost x Current Cost Multiplier x Local Multiplier = Final Replacement Cost.
OSD Design Criteria |  |  | Unified Facilities Criteria for Multi-Disciplinary and Facility Specific Design (3-101-01 Architecture and 4-300 (series) RDT&E Facilities do not provide guidance for this FAC.
Building construction material |  |  | No Unified Facilities Criteria UFC criteria exist for component material. Applying the Marshall and Swift Selection Business Rule, the FAC is Marshall & Swift RDT&E Building. Class B, Average Quality.
Facility size |  |  | The average area for this FAC is 9,831 SF. The Occupancy Group assigned is B, Business.
Fire suppression system type, quality, and coverage |  |  | International Building Code Group B. A fire sprinkler has been incorporated.
Inclusion of a loading dock or similar ancillary feature |  |  | No Unified Facilities Criteria (UFC) requirement exists for the incorporation of a loading dock. As general guidance, the Commercial Real Estate Development Association (NAIOP) provides an estimate of the average number of loading docks per square foot of industrial or warehouse averaging 1 dock per 7,500 sf of floor space . For this FAC, 1 loading dock assemblies are provided. The guide specification for design of a loading dock is contained in the Unified Facilities Guide Specification . The average number of floors is 1.51 yielding 1 elevators for the maximum number of occupants applying the Elevator Business Rule. The Marshall and Swift R&D building, type 392, Class B building includes an elevator in the basic square foot cost.
Inclusion and capacity of overhead cranes |  |  | One overhead crane is provided, applying the Overhead Crane Business Rule
Established standard for components or materials |  |  | No Unified Facilities Criteria UFC criteria exist for component material
Applicable Business Rules |  |  | • M&S Selection Business Rule • Elevator Business Rule • Fire Sprinkler Business Rule • Overhead Crane Business Rule • MilCon Cost Premium Business Rule
Footnotes |  |  | Unified Facilities Criteria UFC 3-101-01 Architecture, with Change 3, dated 11/28/2011 Commercial Real Estate Development Association, NAIOP Research Foundation, “NAIOP Terms and Definitions: North American Office and Industrial Market, pg. 12. Unified Facility Guide Specification (UFGS) UFGS-11 13 19.13 (August 2009)
FAC | 3711 | RDT&E Range Building |  | UM = | SF | RPAD Ave Size | 2895 | Source | USACE PAX Newsletter 3.2.2 Dated 6 April 2017
CATCODE | Description |  |  | Unit Cost | Reference Size |  |  | Inflation Adjustment by MCP Index |  | Adjusted Cost
17123 | After Action Review (AAR) Bld - Small |  |  | 307 | 1100 |  |  | 0.94232 |  | 289.293 | SF
17213 | Mission Command Trng Center |  |  | 382 | 43000 |  |  | 0.94232 |  | 359.9671 | SF
[9 empty] | RUC | 324.63 | SF
FAC | 3712 | RDT&E Range Facility |  | UM = | EA | Design Size | 1 | Source | USACE PAX Newsletter 3.2.2 and Marshall and Swift; Oct 2016
CATCODE | Description |  |  | Unit Cost | Reference Size | UoM |  | Inflation Adjustment by MCP Index |  | Adjusted Cost
62010 | Underground Administrative Facility (USACE Pax Dated 20 Mar 2009) |  |  | 235 | 230 | SF |  | 1.1847 |  | 64032.6485 | EA
17971 | Control Tower - open observation deck (USACE Pax Dated 4 Apr 2017) |  |  | 418241 |  | EA |  | 0.94232 |  | 394117.8355 | EA
FAC 1321 | Communications Facility (Marshall and Swift / October 2015) |  |  | 58630.925 |  | EA |  |  |  | 58630.925 | EA
[9 empty] | Sum | 516781.4091 | EA
[9 empty] | RUC | 516781.4091 | EA
FAC | 3713 | RDT&E Range Complex |  | UM = | EA | Design Size | 1 | Source | USACE PAX Newsletter 3.2.2 and Marshall and Swift; Oct 2016
CATCODE | Description |  |  | Unit Cost | Reference Size | UoM |  | Inflation Adjustment by MCP Index |  | Adjusted Cost
17123 | Combined ROC/AAR-Digital Range (USACE Pax Dated 4 Jan 2011) |  |  | 207 | 2576 | SF |  | 1.1245 |  | 599592.9314 | EA
62010 | Underground Administrative Facility (USACE Pax Dated 20 Mar 2009) |  |  | 235 | 230 | SF |  | 1.1847 |  | 64032.6485 | EA
17971 | Control Tower - open observation deck (USACE Pax Dated 4 Apr 2017) |  |  | 418241 | 1 | EA |  | 0.94232 |  | 394117.8355 | EA
85110 | 8" Thick Reinforced Concrt Pavmt 4500 PSI 12' pass |  |  | 56 | 240 | SY |  | 0.94232 |  | 12664.8122 | EA
FAC 1321 | Communications Facility (Marshall and Swift / October 2016) |  |  | 58630.925 | 1 | EA |  |  |  | 58630.925 | EA
| Reference Sizes Extracted from RPAD | [7 empty] | RUC | 1129039.1526 | EA
FAC | 3904 | Propulsion Engine Test Cell |  | UM = | EA | RPAD Ave Size | 27661 | Source | USACE PAX 4 Jan 2011 and Navy Military Construction Program
CATCODE | Description |  |  | Unit Price | Units | Conversion |  | Area Adjustment | Inflation Adjustment | Adjusted Cost
21140 | Aircraft Engine Test facility |  |  | 229 | SF | 27661 | SF to EA | 1 | 1.1245 | 7122683.7045 | EA
MCON | Engine Test Cell |  |  | 9590000 | EA | NA |  | 0.98 | 1.1764 | 11511914.2857 | EA
[9 empty] | Average | 9317298.9951 | EA
| RPAD Average Size derived from 2016 RPAD Facility table dimensions. |  |  |  |  | Military Cost Premium not multiplied as cost derived from MILCON |  |  | RUC | 9317298.9951 | EA
Cost from MCON project P-670, Construct Jet Engine Test Cell, MCAS New River, FY-08 Area Cost Factor derived from USACE PAX 3.2.1 Area Cost Factors, March 2017.
FAC | 4111 | Bulk Liquid Fuel Storage - 50,000 BL |  | UM = | BL | Design Size | 50000 | Source | PACES 1.2 DLA/DESC Fuels Facilities Study, March 2009
Assembly | Description |  |  | Qty | UoM | Material | Labor | Equip | Bare | Tot w/OP
G3060032001 | Earthwork, Vertical Abv Grd Tank |  |  | 5162 | CY | 123873.6278 | 9441.0861 | 13276.5547 | 97267.05 | 146591.2686 | CY
G3060032101 | Concrete, Vertical Abv Grd Tank |  |  | 151 | CY | 67551.9545 | 69644.6289 | 2861.7309 | 83626.55 | 140058.3144 | CY
G3060032201 | Pipes And Fittings, Vertical Abv Grd Tank |  |  | 1178 | LF | 66473.4757 | 23716.1901 | 0 | 57094.36 | 90189.6657 | LF
G3060032301 | Electrical, Vertical Abv Grd Tank |  |  | 12756.41 | LF | 226084.2939 | 169654.2096 | 0 | 240453.23 | 395738.5035 | LF
G3060032401 | Controls, Vertical Abv Grd Tank |  |  | 63 | EA | 39125.5247 | 7900.3063 | 931.6151 | 31082.41 | 47957.4461 | EA
G3060032505 | Tank, 6558200 L (55000 bbl), Vertical Abv Grd Tank |  |  | 1 | EA | 0 | 0 | 0 | 1056000 | 1251351.2044 | EA
G3060032701 | Concrete Covered Berm |  |  | 951.75 | LF | 438413.7627 | 46951.8028 | 62607.6618 | 361804.43 | 547973.2274 | LF
G3060032703 | Concrete Covered Basin |  |  | 42460.28 | SF | 446411.7443 | 320342.7616 | 1834.8279 | 468404.82 | 768589.3338 | SF
G3060032902 | Tank Reinforcing |  |  | 11 | TON | 37978.2669 | 6367.3481 | 1573.6903 | 29945.21 | 45919.3054 | TON
[8 empty] | System Cost |  | 3434368.2692 | Tot
[9 empty] | Cost per BL | 68.6874 | BL
FAC | 4111 | Bulk Liquid Fuel Storage - 80,000 BL |  | UM = | BL | Design Size | 80000 | Source | PACES 1.2 DLA/DESC Fuels Facilities Study, March 2009
Assembly | Description |  |  | Qty | UoM | Material | Labor | Equip | Bare | Tot w/OP
G3060032001 | Earthwork, Vertical Abv Grd Tank |  |  | 7504 | CY | 180075.1072 | 13724.5079 | 19300.1291 | 141397.12 | 213099.7442 | CY
G3060032101 | Concrete, Vertical Abv Grd Tank |  |  | 219 | CY | 97972.7022 | 101007.773 | 4150.4575 | 121286.19 | 203130.9328 | CY
G3060032201 | Pipes And Fittings, Vertical Abv Grd Tank |  |  | 1713 | LF | 96663.0423 | 34487.1253 | 0 | 83024.31 | 131150.1676 | LF
G3060032301 | Electrical, Vertical Abv Grd Tank |  |  | 18530.03 | LF | 328411.2652 | 246440.6204 | 0 | 349283.65 | 574851.8856 | LF
G3060032401 | Controls, Vertical Abv Grd Tank |  |  | 92 | EA | 57135.6868 | 11536.9553 | 1360.4538 | 45390.19 | 70033.0959 | EA
G3060032506 | Tank, 9539200 L (80000 bbl), Vertical Abv Grd Tank |  |  | 1 | EA | 0 | 0 | 0 | 1680000 | 1990786.0069 | EA
G3060032701 | Concrete Covered Berm |  |  | 1147.85 | LF | 528745.1931 | 56625.8228 | 75507.4386 | 436351.16 | 660878.4545 | LF
G3060032703 | Concrete Covered Basin |  |  | 61760.4 | SF | 649326.097 | 465953.0528 | 2668.8403 | 681316.03 | 1117947.9902 | SF
G3060032902 | Tank Reinforcing |  |  | 16 | TON | 55241.1155 | 9261.5973 | 2289.0041 | 43556.67 | 66791.7169 | TON
[8 empty] | System Cost |  | 5028669.9946 | Tot
[9 empty] | Cost per BL | 62.8584 | BL
FAC | 4111 | Bulk Liquid Fuel Storage -150,000 BL |  | UM = | BL | Design Size | 150000 | Source | PACES 1.2 DLA/DESC Fuels Facilities Study, March 2009
Assembly | Description |  |  | Qty | UoM | Material | Labor | Equip | Bare | Tot w/OP
G3060032001 | Earthwork, Vertical Abv Grd Tank |  |  | 12252 | CY | 294532.8655 | 22447.9591 | 31567.5076 | 230863.21 | 348548.3322 | CY
G3060032101 | Concrete, Vertical Abv Grd Tank |  |  | 358 | CY | 160438.9889 | 165409.1866 | 6796.7422 | 198266.92 | 332644.9177 | CY
G3060032201 | Pipes And Fittings, Vertical Abv Grd Tank |  |  | 2797 | LF | 158110.78 | 56410.2489 | 0 | 135562.76 | 214521.0288 | LF
G3060032301 | Electrical, Vertical Abv Grd Tank |  |  | 34696.18 | LF | 616012.4698 | 462257.271 | 0 | 654009.11 | 1078269.7409 | LF
G3060032401 | Controls, Vertical Abv Grd Tank |  |  | 151 | EA | 93942.5815 | 18969.0791 | 2236.8602 | 74499.11 | 115148.5208 | EA
G3060032508 | Tank, 1788600 L (150000 bbl), Vertical Abv Grd Tank |  |  | 1 | EA | 0 | 0 | 0 | 2232000 | 2644901.4092 | EA
G3060032701 | Concrete Covered Berm |  |  | 1571.76 | LF | 725292.9293 | 77675.0492 | 103575.4311 | 597499.06 | 906543.4096 | LF
G3060032703 | Concrete Covered Basin |  |  | 115800.75 | SF | 1219635.4747 | 875204.116 | 5012.9085 | 1277467.55 | 2099852.4993 | SF
G3060032902 | Tank Reinforcing |  |  | 30 | TON | 103759.9204 | 17396.1476 | 4299.4585 | 81668.75 | 125455.5265 | TON
PACES Input Parameters: Project Location = Ft Myer, VA (ACF= 1.00) Midpoint of Construction: 1 October 2016 SIOH = 0 % / Contingency = 0 % / Planning and Design = 0 % RUC is a weighted average of three tank sizes based on an original survey of 273 bulk AGST POL tanks. | [7 empty] | System Cost |  | 7865885.385 | Tot
[9 empty] | Cost per BL | 52.4392 | BL
[5 empty] | % of Inventory in Original Study |  | 0.67399 |  | 50,000 BL Unit Cost | 68.6874 | BL
[7 empty] | 0.1978 |  | 80,000 BL Unit CostRUC | 62.8584 | BL
[7 empty] | 0.12821 |  | 150,000 BL Unit Cost | 52.4392 | BL
[9 empty] | Weighted RUC | 65.4513 | BL
FAC | 4113 | Cut-and-Cover Bulk Liquid Fuel Storage |  | UM = | BL | Design Size | 50000 | Source | PACES 1.2 DLA/DESC Fuels Facilities Study, March 2009
Assembly | Description |  |  | Qty | UoM | Material | Labor | Equip | Bare | Tot w/OP
G3060032007 | Earthwork, Cut And Covered Tank |  |  | 7796.07 | CY | 5859803.4826 | 17519955.7482 | 20051.3269 | 13068418.83 | 23399810.5578 | CY
G3060032107 | Concrete, Cut And Covered Tank |  |  | 150 | CY | 64712.2939 | 43505.4112 | 2842.7791 | 68111.4 | 111060.4842 | CY
G3060032207 | Pipes And Fittings, Cut And Covered Tank |  |  | 1100 | LF | 3871006.3206 | 1514667.9382 | 233524.198 | 3551533.81 | 5619198.4568 | LF
G3060032307 | Electrical, Cut And Covered Tank |  |  | 12018.58 | LF | 161518.1152 | 126190.7166 | 0 | 174376.38 | 287708.8317 | LF
G3060032407 | Controls, Cut And Covered Tank |  |  | 60 | EA | 37262.4044 | 7855.4719 | 887.2525 | 29774.58 | 46005.1289 | EA
G3060032583 | Tank, 7948000 L (50000 bbl) Cut And Cover |  |  | 1 | EA | 9138.2467 | 1645.355 | 11.446 | 7016.95 | 10795.0478 | EA
G3060032902 | Tank Reinforcing |  |  | 1.5 | TON | 5178.8546 | 868.2747 | 214.5941 | 4083.44 | 6261.7235 | TON
PACES Input Parameters: Project Location = Ft Myer, VA (ACF= 1.00) Midpoint of Construction: 1 October 2016 SIOH = 0 % / Contingency = 0 % / Planning and Design = 0 % Designed as a Cut and Cover UGST 50,000 BBLs per original study | [7 empty] | System Cost |  | 29480840.2306 | Tot
[9 empty] | Cost per BL | 589.6168 | BL
[9 empty] | RUC | 589.6168 | BL
FAC | 4114 | Small Bulk Storage |  | UM = | GA | RPAD Ave Size | 13945 | Source | Marshall and Swift Valuation; October 2016
Section | TASK |  |  | Given | Units | Conversion |  | Current Cost Multiplier |  | Adjusted Cost
61/6 | Above Ground Fuel Storage, 1000 GA, double walled |  |  | 12900 | EA | 1000 | EA to GA | 1.02 |  | 13.158 | GA
61/6 | Horizontal Bulk Storage, 1,500 GA |  |  | 4625 | EA | 1500 | EA to GA | 1.02 |  | 3.145 | GA
[9 empty] | Average | 8.1515 | GA
51/2 | Backfill and Compaction, confined, medium earth |  |  | 29.25 | CY | 0.0076013 | CY to GA | 1.04 |  | 0.23123 | GA
53/10 | Water Well, w/o pump, 130' deep, 5" casing assume 2 monitoring wells |  |  | 34 | FT | 0.0093223 | FT to GA | 1.02 |  | 0.6466 | GA
51/2 | Geotextile Fabric |  |  | 2.525 | SY | 0.068842 | SY to GA | 1.04 |  | 0.18078 | GA
| Containment berm assume 60' x 6' x 8' = 2880 cf = 106 cy = 960 sy | [7 empty] | Sum | 9.2101 | GA
[5 empty] | Normalizing for Location | Marshall and Swift Local Multiplier for Arlington, VA |  |  |  | 1.07
[6 empty] | Divided by DoD ACF for Arlington, VA |  |  |  | 1.07
[9 empty] | RUC | 9.2101 | GA
[8 empty] | RUC with Military Construction Premium | 1.021 | 9.4035 | GA
FAC | 4121 | Bulk Liquid Storage, Other Than Fuel |  | UM = | GA | RPAD Ave Size | 112811 | Source | USACE PAX Newsletter 3.2.2 Dated 4 Jan 2011
CATCODE | Description |  |  | Unit Cost | Reference Size | Conversion |  | Inflation Adjustment by MCP Index |  | Adjusted Cost
41150 | Liquid Fuel Storage Tank - Bulk AGST |  |  | 91 | 105000 | 42 | GA/BL | 1.1245 |  | 2.4363 | GA
| PAX Unit Cost in Barrels (42 GA per BL) | [7 empty] | RUC | 2.4363 | GA
FAC | 4211 | Ammunition Storage, Depot and Arsenal |  | UM = | SF | RPAD Ave Size | 2721 | Source | USACE PAX Newsletter 3.2.2 Dated 16 May 2016
CATCODE | Description |  |  | Unit Cost | Reference Size | Conversion |  | Inflation Adjustment by MCP Index |  | Adjusted Cost
42120 | Hi Explosive Magazine w/Crane |  |  | 351 | 800 |  |  | 0.96117 |  | 337.3702 | SF
[9 empty] | RUC | 337.3702 | SF
FAC | 4212 | Intercontinental Ballistic Missile Storage Facility |  | UM = | SF | RPAD Ave Size | 2993 | Source | Marshall and Swift Valuation; October 2016
Section | TASK |  |  | Given | Units | Conversion |  | Current Cost Multiplier |  | Adjusted Cost
14/15 | Industrials, Heavy Manufacturing, A, average |  |  | 149.46 | SF |  |  | 1.01 |  | 150.9546 | SF
58/6 | Bridge Crane, 10T, 1 ea, Span = 50 ft |  |  | 129000 | EA | 2993 | SF Conversion | 1.02 |  | 43.9626 | SF
58/6 | Craneway, 10T, 60 LF x 2 = 120 LF |  |  | 286.5 | LF | 120 | LF Conversion | 1.02 |  | 11.7165 | SF
58/6 | Craneway electrical conductor assembly |  |  | 32.5 | LF | 120 |  | 1.02 |  | 1.3291 | SF
14/37 | Sprinkler, dry, 2500 SF, average |  |  | 5.06 | SF |  |  | 1.01 |  | 5.1106 | SF
[9 empty] | Sum | 213.0734 | SF
[5 empty] | Normalizing for Location | Marshall and Swift Local Multiplier for Arlington, VA |  |  |  | 1.08
[6 empty] | Divided by DoD ACF for Arlington, VA |  |  |  | 1.07
| Crane bay assumed dimension = 50' x 60' | [7 empty] | RUC | 215.0648 | SF
[6 empty] | RUC with Military Construction Premium |  |  | 1.1932 | 256.6229 | SF
FAC | 4221 | Ammunition Storage, Installation |  | UM = | SF | RPAD Ave Size | 2222 | Source | USACE PAX Newsletter 3.2.2 Dated 16 May 2016
CATCODE | Description |  |  | Unit Cost | Reference Size | Conversion |  | Inflation Adjustment by MCP Index |  | Adjusted Cost
42183 | General Purpose Magazine w/o Crane |  |  | 229 | 2400 |  |  | 0.96117 |  | 220.1077 | SF
[9 empty] | RUC | 220.1077 | SF
FAC | 4222 | Ammunition Storage Shed, Installation |  | UM = | SF | RPAD Ave Size |  | Source | USACE PAX Newsletter 3.2.2 Dated 16 May 2016
CATCODE | Description |  |  | Unit Cost | Reference Size | UoM |  | Inflation Adjustment by MCP Index |  | Adjusted Cost
44222 | Storage Shed (Covered, not Enclosed) |  |  | 126 | 2900 | SF |  | 0.96117 |  | 121.1073 | SF
[9 empty] | RUC | 121.1073 | SF
FAC | 4231 | Liquid Propellant Storage, Ammunition Related |  | UM = | GA | RPAD Ave Size | 14722 | Source | Marshall and Swift Valuation; October 2016
Section | TASK |  |  | Given | Units | Conversion |  | Current Cost Multiplier |  | Adjusted Cost
61/8 | Welded Steel Pressure Tank, 15,000 gallons |  |  | 114000 | EA | 14722 | GA Conversn | 1.02 |  | 7.8984 | GA
[5 empty] | Normalizing for Location | Marshall and Swift Local Multiplier for Arlington, VA |  |  |  | 1.07
[6 empty] | Divided by DoD ACF for Arlington, VA |  |  |  | 1.07
[9 empty] | RUC | 7.8984 | GA
[8 empty] | RUC with Military Construction Premium | 1.021 | 8.0642 | GA
FAC | 4241 | Battery Storage, Weapon Related |  | UM = | SF | RPAD Ave Size | 1903 | Source | USACE PAX Newsletter 3.2.2 Dated 20 Mar 2009
CATCODE | Description |  |  | Unit Cost | Reference Size | UoM |  | Inflation Adjustment by MCP Index |  | Adjusted Cost
21850 | Battery Shop |  |  | 147 | 5000 | SF |  | 1.1847 |  | 174.1498 | SF
43211 | Cold Storage Warehouse, w/o Processing |  |  | 242 | 6000 | SF |  | 1.1847 |  | 286.6957 | SF
[9 empty] | Average | 230.4228 | SF
[9 empty] | RUC | 230.4228 | SF
FAC | 4251 | Open Ammunition Storage |  | UM = | SY | RPAD Ave Size | 1693 | Source | Marshall and Swift Valuation; October 2016
Section | TASK |  |  | Given | Units | Conversion |  | Current Cost Multiplier |  | Adjusted Cost
66/1 | Aggregate (rock) Base, 4" |  |  | 0.71 | SF | 9 | SF / SY | 1.01 |  | 6.4539 | SY
66/1 | Paving, 4" asphaltic concrete |  |  | 2.12 | SF | 9 | SF / SY | 1.01 |  | 19.2708 | SY
66/1 | Paving, 6" concrete |  |  | 3.75 | SF | 9 | SF / SY | 1.01 |  | 34.0875 | SY
[8 empty] | Average Asphalt and Concrete |  | 26.6791 | SY
[9 empty] | Sum | 33.133 | SY
[5 empty] | Normalizing for Location | Marshall and Swift Local Multiplier for Arlington, VA |  |  |  | 1.07
[6 empty] | Divided by DoD ACF for Arlington, VA |  |  |  | 1.07
[8 empty] | RUC |  | 33.133 | SY
[8 empty] | RUC with Military Cost Premium | 1.0906 | 36.1333 | SY
Note: "Section" refers to the Marshall & Swift Valuation Guide section and page which contains a profile of the facility used for this FAC as well as additional information on the features included in the Marshall and Swift facility. The "Area Adjustment" is the "local multiplier" (Section 99, Pages 5 thru 10) which reflects local cost conditions and is designed to adjust the basic costs to each locality. "Current Cost Multiplier" (Section 99, Page 3) are the multipliers to update costs. Costs in each section are updated on a three year cycle. The current cost multiplier is republished monthly and is based upon nationally recognized building cost indices. As stated in Section 1 page 11 of the Marshall and Swift Valuation guide " to obtain the current replacement value the cost shown in each section ("refined" by additions such as sprinklers, elevators, etc) is mulitplied by the current cost multiplier and the local multiplier. That is: Refined Cost x Current Cost Multiplier x Local Multiplier = Final Replacement Cost.
OSD Design Criteria |  |  | Unified Facilities Criteria for Multi-Disciplinary and Facility Specific Design (3-500 Electrical, 4-200 Maintenance and Production Facilities, and 4-800 Utilities and Ground Improvements Series) is not provided for this type of facility. FAC 4251 aggregates 5 category codes – 1 Air Force, 1 Army and 3 Navy; Navy category codes include a container holding yard (empty) and a barricaded module.
Building construction material |  |  | No Unified Facilities Criteria UFC criteria exist for component material. The calculation using Marshall and Swift averages asphalt and concrete paved storage areas.
Facility size |  |  | The average area for this FAC is 1693 SY based on 2,022 records.
Fire suppression system type, quality, and coverage |  |  | UFC 3-600-01, Fire Protection Engineering for Facilities, 28 November 2016 states this type of facility must be located (“sited”) in accordance with DoD 6055.09-M, but that sprinklers and hydrant protection are not required for ammunition/explosive storage facilities.
Inclusion of a loading dock or similar ancillary feature |  |  | No Unified Facilities Criteria (UFC) requirement exists for the incorporation of a loading dock No elevator is provided in consonance with the Elevator Business Rules.
Inclusion and capacity of overhead cranes |  |  | No Unified Facilities Criteria UFC requirement exists for the incorporation of overhead cranes.
Established standard for components or materials |  |  | No Unified Facilities Criteria UFC criteria exist for component material. The reference to Marshall and Swift commercial and governmental utility buildings includes metal and masonry construction.
Applicable Business Rules |  |  | • M&S Selection Business Rule • Overhead Crane Business Rule • MilCon Cost Premium Business Rule
Footnotes |  |  | Unified Facilities Criteria UFC 3-600-01 of 8 August 2016 with Change 1, 28 November 2016
FAC | 4311 | Cold Storage, Depot |  | UM = | SF | RPAD Ave Size | 15302 | Source | Marshall and Swift Valuation; October 2016
Section | TASK |  |  | Given | Units | Conversion |  | Current Cost Multiplier |  | Adjusted Cost
14/24 | Cold Storage Facility, B, Average |  |  | 79.39 | SF |  |  | 1.04 |  | 82.5656 | SF
14/24 | Complete HVAC, Sharp Freeze, Extreme Climate |  |  | 21.05 | SF |  |  | 1.04 |  | 21.892 | SF
14/37 | Sprinkler, dry, 15,000 sf, average |  |  | 3.74 | SF |  |  | 1.04 |  | 3.8896 | SF
[9 empty] | Sum | 108.3472 | SF
[5 empty] | Normalizing for Location | Marshall and Swift Local Multiplier for Arlington, VA |  |  |  | 1.1
[6 empty] | Divided by DoD ACF for Arlington, VA |  |  |  | 1.07
[9 empty] | RUC | 111.385 | SF
[6 empty] | RUC with Military Construction Premium |  |  | 1.1687 | 130.1748 | SF
FAC | 4321 | Cold Storage, Installation |  | UM = | SF | RPAD Ave Size | 8820 | Source | Marshall and Swift Valuation; October 2016
Section | TASK |  |  | Given | Units | Conversion |  | Current Cost Multiplier |  | Adjusted Cost
14/24 | Cold Storage Facility, B, Average |  |  | 79.39 | SF |  |  | 1.04 |  | 82.5656 | SF
14/24 | Complete HVAC, Chiller/Freezer, Moderate Climate |  |  | 13.2 | SF |  |  | 1.04 |  | 13.728 | SF
14/37 | Sprinkler, dry, 10,000 SF, average |  |  | 4.01 | SF |  |  | 1.04 |  | 4.1704 | SF
[9 empty] | Sum | 100.464 | SF
[5 empty] | Normalizing for Location | Marshall and Swift Local Multiplier for Arlington, VA |  |  |  | 1.1
[6 empty] | Divided by DoD ACF for Arlington, VA |  |  |  | 1.07
[9 empty] | RUC | 103.2807 | SF
[8 empty] | RUC with Military Construction Premium | 1.1652 | 120.3425 | SF
FAC | 4411 | Covered Storage Building, Depot |  | UM = | SF | RPAD Ave Size | 19151.4378 | Source | Table 2, UFC 3-701-1 as of 17 Feb 2017
CATCODE | Description |  |  | Unit Cost | Reference Size |  |  | Inflation Adjustment |  | Adjusted Cost
GUC | Warehouse/Storage Facilities: Large, High Bay |  |  | 190 | 25000 |  |  | NA: GUCs are as of October, 2016 |  | 190 | SF
[9 empty] | RUC | 190 | SF
FAC | 4412 | Covered Storage Shed, Depot |  | UM = | SF | RPAD Ave Size | 9550 | Source | USACE PAX Newsletter 3.2.2 Dated 16 May 2016
CATCODE | Description |  |  | Unit Cost | Reference Size | UoM |  | Inflation Adjustment by MCP Index |  | Adjusted Cost
44222 | Storage Shed (Covered, not Enclosed) |  |  | 126 | 2900 | SF |  | 0.96117 |  | 121.1073 | SF
[9 empty] | RUC | 121.1073 | SF
FAC | 4413 | Hazardous Materials Storage, Depot |  | UM = | SF | RPAD Ave Size | 4307 | Source | Guidance Unit Cost, March 2013
| Description |  |  | Unit Cost | Reference Size |  |  | Inflation Adjustment by MCP Index |  | Adjusted Cost
| Hazardous / Flammable Storage > 1,000 SF |  |  | 367 | 4300 |  |  | 1.1643 |  | 427.2949 | SF
[9 empty] | RUC | 427.2949 | SF
FAC | 4414 | Controlled Humidity Storage, Depot |  | UM = | SF | RPAD Ave Size | 20667 |  | Source | Marshall and Swift Valuation; October 2016
Section | TASK |  |  | Given | Units | Conversion |  | Extended Price | Current Cost Multiplier |  | Adjusted Cost
14/24 | Cold Storage Facility, B, Average, Complete HVAC |  |  | 79.39 | SF |  |  |  | 1.04 |  | 82.5656 | SF
55/5 | Overhead door, roll-up, 3 std 9'x9' doors @81 sf |  |  | 23.88 | SF of door | 243 | SF total | 0.28078 | 1.01 |  | 0.28359 | SF
55/5 | Overhead door electric operator |  |  | 1905 | EA | 3 | EA | 0.27653 | 1.01 |  | 0.27929 | SF
65/12 | Dock bumper, 10 ft length |  |  | 53.25 | EA | 30 | LF | 0.077297 | 1.01 |  | 0.07807 | SF
65/12 | Dock leveler, hydraulic |  |  | 8600 | EA | 3 | EA | 1.2484 | 1.01 |  | 1.2609 | SF
65/12 | Dock seal, 10 inch projection |  |  | 765 | EA | 3 | EA | 0.11105 | 1.01 |  | 0.11216 | SF
65/12 | Dock shelter |  |  | 2117.5 | EA | 3 | EA | 0.30737 | 1.01 |  | 0.31045 | SF
14/37 | Sprinkler, dry, 20K SF, Average |  |  | 3.53 | SF |  |  |  | 1.04 |  | 3.6712 | SF
[10 empty] | Sum | 88.5612 | SF
[6 empty] | Normalizing for Location | Marshall and Swift Local Multiplier for Arlington, VA |  |  |  | 1.1
[7 empty] | Divided by DoD ACF for Arlington, VA |  |  |  | 1.07
[10 empty] | RUC | 91.0442 | SF
[9 empty] | RUC with Military Cost Premium | 1.1687 | 106.4028 | SF
Note: "Section" refers to the Marshall & Swift Valuation Guide section and page which contains a profile of the facility used for this FAC as well as additional information on the features included in the Marshall and Swift facility. The "Area Adjustment" is the "local multiplier" (Section 99, Pages 5 thru 10) which reflects local cost conditions and is designed to adjust the basic costs to each locality. "Current Cost Multiplier" (Section 99, Page 3) are the multipliers to update costs. Costs in each section are updated on a three year cycle. The current cost multiplier is republished monthly and is based upon nationally recognized building cost indices. As stated in Section 1 page 11 of the Marshall and Swift Valuation guide " to obtain the current replacement value the cost shown in each section ("refined" by additions such as sprinklers, elevators, etc) is mulitplied by the current cost multiplier and the local multiplier. That is: Refined Cost x Current Cost Multiplier x Local Multiplier = Final Replacement Cost.
OSD Design Criteria |  |  | Unified Facilities Criteria (UFC) 4-440-01, Warehouse and Storage Facilities , provides general guidance for this FAC.
Building construction material |  |  | UFC 4-440-01 states a controlled humidity warehouse is similar to a general purpose warehouse except that it is designed with enhanced features for humidity control. UFC 4-440-01 allows the use of insulated metal siding, brink or concrete masonry, or tilt-up precast or cast in place concrete panels . This is consistent with the type of building selected using the Marshall & Swift Business Rule, the FAC is Marshall & Swift Class B, Average Quality.
Facility size |  |  | The average area of this FAC is 24044 SF. The International Building Code Occupancy Group assigned is B, Business.
Fire suppression system type, quality, and coverage |  |  | International Building Code Group B UFC 4-440-01 requires compliance with the NFPA 13 and UFC 3-600-01 . UFC 3-600-01 refers the designer to the International Building Code. The Fire Sprinkler Business Rule incorporates the requirements of NFPA, UFC 3-600-01 and the International Building Code. Application of the Fire Sprinkler Business Rule requires a sprinkler system to be installed in this type of facility.
Inclusion of a loading dock or similar ancillary feature |  |  | Unified Facilities Criteria (UFC) 4-440-01 sets a requirement for loading docks. Although the number of truck docks is calculated by a consideration of number of trucks arriving and loading/unloading time, the Commercial Real Estate Development Association (NAIOP) provides an estimate of the average number of loading docks per square foot of warehouse space: 1:10,000. For this FAC, 3 loading dock assemblies are provided. An elevator is not provided as the average number of floors is 1.06; applying the Elevator Business Rule, no elevator is incorporated.
Inclusion and capacity of overhead cranes |  |  | UFC 4-440-01 states that overhead bridge cranes may not be required. Because bridge cranes are not required, no overhead crane is included, applying the Overhead Crane Business Rule.
Established standard for components or materials |  |  | Unified Facilities Criteria UFC 4-440-01 provides the criteria for component material.
Applicable Business Rules |  |  | • M&S Selection Business Rule • Elevator Business Rule • Fire Sprinkler Business Rule • Overhead Crane Business Rule • MilCon Cost Premium Business Rule
Footnotes |  |  | Unified Facilities Criteria (UFC) 4-440-01, Warehouse and Storage Facilities, 01 October 2014. Ibid, para 1-4.2 Ibid, para 3-6.3 National Fire Protection Association, NFPA 13 Standard for the Installation of Fire Sprinkler Systems Unified Facilities Criteria (UFC) 3-600-01 Fire Protection Engineering for Facilities, 08 August 2016 with Change 1, 28 November 2016 Commercial Real Estate Development Association, NAIOP Research Foundation, “NAIOP Terms and Definitions: North American Office and Industrial Market, pg. 12.
FAC | 4421 | Covered Storage Building, Installation |  | UM = | SF | RPAD Ave Size | 7207.0941 | Source | Table 2, UFC 3-701-1 as of 17 Feb 2017
CATCODE | Description |  |  | Reference Size | Unit Cost |  |  | Inflation Adjustment |  | Adjusted Cost
GUC | Warehouse/Storage Facilities: GP - Small, Low Bay |  |  | 3600 | 137 |  |  | NA: GUCs are as of October, 2016 |  | 137 | SF
[9 empty] | RUC | 137 | SF
FAC | 4422 | Covered Storage Shed, Installation |  | UM = | SF | RPAD Ave Size | 2780 | Source | USACE PAX Newsletter 3.2.2 Dated 16 May 2016
CATCODE | Description |  |  | Reference Size | Unit Cost |  |  | Inflation Adjustment |  | Adjusted Cost
44222 | Storage Shed (Covered, not Enclosed), ORTC |  |  | 2900 | 126 |  |  | 0.96117 |  | 121.1073 | SF
[9 empty] | RUC | 121.1073 | SF
FAC | 4423 | Hazardous Materials Storage, Installation |  | UM = | SF | RPAD Ave Size | 1251 | Source | Table 2, UFC 3-701-1 March 2015
| Description |  |  | Reference Size | Unit Cost |  |  | Inflation Adjustment |  | Adjusted Cost
| Hazardous / Flammable Storage < 1,000 SF |  |  | 530 | 237 |  |  | 1.0805 |  | 256.068 | SF
| FPG, Change 7 GUCs are as of October, 2014 | [7 empty] | RUC | 256.068 | SF
FAC | 4424 | Controlled Humidity Storage, Depot |  | UM = | SF | RPAD Ave Size | 18759 |  | Source | Marshall and Swift Valuation; October 2016
Section | TASK |  |  | Given | Units | Per UM | No. of Docks or SF door | Extended Price | Current Cost Multiplier |  | Adjusted Cost
14/24 | Cold Storage Facility, B, Average, Complete HVAC |  |  | 79.39 | SF |  |  |  | 1.04 |  | 82.5656 | SF
55/5 | Overhead door, roll-up, std 9x9', 3@81 sf |  |  | 23.88 | per SF-door | 0.001273 | 243 | 0.30934 | 1.01 |  | 0.31243 | SF
55/5 | Overhead door, electric operator |  |  | 1905 | EA | 0.10155 | 3 | 0.30465 | 1.01 |  | 0.3077 | SF
65/12 | Dock bumper, 10 ft length |  |  | 53.25 | EA | 0.0028386 | 3 | 0.0085159 | 1.01 |  | 0.0086011 | SF
65/12 | Dock leveler, hydraulic |  |  | 8600 | EA | 0.45845 | 3 | 1.3753 | 1.01 |  | 1.3891 | SF
65/12 | Dock seal, 10 inch |  |  | 765 | EA | 0.04078 | 3 | 0.12234 | 1.01 |  | 0.12356 | SF
65/12 | Dock shelter |  |  | 2117.5 | EA | 0.11288 | 3 | 0.33864 | 1.01 |  | 0.34202 | SF
14/37 | Sprinkler, dry, 20K SF, Average |  |  | 3.53 | SF |  |  |  | 1.04 |  | 3.6712 | SF
[10 empty] | Sum | 88.7202 | SF
[6 empty] | Normalizing for Location | Marshall and Swift Local Multiplier for Arlington, VA |  |  |  | 1.1
[7 empty] | Divided by DoD ACF for Arlington, VA |  |  |  | 1.07
[10 empty] | RUC | 91.2077 | SF
[9 empty] | RUC with Military Cost Premium | 1.1687 | 106.5938 | SF
Note: "Section" refers to the Marshall & Swift Valuation Guide section and page which contains a profile of the facility used for this FAC as well as additional information on the features included in the Marshall and Swift facility. The "Area Adjustment" is the "local multiplier" (Section 99, Pages 5 thru 10) which reflects local cost conditions and is designed to adjust the basic costs to each locality. "Current Cost Multiplier" (Section 99, Page 3) are the multipliers to update costs. Costs in each section are updated on a three year cycle. The current cost multiplier is republished monthly and is based upon nationally recognized building cost indices. As stated in Section 1 page 11 of the Marshall and Swift Valuation guide " to obtain the current replacement value the cost shown in each section ("refined" by additions such as sprinklers, elevators, etc) is mulitplied by the current cost multiplier and the local multiplier. That is: Refined Cost x Current Cost Multiplier x Local Multiplier = Final Replacement Cost.
OSD Design Criteria |  |  | Unified Facilities Criteria (UFC) 4-440-01, Warehouse and Storage Facilities , provides general guidance for this FAC.
Building construction material |  |  | UFC 4-440-01 states a controlled humidity warehouse is similar to a general purpose warehouse except that it is designed with enhanced features for humidity control. UFC 4-440-01 allows the use of insulated metal siding, brink or concrete masonry, or tilt-up precast or cast in place concrete panels . This is consistent with the type of building selected using the Marshall & Swift Business Rule, the FAC is Marshall & Swift Class B, Average Quality.
Facility size |  |  | The average area of this FAC is 18,759 SF. The International Building Code Occupancy Group assigned is B, Business.
Fire suppression system type, quality, and coverage |  |  | International Building Code Group B UFC 4-440-01 requires compliance with the NFPA 13 and UFC 3-600-01 . UFC 3-600-01 refers the designer to the International Building Code. The Fire Sprinkler Business Rule incorporates the requirements of NFPA, UFC 3-600-01 and the International Building Code. Application of the Fire Sprinkler Business Rule requires a sprinkler system to be installed in this type of facility.
Inclusion of a loading dock or similar ancillary feature |  |  | Unified Facilities Criteria (UFC) 4-440-01 sets a requirement for loading docks. A reasonable assumption is to include a loading dock based upon the function of this FAC. The number of truck docks is calculated by a consideration of number of trucks arriving and loading/unloading time for the specific design. As general guidance, the Commercial Real Estate Development Association (NAIOP) provides an estimate of the average number of loading docks per square foot of industrial or warehouse averaging 1 dock per 7,500 sf of floor space . For this FAC, 3 loading dock assemblies are provided. The guide specification for design of a loading dock is contained in the Unified Facilities Guide Specification . An elevator is not provided as the average number of floors is 1.06; applying the Elevator Business Rule, no elevator is incorporated.
Inclusion and capacity of overhead cranes |  |  | UFC 4-440-01 states that overhead bridge cranes may not be required. Because bridge cranes are not required, no overhead crane is included, applying the Overhead Crane Business Rule.
Established standard for components or materials |  |  | Unified Facilities Criteria UFC 4-440-01 provides the criteria for component material.
Applicable Business Rules |  |  | • M&S Selection Business Rule • Elevator Business Rule • Fire Sprinkler Business Rule • Overhead Crane Business Rule • MilCon Cost Premium Business Rule
Footnotes |  |  | Unified Facilities Criteria (UFC) 4-440-01, Warehouse and Storage Facilities, 01 October 2014. Ibid, para 1-4.2 Ibid, para 3-6.3 National Fire Protection Association, NFPA 13 Standard for the Installation of Fire Sprinkler Systems Unified Facilities Criteria (UFC) 3-600-01 Fire Protection Engineering for Facilities, 08 August 2016 with Change 1, 28 November 2016 Commercial Real Estate Development Association, NAIOP Research Foundation, “NAIOP Terms and Definitions: North American Office and Industrial Market, pg. 12. Unified Facility Guide Specification (UFGS) UFGS-11 13 19.13 (August 2009)
FAC | 4425 | Vehicle Storage, Covered |  | UM = | SF | RPAD Ave Size | 6764 | Source | Marshall and Swift Valuation; October 2016
Section | TASK |  |  | Given | Units | Conversion |  | Current Cost Multiplier |  | Adjusted Cost
14/34 | Storage Garage, A-B, Average |  |  | 72.6 | SF |  |  | 1.04 |  | 75.504 | SF
14/37 | Sprinkler, wet, 10,000 SF,Average |  |  | 3.06 | SF |  |  | 1.04 |  | 3.1824 | SF
[9 empty] | Sum | 78.6864 | SF
[5 empty] | Normalizing for Location | Marshall and Swift Local Multiplier for Arlington, VA |  |  |  | 1.08
[6 empty] | Divided by DoD ACF for Arlington, VA |  |  |  | 1.07
[9 empty] | RUC | 79.4218 | SF
[8 empty] | RUC with Military Construction Premium | 1.1256 | 89.3968 | SF
FAC | 4426 | Storage Silo, Loose Material |  | UM = | SF | RPAD Ave Size | 12903 | Source | Marshall and Swift Valuation; October 2016
Section | TASK |  |  | Given | Units | Conversion |  | Current Cost Multiplier |  | Adjusted Cost
17/16 | Material Storage Building, S, Average |  |  | 21.97 | SF |  |  | 1.02 |  | 22.4094 | SF
[5 empty] | Normalizing for Location | Marshall and Swift Local Multiplier for Arlington, VA |  |  |  | 1.05
[6 empty] | Divided by DoD ACF for Arlington, VA |  |  |  | 1.07
[9 empty] | RUC | 21.9905 | SF
[6 empty] | RUC with Military Construction Premium |  |  | 1.0906 | 23.9818 | SF
FAC | 4427 | Small Arms Storage, Installation |  | UM = | SF | RPAD Ave Size | 2302.529 | Source | Table 2, UFC 3-701-1 as of 17 Feb 2017
CATCODE | Description |  |  | Reference Size | Unit Cost |  |  | Inflation Adjustment |  | Adjusted Cost
GUC | Armory / Weapons Storage Facility |  |  | 21000 | 243 |  |  | NA: GUCs are as of October, 2016 |  | 243 | SF
[9 empty] | RUC | 243 | SF
FAC | 4428 | Storage and Customer Issue |  | UM = | SF | RPAD Ave Size | 13731 | Source | Marshall and Swift Valuation; October 2016
Section | TASK |  |  | Given | Units | Conversion |  | Current Cost Multiplier |  | Adjusted Cost
13/28 | Discount Store, A-B, Average |  |  | 80.25 | SF |  |  | 1.02 |  | 81.855 | SF
13/40 | Sprinkler, wet, 15,000 SF, average |  |  | 3.13 | SF |  |  | 1.02 |  | 3.1926 | SF
[9 empty] | Sum | 85.0476 | SF
| Class B facility used for calculation of Curren tCost multiplier and local multiplier. |  |  |  | Normalizing for Location | Marshall and Swift Local Multiplier for Arlington, VA |  |  |  | 1.1
[6 empty] | Divided by DoD ACF for Arlington, VA |  |  |  | 1.07
[9 empty] | RUC | 87.4321 | SF
[8 empty] | RUC with Military Construction Premium | 1.1026 | 96.4017 | SF
FAC | 4511 | Open Storage, Depot |  | UM = | SY | RPAD Ave Size | 11218 | Source | Marshall and Swift Valuation; October 2016
Section | TASK |  |  | Given | Units | Conversion |  | Curnt Cost Mult |  | Adjusted Cost
66/1 | Aggregate Base, 4" |  |  | 0.71 | SF | 9 | SF / SY | 1.01 |  | 6.4539 | SY
66/1 | 4" asphalt |  |  | 2.12 | SF | 9 | SF / SY | 1.01 |  | 19.2708 | SY
66/1 | Paving, 6" concrete |  |  | 3.75 | SF | 9 | SF / SY | 1.01 |  | 34.0875 | SY
[8 empty] | Average Asphalt and Concrete |  | 26.6791 | SY
[9 empty] | Sum | 33.133 | SY
[5 empty] | Normalizing for Location | Marshall and Swift Local Multiplier for Arlington, VA |  |  |  | 1.07
[6 empty] | Divided by DoD ACF for Arlington, VA |  |  |  | 1.07
[9 empty] | RUC | 33.133 | SY
[6 empty] | RUC with Military Construction Premium |  |  | 1.0906 | 36.1333 | SY
FAC | 4521 | Open Storage, Installation |  | UM = | SY | RPAD Ave Size | 15925 | Source | Marshall and Swift Valuation; October 2016
Section | TASK |  |  | Given | Units | Conversion |  | Current Cost Multiplier |  | Adjusted Cost
66/1 | Aggregate (rock) Base, 4" |  |  | 0.71 | SF | 9 | SF / SY | 1.01 |  | 6.4539 | SY
66/1 | Paving, 4" asphaltic concrete |  |  | 2.12 | SF | 9 | SF / SY | 1.01 |  | 19.2708 | SY
66/1 | Paving, 6" concrete |  |  | 3.75 | SF | 9 | SF / SY | 1.01 |  | 34.0875 | SY
[8 empty] | Average Asphalt and Concrete |  | 26.6791 | SY
[9 empty] | Sum | 33.133 | SY
[5 empty] | Normalizing for Location | Marshall and Swift Local Multiplier for Arlington, VA |  |  |  | 1.07
[6 empty] | Divided by DoD ACF for Arlington, VA |  |  |  | 1.07
[8 empty] | RUC |  | 33.133 | SY
[8 empty] | RUC with Military Cost Premium | 1.0906 | 36.1333 | SY
FAC | 5100 | Hospital |  | UM = | SF | RPAD Ave Size | 210531 | Source | USACE PAX Newsletter 3.2.2 Dated 24 July 2014
CATCODE | Description |  |  | Unit Cost | Reference Size | UoM |  | Inflation Adjustment by MCP Index |  | Adjusted Cost
51010 | Inpatient Hospital/Medical Center |  |  | 458.11 | varies | SF |  | 1 |  | 458.11 | SF
[9 empty] | RUC | 458.11 | SF
FAC | 5302 | Medical Laboratory |  | UM = | SF | RPAD Ave Size | 7837 | Source | Marshall and Swift Valuation; October 2016
Section | TASK |  |  | Given | Units | Conversion |  | Current Cost Multiplier |  | Adjusted Cost
14/17 | Laboratory Bldg, B, average, incl elevators |  |  | 222.42 | SF |  |  | 1.04 |  | 231.3168 | SF
14/37 | Sprinkler, dry, 10,000 SF, average |  |  | 4.01 | SF |  |  | 1.04 |  | 4.1704 | SF
55/5 | Overhead door, roll-up, 81 sf/door |  |  | 23.88 | SF | 0.24681 | per door | 1.01 |  | 0.24928 | SF
55/5 | Overhead door electric operator |  |  | 1905 | EA | 0.24308 | per door | 1.01 |  | 0.24551 | SF
65/12 | Dock bumpers, 10 LF/door, 1 set |  |  | 53.25 | LF | 0.067947 | per door | 1.01 |  | 0.068626 | SF
65/12 | Dock leveler, hydraulic, 1 ea |  |  | 8600 | EA | 1.0974 | per door | 1.01 |  | 1.1083 | SF
65/12 | Dock seal, 10" projection, 1 each |  |  | 765 | EA | 0.097614 | per door | 1.01 |  | 0.09859 | SF
65/12 | Dock shelter, 1 each |  |  | 2117 | EA | 0.27013 | per door | 1.01 |  | 0.27283 | SF
[9 empty] | Sum | 237.5304 | SF
[5 empty] | Normalizing for Location | Marshall and Swift Local Multiplier for Arlington, VA |  |  |  | 1.1
[6 empty] | Divided by DoD ACF for Arlington, VA |  |  |  | 1.07
[9 empty] | RUC | 244.1901 | SF
[8 empty] | RUC with Military Cost Premium | 1.3319 | 325.2485 | SF
Note: "Section" refers to the Marshall & Swift Valuation Guide section and page which contains a profile of the facility used for this FAC as well as additional information on the features included in the Marshall and Swift facility. The "Area Adjustment" is the "local multiplier" (Section 99, Pages 5 thru 10) which reflects local cost conditions and is designed to adjust the basic costs to each locality. "Current Cost Multiplier" (Section 99, Page 3) are the multipliers to update costs. Costs in each section are updated on a three year cycle. The current cost multiplier is republished monthly and is based upon nationally recognized building cost indices. As stated in Section 1 page 11 of the Marshall and Swift Valuation guide " to obtain the current replacement value the cost shown in each section ("refined" by additions such as sprinklers, elevators, etc) is mulitplied by the current cost multiplier and the local multiplier. That is: Refined Cost x Current Cost Multiplier x Local Multiplier = Final Replacement Cost.
OSD Design Criteria |  |  | Unified Facilities Criteria for Multi-Disciplinary and Facility Specific Design (4 Series) is not provided for this type of facility. The only UFC in the 4-300 Series for RDT&E facilities is 4-390-01, “O&M: Unmanned Pressure Test Facilities Safety Certification Manual”
Building construction material |  |  | No Unified Facilities Criteria UFC criteria exist for component material. The reference to Marshall and Swift commercial and public utility/governmental utility buildings includes metal and masonry construction. Selection of materials incorporated into the design must be consistent with the building use category of UFC 1-200-01 , UFC 3-600-01 and the International Building Code .
Facility size |  |  | The average area for this FAC is 8343 SF. International Building Code Group B
Fire suppression system type, quality, and coverage |  |  | • UFC 1-200-01 DOD Building Code and UFC 3-600-01, Fire Protection Engineering for Facilities, 28 November 2016 requires compliance with the IBC. • International Building Code Group B • Fire suppression has been included in this Replacement Unit Cost, consistent with the Fire Sprinkler Business Rule.
Inclusion of a loading dock or similar ancillary feature |  |  | No Unified Facilities Criteria (UFC) requirement exists for the incorporation of a loading dock An elevator is provided in consonance with the Elevator Business Rules. The type of Marshall and Swift building selected, Laboratory Building, Class B Average, includes elevators as part of the basic building valuation.
Inclusion and capacity of overhead cranes |  |  | No Unified Facilities Criteria UFC requirement exists for the incorporation of overhead cranes.
Established standard for components or materials |  |  | No Unified Facilities Criteria UFC criteria exist for component material, other than those consistent with fire safety noted above in building construction material.
Applicable Business Rules |  |  | • M&S Selection Business Rule • Elevator Business Rule • Fire Sprinkler Business Rule • Overhead Crane Business Rule • MilCon Cost Premium Business Rule
Footnotes |  |  | Unified Facilities Criteria UFC 1-200-01 “DOD Building Code” of 20 June 2016 Unified Facilities Criteria UFC 3-600-01 “Fire Protection Engineering for Facilities” of 8 August 2016 with Change 1, 28 November 2016 International Building Code 2015
FAC | 5303 | Morgue |  | UM = | SF | RPAD Ave Size | 4980 | Source | Marshall and Swift Valuation; October 2016
Section | TASK |  |  | Given | Units | Conversion |  | Current Cost Multiplier |  | Adjusted Cost
11/32 | Mortuary, A-B, Average |  |  | 166.4 | SF |  |  | 1.05 |  | 174.72 | SF
11/35 | Sprinkler, wet, 5,000 SF, average |  |  | 3.73 | SF |  |  | 1.05 |  | 3.9165 | SF
[9 empty] | Sum | 178.6365 | SF
[5 empty] | Normalizing for Location | Marshall and Swift Local Multiplier for Arlington, VA |  |  |  | 1.08
[6 empty] | Divided by DoD ACF for Arlington, VA |  |  |  | 1.07
[9 empty] | RUC | 180.306 | SF
[8 empty] | RUC with Military Construction Premium | 1.3319 | 240.1582 | SF
FAC | 5304 | Veterinary Facility |  | UM = | SF | RPAD Ave Size | 3073 | Source | Marshall and Swift Valuation; October 2016
Section | TASK |  |  | Given | Units | Conversion |  | Current Cost Multiplier |  | Adjusted Cost
15/28 | Veterinary Hospital, A-B, Average |  |  | 196.62 | SF |  |  | 1.02 |  | 200.5524 | SF
15/37 | Sprinkler, wet, 5,000 SF, Average |  |  | 4.14 | SF |  |  | 1.02 |  | 4.2228 | SF
[9 empty] | Sum | 204.7752 | SF
[5 empty] | Normalizing for Location | Marshall and Swift Local Multiplier for Arlington, VA |  |  |  | 1.08
[6 empty] | Divided by DoD ACF for Arlington, VA |  |  |  | 1.07
[9 empty] | RUC | 206.689 | SF
[6 empty] | RUC with Military Construction Premium |  |  | 1.3319 | 275.299 | SF
FAC | 5306 | Medical Warehouse |  | UM = | SF | RPAD Ave Size | 12496 | Source | Marshall and Swift Valuation; October 2016
Section | TASK |  |  | Given | Units | Conversion |  | Current Cost Multiplier |  | Adjusted Cost
14/24 | Cold Storage Facility, A-B, average |  |  | 79.39 | SF |  |  | 1.04 |  | 82.5656 | SF
14/24 | HVAC, for Controlled Atmosphere Buildings, Moderate Climate |  |  | 22.25 | SF |  |  | 1.04 |  | 23.14 | SF
14/37 | Sprinkler, dry, 10,000 SF Average |  |  | 4.01 | SF |  |  | 1.04 |  | 4.1704 | SF
[9 empty] | Sum | 109.876 | SF
| Class B Facility selected for M&S current cost and local multipliers |  |  |  | Normalizing for Location | Marshall and Swift Local Multiplier for Arlington, VA |  |  |  | 1.1
[6 empty] | Divided by DoD ACF for Arlington, VA |  |  |  | 1.07
[9 empty] | RUC | 112.9566 | SF
[8 empty] | RUC with Military Construction Premium | 1.2982 | 146.6397 | SF
FAC | 5307 | Ambulance Shelter |  | UM = | SF | RPAD Ave Size | 1510 | Source | Marshall and Swift Valuation; October 2016
Section | TASK |  |  | Given | Units | Conversion |  | Current Cost Multiplier |  | Adjusted Cost
14/34 | Storage Garage A-B Average |  |  | 54.11 | SF |  |  | 1.025 |  | 55.4627 | SF
14/37 | Sprinkler, wet 2,500 SF Average |  |  | 3.8 | SF |  |  | 1.025 |  | 3.895 | SF
[9 empty] | Sum | 59.3577 | SF
[5 empty] | Normalizing for Location | Marshall and Swift Local Multiplier for Arlington, VA |  |  |  | 1.08
[6 empty] | Divided by DoD ACF for Arlington, VA |  |  |  | 1.07
[9 empty] | RUC | 59.9125 | SF
[6 empty] | RUC with Military Construction Premium |  |  | 1.12 | 67.1017 | SF
FAC | 5400 | Dental Facility |  | UM = | SF | RPAD Ave Size | 11286.3727 | Source | Table 2, UFC 3-701-1 as of 17 Feb 2017
CATCODE | Description |  |  | Reference Size | Unit Cost |  |  | Inflation Adjustment |  | Adjusted Cost
GUC | Dental Clinic |  |  | 17000 | 552 |  |  | NA: GUCs are as of October, 2016 |  | 552 | SF
[9 empty] | RUC | 552 | SF
FAC | 5500 | Dispensary And Clinic |  | UM = | SF | RPAD Ave Size | 15765.0483 | Source | Table 2, UFC 3-701-1 as of 17 Feb 2017
CATCODE | Description |  |  | Reference Size | Unit Cost |  |  | Inflation Adjustment |  | Adjusted Cost
GUC | Medical Clinic, Small, Free Standing |  |  | 34000 | 284 |  |  | NA: GUCs are as of October, 2016 |  | 284 | SF
[9 empty] | RUC | 284 | SF
FAC | 5501 | Ambulatory Care Clinic |  | UM = | SF | RPAD Ave Size | 31112.4286 | Source | Table 2, UFC 3-701-1 as of 17 Feb 2017
CATCODE | Description |  |  | Reference Size | Unit Cost |  |  | Inflation Adjustment |  | Adjusted Cost
GUC | Medical Clinic, Large, Free Standing |  |  | 95000 | 334 |  |  | NA: GUCs are as of October, 2016 |  | 334 | SF
[9 empty] | RUC | 334 | SF
FAC | 6100 | General Administrative Building |  | UM = | SF | RPAD Ave Size | 9925.328 | Source | Table 2, UFC 3-701-1 as of 17 Feb 2017
CATCODE | Description |  |  | Reference Size | Unit Cost |  |  | Inflation Adjustment |  | Adjusted Cost
GUC | Administrative Facilities: Multi-Purpose Admin |  |  | 70000 | 263 |  |  | NA: GUCs are as of October, 2016 |  | 263 | SF
[9 empty] | RUC | 263 | SF
FAC | 6101 | Small Unit Headquarters Building |  | UM = | SF | RPAD Ave Size | 10828.1345 | Source | Table 2, UFC 3-701-1 as of 17 Feb 2017
CATCODE | Description |  |  | Reference Size | Unit Cost |  |  | Inflation Adjustment |  | Adjusted Cost
GUC | Headquarters/Operations Building: Company Level |  |  | 33000 | 228 |  |  | NA: GUCs are as of October, 2016 |  | 228 | SF
[9 empty] | RUC | 228 | SF
FAC | 6102 | Large Unit Headquarters Building |  | UM = | SF | RPAD Ave Size | 11739.7124 | Source | Table 2, UFC 3-701-1 as of 17 Feb 2017
CATCODE | Description |  |  | Reference Size | Unit Cost |  |  | Inflation Adjustment |  | Adjusted Cost
GUC | Headquarters/Operations Building: Brigade/Division/Wing HQ |  |  | 62000 | 334 |  |  | NA: GUCs are as of October, 2016 |  | 334 | SF
[9 empty] | RUC | 334 | SF
FAC | 6103 | Printing And Reproduction Plant |  | UM = | SF | RPAD Ave Size | 6445 | Source | Marshall and Swift Valuation; October 2016
Section | TASK |  |  | Given | Units | Conversion |  | Current Cost Multiplier |  | Adjusted Cost
14/14 | Industrial, Light Manufacturing, B, Average |  |  | 78.67 | SF |  |  | 1.04 |  | 81.8168 | SF
14/37 | Sprinkler, wet 10,000 SF average |  |  | 3.06 | SF |  |  | 1.04 |  | 3.1824 | SF
[9 empty] | Sum | 84.9992 | SF
[5 empty] | Normalizing for Location | Marshall and Swift Local Multiplier for Arlington, VA |  |  |  | 1.1
[6 empty] | Divided by DoD ACF for Arlington, VA |  |  |  | 1.07
[9 empty] | RUC | 87.3824 | SF
[8 empty] | RUC with Military Construction Premium | 1.1861 | 103.6449 | SF
FAC | 6104 | Automated Data Processing Center |  | UM = | SF | RPAD Ave Size | 9566 | Source | Table 2, UFC 3-701-1, Change 10, May 2016
| Description |  |  | Reference Size | Unit Cost |  |  | Inflation Adjustment |  | Adjusted Cost
| Admin Facility, Data Processing Area Facility |  |  | 26000 | 294 |  |  | 1.0382 |  | 305.2348 | SF
| FPG, Change 10 GUCs are as of October, 2015 | [7 empty] | RUC | 305.2348 | SF
FAC | 6106 | Remote Delivery Facility |  | UM = | SF | RPAD Ave Size | 28197 | Source | USACE PAX Newsletter 3.2.2 Dated 20 Mar 2009
CATCODE | Description |  |  | Unit Cost | Reference Size | Conversion |  | Inflation Adjustment by MCP Index |  | Adjusted Cost
21612 | Ammunition Surveillance Shop |  |  | 193 | 13000 |  |  | 1.1847 |  | 228.6457 | SF
[9 empty] | RUC | 228.6457 | SF
FAC | 6200 | Administrative Structure, Underground |  | UM = | SF | RPAD Ave Size | 13130 | Source | USACE PAX Newsletter 3.2.2 Dated 20 March 2009
CATCODE | Description |  |  | Reference Size | Unit Cost |  |  | Inflation Adjustment by MCP Index |  | Adjusted Cost
62010 | Underground Administrative Facility |  |  | 6000 | 235 |  |  | 1.1847 |  | 278.4028 | SF
[9 empty] | RUC | 278.4028 | SF
FAC | 6201 | Alternate Joint Communications Center |  | UM = | SF | RPAD Ave Size | 5153 | Source | Guidance Unit Cost, Feb 2017 & USACE PAX Newsletter 3.2.2 Dated 20 March 2009
CATCODE | Description |  |  | Reference Size | Unit Cost |  |  | Inflation Adjustment by MCP Index |  | Adjusted Cost
GUC | Communications Facility |  |  | 34000 | 347 |  |  | NA: GUCs are as of October, 2016 |  | 347 | SF
62010 | Underground Administrative Facility |  |  | 6000 | 235 |  |  | 1.1847 |  | 278.4028 | SF
[9 empty] | Average | 312.7014 | SF
[9 empty] | RUC | 312.7014 | SF
FAC | 6900 | Administrative Structure, Other Than Buildings |  | UM = | EA | Design Size | 1 | Source | Marshall and Swift Valuation; October 2016
Section | TASK |  |  | Given | Units | Conversion |  | Current Cost Multiplier |  | Adjusted Cost
66/3 | Flagpole, 50' |  |  | 5100 | EA |  |  | 1.01 |  | 5151 | EA
66/5 | Scoreboard, Outdoor, 75 sq ft |  |  | 8925 | EA |  |  | 1.01 |  | 9014.25 | EA
[9 empty] | Average | 7082.625 | EA
[5 empty] | Normalizing for Location | Marshall and Swift Local Multiplier for Arlington, VA |  |  |  | 1.07
[6 empty] | Divided by DoD ACF for Arlington, VA |  |  |  | 1.07
[9 empty] | RUC | 7082.625 | EA
[6 empty] | RUC with Military Construction Premium |  |  | 1.021 | 7231.3601 | EA
FAC | 7110 | Family Housing Dwelling |  | UM = | SF | RPAD Ave Size | 3992 | Source | USACE PAX Newsletter 3.2.2 Dated 6 April 2017
CATCODE | Description |  |  | Unit Cost | Reference Size | Conversion |  | Inflation Adjustment by MCP Index |  | Adjusted Cost
71111 | General Officer, Grade O7 |  |  | 171.36 | 3330 |  |  | 0.94232 |  | 161.4764 | SF
71112 | Warrant Officer, Grade W4&5, 4 Bdrms |  |  | 165.24 | 2310 |  |  | 0.94232 |  | 155.7093 | SF
71113 | Lt. Colonel & Major, Grade O4&O5 |  |  | 165.24 | 2310 |  |  | 0.94232 |  | 155.7093 | SF
71114 | CO Grade, Officer, O1-O3 |  |  | 149.43 | 2150 |  |  | 0.94232 |  | 140.8112 | SF
71115 | Senior NCO, E9, 3 Bdrms |  |  | 167.28 | 2020 |  |  | 0.94232 |  | 157.6317 | SF
71115 | Senior NCO, E7&E8 |  |  | 151.98 | 1860 |  |  | 0.94232 |  | 143.2141 | SF
71116 | Junior NCO/Enlisted E1-E6, 4 Bdrms |  |  | 153 | 1950 |  |  | 0.94232 |  | 144.1753 | SF
[9 empty] | Average | 151.2468 | SF
[9 empty] | RUC | 151.2468 | SF
FAC | 7120 | Family Housing Trailer/Relocatable |  | UM = | SF | RPAD Ave Size | 366 | Source | Marshall and Swift Valuation; October 2016
Section | TASK |  |  | Given | Units | Conversion |  | Current Cost Multiplier |  | Adjusted Cost
63/8 | Manufactured home, ave, 14 x 28 |  |  | 54.5 | SF |  |  | 1.01 |  | 55.045 | SF
[9 empty] | Sum | 55.045 | SF
[5 empty] | Normalizing for Location | Marshall and Swift Local Multiplier for Arlington, VA |  |  |  | 1.07
[6 empty] | Divided by DoD ACF for Arlington, VA |  |  |  | 1.07
[9 empty] | RUC | 55.045 | SF
[6 empty] | RUC with Military Construction Premium |  |  | 1.021 | 56.2009 | SF
FAC | 7130 | Family Housing Individual Trailer Site |  | UM = | SY | Design Size | 356 | Source | Marshall and Swift Valuation; October 2016
Section | TASK |  |  | Given | Units | Conversion |  | Current Cost Multiplier |  | Adjusted Cost
63/3 | Manufactured home space, ave, incl utilities, grading, engineering |  |  | 11000 | EA | 356 | EA to SY | 1.01 |  | 31.2079 | SY
M&S Design size for a Mnfr Housing Park site = 3,200 sf = 356 sy
[5 empty] | Normalizing for Location | Marshall and Swift Local Multiplier for Arlington, VA |  |  |  | 1.07
[6 empty] | Divided by DoD ACF for Arlington, VA |  |  |  | 1.07
[9 empty] | RUC | 31.2079 | SY
[6 empty] | RUC with Military Construction Premium |  |  | 1.021 | 31.8632 | SY
FAC | 7141 | Family Housing Garage |  | UM = | SF | RPAD Ave Size | 654 | Source | Marshall and Swift Valuation; October 2016
Section | TASK |  |  | Given | Units | Conversion |  | Current Cost Multiplier |  | Adjusted Cost
12/35 | Residential Garage, detached, 600 SF, C, Average |  |  | 33.64 | SF |  |  | 1.02 |  | 34.3128 | SF
[5 empty] | Normalizing for Location | Marshall and Swift Local Multiplier for Arlington, VA |  |  |  | 1.07
[6 empty] | Divided by DoD ACF for Arlington, VA |  |  |  | 1.07
[9 empty] | RUC | 34.3128 | SF
[6 empty] | RUC with Military Construction Premium |  |  | 1.0906 | 37.4198 | SF
FAC | 7142 | Family Housing Storage Facility |  | UM = | SF | RPAD Ave Size | 247 | Source | Marshall and Swift Valuation; October 2016
Section | TASK |  |  | Given | Units | Conversion |  | Current Cost Multiplier |  | Adjusted Cost
63/10 | Storage Shed Building, Aluminum |  |  | 17.75 | SF |  |  | 1.01 |  | 17.9275 | SF
63/10 | Concrete Slab, unreinforced |  |  | 7.386 | SF |  |  | 1.01 |  | 7.4599 | SF
[9 empty] | Sum | 25.3874 | SF
[5 empty] | Normalizing for Location | Marshall and Swift Local Multiplier for Arlington, VA |  |  |  | 1.07
[6 empty] | Divided by DoD ACF for Arlington, VA |  |  |  | 1.07
[9 empty] | RUC | 25.3874 | SF
[6 empty] | RUC with Military Construction Premium |  |  | 1.021 | 25.9205 | SF
FAC | 7143 | Miscellaneous Family Housing Support Facility |  | UM = | SF | RPAD Ave Size | 913 | Source | Marshall and Swift Valuation; October 2016
Section | TASK |  |  | Given | Units | Conversion |  | Current Cost Multiplier |  | Adjusted Cost
17/12 | Light Commercial Utility Bldg, C, average |  |  | 25.43 | SF |  |  | 1.05 |  | 26.7015 | SF
14/37 | Sprinkler, 2500 SF, Wet, average |  |  | 3.8 | SF |  |  | 1.03 |  | 3.914 | SF
[9 empty] | Sum | 30.6155 | SF
[5 empty] | Normalizing for Location | Marshall and Swift Local Multiplier for Arlington, VA |  |  |  | 1.07
[6 empty] | Divided by DoD ACF for Arlington, VA |  |  |  | 1.07
[9 empty] | RUC | 30.6155 | SF
[6 empty] | RUC with Military Construction Premium |  |  | 1.021 | 31.2584 | SF
FAC | 7145 | Trailer Court Support Facility |  | UM = | SF | RPAD Ave Size | 2454 | Source | Marshall and Swift Valuation; October 2016
Section | TASK |  |  | Given | Units | Conversion |  | Current Cost Multiplier |  | Adjusted Cost
15/17 | Office Building, C, Average |  |  | 109.26 | SF |  |  | 1.04 |  | 113.6304 | SF
15/37 | Sprinkler, 3000 SF, Wet, Average |  |  | 4.48 | SF |  |  | 1.04 |  | 4.6592 | SF
[9 empty] | Sum | 118.2896 | SF
[5 empty] | Normalizing for Location | Marshall and Swift Local Multiplier for Arlington, VA |  |  |  | 1.07
[6 empty] | Divided by DoD ACF for Arlington, VA |  |  |  | 1.07
[9 empty] | RUC | 118.2896 | SF
[6 empty] | RUC with Military Construction Premium |  |  | 1.021 | 120.7737 | SF
FAC | 7147 | Family Housing Carport |  | UM = | SF | RPAD Ave Size | 225 | Source | Marshall and Swift Valuation; October 2016
Section | TASK |  |  | Given | Units | Conversion |  | Current Cost Multiplier | Area Adjustment | Adjusted Cost
63/10 | Carport, Aluminum |  |  | 17.75 | SF |  |  | 1.01 | 1.07 | 17.9275 | SF
[9 empty] | Sum | 17.9275 | SF
[5 empty] | Normalizing for Location | Marshall and Swift Local Multiplier for Arlington, VA |  |  |  | 1.07
[6 empty] | Divided by DoD ACF for Arlington, VA |  |  |  | 1.07
[9 empty] | RUC | 17.9275 | SF
[6 empty] | RUC with Military Construction Premium |  |  | 1.0906 | 19.5508 | SF
FAC | 7210 | Enlisted Unaccompanied Personnel Housing |  | UM = | SF | RPAD Ave Size | 25532.7576 | Source | Table 2, UFC 3-701-1 as of 17 Feb 2017
CATCODE | Description |  |  | Reference Size | Unit Cost |  |  | Inflation Adjustment |  | Adjusted Cost
GUC | UPH: Barracks/Dormitory |  |  | 88000 | 200 |  |  | NA: GUCs are as of October, 2016 |  | 200 | SF
[9 empty] | RUC | 200 | SF
FAC | 7212 | Enlisted Unaccompanied Personnel Housing, Transient |  | UM = | SF | RPAD Ave Size | 10090.9158 | Source | Table 2, UFC 3-701-1 as of 17 Feb 2017
CATCODE | Description |  |  | Reference Size | Unit Cost |  |  | Inflation Adjustment |  | Adjusted Cost
GUC | UPH: Barracks/Dormitory |  |  | 88000 | 200 |  |  | NA: GUCs are as of October, 2016 |  | 200 | SF
[9 empty] | RUC | 200 | SF
FAC | 7213 | Student Barracks |  | UM = | SF | RPAD Ave Size | 34664.116 | Source | Table 2, UFC 3-701-1 as of 17 Feb 2017
CATCODE | Description |  |  | Reference Size | Unit Cost |  |  | Inflation Adjustment |  | Adjusted Cost
GUC | UPH: Barracks - Student Dorms, Advanced Training |  |  | 160000 | 230 |  |  | NA: GUCs are as of October, 2016 |  | 230 | SF
[9 empty] | RUC | 230 | SF
FAC | 7214 | Annual Training/Mobilization Barracks |  | UM = | SF | RPAD Ave Size | 6004.5864 | Source | Table 2, UFC 3-701-1 as of 17 Feb 2017
CATCODE | Description |  |  | Reference Size | Unit Cost |  |  | Inflation Adjustment |  | Adjusted Cost
GUC | UPH: Barracks - Student Dorms, Advanced Training |  |  | 160000 | 230 |  |  | NA: GUCs are as of October, 2016 |  | 230 | SF
[9 empty] | RUC | 230 | SF
FAC | 7215 | Unaccompanied Housing for Wounded Warriors |  | UM = | SF | RPAD Ave Size | 47278 | Source | Marshall and Swift Valuation October 2016
Section | TASK |  |  | Given | Units | Conversion |  | Current Cost Multiplier |  | Adjusted Cost
15/26 | Convalescent Hospital, C, Average |  |  | 139.62 | SF |  |  | 1.04 |  | 145.2048 | SF
15/37 | Sprinkler, 50,000 SF, Wet, average |  |  | 2.84 | SF |  |  | 1.04 |  | 2.9536 | SF
15/36 | Elevator, passenger, 2-3 story |  |  | 53500 | Each | 2 | each | 1.04 |  | 2.3537 | SF
55/5 | Overhead door, roll-up, 81 sf/door |  |  | 23.88 | SF | 162 | SF | 1.01 |  | 0.082644 | SF
55/5 | Overhead door electrical operator |  |  | 1905 | Each | 2 | each | 1.01 |  | 0.081393 | SF
65/12 | Dock bumpers, 10 LF/door |  |  | 532.5 | Each | 2 | each | 1.01 |  | 0.022752 | SF
65/12 | Dock leveler, hydraulic |  |  | 8600 | Each | 2 | each | 1.01 |  | 0.36744 | SF
65/12 | Dock seal, 10" projection |  |  | 765 | Each | 2 | each | 1.01 |  | 0.032685 | SF
65/12 | Dock shelter |  |  | 2117 | Each | 2 | each | 1.01 |  | 0.090451 | SF
[9 empty] | Sum | 151.1895 | SF
[5 empty] | Normalizing for Location | Marshall and Swift Local Multiplier for Arlington, VA |  |  |  | 1.07
[6 empty] | Divided by DoD ACF for Arlington, VA |  |  |  | 1.07
[9 empty] | RUC | 151.1895 | SF
[8 empty] | RUC with Military Cost Premium | 1.3319 | 201.3766 | SF
Note: "Section" refers to the Marshall & Swift Valuation Guide section and page which contains a profile of the facility used for this FAC as well as additional information on the features included in the Marshall and Swift facility. The "Area Adjustment" is the "local multiplier" (Section 99, Pages 5 thru 10) which reflects local cost conditions and is designed to adjust the basic costs to each locality. "Current Cost Multiplier" (Section 99, Page 3) are the multipliers to update costs. Costs in each section are updated on a three year cycle. The current cost multiplier is republished monthly and is based upon nationally recognized building cost indices. As stated in Section 1 page 11 of the Marshall and Swift Valuation guide " to obtain the current replacement value the cost shown in each section ("refined" by additions such as sprinklers, elevators, etc) is mulitplied by the current cost multiplier and the local multiplier. That is: Refined Cost x Current Cost Multiplier x Local Multiplier = Final Replacement Cost.
OSD Design Criteria |  |  | Unified Facilities Criteria for Multi-Disciplinary and Facility Specific Design (4 Series) is not provided for this type of facility. UFC 4-510-01, Design: Military Medical Facilities does not include guidance for Wounded Warrior housing. Facilities Criteria FC 4-721-10N, Navy and Marine Corps Unaccompanied Housing specific excludes wounded warrior housing from its criteria.
Building construction material |  |  | No Unified Facilities Criteria UFC criteria exist for component material.
Facility size |  |  | The average area for this FAC is 47,278 SF. Classified as International Building Code Group I (Institutional)
Fire suppression system type, quality, and coverage |  |  | UFC 3-600-01, Fire Protection Engineering for Facilities requires compliance with NFPA 101 for institutional occupancies. NFPA 101 requires new I-1 (Institutional occupancies), in which the FAC 7215 is categorized, to be fully sprinklered throughout. This same requirement exists in the International Building Code, Section 903.2.6 governing Occupancy Group I (institutional).
Inclusion of a loading dock or similar ancillary feature |  |  | Two elevators have been included in consonance with the Elevator Business Rule. UFC 3-101-01 , Architecture, provides a limited reference to a loading dock as a space to be compartmentalized for fire and smoke control. No other references are made to loading docks in FC4-721-10N, Navy and Marine Corps Unaccompanied Housing. UFC 4-510-01 refers to truck loading docks for fire protection, environmental controls, and lighting levels, but does not provide specific design guidance on the number to be provided. Although no specific requirement exists, the numerous references in the related UFC 4-510-01 provide a basis for the incorporation of a minimum number of ruck loading docks in the Replacement Unit Cost estimate.
Inclusion and capacity of overhead cranes |  |  | No Unified Facilities Criteria UFC requirement exists for the incorporation of overhead cranes.
Established standard for components or materials |  |  | No Unified Facilities Criteria UFC criteria exist for component material.
Applicable Business Rules |  |  | • M&S Selection Business Rule • Elevator Business Rule • Fire Sprinkler Business Rule • Overhead Crane Business Rule • MilCon Cost Premium Business Rule
Footnotes |  |  | Unified Facilities Criteria (UFC) 4-510-01, Design: Military Medical Facilities, of 1 May 2016 with Change 1 FC 4-721-10N Navy and Marine Corps Unaccompanied Housing of 1 Nov 2012 with Change 6 of 20 May 2015, Chapter 5, Para 5-1 “Design Parameters”, p.59. Note that the Army and Air Force do not publish guidance for unaccompanied housing in the DOD Unified Facilities Criteria. Unified Facilities Criteria UFC 3-600-01 of 8 August 2016 with Change 1, 28 November 2016 Institutional group I-1 includes buildings or portions thereof for more than 16 persons who reside on a 24 hour basis in a supervised environment and received custodial care”. International Building Code, Section 308, 2015 Edition. International Building Code, Section 903.2.6, International Code Council, 2015 Edition. Unified Facilities Criteria (UFC) 3-101-01 of 28 November 2011, with Change 3 of 20 June 2016, pg. 49. UFC 4-510-01, Design: Military Medical Facilities, 1 May 2016 with Change 1 of May 2016. See for example paragraphs 8-11 (automatic sprinkler protection for loading docks, paragraph 10-11 (outdoor intakes next to loading docks), paragraph 11-5.4 (protection against flood inflow), paragraph 14-4.8 (video surveillance) and paragraph 17-6.4 (locating gravity chutes near loading docks).
FAC | 7218 | Recruit/Trainee Barracks |  | UM = | SF | RPAD Ave Size | 59694.7902 | Source | Table 2, UFC 3-701-1 as of 17 Feb 2017
CATCODE | Description |  |  | Reference Size | Unit Cost |  |  | Inflation Adjustment |  | Adjusted Cost
GUC | UPH: Barracks Open Bay, Training |  |  | 130000 | 207 |  |  | NA: GUCs are as of October, 2016 |  | 207 | SF
[9 empty] | RUC | 207 | SF
FAC | 7220 | Dining Facility |  | UM = | SF | RPAD Ave Size | 9966.1324 | Source | Table 2, UFC 3-701-1 as of 17 Feb 2017
CATCODE | Description |  |  | Reference Size | Unit Cost |  |  | Inflation Adjustment |  | Adjusted Cost
GUC | Dining Facility, Enlisted Dining 15,000 SF - 39,999 SF |  |  | 26000 | 349 |  |  | NA: GUCs are as of October, 2016 |  | 349 | SF
[9 empty] | RUC | 349 | SF
FAC | 7231 | Miscellaneous UPH Support Building |  | UM = | SF | RPAD Ave Size | 2556 | Source | Marshall and Swift Valuation; October 2016
Section | TASK |  |  | Given | Units | Conversion |  | Current Cost Multiplier |  | Adjusted Cost
13/25 | Laundromat, C, Average |  |  | 81.68 | SF |  |  | 1.04 |  | 84.9472 | SF
13/40 | Sprinkler, 3,000 SF, wet, average |  |  | 4.06 | SF |  |  | 1.04 |  | 4.2224 | SF
[9 empty] | Sum | 89.1696 | SF
[5 empty] | Normalizing for Location | Marshall and Swift Local Multiplier for Arlington, VA |  |  |  | 1.07
[6 empty] | Divided by DoD ACF for Arlington, VA |  |  |  | 1.07
[9 empty] | RUC | 89.1696 | SF
[8 empty] | RUC with Military Cost Premium | 1.1691 | 104.2458 | SF
Note: "Section" refers to the Marshall & Swift Valuation Guide section and page which contains a profile of the facility used for this FAC as well as additional information on the features included in the Marshall and Swift facility. The "Area Adjustment" is the "local multiplier" (Section 99, Pages 5 thru 10) which reflects local cost conditions and is designed to adjust the basic costs to each locality. "Current Cost Multiplier" (Section 99, Page 3) are the multipliers to update costs. Costs in each section are updated on a three year cycle. The current cost multiplier is republished monthly and is based upon nationally recognized building cost indices. As stated in Section 1 page 11 of the Marshall and Swift Valuation guide " to obtain the current replacement value the cost shown in each section ("refined" by additions such as sprinklers, elevators, etc) is mulitplied by the current cost multiplier and the local multiplier. That is: Refined Cost x Current Cost Multiplier x Local Multiplier = Final Replacement Cost.
OSD Design Criteria |  |  | FAC 7231 aggregates 6 category codes for detached laundry and miscellaneous, not further identified, purposes. UFC 4-720-01 “Lodging Facilities” provides limited design criteria for guest laundry design features located within Table 5-23 of the UFC.
Building construction material |  |  | UFC 4-720-01 calls for epoxy painted gypsum board interior walls with tile floors and moisture resistant ACP ceiling tile.
Facility size |  |  | The average area for this FAC is 2556 SF. International Building Code Occupancy Group B (Business)
Fire suppression system type, quality, and coverage |  |  | UFC 4-720-01 “Lodging Facilities” requires fire protection in the guest laundry of lodging facilities.
Inclusion of a loading dock or similar ancillary feature |  |  | No Unified Facilities Criteria (UFC) requirement exists for the incorporation of a loading dock No elevator is provided in consonance with the Elevator Business Rules.
Inclusion and capacity of overhead cranes |  |  | No Unified Facilities Criteria UFC requirement exists for the incorporation of overhead cranes.
Established standard for components or materials |  |  | No Unified Facilities Criteria UFC criteria exist for component material. The reference to Marshall and Swift laundromats includes brick, block (CMU), or tilt-up concrete panel construction.
Applicable Business Rules |  |  | • M&S Selection Business Rule • Elevator Business Rule • Fire Sprinkler Business Rule • Overhead Crane Business Rule • MilCon Cost Premium Business Rule
Footnotes |  |  | Unified Facilities Criteria 4-720-01, Lodging Facilities, dated 13 February 2012. IBID, Table 5-23 Unified Facilities Criteria 4-720-01, Lodging Facilities, dated 13 February 2012, Table 5-23 and paragraph 3-5.3.
FAC | 7232 | Unaccompanied Personnel Housing Garage |  | UM = | SF | RPAD Ave Size | 2369 | Source | Marshall and Swift Valuation; October 2016
Section | TASK |  |  | Given | Units | Conversion |  | Current Cost Multiplier |  | Adjusted Cost
14/34 | Storage Garage, C, average |  |  | 54.71 | SF |  |  | 1.03 |  | 56.3513 | SF
14/37 | Sprinkler, wet (2,500 SF), average |  |  | 3.8 | SF |  |  | 1.03 |  | 3.914 | SF
[9 empty] | Sum | 60.2653 | SF
[5 empty] | Normalizing for Location | Marshall and Swift Local Multiplier for Arlington, VA |  |  |  | 1.07
[6 empty] | Divided by DoD ACF for Arlington, VA |  |  |  | 1.07
[9 empty] | RUC | 60.2653 | SF
[6 empty] | RUC with Military Construction Premium |  |  | 1.0938 | 65.9195 | SF
FAC | 7233 | Dining Support Facility |  | UM = | SF | RPAD Ave Size | 4058 | Source | Marshall and Swift Valuation; October 2016
Section | TASK |  |  | Given | Units | Conversion |  | Current Cost Multiplier |  | Adjusted Cost
13/15 | Cafeteria, C, average |  |  | 113.66 | SF |  |  | 1.04 |  | 118.2064 | SF
13/40 | Sprinkler, wet, 5,000 SF, average |  |  | 3.74 | SF |  |  | 1.04 |  | 3.8896 | SF
[9 empty] | Sum | 122.096 | SF
[5 empty] | Normalizing for Location | Marshall and Swift Local Multiplier for Arlington, VA |  |  |  | 1.07
[6 empty] | Divided by DoD ACF for Arlington, VA |  |  |  | 1.07
[9 empty] | RUC | 122.096 | SF
[6 empty] | RUC with Military Construction Premium |  |  | 1.057 | 129.052 | SF
FAC | 7234 | Latrine/Shower Facility |  | UM = | SF | RPAD Ave Size | 707 | Source | Marshall and Swift Valuation; October 2016
Section | TASK |  |  | Given | Units | Conversion |  | Current Cost Multiplier |  | Adjusted Cost
18/22 | Shower Room Building, C Average |  |  | 132.32 | SF |  |  | 1.02 |  | 134.9664 | SF
18/36 | Sprinkler, 3,000 SF, Wet, Low |  |  | 3.79 | SF |  |  | 1.02 |  | 3.8658 | SF
[9 empty] | Sum | 138.8322 | SF
[5 empty] | Normalizing for Location | Marshall and Swift Local Multiplier for Arlington, VA |  |  |  | 1.07
[6 empty] | Divided by DoD ACF for Arlington, VA |  |  |  | 1.07
[9 empty] | RUC | 138.8322 | SF
[6 empty] | RUC with Military Construction Premium |  |  | 1.1675 | 162.093 | SF
FAC | 7235 | Miscellaneous UPH Support Facility |  | UM = | EA | Design Size | 1 | Source | Marshall and Swift Valuation; October 2016
Section | TASK |  |  | Given | Units | Conversion |  | Current Cost Multiplier |  | Adjusted Cost
64/4 | Car Wash Canopy, CDS Grade, Average |  |  | 39.72 | SF | 128 | SF to EA | 1.03 |  | 5236.6848 | EA
Assumed Size 16ft x 8 ft
[5 empty] | Normalizing for Location | Marshall and Swift Local Multiplier for Arlington, VA |  |  |  | 1.07
[6 empty] | Divided by DoD ACF for Arlington, VA |  |  |  | 1.07
[9 empty] | RUC | 5236.6848 | EA
[6 empty] | RUC with Military Construction Premium |  |  | 1.021 | 5346.6552 | EA
FAC | 7240 | Officer Unaccompanied Personnel Housing |  | UM = | SF | RPAD Ave Size | 7068.8563 | Source | Table 2, UFC 3-701-1 as of 17 Feb 2017
CATCODE | Description |  |  | Reference Size | Unit Cost |  |  | Inflation Adjustment |  | Adjusted Cost
GUC | UPH, Officers Quarters |  |  | 97000 | 258 |  |  | NA: GUCs are as of October, 2016 |  | 258 | SF
[9 empty] | RUC | 258 | SF
FAC | 7241 | Officer UPH, Transient |  | UM = | SF | RPAD Ave Size | 9662.6884 | Source | Table 2, UFC 3-701-1 as of 17 Feb 2017
CATCODE | Description |  |  | Reference Size | Unit Cost |  |  | Inflation Adjustment |  | Adjusted Cost
GUC | UPH, Officers Quarters |  |  | 97000 | 258 |  |  | NA: GUCs are as of October, 2016 |  | 258 | SF
[9 empty] | RUC | 258 | SF
FAC | 7242 | Service Academy Unaccompanied Personnel Housing |  | UM = | SF | RPAD Ave Size | 163375 | Source | Marshall and Swift Valuation; October 2016
Section | TASK |  |  | Given | Units | Conversion |  | Current Cost Multiplier |  | Adjusted Cost
11/14 | Dormitory, C, good - includes elevators |  |  | 144.05 | SF |  |  | 1.05 |  | 151.2525 | SF
11/35 | Sprinkler, wet, 200,000 SF, good |  |  | 2.06 | SF |  |  | 1.05 |  | 2.163 | SF
[9 empty] | Sum | 153.4155 | SF
[5 empty] | Normalizing for Location | Marshall and Swift Local Multiplier for Arlington, VA |  |  |  | 1.07
[6 empty] | Divided by DoD ACF for Arlington, VA |  |  |  | 1.07
[9 empty] | RUC | 153.4155 | SF
[6 empty] | RUC with Military Construction Premium |  |  | 1.3319 | 204.3415 | SF
FAC | 7250 | Emergency Unaccompanied Personnel Housing |  | UM = | SF | RPAD Ave Size | 2125 | Source | Marshall and Swift Valuation; October 2016
Section | TASK |  |  | Given | Units | Conversion |  | Current Cost Multiplier |  | Adjusted Cost
12/16 | Multiple Residence, C, average |  |  | 74.37 | SF |  |  | 1.04 |  | 77.3448 | SF
12/39 | Sprinkler, 3000 SF, Wet, average |  |  | 3.57 | SF |  |  | 1.04 |  | 3.7128 | SF
[9 empty] | Sum | 81.0576 | SF
[5 empty] | Normalizing for Location | Marshall and Swift Local Multiplier for Arlington, VA |  |  |  | 1.07
[6 empty] | Divided by DoD ACF for Arlington, VA |  |  |  | 1.07
[9 empty] | RUC | 81.0576 | SF
[6 empty] | RUC with Military Construction Premium |  |  | 1.3319 | 107.9645 | SF
FAC | 7251 | EUPH Tent Pad |  | UM = | SF | RPAD Ave Size | 1814 | Source | USACE PAX Newsletter 3.2.2 Dated 6 April 2017
CATCODE | Description |  |  | Unit Cost | UoM | Conversion |  | Inflation Adjustment by MCP Index |  | Adjusted Cost
93210 | ROUGH GRADING, NO COMPACTION |  |  | 2.7 | SY | 9 | SF/SY | 0.94232 |  | 0.2827 | SF
93210 | FINE GRADING, W/ DOZER, 6" LIFTS |  |  | 2.3 | SY | 9 | SF/SY | 0.94232 |  | 0.24082 | SF
85110 | 1-1/2" CRUSHED STONE BASE TO 6" DEEP |  |  | 9.3 | SY | 9 | SF/SY | 0.94232 |  | 0.97373 | SF
85110 | 8" THK, UN-REINF CONC PVMT, 4500 PSI |  |  | 41.5 | SY | 9 | SF/SY | 0.94232 |  | 4.3452 | SF
[7 empty] | Sum |  | RUC | 5.8424 | SF
FAC | 7311 | Fire Station Facility |  | UM = | SF | RPAD Ave Size | 7764 | Source | USACE PAX Newsletter 3.2.2 Dated 6 April 2017
CATCODE | Description |  |  | Unit Cost | Reference Size | Conversion |  | Inflation Adjustment by MCP Index |  | Adjusted Cost
73010 | Fire Station |  |  | 369 | 16000 |  |  | 0.94232 |  | 347.7169 | SF
[9 empty] | RUC | 347.7169 | SF
FAC | 7312 | Prison/Confinement Facility |  | UM = | SF | RPAD Ave Size | 15468 | Source | Marshall and Swift Valuation; October 2016
Section | TASK |  |  | Given | Units | Conversion |  | Current Cost Multiplier |  | Adjusted Cost
15/33 | Correctional Facility, C, average |  |  | 190.01 | SF |  |  | 1.04 |  | 197.6104 | SF
15/37 | Sprinkler, 20,000 SF, wet, average |  |  | 3.29 | SF |  |  | 1.04 |  | 3.4216 | SF
55/5 | Overhead door, rollup, 81 sf/door |  |  | 23.88 | SF door | 0.12505 | per SF | 1.01 |  | 0.1263 | SF
55/5 | Overhead door, electric operator |  |  | 1905 | Ea | 0.12316 | per SF | 1.01 |  | 0.12439 | SF
65/12 | Dock bumper, 10 lf/door |  |  | 53.25 | per LF | 0.034426 | per SF | 1.01 |  | 0.03477 | SF
65/12 | Dock leveler |  |  | 8600 | Ea | 0.55599 | per SF | 1.01 |  | 0.56155 | SF
65/12 | Dock seal, 10" projection |  |  | 765 | Ea | 0.049457 | per SF | 1.01 |  | 0.049952 | SF
65/12 | Dock shelter |  |  | 2117.5 | Ea | 0.1369 | per SF | 1.01 |  | 0.13826 | SF
[9 empty] | Sum | 202.0672 | SF
[5 empty] | Normalizing for Location | Marshall and Swift Local Multiplier for Arlington, VA |  |  |  | 1.07
[6 empty] | Divided by DoD ACF for Arlington, VA |  |  |  | 1.07
[9 empty] | RUC | 202.0672 | SF
[8 empty] | RUC with Military Cost Premium | 1.3319 | 269.1431 | SF
Note: "Section" refers to the Marshall & Swift Valuation Guide section and page which contains a profile of the facility used for this FAC as well as additional information on the features included in the Marshall and Swift facility. The "Area Adjustment" is the "local multiplier" (Section 99, Pages 5 thru 10) which reflects local cost conditions and is designed to adjust the basic costs to each locality. "Current Cost Multiplier" (Section 99, Page 3) are the multipliers to update costs. Costs in each section are updated on a three year cycle. The current cost multiplier is republished monthly and is based upon nationally recognized building cost indices. As stated in Section 1 page 11 of the Marshall and Swift Valuation guide " to obtain the current replacement value the cost shown in each section ("refined" by additions such as sprinklers, elevators, etc) is mulitplied by the current cost multiplier and the local multiplier. That is: Refined Cost x Current Cost Multiplier x Local Multiplier = Final Replacement Cost.
OSD Design Criteria |  |  | • Naval Corrections Manual requires compliance with the American Corrections Association Planning and Design Guide • Army Regulation 190-47 “The Army Corrections System” states “Design should strive to meet ACA standards.” • FC 4-721-02F “Air Force Level 1 Confinement Facility” requires the superstructure to be concrete masonry units, fully grouted, with concrete roof.
Building construction material |  |  | • ACA Design Guide states walls are typically either concrete or masonry. Standard steel reinforcing used with pre-cast or cast in place concrete is sufficient . • FC 4-721-02F “Air Force Level 1 Confinement Facility” requires the superstructure to be concrete masonry units, fully grouted, with concrete roof.
Facility size |  |  | The average area for this FAC is 18159 SF. This type of facility is classified as Group I-3, Institutional .
Fire suppression system type, quality, and coverage |  |  | UFC 3-600-01, Fire Protection Engineering for Facilities requires compliance with NFPA 101 for institutional (Group I-3) occupancies. NFPA 101 requires new I-3 (institutional occupancies), in which this FAC is categorized, to be have sprinklers through-out. This same requirement exists in the International Building Code, Section 907.2.6 governing Occupancy Group I-3 (institutional).
Inclusion of a loading dock or similar ancillary feature |  |  | No elevators have been included in consonance with the Elevator Business Rule. The average number of stories for this FAC is 1.28. The ACA Design Guide identifies the incorporation of a truck loading dock for use by the maintenance department, for supplies deliveries and sanitation (laundry) .
Inclusion and capacity of overhead cranes |  |  | No Unified Facilities Criteria UFC requirement exists for the incorporation of overhead cranes.
Established standard for components or materials |  |  | The ACA Design Guide provides broad guidance for exterior and interior materials .
Applicable Business Rules |  |  | • M&S Selection Business Rule • Elevator Business Rule • Fire Sprinkler Business Rule • Overhead Crane Business Rule • MilCon Cost Premium Business Rule
Footnotes |  |  | Naval Corrections Manual Article 1640-020 “Physical Plant and Major Equipment”, BUPERSINST 1640.22 dated 29 March 2011 Design Guide for Secure Adult Correctional Facilities, American Correctional Association, 1983, “Building Security”, pp 154-156. Army Regulation AR 190-47, “The Army Corrections System”, Section 9-4, pg 28, of 15 June 2006. Facilities Criteria FC 4-721-02F Air Force Level I Confinement Facility of 1 April 2015. IBID, p. 33. Op.cit. page 155. Facilities Criteria FC 4-721-02F Air Force Level I Confinement Facility of 1 April 2015. IBID, p. 33. International Building Code, Section 308, International Code Council, 2015. Unified Facilities Criteria UFC 3-600-01 of 8 August 2016 with Change 1, 28 November 2016 International Building Code, Section 907.2.6, International Code Council, 2015 Edition. Op.Cit. pages 136 and 140. Op.Cit. pages 154-156.
FAC | 7313 | Police Station |  | UM = | SF | RPAD Ave Size | 5632 | Source | Marshall and Swift Valuation; October 2016
Section | TASK |  |  | Given | Units | Conversion |  | Current Cost Multiplier |  | Adjusted Cost
15/33 | Police Station, C, average |  |  | 135.4 | SF |  |  | 1.04 |  | 140.816 | SF
15/37 | Sprinkler, 5,000 SF, Wet, average |  |  | 5.28 | SF |  |  | 1.04 |  | 5.4912 | SF
[9 empty] | Sum | 146.3072 | SF
[5 empty] | Normalizing for Location | Marshall and Swift Local Multiplier for Arlington, VA |  |  |  | 1.07
[6 empty] | Divided by DoD ACF for Arlington, VA |  |  |  | 1.07
[9 empty] | RUC | 146.3072 | SF
[8 empty] | RUC with Military Cost Premium | 1.3319 | 194.8736 | SF
Note: "Section" refers to the Marshall & Swift Valuation Guide section and page which contains a profile of the facility used for this FAC as well as additional information on the features included in the Marshall and Swift facility. The "Area Adjustment" is the "local multiplier" (Section 99, Pages 5 thru 10) which reflects local cost conditions and is designed to adjust the basic costs to each locality. "Current Cost Multiplier" (Section 99, Page 3) are the multipliers to update costs. Costs in each section are updated on a three year cycle. The current cost multiplier is republished monthly and is based upon nationally recognized building cost indices. As stated in Section 1 page 11 of the Marshall and Swift Valuation guide " to obtain the current replacement value the cost shown in each section ("refined" by additions such as sprinklers, elevators, etc) is mulitplied by the current cost multiplier and the local multiplier. That is: Refined Cost x Current Cost Multiplier x Local Multiplier = Final Replacement Cost.
OSD Design Criteria |  |  | Unified Facilities Criteria for Multi-Disciplinary and Facility Specific Design (4 Series) is not provided for this type of facility.
Building construction material |  |  | No Unified Facilities Criteria UFC criteria exist for component. material. Applying the Marshall and Swift Selection Business Rule, the FAC is Marshall & Swift Class C, Average Quality.
Facility size |  |  | The average area for this FAC is 5,272 SF.
Fire suppression system type, quality, and coverage |  |  | International Building Code Occupancy Group I, Institutional A fire sprinkler has been incorporated, applying the Fire Sprinkler Business Rule.
Inclusion of a loading dock or similar ancillary feature |  |  | No Unified Facilities Criteria (UFC) requirement exists for the incorporation of a loading dock The average number of floors is 1.3. No elevator has been included in the estimated cost in consonance with the Elevator Business Rule
Inclusion and capacity of overhead cranes |  |  | No overhead crane is provided, applying the Overhead Crane Business Rule
Established standard for components or materials |  |  | No Unified Facilities Criteria UFC criteria exist for component material
Applicable Business Rules |  |  | • M&S Selection Business Rule • Elevator Business Rule • Fire Sprinkler Business Rule • Overhead Crane Business Rule • MilCon Cost Premium Business Rule
Footnotes |  |  | None
FAC | 7314 | Drug and Alcohol Abuse Center |  | UM = | SF | RPAD Ave Size | 4790 | Source | Marshall and Swift Valuation; October 2016
Section | TASK |  |  | Given | Units | Conversion |  | Current Cost Multiplier |  | Adjusted Cost
15/22 | Medical Office Building, C, average |  |  | 137.61 | SF |  |  | 1.04 |  | 143.1144 | SF
15/37 | Sprinkler, 5,000 SF, Wet, average |  |  | 4.14 | SF |  |  | 1.04 |  | 4.3056 | SF
[9 empty] | Sum | 147.42 | SF
[5 empty] | Normalizing for Location | Marshall and Swift Local Multiplier for Arlington, VA |  |  |  | 1.07
[6 empty] | Divided by DoD ACF for Arlington, VA |  |  |  | 1.07
[9 empty] | RUC | 147.42 | SF
[6 empty] | RUC with Military Construction Premium |  |  | 1.3319 | 196.3558 | SF
FAC | 7321 | Bread/Pastry Kitchen |  | UM = | SF | RPAD Ave Size | 31509 | Source | Marshall and Swift Valuation; October 2016
Section | TASK |  |  | Given | Units | Conversion |  | Current Cost Multiplier |  | Adjusted Cost
14/40 | Bakery Plant, C,D, S Class |  |  | 81 | SF |  |  | 1.03 |  | 83.43 | SF
14/37 | Sprinkler, 30000 SF, Wet, average |  |  | 2.56 | SF |  |  | 1.03 |  | 2.6368 | SF
[9 empty] | Sum | 86.0668 | SF
[5 empty] | Normalizing for Location | Marshall and Swift Local Multiplier for Arlington, VA |  |  |  | 1.07
[6 empty] | Divided by DoD ACF for Arlington, VA |  |  |  | 1.07
[9 empty] | RUC | 86.0668 | SF
[6 empty] | RUC with Military Construction Premium |  |  | 1.1839 | 101.8933 | SF
FAC | 7322 | Ice/Dairy Products Plant |  | UM = | SF | RPAD Ave Size | 1825 | Source | Marshall and Swift Valuation; October 2016
Section | TASK |  |  | Given | Units | Conversion |  | Current Cost Multiplier |  | Adjusted Cost
17/38 | Dairy, C, average |  |  | 41.01 | SF |  |  | 1.04 |  | 42.6504 | SF
17/20 | Chiller/Freezer, Moderate Climate |  |  | 12.25 | SF |  |  | 1.04 |  | 12.74 | SF
14/37 | Sprinkler, 2,500 SF, Wet, average |  |  | 3.8 | SF |  |  | 1.03 |  | 3.914 | SF
[9 empty] | Sum | 59.3044 | SF
[5 empty] | Normalizing for Location | Marshall and Swift Local Multiplier for Arlington, VA |  |  |  | 1.07
[6 empty] | Divided by DoD ACF for Arlington, VA |  |  |  | 1.07
[9 empty] | RUC | 59.3044 | SF
[6 empty] | RUC with Military Construction Premium |  |  | 1.1839 | 70.2097 | SF
FAC | 7323 | Greenhouse |  | UM = | SF | RPAD Ave Size | 1706 | Source | Marshall and Swift Valuation; October 2016
Section | TASK |  |  | Given | Units | Conversion |  | Current Cost Multiplier |  | Adjusted Cost
17/22 | Greenhouse, S, average |  |  | 9.76 | SF |  |  | 1.02 |  | 9.9552 | SF
[5 empty] | Normalizing for Location | Marshall and Swift Local Multiplier for Arlington, VA |  |  |  | 1.05
[6 empty] | Divided by DoD ACF for Arlington, VA |  |  |  | 1.07
[9 empty] | RUC | 9.7691 | SF
[6 empty] | RUC with Military Construction Premium |  |  | 1.021 | 9.9743 | SF
FAC | 7331 | Exchange Eating Facility |  | UM = | SF | RPAD Ave Size | 3641 | Source | Marshall and Swift Valuation; October 2016
Section | TASK |  |  | Given | Units | Conversion |  | Current Cost Multiplier |  | Adjusted Cost
13/17 | Fast Food Restaurant, C, average |  |  | 131.04 | SF |  | SF | 1.04 |  | 136.2816 | SF
65/8 | Range hood, complete, 10 LF |  |  | 770 | LF | 8.4592 | per UM | 1.01 |  | 8.5438 | SF
53/12 | Range hood dry chemical extinguisher, 4 nozzles (1 per vendor) |  |  | 695 | EA | 1.5271 | per UM | 1.02 |  | 1.5576 | SF
13/40 | Sprinkler, 5,000 SF wet, average |  |  | 3.74 | SF |  | SF | 1.04 |  | 3.8896 | SF
[9 empty] | Sum | 150.2726 | SF
[5 empty] | Normalizing for Location | Marshall and Swift Local Multiplier for Arlington, VA |  |  |  | 1.07
[6 empty] | Divided by DoD ACF for Arlington, VA |  |  |  | 1.07
Assumed 4 vendors, each with 10' range hood, each hood with 2 dry chem nozzles | [8 empty] | RUC | 150.2726 | SF
[8 empty] | RUC with Military Cost Premium | 1.2905 | 193.9326 | SF
Note: "Section" refers to the Marshall & Swift Valuation Guide section and page which contains a profile of the facility used for this FAC as well as additional information on the features included in the Marshall and Swift facility. The "Area Adjustment" is the "local multiplier" (Section 99, Pages 5 thru 10) which reflects local cost conditions and is designed to adjust the basic costs to each locality. "Current Cost Multiplier" (Section 99, Page 3) are the multipliers to update costs. Costs in each section are updated on a three year cycle. The current cost multiplier is republished monthly and is based upon nationally recognized building cost indices. As stated in Section 1 page 11 of the Marshall and Swift Valuation guide " to obtain the current replacement value the cost shown in each section ("refined" by additions such as sprinklers, elevators, etc) is mulitplied by the current cost multiplier and the local multiplier. That is: Refined Cost x Current Cost Multiplier x Local Multiplier = Final Replacement Cost.
OSD Design Criteria |  |  | OSD-based design criteria does not apply to Exchange (Army-Air Force, Navy or Marine Corps) facilities because they are non-appropriated fund activities. Applicable national, state, local codes apply. Typical codes include: International Building Code, National Fire Protection Association Codes (including the National Electrical Code), International Mechanical Code, International Plumbing Code.
Building construction material |  |  | Any type of construction (Type I, II, or III) is allowable, given the design analysis/trade-off of material and fire safety. The international Building Code provides guidance.
Facility size |  |  | The average area for this FAC is 3,641 SF.
Fire suppression system type, quality, and coverage |  |  | Use classification A (A-2,Assembly). The international Building Code (IBC) requires an automatic sprinkler when the occupant load exceeds 100, or the fire area exceeds 5,000 SF or if the fire area is not located on the level of exit discharge . The IBC sets a maximum of 15 sf/occupant for restaurants (table and chair use). Allowing space for food preparation, restrooms and circulation, a reasonable net area for this FAC would be 2500 SF, giving a load 166 people. Because this load could be reached in a design, a sprinkler system is included in the cost.
Inclusion of a loading dock or similar ancillary feature |  |  | No Unified Facilities Criteria (UFC) requirement exists for the incorporation of a loading dock No elevator is provided in consonance with the Elevator Business Rules.
Inclusion and capacity of overhead cranes |  |  | No Unified Facilities Criteria UFC requirement exists for the incorporation of overhead cranes.
Established standard for components or materials |  |  | No Unified Facilities Criteria UFC criteria exist for component material. Any suitable material is permitted by the International Building Code.
Applicable Business Rules |  |  | • M&S Selection Business Rule • Elevator Business Rule • Fire Sprinkler Business Rule • Overhead Crane Business Rule • MilCon Cost Premium Business Rule
Footnotes |  |  | International Building Code, Chapter 6 “Types of Construction”, International Code Council, 2015. IBID, paragraph 903.2.1.2.
FAC | 7333 | Open Mess and Club Facility |  | UM = | SF | RPAD Ave Size | 13884 | Source | Marshall and Swift Valuation; October 2016
Section | TASK |  |  | Given | Units | Conversion |  | Current Cost Multiplier |  | Adjusted Cost
13/14 | Restaurant (350), Class C, average |  |  | 122.51 | SF |  | SF | 1.04 |  | 127.4104 | SF
65/8 | Range hood, complete, 10 LF, 2 ea |  |  | 770 | LF | 1.1092 | per UM | 1.01 |  | 1.1203 | SF
53/12 | Range hood dry chem, 4 nozzles |  |  | 695 | EA | 0.20023 | per UM | 1.02 |  | 0.20424 | SF
13/39 | Elevator, pass, 2-3 story, average |  |  | 50250 | EA | 3.6193 | per UM | 1.04 |  | 3.764 | SF
13/40 | Sprinkler, 15,000 sf, wet, average |  |  | 3.13 | SF | 1 | SF | 1.04 |  | 3.2552 | SF
55/5 | Overhead door, rollup, 81 sf/door |  |  | 23.88 | per sf | 0.13932 | per UM | 1.01 |  | 0.14071 | SF
55/5 | Overhead door electric operator |  |  | 1905 | EA | 0.13721 | per UM | 1.01 |  | 0.13858 | SF
65/12 | Dock bumper |  |  | 53.25 | LF | 0.038354 | per UM | 1.01 |  | 0.038737 | SF
65/12 | Dock leveler |  |  | 8600 | EA | 0.61942 | per UM | 1.01 |  | 0.62561 | SF
65/12 | Dock seal |  |  | 765 | EA | 0.055099 | per UM | 1.01 |  | 0.05565 | SF
65/12 | Dock shelter |  |  | 2117 | EA | 0.15248 | per UM | 1.01 |  | 0.154 | SF
[9 empty] | Sum | 136.9075 | SF
[5 empty] | Normalizing for Location | Marshall and Swift Local Multiplier for Arlington, VA |  |  |  | 1.07
[6 empty] | Divided by DoD ACF for Arlington, VA |  |  |  | 1.07
[9 empty] | RUC | 136.9075 | SF
[8 empty] | RUC with Military Cost Premium | 1.3319 | 182.3536 | SF
Note: "Section" refers to the Marshall & Swift Valuation Guide section and page which contains a profile of the facility used for this FAC as well as additional information on the features included in the Marshall and Swift facility. The "Area Adjustment" is the "local multiplier" (Section 99, Pages 5 thru 10) which reflects local cost conditions and is designed to adjust the basic costs to each locality. "Current Cost Multiplier" (Section 99, Page 3) are the multipliers to update costs. Costs in each section are updated on a three year cycle. The current cost multiplier is republished monthly and is based upon nationally recognized building cost indices. As stated in Section 1 page 11 of the Marshall and Swift Valuation guide " to obtain the current replacement value the cost shown in each section ("refined" by additions such as sprinklers, elevators, etc) is mulitplied by the current cost multiplier and the local multiplier. That is: Refined Cost x Current Cost Multiplier x Local Multiplier = Final Replacement Cost.
OSD Design Criteria |  |  | OSD based design criteria does not apply to Open Mess and Club Facilities as they are Category “C” Morale Welfare and Recreation Facilities (MWR), and therefore funded through sales without Appropriate Funds . Applicable national, state, local codes apply. Typical codes include: International Building Code, National Fire Protection Association Codes (including the National Electrical Code), International Mechanical Code, International Plumbing Code.
Building construction material |  |  | Any type of construction (Type I, II, or III) is allowable, given the design analysis/trade-off of material and fire safety. The international Building Code provides guidance.
Facility size |  |  | The average area for this FAC is 13,884 SF. International Building Code occupancy group classification is A (A-2, Assembly).
Fire suppression system type, quality, and coverage |  |  | The international Building Code (IBC) requires an automatic sprinkler when the occupant load exceeds 100, or the fire area exceeds 5,000 SF or if the fire area is not located on the level of exit discharge . Because the average size of this FAC exceeds 5,000 SF, a sprinkler system is included in the cost.
Inclusion of a loading dock or similar ancillary feature |  |  | Although no design criteria requires the incorporation of a loading dock, the likelihood of food deliveries drives the additional of one dock in the RUC calculation. One elevator is provided in consonance with the Elevator Business Rule.
Inclusion and capacity of overhead cranes |  |  | No Unified Facilities Criteria UFC requirement exists for the incorporation of overhead cranes.
Established standard for components or materials |  |  | No Unified Facilities Criteria UFC criteria exist for component material. Any suitable material is permitted by the International Building Code.
Applicable Business Rules |  |  | • M&S Selection Business Rule • Elevator Business Rule • Fire Sprinkler Business Rule • Overhead Crane Business Rule • MilCon Cost Premium Business Rule
Footnotes |  |  | For example see Army Regulation AR 215-1 “Military Morale, Welfare and Recreation Programs and Non-appropriated Fund Instrumentalities, Appendix E International Building Code, Chapter 6 “Types of Construction”, International Code Council, 2015. IBID, paragraph 903.2.1.2.
FAC | 7340 | Thrift Shop |  | UM = | SF | RPAD Ave Size | 4650 | Source | Marshall and Swift Valuation; October 2016
Section | TASK |  |  | Given | Units | Conversion |  | Current Cost Multiplier |  | Adjusted Cost
13/26 | Retail Store, C Average |  |  | 80.34 | SF |  |  | 1.04 |  | 83.5536 | SF
13/40 | Sprinkler, 5,000 SF wet, average |  |  | 3.74 | SF |  |  | 1.04 |  | 3.8896 | SF
[9 empty] | Sum | 87.4432 | SF
[5 empty] | Normalizing for Location | Marshall and Swift Local Multiplier for Arlington, VA |  |  |  | 1.07
[6 empty] | Divided by DoD ACF for Arlington, VA |  |  |  | 1.07
[9 empty] | RUC | 87.4432 | SF
[6 empty] | RUC with Military Construction Premium |  |  | 1.0292 | 89.9951 | SF
FAC | 7341 | Bus Station |  | UM = | SF | RPAD Ave Size | 686 | Source | Marshall and Swift Valuation; October 2016
Section | TASK |  |  | Given | Units | Conversion |  | Current Cost Multiplier |  | Adjusted Cost
14/20 | Passenger Terminal C average |  |  | 111.35 | SF |  |  | 1.03 |  | 114.6905 | SF
14/37 | Sprinkler, 2,500 SF wet, Average |  |  | 3.8 | SF |  |  | 1.03 |  | 3.914 | SF
[9 empty] | Sum | 118.6045 | SF
[5 empty] | Normalizing for Location | Marshall and Swift Local Multiplier for Arlington, VA |  |  |  | 1.07
[6 empty] | Divided by DoD ACF for Arlington, VA |  |  |  | 1.07
[9 empty] | RUC | 118.6045 | SF
[6 empty] | RUC with Military Construction Premium |  |  | 1.1346 | 134.5644 | SF
FAC | 7342 | Laundry/Dry Cleaning Facility |  | UM = | SF | RPAD Ave Size | 4277 | Source | Marshall and Swift Valuation; October 2016
Section | TASK |  |  | Given | Units | Conversion |  | Current Cost Multiplier |  | Adjusted Cost
14/40 | Central laundry and dry cleaning plant, upper limit |  |  | 73 | SF |  |  | 1.03 |  | 75.19 | SF
14/27 | Loading Dock, Assume 15x30', steel piers |  |  | 22.68 | SF |  |  | 1.03 |  | 23.3604 | SF
14/27 | Loading Dock roof, with lighting and finished soffit, Assume 15x30' |  |  | 14.365 | SF |  |  | 1.03 |  | 14.7959 | SF
14/37 | Sprinkler, 5,000 SF wet, average |  |  | 3.4 | SF |  |  | 1.03 |  | 3.502 | SF
[9 empty] | Sum | 116.8483 | SF
[5 empty] | Normalizing for Location | Marshall and Swift Local Multiplier for Arlington, VA |  |  |  | 1.07
[6 empty] | Divided by DoD ACF for Arlington, VA |  |  |  | 1.07
[9 empty] | RUC | 116.8483 | SF
[6 empty] | RUC with Military Construction Premium |  |  | 1.1114 | 129.8613 | SF
FAC | 7344 | Postal Facility |  | UM = | SF | RPAD Ave Size | 3837 | Source | Marshall and Swift Valuation; October 2016
Section | TASK |  |  | Given | Units | Conversion |  | Current Cost Multiplier |  | Adjusted Cost
14/21 | Main Post Office, C Average |  |  | 133 | SF |  |  | 1.03 |  | 136.99 | SF
14/37 | Sprinkler, 5,000 SF wet, average |  |  | 3.4 | SF |  |  | 1.03 |  | 3.502 | SF
[9 empty] | Sum | 140.492 | SF
[5 empty] | Normalizing for Location | Marshall and Swift Local Multiplier for Arlington, VA |  |  |  | 1.07
[6 empty] | Divided by DoD ACF for Arlington, VA |  |  |  | 1.07
[9 empty] | RUC | 140.492 | SF
[6 empty] | RUC with Military Construction Premium |  |  | 1.3319 | 187.1281 | SF
FAC | 7345 | Exchange Automobile Facility |  | UM = | SF | RPAD Ave Size | 3968 | Source | Marshall and Swift Valuation; October 2016
Section | TASK |  |  | Given | Units | Conversion |  | Current Cost Multiplier |  | Adjusted Cost
64/1 | Station with Service Bay, S-C, Average |  |  | 121.49 | SF |  |  | 1.03 |  | 125.1347 | SF
14/37 | Sprinkler, 5,000 SF wet, average |  |  | 3.4 | SF |  |  | 1.03 |  | 3.502 | SF
[9 empty] | Sum | 128.6367 | SF
[5 empty] | Normalizing for Location | Marshall and Swift Local Multiplier for Arlington, VA |  |  |  | 1.07
[6 empty] | Divided by DoD ACF for Arlington, VA |  |  |  | 1.07
[9 empty] | RUC | 128.6367 | SF
[6 empty] | RUC with Military Construction Premium |  |  | 1.1652 | 149.8872 | SF
FAC | 7346 | Exchange Sales Facility |  | UM = | SF | RPAD Ave Size | 12661 | Source | Marshall and Swift Valuation; October 2016
Section | TASK |  |  | Given | Units | Conversion |  | Current Cost Multiplier |  | Adjusted Cost
13/26 | Retail store, C, average |  |  | 80.34 | SF |  |  | 1.04 |  | 83.5536 | SF
13/40 | Sprinkler, 15,000 SF, dry, average |  |  | 3.91 | SF |  |  | 1.04 |  | 4.0664 | SF
55/5 | Overhead door, rollup, 81 sf/door, 2 each |  |  | 23.875 | SF door | 0.30549 | per SF | 1.01 |  | 0.30854 | SF
55/5 | Overhead door, electric operator, 2 each |  |  | 1905 | 2 Ea | 0.30092 | per SF | 1.01 |  | 0.30393 | SF
65/12 | Dock bumper, 10 lf/door, 20 LF total |  |  | 53.25 | per LF | 0.084117 | per SF | 1.01 |  | 0.084958 | SF
65/12 | Dock leveler, hydraulic, 2 each |  |  | 8600 | Ea | 1.3585 | per SF | 1.01 |  | 1.3721 | SF
65/12 | Dock seal, 10" projection, 2 each |  |  | 765 | Ea | 0.12084 | per SF | 1.01 |  | 0.12205 | SF
65/12 | Dock shelter, 2 each |  |  | 2117 | Ea | 0.33441 | per SF | 1.01 |  | 0.33776 | SF
[9 empty] | Sum | 90.1493 | SF
[5 empty] | Normalizing for Location | Marshall and Swift Local Multiplier for Arlington, VA |  |  |  | 1.07
[6 empty] | Divided by DoD ACF for Arlington, VA |  |  |  | 1.07
[9 empty] | RUC | 90.1493 | SF
[6 empty] | RUC with Military Construction Premium |  |  | 1.2147 | 109.5014 | SF
Note: "Section" refers to the Marshall & Swift Valuation Guide section and page which contains a profile of the facility used for this FAC as well as additional information on the features included in the Marshall and Swift facility. The "Area Adjustment" is the "local multiplier" (Section 99, Pages 5 thru 10) which reflects local cost conditions and is designed to adjust the basic costs to each locality. "Current Cost Multiplier" (Section 99, Page 3) are the multipliers to update costs. Costs in each section are updated on a three year cycle. The current cost multiplier is republished monthly and is based upon nationally recognized building cost indices. As stated in Section 1 page 11 of the Marshall and Swift Valuation guide " to obtain the current replacement value the cost shown in each section ("refined" by additions such as sprinklers, elevators, etc) is mulitplied by the current cost multiplier and the local multiplier. That is: Refined Cost x Current Cost Multiplier x Local Multiplier = Final Replacement Cost.
OSD Design Criteria |  |  | OSD-based design criteria does not apply to Exchange (Army-Air Force, Navy or Marine Corps) facilities because they are non-appropriated fund activities. Applicable national, state, local codes apply. Typical codes include: International Building Code, National Fire Protection Association Codes (including the National Electrical Code), International Mechanical Code, International Plumbing Code.
Building construction material |  |  | Any type of construction (Type I, II, or III) is allowable, given the design analysis/trade-off of material and fire safety. The international Building Code provides guidance.
Facility size |  |  | The average area for this FAC is 12,661 SF.
Fire suppression system type, quality, and coverage |  |  | Use classification M (Mercantile). The international Building Code (IBC) requires an automatic sprinkler when the fire area exceeds 12,000 SF . Therefore a sprinkler was provided for this facility.
Inclusion of a loading dock or similar ancillary feature |  |  | Determination of the number of loading docks depends upon the number of simultaneous truck deliveries and time to load/unload. For this facility, application of the NAOIP average of 7500 sf floor space to one dock was used as the best available method. No elevator is provided in consonance with the Elevator Business Rules.
Inclusion and capacity of overhead cranes |  |  | No Unified Facilities Criteria UFC requirement exists for the incorporation of overhead cranes.
Established standard for components or materials |  |  | No Unified Facilities Criteria UFC criteria exist for component material. Any suitable material is permitted by the International Building Code.
Applicable Business Rules |  |  | • M&S Selection Business Rule • Elevator Business Rule • Fire Sprinkler Business Rule • Overhead Crane Business Rule • MilCon Cost Premium Business Rule
Footnotes |  |  | International Building Code, Chapter 6 “Types of Construction”, International Code Council, 2015. IBID, paragraph 903.2.7.
FAC | 7347 | Bank and Credit Union |  | UM = | SF | RPAD Ave Size | 2254 | Source | Marshall and Swift Valuation; October 2016
Section | TASK |  |  | Given | Units | Conversion |  | Current Cost Multiplier |  | Adjusted Cost
15/21 | Bank, Branch, C Average |  |  | 164.65 | SF |  |  | 1.04 |  | 171.236 | SF
15/37 | Sprinkler, 3,000 SF wet, average |  |  | 4.48 | SF |  |  | 1.04 |  | 4.6592 | SF
[9 empty] | Sum | 175.8952 | SF
[5 empty] | Normalizing for Location | Marshall and Swift Local Multiplier for Arlington, VA |  |  |  | 1.07
[6 empty] | Divided by DoD ACF for Arlington, VA |  |  |  | 1.07
[9 empty] | RUC | 175.8952 | SF
[6 empty] | RUC with Military Construction Premium |  |  | 1.3149 | 231.2767 | SF
FAC | 7348 | Car Wash Facility |  | UM = | SF | RPAD Ave Size | 1679 | Source | Marshall and Swift Valuation; October 2016
Section | TASK |  |  | Given | Units | Conversion |  | Current Cost Multiplier |  | Adjusted Cost
64/5 | Self Serve Car Wash, C, Average |  |  | 71.57 | SF |  |  | 1.03 |  | 73.7171 | SF
[5 empty] | Normalizing for Location | Marshall and Swift Local Multiplier for Arlington, VA |  |  |  | 1.07
[6 empty] | Divided by DoD ACF for Arlington, VA |  |  |  | 1.07
[9 empty] | RUC | 73.7171 | SF
[6 empty] | RUC with Military Construction Premium |  |  | 1.108 | 81.6816 | SF
FAC | 7349 | Commissary |  | UM = | SF | RPAD Ave Size | 56763 | Source | Marshall and Swift Valuation; October 2016
Section | TASK |  |  | Cost | Units | Conversion |  | Current Cost Multiplier |  | Adjusted Cost
13/20 | Supermarket, C, Average |  |  | 83.33 | SF | 83.33 | per SF | 1.04 |  | 86.6632 | SF
55/5 | Overhead door, roll-up, 81 sf/door, 8 doors |  |  | 23.88 | SF | 0.27261 | per SF | 1.01 |  | 0.27534 | SF
55/5 | Overhead door electrical operator, 8 each |  |  | 1905 | EA | 0.26848 | per SF | 1.01 |  | 0.27117 | SF
65/12 | Dock bumper, 10 LF/door, 8 sets |  |  | 53.25 | LF | 0.075049 | per SF | 1.01 |  | 0.075799 | SF
65/12 | Dock leveler, hydraulic |  |  | 8600 | EA | 1.2121 | per SF | 1.01 |  | 1.2242 | SF
65/12 | Dock seal, 10" projection |  |  | 765 | EA | 0.10782 | per SF | 1.01 |  | 0.10889 | SF
65/12 | Dock shelter |  |  | 2117 | EA | 0.29836 | per SF | 1.01 |  | 0.30135 | SF
13/40 | Sprinkler, dry, average |  |  | 3.19 | SF | 3.19 | per SF | 1.04 |  | 3.3176 | SF
[9 empty] | Sum | 92.2375
[5 empty] | Normalizing for Location | Marshall and Swift Local Multiplier for Arlington, VA |  |  |  | 1.07
[6 empty] | Divided by DoD ACF for Arlington, VA |  |  |  | 1.07
[9 empty] | RUC | 92.2375 | SF
[6 empty] | RUC with Military Construction Premium |  |  | 1.2982 | 119.7423 | SF
Note: "Section" refers to the Marshall & Swift Valuation Guide section and page which contains a profile of the facility used for this FAC as well as additional information on the features included in the Marshall and Swift facility. The "Area Adjustment" is the "local multiplier" (Section 99, Pages 5 thru 10) which reflects local cost conditions and is designed to adjust the basic costs to each locality. "Current Cost Multiplier" (Section 99, Page 3) are the multipliers to update costs. Costs in each section are updated on a three year cycle. The current cost multiplier is republished monthly and is based upon nationally recognized building cost indices. As stated in Section 1 page 11 of the Marshall and Swift Valuation guide " to obtain the current replacement value the cost shown in each section ("refined" by additions such as sprinklers, elevators, etc) is mulitplied by the current cost multiplier and the local multiplier. That is: Refined Cost x Current Cost Multiplier x Local Multiplier = Final Replacement Cost.
OSD Design Criteria |  |  | OSD-based design criteria does not directly address the design of commissary facilities; design is the responsibility if the Defense Commissary Agency, which makes use of internal design standards and national, state, local codes apply. Typical codes include: International Building Code, National Fire Protection Association Codes (including the National Electrical Code), International Mechanical Code, International Plumbing Code.
Building construction material |  |  | Any type of construction (Type I, II, or III) is allowable, given the design analysis/trade-off of material and fire safety. The international Building Code provides guidance.
Facility size |  |  | The average area for this FAC is 57,263 SF.
Fire suppression system type, quality, and coverage |  |  | International Building Code use group M (Mercantile). The international Building Code (IBC) requires an automatic sprinkler when the fire area exceeds 12,000 SF, which is the case for the commissary. A sprinkler is included in the replacement unit cost.
Inclusion of a loading dock or similar ancillary feature |  |  | A reasonable assumption is to include a loading dock based upon the function of this FAC. The number of truck docks is calculated by a consideration of number of trucks arriving and loading/unloading time for the specific design. As general guidance, the Commercial Real Estate Development Association (NAIOP) provides an estimate of the average number of loading docks per square foot of warehouse space, used in this case to represent the storage and display of foodstuffs. Using that average of 7,500 sf of floor space per truck dock, 8 truck docks have been included in the unit cost. The guide specification for design of a loading dock is contained in the Unified Facilities Guide Specification . No elevator is provided in consonance with the Elevator Business Rules.
Inclusion and capacity of overhead cranes |  |  | No Unified Facilities Criteria UFC requirement exists for the incorporation of overhead cranes.
Established standard for components or materials |  |  | No Unified Facilities Criteria UFC criteria exist for component material. Any suitable material is permitted by the International Building Code.
Applicable Business Rules |  |  | • M&S Selection Business Rule • Elevator Business Rule • Fire Sprinkler Business Rule • Overhead Crane Business Rule • MilCon Cost Premium Business Rule
Footnotes |  |  | International Building Code, Chapter 6 “Types of Construction”, International Code Council, 2015. Commercial Real Estate Development Association, NAIOP Research Foundation, “NAIOP Terms and Definitions: North American Office and Industrial Market, pg. 12. Unified Facility Guide Specification (UFGS) UFGS-11 13 19.13 (August 2009)
FAC | 7351 | Education Center |  | UM = | SF | RPAD Ave Size | 11083 | Source | Marshall and Swift Valuation; October 2016
Section | TASK |  |  | Given | Units | Conversion |  | Current Cost Adjustment |  | Adjusted Cost
18/14 | Classroom, C, Average |  |  | 118.8 | SF |  |  | 1.02 |  | 121.176 | SF
18/36 | Sprinkler: 10,000 SF, wet, average |  |  | 3.69 | SF | 0.285 | %>12K sf | 1.02 |  | 1.0727 | SF
18/35 | Elevator, pass, ave, 2-3 story |  |  | 53750 | EA | 4.8498 | $/SF | 1.02 |  | 4.9468 | SF
[10 empty] | 127.1954 | SF
[5 empty] | Normalizing for Location | Marshall and Swift Local Multiplier for Arlington, VA |  |  |  | 1.07
[6 empty] | Divided by DoD ACF for Arlington, VA |  |  |  | 1.07
[9 empty] | RUC | 127.1954 | SF
[6 empty] | RUC with Military Construction Premium |  |  | 1.3319 | 169.4177 | SF
Note: "Section" refers to the Marshall & Swift Valuation Guide section and page which contains a profile of the facility used for this FAC as well as additional information on the features included in the Marshall and Swift facility. The "Area Adjustment" is the "local multiplier" (Section 99, Pages 5 thru 10) which reflects local cost conditions and is designed to adjust the basic costs to each locality. "Current Cost Multiplier" (Section 99, Page 3) are the multipliers to update costs. Costs in each section are updated on a three year cycle. The current cost multiplier is republished monthly and is based upon nationally recognized building cost indices. As stated in Section 1 page 11 of the Marshall and Swift Valuation guide " to obtain the current replacement value the cost shown in each section ("refined" by additions such as sprinklers, elevators, etc) is mulitplied by the current cost multiplier and the local multiplier. That is: Refined Cost x Current Cost Multiplier x Local Multiplier = Final Replacement Cost.
OSD Design Criteria |  |  | Unified Facilities Criteria for Multi-Disciplinary and Facility Specific Design (4 Series) is not provided for this type of facility.
Building construction material |  |  | No Unified Facilities Criteria UFC criteria exist for component material.
Facility size |  |  | The average area for this FAC is 11,083 SF.
Fire suppression system type, quality, and coverage |  |  | UFC 3-600-01, Fire Protection Engineering for Facilities requires compliance with NFPA 101 for education occupancies. NFPA 101 Section 14.3.5.1 requires new Group E occupancies, in which the FAC 7351 is categorized, to be fully sprinklered in all fire areas exceeding 12,000 SF. This same requirement exists in the International Building Code, Section 903.2.3 governing Occupancy Group E (schools, educational uses). The RUC calculation recognizes this difference between those facilities requiring sprinklers (larger than 12,000 sf) and those smaller than 12,000 sf by multiplying the cost of a sprinkler by the ratio of the number of records in the inventory of facilities larger than 12,000 sf to the total number of records, 130/455, or 28.5%.
Inclusion of a loading dock or similar ancillary feature |  |  | One elevator has been included in consonance with the Elevator Business Rule.
Inclusion and capacity of overhead cranes |  |  | No Unified Facilities Criteria UFC requirement exists for the incorporation of overhead cranes.
Established standard for components or materials |  |  | No Unified Facilities Criteria UFC criteria exist for component material.
Applicable Business Rules |  |  | • M&S Selection Business Rule • Elevator Business Rule • Fire Sprinkler Business Rule • Overhead Crane Business Rule • MilCon Cost Premium Business Rule
Footnotes |  |  | Unified Facilities Criteria UFC 3-600-01 of 8 August 2016 with Change 1, 28 November 2016 National Fire Protection Association Life Safety Code, NFPA Publication 101, 2015 edition International Building Code, Section 903.2.3, International Code Council, 2015 Edition,
FAC | 7352 | Dependent School |  | UM = | SF | RPAD Ave Size | 23750.0698 | Source | Table 2, UFC 3-701-1 as of 17 Feb 2017
CATCODE | Description |  |  | Reference Size | Unit Cost | 2016 Inventory (in SF) |  | Inflation Adjustment |  | Weighted Unit Cost
GUC | Elementary School, CONUS |  |  | 110000 | 278 | 21472364 |  | NA: GUCs are as of October, 2016 |  | 240.7186 | SF
GUC | Elementary School, OCONUS, Japan |  |  | 110000 | 338 | 3325546 |  | NA: GUCs are as of October, 2016 |  | 45.3278 | SF
[9 empty] | Weighted RUC | 286.0464 | SF
FAC | 7353 | Dependent School Support Facility |  | UM = | SF | RPAD Ave Size | 6674 | Source | USACE PAX Newsletter 3.2.2 Dated 4 Apr 2017
CATCODE | Description |  |  | Unit Cost | Reference Size | Conversion |  | Inflation Adjustment by MCP Index |  | Adjusted Cost
73046 | Elementary -CONUS |  |  | 284 | 111000 |  |  | 0.94232 |  | 267.6195 | SF
[9 empty] | RUC | 267.6195 | SF
FAC | 7354 | School Playgrounds |  | UM = | EA | Design Size | 1 | Source | Marshall and Swift Valuation; October 2016
Section | TASK |  |  | Given | Units | Conversion |  | Current Cost Multiplier |  | Adjusted Cost
66/8 | park bench 6' (3 each) |  |  | 990.5 | EA | 3 | per PG | 1.01 |  | 3001.215 | EA
66/9 | horizontal ladder/monkey bars |  |  | 1137.5 | EA |  |  | 1.01 |  | 1148.875 | EA
66/9 | parallel bars |  |  | 540.5 | EA |  |  | 1.01 |  | 545.905 | EA
66/9 | Climber, Dome |  |  | 2505 | EA |  |  | 1.01 |  | 2530.05 | EA
66/9 | slide, oval tube |  |  | 5375 | EA |  |  | 1.01 |  | 5428.75 | EA
66/9 | swing, 6 units |  |  | 500.5 | EA | 6 | per PG | 1.01 |  | 3033.03 | EA
66/9 | modular play system, per sf of playground |  |  | 88.25 | SF | 1600 | SF of systm | 1.01 |  | 142612 | EA
66/9 | Scramble ramp, ADA, 2 EA |  |  | 1355 | EA | 2 | per PG | 1.01 |  | 2737.1 | EA
67/3 | synthetic surface, applied cost, 6000 sf |  |  | 9.3555 | SF | 6000 | SF of PG | 1 |  | 56133 | EA
[9 empty] | Sum | 217169.925 | EA
[5 empty] | Normalizing for Location | Marshall and Swift Local Multiplier for Arlington, VA |  |  |  | 1.07
[6 empty] | Divided by DoD ACF for Arlington, VA |  |  |  | 1.07
[9 empty] | RUC | 217169.925 | EA
[6 empty] | RUC with Military Construction Premium |  |  | 1.021 | 221730.4934 | EA
FAC | 7361 | Chapel Facility |  | UM = | SF | RPAD Ave Size | 8195 | Source | USACE PAX Newsletter 3.2.2 Dated 6 April 2017
CATCODE | Description |  |  | Unit Cost | Reference Size | Conversion |  | Inflation Adjustment by MCP Index |  | Adjusted Cost
73017 | Fire Station |  |  | 344 | 23000 |  |  | 0.94232 |  | 324.1589 | SF
[9 empty] | RUC | 324.1589 | SF
FAC | 7362 | Religious Education Facility |  | UM = | SF | RPAD Ave Size | 5422 | Source | Marshall and Swift Valuation; October 2016
Section | TASK |  |  | Given | Units | Conversion |  | Current Cost Adjustment |  | Adjusted Cost
18/14 | Classroom, C, Average |  |  | 118.8 | SF |  |  | 1.02 |  | 121.176 | SF
18/36 | Sprinkler: 5000 sf, ave, wet |  |  | 4.13 | SF | 0.388 | %>12K sf | 1.02 |  | 1.6345 | SF
[9 empty] | Sum | 122.8105 | SF
[5 empty] | Normalizing for Location | Marshall and Swift Local Multiplier for Arlington, VA |  |  |  | 1.07
[6 empty] | Divided by DoD ACF for Arlington, VA |  |  |  | 1.07
[9 empty] | RUC | 122.8105 | SF
[8 empty] | RUC with Military Cost Premium | 1.3046 | 160.2127 | SF
Note: "Section" refers to the Marshall & Swift Valuation Guide section and page which contains a profile of the facility used for this FAC as well as additional information on the features included in the Marshall and Swift facility. The "Area Adjustment" is the "local multiplier" (Section 99, Pages 5 thru 10) which reflects local cost conditions and is designed to adjust the basic costs to each locality. "Current Cost Multiplier" (Section 99, Page 3) are the multipliers to update costs. Costs in each section are updated on a three year cycle. The current cost multiplier is republished monthly and is based upon nationally recognized building cost indices. As stated in Section 1 page 11 of the Marshall and Swift Valuation guide " to obtain the current replacement value the cost shown in each section ("refined" by additions such as sprinklers, elevators, etc) is mulitplied by the current cost multiplier and the local multiplier. That is: Refined Cost x Current Cost Multiplier x Local Multiplier = Final Replacement Cost.
OSD Design Criteria |  |  | Unified Facilities Criteria for Multi-Disciplinary and Facility Specific Design (4 Series) is not provided for this type of facility.
Building construction material |  |  | No Unified Facilities Criteria UFC criteria exist for component material.
Facility size |  |  | The average area for this FAC is 5,422 SF.
Fire suppression system type, quality, and coverage |  |  | UFC 3-600-01, Fire Protection Engineering for Facilities requires compliance with NFPA 101 for education occupancies. NFPA 101 Section 14.3.5.1 requires new E occupancies, in which the FAC 7362 is categorized, to be fully sprinklered in all fire areas exceeding 12,000 SF. This same requirement exists in the International Building Code, Section 903.2.3 governing Occupancy Group E (schools, educational uses). The RUC calculation recognizes this difference between those facilities requiring sprinklers and those smaller than the threshold by applying a multiplier representing the ratio of total square feet exceeding the 12,000 sf threshold to the total area included in this FAC, 38.8%
Inclusion of a loading dock or similar ancillary feature |  |  | No elevator has been included in consonance with the Elevator Business Rule.
Inclusion and capacity of overhead cranes |  |  | No Unified Facilities Criteria UFC requirement exists for the incorporation of overhead cranes.
Established standard for components or materials |  |  | No Unified Facilities Criteria UFC criteria exist for component material.
Applicable Business Rules |  |  | • M&S Selection Business Rule • Elevator Business Rule • Fire Sprinkler Business Rule • Overhead Crane Business Rule • MilCon Cost Premium Business Rule
Footnotes |  |  | Unified Facilities Criteria UFC 3-600-01 of 8 August 2016 with Change 1, 28 November 2016 National Fire Protection Association Life Safety Code, NFPA Publication 101, 2015 edition International Building Code, Section 903.2.3, International Code Council, 2015 Edition
FAC | 7371 | Nursery and Child Care Facility |  | UM = | SF | RPAD Ave Size | 12167 | Source | USACE PAX Newsletter 3.2.2 Dated 6 April 2017
CATCODE | Description |  |  | Unit Cost | Reference Size | Conversion |  | Inflation Adjustment by MCP Index |  | Adjusted Cost
74017 | CDC-Preschool, 232 children, 0-6 yrs |  |  | 241 | 23000 |  |  | 0.94232 |  | 227.0997 | SF
[9 empty] | RUC | 227.0997 | SF
FAC | 7372 | Family Service Center |  | UM = | SF | RPAD Ave Size | 6917 | Source | Marshall and Swift Valuation; October 2016
Section | TASK |  |  | Given | Units | Conversion |  | Current Cost Multiplier |  | Adjusted Cost
15/31 | Community Service Building, C, Average |  |  | 117.9 | SF |  |  | 1.04 |  | 122.616 | SF
15/37 | Sprinkler, 5,000 SF wet, avarage |  |  | 4.14 | SF |  |  | 1.04 |  | 4.3056 | SF
[9 empty] | Sum | 126.9216 | SF
[5 empty] | Normalizing for Location | Marshall and Swift Local Multiplier for Arlington, VA |  |  |  | 1.07
[6 empty] | Divided by DoD ACF for Arlington, VA |  |  |  | 1.07
[9 empty] | RUC | 126.9216 | SF
[6 empty] | RUC with Military Construction Premium |  |  | 1.3319 | 169.053 | SF
FAC | 7381 | Forestry Guard Station |  | UM = | SF | RPAD Ave Size | 285 | Source | Marshall and Swift Valuation; October 2016
Section | TASK |  |  | Given | Units | Conversion |  | Current Cost Multiplier |  | Adjusted Cost
17/15 | Guard House, C, good (average not an option) |  |  | 61.44 | SF |  |  | 1.05 |  | 64.512 | SF
[5 empty] | Normalizing for Location | Marshall and Swift Local Multiplier for Arlington, VA |  |  |  | 1.07
[6 empty] | Divided by DoD ACF for Arlington, VA |  |  |  | 1.07
[9 empty] | RUC | 64.512 | SF
[6 empty] | RUC with Military Construction Premium |  |  | 1.021 | 65.8668 | SF
FAC | 7382 | Locker Room |  | UM = | SF | RPAD Ave Size | 4304 | Source | Marshall and Swift Valuation; October 2016
Section | TASK |  |  | Given | Units | Conversion |  | Current Cost Multiplier |  | Adjusted Cost
18/22 | Shower Room Bldg, C, Average |  |  | 132.32 | SF |  |  | 1.02 |  | 134.9664 | SF
18/36 | Sprinkler, 5,000 SF wet, ave |  |  | 4.13 | SF |  |  | 1.07 |  | 4.4191 | SF
[9 empty] | Sum | 139.3855 | SF
[5 empty] | Normalizing for Location | Marshall and Swift Local Multiplier for Arlington, VA |  |  |  | 1.07
[6 empty] | Divided by DoD ACF for Arlington, VA |  |  |  | 1.07
[9 empty] | RUC | 139.3855 | SF
[6 empty] | RUC with Military Construction Premium |  |  | 1.021 | 142.3126 | SF
FAC | 7383 | Air Raid/Fallout/Storm Shelter |  | UM = | SF | RPAD Ave Size | 2613 | Source | USACE PAX Newsletter 3.2.2 Dated 20 March 2009
CATCODE | Description |  |  | Reference Size | Unit Cost |  |  | Inflation Adjustment by MCP Index |  | Adjusted Cost
62010 | Underground Administrative Facility |  |  | 6000 | 235 |  |  | 1.1847 |  | 278.4028 | SF
[9 empty] | RUC | 278.4028 | SF
FAC | 7384 | Miscellaneous Personnel Shelter |  | UM = | SF | RPAD Ave Size | 312 | Source | Marshall and Swift Valuation; October 2016
Section | TASK |  |  | Given | Units | Conversion |  | Current Cost Multiplier |  | Adjusted Cost
66/2 | Picnic shelter |  |  | 30.175 | SF |  |  | 1.01 |  | 30.4768 | SF
14/20 | Passenger Terminal (Bus Stop), D-Pole Low Cost |  |  | 61.2 | SF |  |  | 1.01 |  | 61.812 | SF
[9 empty] | Ave | 46.1444 | SF
[5 empty] | Normalizing for Location | Marshall and Swift Local Multiplier for Arlington, VA |  |  |  | 1.07
[6 empty] | Divided by DoD ACF for Arlington, VA |  |  |  | 1.07
[9 empty] | RUC | 46.1444 | SF
[6 empty] | RUC with Military Construction Premium |  |  | 1.021 | 47.1134 | SF
FAC | 7385 | Public Restroom/Shower |  | UM = | SF | RPAD Ave Size | 629 | Source | Marshall and Swift Valuation; October 2016
Section | TASK |  |  | Given | Units | Conversion |  | Current Cost Multiplier |  | Adjusted Cost
18/21 | Restroom Building, C, Average |  |  | 145.12 | SF |  |  | 1.02 |  | 148.0224 | SF
18/36 | Sprinkler, 3,000 SF wet, low |  |  | 3.52 | SF |  |  | 1.02 |  | 3.5904 | SF
[9 empty] | Sum | 151.6128 | SF
[5 empty] | Normalizing for Location | Marshall and Swift Local Multiplier for Arlington, VA |  |  |  | 1.07
[6 empty] | Divided by DoD ACF for Arlington, VA |  |  |  | 1.07
[9 empty] | RUC | 151.6128 | SF
[6 empty] | RUC with Military Construction Premium |  |  | 1.1141 | 168.9181 | SF
FAC | 7386 | Ceremonial Hall |  | UM = | SF | RPAD Ave Size | 14790 | Source | Marshall and Swift Valuation; October 2016
Section | TASK |  |  | Given | Units | Conversion |  | Current Cost Multiplier |  | Adjusted Cost
18/23 | Fieldhouse, C Good |  |  | 148.08 | SF |  |  | 1.02 |  | 151.0416 | SF
18/36 | Sprinkler, 15,000 SF wet, good |  |  | 4.02 | SF |  |  | 1.02 |  | 4.1004 | SF
[9 empty] | Sum | 155.142 | SF
[5 empty] | Normalizing for Location | Marshall and Swift Local Multiplier for Arlington, VA |  |  |  | 1.07
[6 empty] | Divided by DoD ACF for Arlington, VA |  |  |  | 1.07
[9 empty] | RUC | 155.142 | SF
[6 empty] | RUC with Military Construction Premium |  |  | 1.3319 | 206.6411 | SF
FAC | 7387 | Exchange Support Facility |  | UM = | SF | RPAD Ave Size | 5876 | Source | Marshall and Swift Valuation; October 2016
Section | TASK |  |  | Given | Units | Conversion |  | Current Cost Multiplier |  | Adjusted Cost
13/26 | Retail Store, C average |  |  | 80.34 | SF |  |  | 1.04 |  | 83.5536 | SF
14/23 | Distribution Warehouse, C average |  |  | 48.88 | SF |  |  | 1.03 |  | 50.3464 | SF
15/17 | Office Building, C, average |  |  | 109.26 | SF |  |  | 1.04 |  | 113.6304 | SF
14/32 | Service Garage C, average |  |  | 54.94 | SF |  |  | 1.03 |  | 56.5882 | SF
| Average of four type of buildings | [7 empty] | Average | 76.0297 | SF
14/37 | Sprinkler, 5,000 SF, wet, average |  |  | 3.4 | SF |  |  | 1.03 |  | 3.502 | SF
[9 empty] | Sum | 79.5316 | SF
[5 empty] | Normalizing for Location | Marshall and Swift Local Multiplier for Arlington, VA |  |  |  | 1.07
[6 empty] | Divided by DoD ACF for Arlington, VA |  |  |  | 1.07
[9 empty] | RUC | 79.5316 | SF
[6 empty] | RUC with Military Construction Premium |  |  | 1.021 | 81.2018 | SF
FAC | 7388 | Exchange Warehouse |  | UM = | SF | RPAD Ave Size | 22482 | Source | USACE PAX Newsletter 3.2.2 Dated 6 April 2017
CATCODE | Description |  |  | Unit Cost | Reference Size | Conversion |  | Inflation Adjustment by MCP Index |  | Adjusted Cost
44220 | GP Warehouse, Installation, Lo-Bay, >15,000 SF |  |  | 156 | 35000 |  |  | 0.94232 |  | 147.0023 | SF
[9 empty] | RUC | 147.0023 | SF
FAC | 7389 | Private Vehicle Inspection Facility |  | UM = | SF | RPAD Ave Size | 2471 | Source | USACE PAX Newsletter 3.2.2 Dated 5 May 2013 |  |  |  | 73 Assets in RPAD - Mostly security inspection canopies.
CATCODE | Description |  |  | Unit Cost | Reference Size | Conversion |  | Inflation Adjustment by MCP Index |  | Adjusted Cost
14113 | Search Area Canopy -Truck |  |  | 144 | 2300 |  |  | 1.0382 |  | 149.5028 | SF
[9 empty] | RUC | 149.5028 | SF
FAC | 7411 | Hobby And Craft Center |  | UM = | SF | RPAD Ave Size | 7355 | Source | Marshall and Swift Valuation; October 2016
Section | TASK |  |  | Given | Units | Conversion |  | Current Cost Multiplier |  | Adjusted Cost
15/31 | Community Service Building, C, Average |  |  | 117.9 | SF |  |  | 1.04 |  | 122.616 | SF
15/37 | Sprinkler,10,000 SF wet, average |  |  | 3.71 | SF |  |  | 1.04 |  | 3.8584 | SF
[9 empty] | Sum | 126.4744 | SF
[5 empty] | Normalizing for Location | Marshall and Swift Local Multiplier for Arlington, VA |  |  |  | 1.07
[6 empty] | Divided by DoD ACF for Arlington, VA |  |  |  | 1.07
[9 empty] | RUC | 126.4744 | SF
[6 empty] | RUC with Military Construction Premium |  |  | 1.021 | 129.1304 | SF
FAC | 7412 | Automobile Craft Center |  | UM = | SF | RPAD Ave Size | 6464 | Source | Marshall and Swift Valuation; October 2016
Section | TASK |  |  | Given | Units | Conversion |  | Current Cost Multiplier |  | Adjusted Cost
14/32 | Service / Repair Garage, C, Average |  |  | 54.94 | SF |  |  | 1.03 |  | 56.5882 | SF
14/37 | Sprinkler, 10,000 SF wet, average |  |  | 3.06 | SF |  |  | 1.03 |  | 3.1518 | SF
[9 empty] | Sum | 59.74 | SF
[5 empty] | Normalizing for Location | Marshall and Swift Local Multiplier for Arlington, VA |  |  |  | 1.07
[6 empty] | Divided by DoD ACF for Arlington, VA |  |  |  | 1.07
[9 empty] | RUC | 59.74 | SF
[6 empty] | RUC with Military Construction Premium |  |  | 1.0241 | 61.1775 | SF
FAC | 7413 | Golf Club House and Sales |  | UM = | SF | RPAD Ave Size | 4092 | Source | Marshall and Swift Valuation; October 2016
Section | TASK |  |  | Given | Units | Conversion |  | Current Cost Multiplier |  | Adjusted Cost
11/30 | Clubhouse, C, average |  |  | 95.59 | SF |  |  | 1.05 |  | 100.3695 | SF
11/35 | Sprinkler, 5,000 SF wet, average |  |  | 3.73 | SF |  |  | 1.05 |  | 3.9165 | SF
[9 empty] | Sum | 104.286 | SF
[5 empty] | Normalizing for Location | Marshall and Swift Local Multiplier for Arlington, VA |  |  |  | 1.07
[6 empty] | Divided by DoD ACF for Arlington, VA |  |  |  | 1.07
[9 empty] | RUC | 104.286 | SF
[6 empty] | RUC with Military Construction Premium |  |  | 1.3319 | 138.9035 | SF
FAC | 7414 | Club and Organization Building |  | UM = | SF | RPAD Ave Size | 2971 | Source | Marshall and Swift Valuation; October 2016
Section | TASK |  |  | Given | Units | Conversion |  | Current Cost Multiplier |  | Adjusted Cost
15/31 | Community Service Building, C, average |  |  | 117.9 | SF |  |  | 1.04 |  | 122.616 | SF
15/37 | Sprinkler, 3,000 SF wet, average |  |  | 4.48 | SF |  |  | 1.04 |  | 4.6592 | SF
[9 empty] | Sum | 127.2752 | SF
[5 empty] | Normalizing for Location | Marshall and Swift Local Multiplier for Arlington, VA |  |  |  | 1.07
[6 empty] | Divided by DoD ACF for Arlington, VA |  |  |  | 1.07
[9 empty] | RUC | 127.2752 | SF
[6 empty] | RUC with Military Construction Premium |  |  | 1.247 | 158.7125 | SF
FAC | 7415 | Bowling Center |  | UM = | SF | RPAD Ave Size | 16810 | Source | Marshall and Swift Valuation; October 2016
Section | TASK |  |  | Given | Units | Conversion |  | Current Cost Multiplier |  | Adjusted Cost
16/22 | Bowling Center, C, Good |  |  | 76.6 | SF |  |  | 1.04 |  | 79.664 | SF
16/25 | Sprinkler, 20,000 SF wet, average |  |  | 3.27 | SF |  |  | 1.04 |  | 3.4008 | SF
[9 empty] | Sum | 83.0648 | SF
[5 empty] | Normalizing for Location | Marshall and Swift Local Multiplier for Arlington, VA |  |  |  | 1.07
[6 empty] | Divided by DoD ACF for Arlington, VA |  |  |  | 1.07
[9 empty] | RUC | 83.0648 | SF
[6 empty] | RUC with Military Construction Premium |  |  | 1.2815 | 106.4505 | SF
FAC | 7416 | Library, General Use |  | UM = | SF | RPAD Ave Size | 9694 | Source | Marshall and Swift Valuation; October 2016
Section | TASK |  |  | Given | Units | Conversion |  | Current Cost Multiplier |  | Adjusted Cost
15/32 | Library, C, average |  |  | 135.69 | SF |  |  | 1.04 |  | 141.1176 | SF
15/37 | Sprinkler, 10,000 SF wet, average |  |  | 3.71 | SF |  |  | 1.04 |  | 3.8584 | SF
[9 empty] | Sum | 144.976 | SF
[5 empty] | Normalizing for Location | Marshall and Swift Local Multiplier for Arlington, VA |  |  |  | 1.07
[6 empty] | Divided by DoD ACF for Arlington, VA |  |  |  | 1.07
[9 empty] | RUC | 144.976 | SF
[6 empty] | RUC with Military Construction Premium |  |  | 1.3319 | 193.1005 | SF
FAC | 7417 | Recreation Center |  | UM = | SF | RPAD Ave Size | 7113 | Source | Marshall and Swift Valuation; October 2016
Section | TASK |  |  | Given | Units | Conversion |  | Current Cost Adjustment |  | Adjusted Cost
16/18 | Community Recreation Centre, C, Average |  |  | 124.94 | SF |  |  | 1.04 |  | 129.9376 | SF
16/25 | Sprinkler: 10,000 SF wet, average |  |  | 3.67 | SF | 0.19264 | %>12K sf | 1.04 |  | 0.73526 | SF
[9 empty] | Sum | 130.6729 | SF
[5 empty] | Normalizing for Location | Marshall and Swift Local Multiplier for Arlington, VA |  |  |  | 1.07
[6 empty] | Divided by DoD ACF for Arlington, VA |  |  |  | 1.07
[9 empty] | RUC | 130.6729 | SF
[8 empty] | RUC with Military Cost Premium | 1.2982 | 169.6389 | SF
Note: "Section" refers to the Marshall & Swift Valuation Guide section and page which contains a profile of the facility used for this FAC as well as additional information on the features included in the Marshall and Swift facility. The "Area Adjustment" is the "local multiplier" (Section 99, Pages 5 thru 10) which reflects local cost conditions and is designed to adjust the basic costs to each locality. "Current Cost Multiplier" (Section 99, Page 3) are the multipliers to update costs. Costs in each section are updated on a three year cycle. The current cost multiplier is republished monthly and is based upon nationally recognized building cost indices. As stated in Section 1 page 11 of the Marshall and Swift Valuation guide " to obtain the current replacement value the cost shown in each section ("refined" by additions such as sprinklers, elevators, etc) is mulitplied by the current cost multiplier and the local multiplier. That is: Refined Cost x Current Cost Multiplier x Local Multiplier = Final Replacement Cost.
OSD Design Criteria |  |  | Unified Facilities Criteria for Multi-Disciplinary and Facility Specific Design (4 Series) is not provided for this type of facility.
Building construction material |  |  | No Unified Facilities Criteria UFC criteria exist for component material.
Facility size |  |  | The average area for this FAC is 7,113 SF.
Fire suppression system type, quality, and coverage |  |  | UFC 3-600-01, Fire Protection Engineering for Facilities requires compliance with NFPA 101 for assembly occupancies. NFPA 101 Section 14.3.5.1 requires new Group A occupancies, in which the FAC 7113 is categorized, to be fully sprinklered in all fire areas exceeding 12,000 SF. This same requirement exists in the International Building Code, Section 903.2.1.3 governing Occupancy Group A (assembly, A-3 intended for worship, recreation or amusement uses). The RUC calculation recognizes this difference between those facilities requiring sprinklers (larger than 12,000 sf) and those smaller than 12,000 sf by multiplying the cost of a sprinkler by the ratio of the number of records in the inventory of facilities larger than 12,000 sf to the total number of records, 314/1630, or 19.3%.
Inclusion of a loading dock or similar ancillary feature |  |  | No elevator has been included in consonance with the Elevator Business Rule.
Inclusion and capacity of overhead cranes |  |  | No Unified Facilities Criteria UFC requirement exists for the incorporation of overhead cranes.
Established standard for components or materials |  |  | No Unified Facilities Criteria UFC criteria exist for component material.
Applicable Business Rules |  |  | • M&S Selection Business Rule • Elevator Business Rule • Fire Sprinkler Business Rule • Overhead Crane Business Rule • MilCon Cost Premium Business Rule
Footnotes |  |  | Unified Facilities Criteria UFC 3-600-01 of 8 August 2016 with Change 1, 28 November 2016 National Fire Protection Association Life Safety Code, NFPA Publication 101, 2015 edition International Building Code, Section 903.2.3, International Code Council, 2015 Edition,
FAC | 7418 | Indoor Skating Rink |  | UM = | SF | RPAD Ave Size | 17953 | Source | Marshall and Swift Valuation; October 2016
Section | TASK |  |  | Given | Units | Conversion |  | Current Cost Multiplier |  | Adjusted Cost
16/20 | Ice Skating Rink, C average |  |  | 92.02 | SF |  |  | 1.04 |  | 95.7008 | SF
16/25 | Sprinkler, 20,000 SF wet, average |  |  | 3.27 | SF |  |  | 1.04 |  | 3.4008 | SF
[9 empty] | Sum | 99.1016 | SF
[5 empty] | Normalizing for Location | Marshall and Swift Local Multiplier for Arlington, VA |  |  |  | 1.07
[6 empty] | Divided by DoD ACF for Arlington, VA |  |  |  | 1.07
[9 empty] | RUC | 99.1016 | SF
[6 empty] | RUC with Military Construction Premium |  |  | 1.1897 | 117.8979 | SF
FAC | 7421 | Indoor Physical Fitness Facility |  | UM = | SF | RPAD Ave Size | 15104 | Source | USACE PAX Newsletter 3.2.2 Dated 6 April 2017
CATCODE | Description |  |  | Unit Cost | Reference Size | Conversion |  | Inflation Adjustment by MCP Index |  | Adjusted Cost
74028 | Physical Fitness Facility |  |  | 250 | 62000 |  |  | 0.94232 |  | 235.5806 | SF
[9 empty] | RUC | 235.5806 | SF
FAC | 7422 | Indoor Swimming Pool |  | UM = | SF | RPAD Ave Size | 11720 | Source | Marshall and Swift Valuation; October 2016
Section | TASK |  |  | Given | Units | Conversion |  | Current Cost Multiplier |  | Adjusted Cost
18/22 | Natatorium, C, Average |  |  | 118.13 | SF |  |  | 1.02 |  | 120.4926 | SF
18/36 | Sprinkler, 10,000 SF wet, average |  |  | 4.31 | SF |  |  | 1.02 |  | 4.3962 | SF
[9 empty] | Sum | 124.8888 | SF
[5 empty] | Normalizing for Location | Marshall and Swift Local Multiplier for Arlington, VA |  |  |  | 1.07
[6 empty] | Divided by DoD ACF for Arlington, VA |  |  |  | 1.07
[9 empty] | RUC | 124.8888 | SF
[6 empty] | RUC with Military Construction Premium |  |  | 1.2051 | 150.5075 | SF
FAC | 7431 | Auditorium and Theater Facility |  | UM = | SF | RPAD Ave Size | 9169 | Source | Marshall and Swift Valuation; October 2016
Section | TASK |  |  | Given | Units | Conversion |  | Current Cost Multiplier |  | Adjusted Cost
16/13 | Theater, Cinema, C Average |  |  | 101.13 | SF |  |  | 1.04 |  | 105.1752 | SF
16/25 | Sprinkler, 10,000 SF wet, average |  |  | 3.67 | SF |  |  | 1.04 |  | 3.8168 | SF
[9 empty] | Sum | 108.992 | SF
[5 empty] | Normalizing for Location | Marshall and Swift Local Multiplier for Arlington, VA |  |  |  | 1.07
[6 empty] | Divided by DoD ACF for Arlington, VA |  |  |  | 1.07
[9 empty] | RUC | 108.992 | SF
[6 empty] | RUC with Military Construction Premium |  |  | 1.3149 | 143.3087 | SF
FAC | 7440 | Community Activities / Conference Center |  | UM = | SF | RPAD Ave Size | 9188 | Source | Marshall and Swift Valuation; October 2016
Section | TASK |  |  | Given | Units | Conversion |  | Current Cost Multiplier |  | Adjusted Cost
16/18 | Community Recreation Center, C, Good |  |  | 163.87 | SF |  |  | 1.04 |  | 170.4248 | SF
16/25 | Sprinkler, wet, average, 10,000 SF |  |  | 3.67 | SF |  |  | 1.04 |  | 3.8168 | SF
[9 empty] | Sum | 174.2416 | SF
[5 empty] | Normalizing for Location | Marshall and Swift Local Multiplier for Arlington, VA |  |  |  | 1.07
[6 empty] | Divided by DoD ACF for Arlington, VA |  |  |  | 1.07
[9 empty] | RUC | 174.2416 | SF
[6 empty] | RUC with Military Construction Premium |  |  | 1.3149 | 229.1024 | SF
FAC | 7441 | Transient Lodging |  | UM = | SF | RPAD Ave Size | 14153 | Source | USACE PAX Newsletter 3.2.2 Dated 16 May 2016
CATCODE | Description |  |  | Unit Cost | Reference Size | Conversion |  | Inflation Adjustment by MCP Index |  | Adjusted Cost
72412 | Transient Training Officers Quarters |  |  | 305 | 28000 |  |  | 0.96117 |  | 293.1565 | SF
72412 | Sn. Enlisted Officers Qtrs, Transient |  |  | 305 | 28000 |  |  | 0.96117 |  | 293.1565 | SF
[9 empty] | Ave | 293.1565 | SF
[9 empty] | RUC | 293.1565 | SF
FAC | 7442 | Recreational Lodging |  | UM = | SF | RPAD Ave Size | 2678 | Source | Marshall and Swift Valuation; October 2016
Section | TASK |  |  | Given | Units | Conversion |  | Current Cost Multiplier |  | Adjusted Cost
12/9 | Motel, C, average |  |  | 87.52 | SF |  |  | 1.02 |  | 89.2704 | SF
12/39 | Sprinkler, wet, average, 3,000 SF |  |  | 3.57 | SF |  |  | 1.02 |  | 3.6414 | SF
[9 empty] | Sum | 92.9118 | SF
[5 empty] | Normalizing for Location | Marshall and Swift Local Multiplier for Arlington, VA |  |  |  | 1.07
[6 empty] | Divided by DoD ACF for Arlington, VA |  |  |  | 1.07
[9 empty] | RUC | 92.9118 | SF
[6 empty] | RUC with Military Construction Premium |  |  | 1.129 | 104.8948 | SF
FAC | 7443 | Transient And Recreational Lodging Support Facility |  | UM = | SF | RPAD Ave Size | 1929 | Source | Marshall and Swift Valuation; October 2016
Section | TASK |  |  | Given | Units | Conversion |  | Current Cost Multiplier |  | Adjusted Cost
17/12 | Light Commercial Utility Bldg, C Average |  |  | 25.43 | SF |  |  | 1.05 |  | 26.7015 | SF
[5 empty] | Normalizing for Location | Marshall and Swift Local Multiplier for Arlington, VA |  |  |  | 1.07
[6 empty] | Divided by DoD ACF for Arlington, VA |  |  |  | 1.07
[9 empty] | RUC | 26.7015 | SF
[6 empty] | RUC with Military Construction Premium |  |  | 1.059 | 28.2777 | SF
FAC | 7444 | Stable |  | UM = | SF | RPAD Ave Size | 2328 | Source | Marshall and Swift Valuation; October 2016
Section | TASK |  |  | Given | Units | Conversion |  | Current Cost Multiplier |  | Adjusted Cost
17/36 | Stable, C, Average Cost |  |  | 33.51 | SF |  |  | 1.05 |  | 35.1855 | SF
[5 empty] | Normalizing for Location | Marshall and Swift Local Multiplier for Arlington, VA |  |  |  | 1.07
[6 empty] | Divided by DoD ACF for Arlington, VA |  |  |  | 1.07
[9 empty] | RUC | 35.1855 | SF
[6 empty] | RUC with Military Construction Premium |  |  | 1.021 | 35.9244 | SF
FAC | 7445 | Boathouse |  | UM = | SF | RPAD Ave Size | 3111 | Source | Marshall and Swift Valuation; October 2016
Section | TASK |  |  | Given | Units | Conversion |  | Current Cost Multiplier |  | Adjusted Cost
17/18 | Boat Storage Building, S (substitute for C), Average |  |  | 29.39 | SF |  |  | 1.05 |  | 30.8595 | SF
[5 empty] | Normalizing for Location | Marshall and Swift Local Multiplier for Arlington, VA |  |  |  | 1.07
[6 empty] | Divided by DoD ACF for Arlington, VA |  |  |  | 1.07
[9 empty] | RUC | 30.8595 | SF
[6 empty] | RUC with Military Construction Premium |  |  | 1.021 | 31.5075 | SF
FAC | 7446 | MWR Sales and Rental Building |  | UM = | SF | RPAD Ave Size | 8138 | Source | Marshall and Swift Valuation; October 2016
Section | TASK |  |  | Given | Units | Conversion |  | Current Cost Multiplier |  | Adjusted Cost
15/31 | Community Service Building, C, average |  |  | 117.9 | SF |  |  | 1.04 |  | 122.616 | SF
15/37 | Sprinkler, 10,000 SF wet, average |  |  | 3.71 | SF |  |  | 1.04 |  | 3.8584 | SF
[9 empty] | Sum | 126.4744 | SF
[5 empty] | Normalizing for Location | Marshall and Swift Local Multiplier for Arlington, VA |  |  |  | 1.07
[6 empty] | Divided by DoD ACF for Arlington, VA |  |  |  | 1.07
[9 empty] | RUC | 126.4744 | SF
[6 empty] | RUC with Military Construction Premium |  |  | 1.021 | 129.1304 | SF
FAC | 7447 | MWR Storage Building |  | UM = | SF | RPAD Ave Size | 3922 | Source | USACE PAX Newsletter 3.2.2 Dated 6 April 2017
CATCODE | Description |  |  | Unit Cost | Reference Size | Conversion |  | Inflation Adjustment by MCP Index |  | Adjusted Cost
44220 | Storage Bldg - Small, Unheated |  |  | 138 | 2800 |  |  | 0.94232 |  | 130.0405 | SF
44220 | Gen Purpose (GP) Warehouse, Installation, Lo-Bay |  |  | 146 | 3600 |  |  | 0.94232 |  | 137.5791 | SF
[7 empty] | Average |  | RUC | 133.8098 | SF
FAC | 7448 | Recreational Support Building |  | UM = | SF | RPAD Ave Size | 1156 | Source | Marshall and Swift Valuation; October 2016
Section | TASK |  |  | Given | Units | Conversion |  | Current Cost Adjustment |  | Adjusted Cost
14/40 | Mechanical Building, Class "S" |  |  | 61.5 | SF |  |  | 1.03 |  | 63.345 | SF
14/37 | Sprinkler, dry, average, 2500 SF, Extra Hazard |  |  | 5.06 | SF | 1.15 | Extra Hazard | 1.03 |  | 5.9936
[9 empty] | Sum | 69.3386 | SF
[5 empty] | Normalizing for Location | Marshall and Swift Local Multiplier for Arlington, VA |  |  |  | 1.05
[6 empty] | Divided by DoD ACF for Arlington, VA |  |  |  | 1.07
[9 empty] | RUC | 68.0425 | SF
[6 empty] | RUC with Military Construction Premium |  |  | 1.138 | 77.4296 | SF
FAC | 7449 | Retail Kennel |  | UM = | SF | RPAD Ave Size | 2277 | Source | Marshall and Swift Valuation; October 2016
Section | TASK |  |  | Given | Units | Conversion |  | Current Cost Multiplier |  | Adjusted Cost
15/27 | Kennel, C, Good |  |  | 123.88 | SF |  |  | 1.04 |  | 128.8352 | SF
15/37 | Sprinkler, wet, 3,000 SF, Average |  |  | 4.48 | SF |  |  | 1.04 |  | 4.6592 | SF
66/4 | Outdoor Kennel Run, 800 SF / 4.67 per SF |  |  | 3738 | Total | 2277 | EA to SF | 1.01 |  | 1.6581 | SF
66/4 | Gate, Kennel Run 4 Each |  |  | 247.5 | Total | 2277 | EA to SF | 1.01 |  | 0.10978 | SF
[9 empty] | Sum | 135.2622 | SF
[5 empty] | Normalizing for Location | Marshall and Swift Local Multiplier for Arlington, VA |  |  |  | 1.07
[6 empty] | Divided by DoD ACF for Arlington, VA |  |  |  | 1.07
[9 empty] | RUC | 135.2622 | SF
[6 empty] | RUC with Military Construction Premium |  |  | 1.3319 | 180.1623 | SF
FAC | 7511 | Playground |  | UM = | EA | Design Size | 1 | Source | USACE PAX Newsletter 3.2.2 Dated 16 May 2016
CATCODE | Description |  |  | Unit Cost (SF) | Reference Size | Conversion |  | Inflation Adjustment by MCP Index |  | Adjusted Cost
75018 | Playground for Preschool Children, Small |  |  | 20 | 16700 | SF/EA |  | 0.96117 |  | 321030.3729 | EA
75018 | Playground for Preschool Children, Medium |  |  | 16 | 23900 | SF/EA |  | 0.96117 |  | 367550.9419 | EA
75018 | Playground for School Age Children, Small |  |  | 11 | 4760 | SF/EA |  | 0.96117 |  | 50326.7974 | EA
75018 | Playground for Youth Center |  |  | 8.3 | 11340 | SF/EA |  | 0.96117 |  | 90467.128 | EA
[7 empty] | Average |  | RUC | 207343.8101 | EA
FAC | 7512 | Outdoor Swimming Pool |  | UM = | EA | Design Size | 1 | Source | Marshall and Swift Valuation; October 2016
Section | TASK |  |  | Given | Units | Conversion |  | Current Cost Multiplier |  | Adjusted Cost
Pour Conc Pool, 25 x 50 m = 13,455 SF Surface Area
66/7 | Pour Conc Pool, 13455 SF |  |  | 69.25 | SF | 13455 | SF/EA | 1.01 |  | 941076.3375 | EA
| Deduct 20% for gunnite | [8 empty] | 752861.07 | EA
66/2 | Decking, 11238 SF, unreinforced |  |  | 5.495 | SF | 11238 | SF/EA | 1.01 |  | 62370.3381 | EA
66/2 | add for mesh reinforcing |  |  | 0.72 | SF | 11238 | SF/EA | 1.01 |  | 8172.2736 | EA
66/4 | fence, 6', #9 wire, per LF (198 m) w/rails |  |  | 16.35 | LF | 650 | LF/EA | 1.01 |  | 10733.775 | EA
[9 empty] | Sum | 834137.4567 | EA
[5 empty] | Normalizing for Location | Marshall and Swift Local Multiplier for Arlington, VA |  |  |  | 1.07
[6 empty] | Divided by DoD ACF for Arlington, VA |  |  |  | 1.07
[9 empty] | RUC | 834137.4567 | EA
[6 empty] | RUC with Military Construction Premium |  |  | 1.138 | 949214.2178 | EA
FAC | 7513 | Golf Course |  | UM = | EA | Design Size | 1 | Source | Marshall and Swift Valuation; October 2016
Section | TASK |  |  | Given | Units | Conversion |  | Current Cost Multiplier |  | Adjusted Cost
Average of
67/1 | Class III, Typical Private Club, 18 holes, per hole |  |  | 184500 | Hole | 18 | Holes/EA | 1 |  | 3321000 | EA
67/1 | Class III, Typical Private Club, 9 holes, per hole |  |  | 184500 | Hole | 9 | Holes/EA | 1 |  | 1660500 | EA
[9 empty] | Average | 2490750 | EA
[5 empty] | Normalizing for Location | Marshall and Swift Local Multiplier for Arlington, VA |  |  |  | 1.07
[6 empty] | Divided by DoD ACF for Arlington, VA |  |  |  | 1.07
[9 empty] | RUC | 2490750 | EA
[6 empty] | RUC with Military Construction Premium |  |  | 1.12 | 2789628.5028 | EA
FAC | 7514 | Golf Driving Range |  | UM = | EA | Design Size | 1 | Source | Marshall and Swift Valuation; October 2016
Section | TASK |  |  | Given | Units | Conversion |  | Current Cost Multiplier |  | Adjusted Cost
67/2 | Lighted driving range, assume 20 stations |  |  | 8600 | Station | 20 | Stations/EA | 1 |  | 172000 | EA
[5 empty] | Normalizing for Location | Marshall and Swift Local Multiplier for Arlington, VA |  |  |  | 1.07
[6 empty] | Divided by DoD ACF for Arlington, VA |  |  |  | 1.07
[9 empty] | RUC | 172000 | EA
[6 empty] | RUC with Military Construction Premium |  |  | 1.12 | 192639.2061 | EA
FAC | 7515 | Golf Pitch and Putt Course |  | UM = | EA | Design Size | 1 | Source | Marshall and Swift Valuation; October 2016
Section | TASK |  |  | Given | Units | Conversion |  | Current Cost Multiplier |  | Adjusted Cost
67/2 | Pitch and putt course., Average, assume 9 hoes |  |  | 46275 | Hole | 9 | Holes/EA | 1 |  | 416475 | EA
[5 empty] | Normalizing for Location | Marshall and Swift Local Multiplier for Arlington, VA |  |  |  | 1.07
[6 empty] | Divided by DoD ACF for Arlington, VA |  |  |  | 1.07
[9 empty] | RUC | 416475 | EA
[6 empty] | RUC with Military Construction Premium |  |  | 1.0906 | 454187.0278 | EA
FAC | 7517 | Recreational Pier |  | UM = | EA | Design Size | 1 | Source | Marshall and Swift Valuation; October 2016
Section | TASK |  |  | Given | Units | Conversion |  | Current Cost Multiplier |  | Adjusted Cost
Assumed size 8' wide, 30' long
67/6 | Ship and boat dock, Light construction, 2" deck, light posts |  |  | 34.75 | SF | 240 | SF/EA | 1 |  | 8340 | EA
[5 empty] | Normalizing for Location | Marshall and Swift Local Multiplier for Arlington, VA |  |  |  | 1.05
[6 empty] | Divided by DoD ACF for Arlington, VA |  |  |  | 1.07
[9 empty] | RUC | 8184.1121 | EA
[6 empty] | RUC with Military Construction Premium |  |  | 1.021 | 8355.9785 | EA
FAC | 7518 | Marina |  | UM = | EA | Design Size | 1 | Source | Marshall and Swift Valuation; October 2016
Section | TASK |  |  | Given | Units | Conversion |  | Current Cost Multiplier |  | Adjusted Cost
Assumed # slips = 90 (from review of military websites)
67/6 | Small Boat Marina, Average cost |  |  | 8875 | SF | 90 | Slips/EA | 1 |  | 798750 | EA
[5 empty] | Normalizing for Location | Marshall and Swift Local Multiplier for Arlington, VA |  |  |  | 1.05
[6 empty] | Divided by DoD ACF for Arlington, VA |  |  |  | 1.07
[9 empty] | RUC | 783820.0935 | EA
[6 empty] | RUC with Military Construction Premium |  |  | 1.12 | 877874.8866 | EA
FAC | 7521 | Outdoor Playing Court |  | UM = | EA | Design Size | 1 | Source | Marshall and Swift Valuation; October 2016
Section | TASK |  |  | Given | Units | Conversion |  | Current Cost Multiplier |  | Adjusted Cost
Average of Tennis Court and 2 x Basketball courts
67/7 | Tennis Court, 7200 sf (with apron), conc, net, strpng |  |  | 42800 | EA |  |  | 1 |  | 42800 | EA
67/7 | Lighting (Assume 50% lighting) |  |  | 12700 | EA | 50% |  | 1 |  | 6350 | EA
67/7 | Fencing |  |  | 11375 | EA |  |  | 1 |  | 11375 | EA
| Subtotal | [7 empty] | Sum | 60525 | EA
67/3 | Synth Basketball Ct (94' x 50' + 10 ft apron) |  |  | 12.355 | SF | 7980 | SF/EA | 1 |  | 98592.9 | EA
66/9 | Basketball Backstop, with pole |  |  | 2205 | EA | 2 | per court | 1.01 |  | 4454.1 | EA
| Assume 2 basketball courts / 5% deduction for multiple courts | [7 empty] | Sum | 195789.3 | EA
[9 empty] | Average | 128157.15 | EA
[5 empty] | Normalizing for Location | Marshall and Swift Local Multiplier for Arlington, VA |  |  |  | 1.07
[6 empty] | Divided by DoD ACF for Arlington, VA |  |  |  | 1.07
[9 empty] | RUC | 128157.15 | EA
[6 empty] | RUC with Military Construction Premium |  |  | 1.021 | 130848.4502 | EA
FAC | 7522 | Athletic Field |  | UM = | EA | Design Size | 1 | Source | USACE PAX Newsletter 3.2.2 Dated 6 April 2017
CATCODE | Description |  |  | Unit Cost | Reference Size | Conversion |  | Inflation Adjustment by MCP Index |  | Adjusted Cost
75022 | Multipurpose Athletics Field (360' x 160') |  |  | 705100 | 1 |  |  | 0.94232 |  | 664431.4781 | EA
[9 empty] | RUC | 664431.4781 | EA
FAC | 7524 | Stadium |  | UM = | EA | Design Size | 1 | Source | Marshall and Swift Valuation; October 2016
Section | TASK |  |  | Given | Units | Conversion |  | Current Cost Multiplier |  | Adjusted Cost
Assume 10,000 seats. Priced per seat
67/4 | grandstand, open steel frame, school/fairground |  |  | 145.25 | seat | 10000 | seats/EA | 1 |  | 1452500 | EA
67/4 | conc/steel bleachers, stadium type, closed deck |  |  | 291 | seat | 10000 | seats/EA | 1 |  | 2910000 | EA
67/4 | Bleachers with built-in training rooms, restrooms, snack bar, college or small municipal stadium type |  |  | 254.5 | seat | 10000 | seats/EA | 1 |  | 2545000 | EA
[9 empty] | Average | 2302500 | EA
[5 empty] | Normalizing for Location | Marshall and Swift Local Multiplier for Arlington, VA |  |  |  | 1.07
[6 empty] | Divided by DoD ACF for Arlington, VA |  |  |  | 1.07
[9 empty] | RUC | 2302500 | EA
[6 empty] | RUC with Military Construction Premium |  |  | 1.12 | 2578789.3718 | EA
FAC | 7531 | Pavilion |  | UM = | SF | RPAD Ave Size | 777 | Source | Marshall and Swift Valuation; October 2016
Section | TASK |  |  | Given | Units | Conversion |  | Current Cost Multiplier |  | Adjusted Cost
16/23 | Pavilion, C average |  |  | 86.37 | SF |  |  | 1.04 |  | 89.8248 | SF
[5 empty] | Normalizing for Location | Marshall and Swift Local Multiplier for Arlington, VA |  |  |  | 1.07
[6 empty] | Divided by DoD ACF for Arlington, VA |  |  |  | 1.07
[9 empty] | RUC | 89.8248 | SF
[6 empty] | RUC with Military Construction Premium |  |  | 1.021 | 91.7111 | SF
FAC | 7532 | Outdoor Theater |  | UM = | EA | Design Size | 1 | Source | Marshall and Swift Valuation; October 2016
Section | TASK |  |  | Given | Units | Conversion |  | Current Cost Multiplier |  | Adjusted Cost
67/5 | Drive-In theater, average (priced per car) |  |  | 1819 | Car | 75 | Cars / EA | 1 |  | 136425 | EA
Assume 75 Cars
[5 empty] | Normalizing for Location | Marshall and Swift Local Multiplier for Arlington, VA |  |  |  | 1.07
[6 empty] | Divided by DoD ACF for Arlington, VA |  |  |  | 1.07
[9 empty] | RUC | 136425 | EA
[6 empty] | RUC with Military Construction Premium |  |  | 1.0486 | 143050.753 | EA
FAC | 7541 | Recreational Camp and Trailer Park |  | UM = | EA | Design Size | 1 | Source | Marshall and Swift Valuation; October 2016
Section | TASK |  |  | Given | Units | Conversion |  | Current Cost Multiplier |  | Adjusted Cost
63/3 | Housing Park, Average, per space, Assume 40 Spaces |  |  | 11000 | pad | 40 | Pads/EA | 1 |  | 440000 | EA
| Less Engineering ($880) and less Additional Buildings ($2480) |  |  |  |  | 3360 | per pad | 1 |  | 305600 | EA
| Number of Spaces Modifier; 1.10 |  |  |  |  | 1.1 | 40 pads |  |  | 336160 | EA
[5 empty] | Normalizing for Location | Marshall and Swift Local Multiplier for Arlington, VA |  |  |  | 1.07
[6 empty] | Divided by DoD ACF for Arlington, VA |  |  |  | 1.07
[9 empty] | RUC | 336160 | EA
[6 empty] | RUC with Military Construction Premium |  |  | 1.0486 | 352486.2827
FAC | 7542 | Miscellaneous Outdoor Recreation Facility |  | UM = | EA | Record Size | 1 | Source | Marshall and Swift Valuation; October 2016
Section | TASK |  |  | Given | Units | Conversion |  | Current Cost Multiplier |  | Adjusted Cost
67/7 | Tennis Court, 7200 sf, lit, fenced, res.cushion |  |  | 88799 | EA |  |  | 1 |  | 88799 | EA
67/2 | Miniature Golf Course, 18 Holes, Average Course |  |  | 13900 | Hole | 18 | Hole to EA | 1 |  | 250200 | EA
Baseball, 3.5 acres
66/8 | Soil prep, fine grading, 3.5 acres |  |  | 0.27 | SF | 152460 | ac to sf | 1.01 |  | 41575.842
66/8 | Lawn seeding, 3.5 acres |  |  | 0.4 | SF | 152460 | ac to sf | 1.01 |  | 61593.84
67/7 | Backstop/batting cage |  |  | 3950 | EA |  |  | 1 |  | 3950
66/4 | Fence (dugouts and bleachers) |  |  | 21.5 | LF | 250 | LF | 1.01 |  | 5428.75
67/4 | Permanent bleachers, wood frame, benches |  |  | 78.25 | Seat | 600 | Seat to EA | 1 |  | 46950
| Total for Baseball Field | [8 empty] | 159498.432 | EA
Football
66/8 | Lawn seeding |  |  | 0.4 | SF | 41200 | SF | 1.01 |  | 16644.8 | EA
Soccer
66/8 | Lawn seeding |  |  | 0.4 | SF | 75250 | SF | 1.01 |  | 30401 | EA
Jogging
66/8 | Jogging Trail; Soil preparation, fine grading |  |  | 0.27 | SF | 63360 | SF to EA | 1.01 |  | 17278.272 | EA
66/8 | Jogging Trail; Mulching |  |  | 0.41 | SF | 63360 | SF to EA | 1.01 |  | 26237.376 | EA
66/8 | Jogging Trail; Edging, redwood (2 edges per trail) |  |  | 3.31 | LF | 21120 | LF to EA | 1.01 |  | 70606.272 | EA
| Total for Jogging Trail | [8 empty] | 114121.92 | EA
[8 empty] | Subtotal, all facilities |  | 659665.152 | EA
| Note: see footnotes for sizing of fields | [6 empty] | Average facility cost |  | 109944.192 | EA
[5 empty] | Normalizing for Location | Marshall and Swift Local Multiplier for Arlington, VA |  |  |  | 1.07
[6 empty] | Divided by DoD ACF for Arlington, VA |  |  |  | 1.07
[9 empty] | RUC | 109944.192 | EA
[6 empty] | RUC with Military Cost Premium |  |  | 1.0486 | 115283.8516 | EA
Note: "Section" refers to the Marshall & Swift Valuation Guide section and page which contains a profile of the facility used for this FAC as well as additional information on the features included in the Marshall and Swift facility. The "Area Adjustment" is the "local multiplier" (Section 99, Pages 5 thru 10) which reflects local cost conditions and is designed to adjust the basic costs to each locality. "Current Cost Multiplier" (Section 99, Page 3) are the multipliers to update costs. Costs in each section are updated on a three year cycle. The current cost multiplier is republished monthly and is based upon nationally recognized building cost indices. As stated in Section 1 page 11 of the Marshall and Swift Valuation guide " to obtain the current replacement value the cost shown in each section ("refined" by additions such as sprinklers, elevators, etc) is mulitplied by the current cost multiplier and the local multiplier. That is: Refined Cost x Current Cost Multiplier x Local Multiplier = Final Replacement Cost.
OSD Design Criteria |  |  | UFC 4-750-02N provides design criteria for outdoor sports and recreation facilities; UFC 4-750-16 provides design criteria for military recreation centers.
Building construction material |  |  | Material guidance is provided in the referenced UFC and in the following guide specifications: UFGS 11 68 13 Playground Equipment UFGS 32 18 16.13 Playground Protective Surfaces UFGS 32 31 13 Chain Link Fences and Gates UFGS 32 92 19 Seeding UFGS 32 93 00 Exterior Plants
Facility size |  |  | The average quantity for this FAC is 1.55 EA (each) . This FAC does not represent a building and therefore has no International Building Code Occupancy Group.
Fire suppression system type, quality, and coverage |  |  | No fire suppression system is specified for outdoor recreation facilities.
Inclusion of a loading dock or similar ancillary feature |  |  | No Unified Facilities Criteria (UFC) requirement exists for the incorporation of a loading dock as this is not a facility with anticipated deliveries. No elevator is provided in consonance with the Elevator Business Rules.
Inclusion and capacity of overhead cranes |  |  | No Unified Facilities Criteria UFC requirement exists for the incorporation of overhead cranes.
Established standard for components or materials |  |  | Standards, in the form of guide specifications, are cited above.
Applicable Business Rules |  |  | • M&S Selection Business Rule • Overhead Crane Business Rule • MilCon Cost Premium Business Rule
Footnotes |  |  | Unified Facilities Criteria UFC 4-750-02N, “Design: Outdoor Sports and Recreation Facilities”, 4 December 2003 Unified Facilities Criteria UFC 4-750-16, “Design: Military Recreation Centers”, 25 May 2005 Unified Facilities Guide Specification UFGS11 68 13 “Playground Equipment”, February 2009 Unified Facilities Guide Specification UFGS32 18 16.13 “Playground Protective Surfaces”, April 2008 Unified Facilities Guide Specification UFGS32 32 31 13 “Chain Link Fences and Gates”, November 2016 Unified Facilities Guide Specification UFGS32 92 19 “Seeding”, October 2006 with Change 1 of 5/16 Unified Facilities Guide Specification UFGS32 93 00 “Exterior Plants”, February 2010 with Change 1 of 8/14 2006 Jogging Trail Design size 10560 ft x 6 ft; FAC 7542 has 3436 records, of which 2232 are categorized by the Air Force as category code 750581, Miscellaneous Recreation Facility, 541 records are Army code 75061 "bleachers" 120 records are Army jogging/bike trails with the remaining records averaging 23 records per category code; facility sizes taken from UFC 4-750-02N
FAC | 7601 | Museum |  | UM = | SF | RPAD Ave Size | 14776 | Source | Marshall and Swift Valuation; October 2016
Section | TASK |  |  | Given | Units | Conversion |  | Current Cost Multiplier |  | Adjusted Cost
16/19 | Museum, C, Good |  |  | 187.31 | SF |  |  | 1.04 |  | 194.8024 | SF
16/25 | Sprinkler, 15,000 SF wet, good |  |  | 3.96 | SF |  |  | 1.04 |  | 4.1184 | SF
[9 empty] | Sum | 198.9208 | SF
[5 empty] | Normalizing for Location | Marshall and Swift Local Multiplier for Arlington, VA |  |  |  | 1.07
[6 empty] | Divided by DoD ACF for Arlington, VA |  |  |  | 1.07
[9 empty] | RUC | 198.9208 | SF
[6 empty] | RUC with Military Construction Premium |  |  | 1.3319 | 264.9522 | SF
FAC | 7604 | Columbarium |  | UM = | CF | RPAD Ave Size | 2 | Source | Marshall and Swift Valuation; October 2016
Section | TASK |  |  | Given | Units | Conversion |  | Current Cost Multiplier |  | Adjusted Cost
11/32 | Mausoleum, Niche, average |  |  | 150 | Niche | 1 | Niche | 1.05 |  | 157.5 | CF
[5 empty] | Normalizing for Location | Marshall and Swift Local Multiplier for Arlington, VA |  |  |  | 1.07
[6 empty] | Divided by DoD ACF for Arlington, VA |  |  |  | 1.07
[9 empty] | RUC | 157.5 | CF
[6 empty] | RUC with Military Construction Premium |  |  | 1.12 | 176.3993 | CF
FAC | 7605 | Pentagon Memorial |  | UM = | EA |  |  | Source | DD 1354 for Pentagon Memorial
| Description |  |  | Unit Price | Units | Conversion |  | Area Adjustment | Inflation Adjustment | Adjusted Cost
| Project Cost Line Item for 184 Memorials |  |  | 6390138 | Total | 184 | Memorials | 1.07 | 1.1764 | 38182.4377 | EA
[8 empty] | Cost per Memorial Unit |  | 38182.4377 | EA
|  |  |  | Military Cost Premium not multiplied as cost derived from MILCON |  |  |  |  | RUC | 38182.4377 | EA
Cost from MCON project 1354; constructed in 2008. Area Cost Factor derived from USACE PAX 3.2.1 Area Cost Factors, March 2017. 184 Memorial Units at the Pentagon Memorial.
FAC | 8111 | Electrical Power Source |  | UM = | KW | RPAD Ave Size | 1614 | Source | Marshall and Swift Valuation; October 2016
Section | TASK |  |  | Given | Units | Conversion |  | Current Cost Multiplier |  | Adjusted Cost
54/3 | Standby power, complete with controls, 1000 KW, Diesel Drive |  |  | 365 | KW |  |  | 1 |  | 365 | KW
[5 empty] | Normalizing for Location | Marshall and Swift Local Multiplier for Arlington, VA |  |  |  | 1.07
[6 empty] | Divided by DoD ACF for Arlington, VA |  |  |  | 1.07
[9 empty] | RUC | 365 | KW
[6 empty] | RUC with Military Construction Premium |  |  | 1.0906 | 398.0509 | KW
FAC | 8112 | Stand-By/Emergency Power |  | UM = | KW | RPAD Ave Size | 291 | Source | USACE PAX Newsletter 3.2.2 Dated 6 April 2017
CATCODE | Description |  |  | Unit Cost (EA) | Reference Size | Conversion |  | Inflation Adjustment by MCP Index |  | Adjusted Cost
81160 | Standby Generator, Diesel, 3 Ph / 4 Wire |  |  | 55110 | 75 | 75 | KW/EA | 0.94232 |  | 692.4185 | KW
81160 | Standby Generator, Diesel, 3 Ph / 4 Wire |  |  | 64750 | 125 | 125 | KW/EA | 0.94232 |  | 488.123 | KW
81160 | Standby Generator, Diesel, 3 Ph / 4 Wire |  |  | 84310 | 200 | 200 | KW/EA | 0.94232 |  | 397.236 | KW
81160 | Standby Generator, Diesel, 3 Ph / 4 Wire |  |  | 103330 | 300 | 300 | KW/EA | 0.94232 |  | 324.5672 | KW
81160 | Standby Generator, Diesel, 3 Ph / 4 Wire |  |  | 140070 | 400 | 400 | KW/EA | 0.94232 |  | 329.9777 | KW
81160 | Standby Generator, Diesel, 3 Ph / 4 Wire |  |  | 173740 | 500 | 500 | KW/EA | 0.94232 |  | 327.4382 | KW
[9 empty] | Average | 426.6268 | KW
[9 empty] | RUC | 426.6268 | KW
FAC | 8113 | Electrical Power Source, Hydroelectric |  | UM = | KW | RPAD Ave Size | 405 | Source | Marshall and Swift Valuation; October 2016
Section | TASK |  |  | Given | Units | Conversion |  | Current Cost Multiplier |  | Adjusted Cost
14/41 | Generating Plant, Hydropower |  |  | 3825 | KW | 1000 | KW to MW | 1.03 |  | 3939750 | KW
[5 empty] | Normalizing for Location | Marshall and Swift Local Multiplier for Arlington, VA |  |  |  | 1.07
[6 empty] | Divided by DoD ACF for Arlington, VA |  |  |  | 1.07
[9 empty] | RUC | 3939750 | KW
[6 empty] | RUC with Military Construction Premium |  |  | 1.12 | 4412501.8143 | KW
FAC | 8114 | Electrical Power Source, Wind Generated |  | UM = | KW | RPAD Ave Size | 405 | Source | Marshall and Swift Valuation; October 2016
Section | TASK |  |  | Given | Units | Conversion |  | Current Cost Multiplier |  | Adjusted Cost
14/41 | Wind power turbine |  |  | 4715 | KW |  |  | 1.03 |  | 4856.45 | KW
[5 empty] | Normalizing for Location | Marshall and Swift Local Multiplier for Arlington, VA |  |  |  | 1.07
[6 empty] | Divided by DoD ACF for Arlington, VA |  |  |  | 1.07
[9 empty] | RUC | 4856.45 | KW
[6 empty] | RUC with Military Construction Premium |  |  | 1.12 | 5439.2016 | KW
FAC | 8115 | Electrical Power Source, Photovoltaic |  | UM = | KW | RPAD Ave Size | 337 | Source | Marshall and Swift Valuation; October 2016
Section | TASK |  |  | Given | Units | Conversion |  | Current Cost Multiplier |  | Adjusted Cost
54/5 | Solar Module, 300 W 1,000 EA |  |  | 2900000 | Watts | 300 | KW per system | 1 |  | 9666.6667 | KW
54/5 | Industrial Inverter, 3-Phase, grid-tie, 300 KW |  |  | 194000 | KW | 300 | KW per system | 1 |  | 646.6667 | KW
54/5 | Charge Controller, 60 amp 20 each |  |  | 14200 | Amp | 300 | KW per system | 1 |  | 47.3333 | KW
54/5 | Battery Back, Industrial, deep cycle, 24 volt, 10 each |  |  | 75000 | volt | 300 | KW per system | 1 |  | 250 | KW
[9 empty] | Sum | 10610.6667 | KW
[5 empty] | Normalizing for Location | Marshall and Swift Local Multiplier for Arlington, VA |  |  |  | 1.07
[6 empty] | Divided by DoD ACF for Arlington, VA |  |  |  | 1.07
[9 empty] | RUC | 10610.6667 | KW
Designed as a 300 KW System | [5 empty] | RUC with Military Construction Premium |  |  | 1.12 | 11883.8977 | KW
FAC | 8121 | Electrical Power Distribution Line, Overhead |  | UM = | LF | RPAD Ave Size | 43105 | Source | USACE PAX Newsletter 3.2.2 Dated 6 April 2017
CATCODE | Description |  |  | Unit Cost (1000 LF) | Reference Size | Conversion |  | Inflation Adjustment by MCP Index |  | Adjusted Cost
81241 | H Frame Distribution, 15-69 kv, w/ Cross Arms and Insl |  |  | 47620 | 1000 | 1000 | to LF | 0.94232 |  | 44.8734 | LF
81241 | Overhead Lines below 15kv w/cross arms & insulators |  |  | 44750 | 1000 | 1000 | to LF | 0.94232 |  | 42.1689 | LF
[9 empty] | Average | 43.5212 | LF
[9 empty] | RUC | 43.5212 | LF
FAC | 8122 | Exterior Lighting, Pole |  | UM = | EA | Design Size | 1 | Source | Marshall and Swift Valuation; October 2016
Section | TASK |  |  | Given | Units | Conversion |  | Current Cost Multiplier |  | Adjusted Cost
66/1 | Street light, underground wiring, 200' o.c. |  |  | 2900 | EA |  |  | 1.01 |  | 2929 | EA
[5 empty] | Normalizing for Location | Marshall and Swift Local Multiplier for Arlington, VA |  |  |  | 1.07
[6 empty] | Divided by DoD ACF for Arlington, VA |  |  |  | 1.07
[9 empty] | RUC | 2929 | EA
[6 empty] | RUC with Military Construction Premium |  |  | 1.0906 | 3194.2225 | EA
FAC | 8123 | Electrical Power Distribution Line, Underground |  | UM = | LF | RPAD Ave Size | 19450 | Source | USACE PAX Newsletter 3.2.2 Dated 6 April 2017
CATCODE | Description |  |  | Unit Cost (LF) | Reference Size | Conversion |  | Inflation Adjustment by MCP Index |  | Adjusted Cost
81242 | Direct Burial, 1/0, 600 Volts SEU Copper Conductor |  |  | 19.5 | NA |  |  | 0.94232 |  | 18.3753 | LF
81242 | Direct Burial, 4/0 600 Volts SEU Copper Conductor |  |  | 28.7 | NA |  |  | 0.94232 |  | 27.0447 | LF
81242 | UG Duct, 1 Way, 4" |  |  | 19.4 | NA |  |  | 0.94232 |  | 18.2811 | LF
81242 | UG Duct, 2 Way, 4" |  |  | 34 | NA |  |  | 0.94232 |  | 32.039 | LF
81242 | UG Duct, 4 Way, 4" |  |  | 59 | NA |  |  | 0.94232 |  | 55.597 | LF
81242 | UG Duct, 6 Way, 6" |  |  | 137 | NA |  |  | 0.94232 |  | 129.0982 | LF
[9 empty] | Average | 46.7392 | LF
| Description: UGND ELECTRIC DUCTBANKS - INCL Cost of EXCAV, CIP CONC & BACKFILL to 3' DEEP | [7 empty] | RUC | 46.7392 | LF
FAC | 8131 | Electrical Power Substation |  | UM = | KV | RPAD Ave Size | 3790 | Source | PACES 1.2 UFC 3-550-01, Sep 2016
Assembly | Description |  |  | Qty | UoM | Material | Labor | Equip | Bare | Tot w/OP
A1030010105 | 203.2 mm(8") Slab On Grade 27,579 kPa(4000 PSI) |  |  | 2400 | SF | 17508.9633 | 16464.3679 | 611.224 | 20725.8 | 34584.5552 | SF
D5010010104 | 800 Amp Secondary Transformer |  |  | 3 | EA | 94480.7557 | 15818.7051 | 1556.6108 | 72768.57 | 111856.0715 | EA
D5010050612 | Enclosed Cir Bkr 600V 225A |  |  | 3 | EA | 15811.843 | 7537.0323 | 0 | 14540.81 | 23348.8754 | EA
D5010060715 | Fused Safety Switch; 600V- NEMA 1 |  |  | 6 | EA | 6314.2135 | 2227.0085 | 0 | 5400.38 | 8541.222 | EA
D5010060718 | 800A Main Switch Board Section, 480V, 3PH Copper Bus |  |  | 3 | EA | 42642.8657 | 0 | 0 | 28665.6 | 42642.8657 | EA
D5090030303 | Transformer Grounding |  |  | 6 | EA | 478.1438 | 1233.5243 | 0 | 961.62 | 1711.6681 | EA
D5090040401 | Lightning Protection System |  |  | 12 | EA | 3278.3063 | 4451.1893 | 0 | 4513.91 | 7729.4956 | EA
D5090060601 | Energy Management Control System |  |  | 1 | PTS | 188.3485 | 33.2956 | 0 | 755.63 | 946.5519 | PTS
D5090909001 | Three Pair Conductor Signal Filter |  |  | 9 | EA | 44067.9486 | 4350.4333 | 0 | 31881.43 | 48418.3819 | EA
D5090909039 | 1600 Amp Bus Duct |  |  | 60 | LF | 39902.3216 | 7052.1979 | 0 | 30483.4 | 46954.5195 | LF
D5090909052 | 1600 Amp Feeder Duct |  |  | 60 | LF | 41656.2698 | 7052.0671 | 0 | 31662.38 | 48708.3369 | LF
D5090909055 | 4000 Amp Feeder Duct |  |  | 40 | LF | 73081.1751 | 15671.543 | 0 | 57260.47 | 88752.7181 | LF
G4010022677 | Oil filled transformer pad mounted, 15 kV with taps, 480 V secondary 3 phase, 1500 kVA |  |  | 3 | EA | 133738.5491 | 23161.105 | 2686.3765 | 103728.78 | 159586.0306 | EA
G4010033076 | Oil circuit breakers, 13 to 26 kV |  |  | 3 | EA | 245552.7483 | 12603.3642 | 2341.9877 | 173182.12 | 260498.1003 | EA
G4010053217 | Steel pole, square, tapered shaft, 20', for distribution |  |  | 6 | EA | 7892.7669 | 3673.83 | 426.1074 | 7498.86 | 11992.7043 | EA
G4010060555 | 15 KV, 3/0 To 4/0 Conductor, Terminations & Splicing |  |  | 12 | EA | 6016.0423 | 4407.6204 | 0 | 6331.68 | 10423.6628 | EA
G4010064407 | Wire, copper, stranded, 600 volt, #2, type XHHW, in raceway |  |  | 1500 | LF | 5239.9203 | 2350.8634 | 0 | 4742.5 | 7590.7837 | LF
Transmission to Distribution Substation, 3 Phase to 3 Phase above ground designed to average RPAD inventory size/rating PACES Input Parameters: Project Location = Ft Myer, VA (ACF= 1.00) Midpoint of Construction: 1 October 2016 SIOH = 0 % Contingency = 0 % Planning and Design = 0 % | [9 empty] | 914286.5437 | Tot
[9 empty] | RUC | 241.2366 | KV
FAC | 8132 | Electrical Power Switching Station |  | UM = | KV | RPAD Ave Size | 10456 | Source | PACES 1.2 UFC 3-550-01, Sep 2016
Assembly | Description |  |  | Qty | UoM | Material | Labor | Equip | Bare | Tot w/OP
A1030010105 | 203.2 mm(8") Slab On Grade 27,579 kPa(4000 PSI) |  |  | 1200 | SF | 8754.4817 | 8232.1839 | 305.612 | 10362.9 | 17292.2776 | SF
D5010050612 | Enclosed Cir Bkr 600V 225A |  |  | 3 | EA | 15811.843 | 7537.0323 | 0 | 14540.81 | 23348.8754 | EA
D5010060715 | Fused Safety Switch; 600V- NEMA 1 |  |  | 6 | EA | 6314.2135 | 2227.0085 | 0 | 5400.38 | 8541.222 | EA
D5090040401 | Lightning Protection System |  |  | 6 | EA | 1639.1532 | 2225.5946 | 0 | 2256.96 | 3864.7478 | EA
D5090060601 | Energy Management Control System |  |  | 1 | PTS | 188.3485 | 33.2956 | 0 | 755.63 | 946.5519 | EA
D5090909001 | Three Pair Conductor Signal Filter |  |  | 3 | EA | 14689.3162 | 1450.1444 | 0 | 10627.14 | 16139.4606 | EA
D5090909039 | 1600 Amp Bus Duct |  |  | 60 | LF | 39902.3216 | 7052.1979 | 0 | 30483.4 | 46954.5195 | EA
G4010033076 | Oil circuit breakers, 13 to 26 kV |  |  | 3 | EA | 245552.7483 | 12603.3642 | 2341.9877 | 173182.12 | 260498.1003 | PTS
G4010053217 | Steel pole, square, tapered shaft, 20', for distribution |  |  | 6 | EA | 7892.7669 | 3673.83 | 426.1074 | 7498.86 | 11992.7043 | EA
G4010060555 | 15 KV, 3/0 To 4/0 Conductor, Terminations & Splicing |  |  | 12 | EA | 6016.0423 | 4407.6204 | 0 | 6331.68 | 10423.6628 | LF
G4010064407 | Wire, copper, stranded, 600 volt, #2, type XHHW, in raceway |  |  | 2500 | LF | 8733.2004 | 3918.1057 | 0 | 7904.16 | 12651.3062 | LF
Switching Station, 3 Phase to 3 Phase above ground designed to average RPAD inventory size/rating PACES Input Parameters: Project Location = Ft Myer, VA (ACF= 1.00) Midpoint of Construction: 1 October 2016 SIOH = 0 % Contingency = 0 % Planning and Design = 0 % | [9 empty] | 412653.4284 | Tot
[9 empty] | RUC | 39.4657 | KV
FAC | 8133 | Electrical Power Transformers |  | UM = | KV | RPAD Ave Size | 1912 | Source | USACE PAX Newsletter 3.2.2 Dated 6 April 2017
CATCODE | Description |  |  | Unit Cost (EA) | Reference Size | Conversion |  | Inflation Adjustment by MCP Index |  | Adjusted Cost
81360 | 500 kVA, OIL FILLED, 15 kV W/ TAPS, 480 V SECONDARY 3 PHASE |  |  | 26470 | 500 | 500 | EA/KV | 0.94232 |  | 49.8865 | KV
81360 | 1,000 kVA, OIL FILLED, 15 kV W/ TAPS, 480 V SECONDARY 3 PHASE |  |  | 48050 | 1000 | 1000 | EA/KV | 0.94232 |  | 45.2786 | KV
81360 | XFMR 2,000 KVA, OILL FILLED, 15 kV W/ TAPS, 480 V SECONDARY 3 PHASE |  |  | 67500 | 2000 | 2000 | EA/KV | 0.94232 |  | 31.8034 | KV
[9 empty] | Average | 42.3228 | KV
[9 empty] | RUC | 42.3228 | KV
FAC | 8134 | Lightning Protection System, Standalone |  | UM = | EA | RPAD Ave Size | 1.85 | Source | Marshall and Swift Valuation; October 2016
Section | TASK |  |  | Given | Units | Conversion |  | Current Cost Multiplier |  | Adjusted Cost
54/2 | Utility Pole, 40' High |  |  | 1210 | EA |  |  | 1 |  | 1210 | EA
54/1 | Grounding Rod, Complete, Good |  |  | 295 | EA |  |  | 1 |  | 295 | EA
54/1 | Lightning Terminal Point |  |  | 145 | EA |  |  | 1 |  | 145 | EA
54/1 | Cable, Lightning Protection, 80 ft |  |  | 5.97 | FT | 80 | FT/EA | 1 |  | 477.6 | EA
54/2 | Insulator and Cable |  |  | 320 | FT |  |  | 1 |  | 320 | EA
[9 empty] | Sum | 2447.6 | EA
[5 empty] | Normalizing for Location | Marshall and Swift Local Multiplier for Arlington, VA |  |  |  | 1.07
[6 empty] | Divided by DoD ACF for Arlington, VA |  |  |  | 1.07
[9 empty] | RUC | 2447.6 | EA
By FAC definition, "EA" refers to 1 pole/support structure within a lightning protection system. Assume Poles are 40' tall | [5 empty] | RUC with Military Construction Premium |  |  | 1.0906 | 2669.2315 | EA
FAC | 8211 | Heat Source |  | UM = | BH | RPAD Ave Size | 48359785 | Source | Marshall and Swift Valuation; October 2016
Section | Feature |  |  | Given | Units | Conversion |  | Current Cost Multiplier |  | Adjusted Cost
| 1 Boiler horsepower = 33,500 BH |  |  | 33500 | BH/BHP | 1443.5757 | BHP = average size
62/1 | Large high capacity package boiler proportional cost |  |  | 467 | /BHP
| Cost per BH = ($/BHP)*BHP/BH |  |  |  | /BH | 0.01394 | per BH | 1.03 |  | 0.014359 | BH
62/5 | Steel stack, 36 " dia, 3/8", incl foundation, 30 ft |  |  | 675 | LF | 0.00041874 | per BH | 1.03 |  | 0.0004313 | BH
[9 empty] | Sum | 0.01479 | BH
[5 empty] | Normalizing for Location | Marshall and Swift Local Multiplier for Arlington, VA |  |  |  | 1.07
[6 empty] | Divided by DoD ACF for Arlington, VA |  |  |  | 1.07
| UM changed for FY17 at direction of RPCP | [7 empty] | RUC | 0.01479 | BH
| Note: cost per boiler hp scaled using Marshall and Swift sample cost for 1000 and 6000 hp boilers at 62/1 |  |  |  |  | RUC with Military Construction Premium |  |  | 1.0906 | 0.016129 | BH
Note: "Section" refers to the Marshall & Swift Valuation Guide section and page which contains a profile of the facility used for this FAC as well as additional information on the features included in the Marshall and Swift facility. The "Area Adjustment" is the "local multiplier" (Section 99, Pages 5 thru 10) which reflects local cost conditions and is designed to adjust the basic costs to each locality. "Current Cost Multiplier" (Section 99, Page 3) are the multipliers to update costs. Costs in each section are updated on a three year cycle. The current cost multiplier is republished monthly and is based upon nationally recognized building cost indices. As stated in Section 1 page 11 of the Marshall and Swift Valuation guide " to obtain the current replacement value the cost shown in each section ("refined" by additions such as sprinklers, elevators, etc) is mulitplied by the current cost multiplier and the local multiplier. That is: Refined Cost x Current Cost Multiplier x Local Multiplier = Final Replacement Cost.
OSD Design Criteria |  |  | ASME BPVC-IV-2015 governs the construction of the boiler (heat source). Heat source controls are governed by ASME CSD-1-2015. UFC 3-410-01 provides general guidance for the heating system, including sizing and heat loss calculation guidance. UFC 3-430-02FA provides guidance for steam boilers, referring the design professional to the ASME code for specific requirements and criteria. UFC 3-430-08N provides guidance for a variety of central heating plants, referring the design professional to the ASME code for specific requirements and criteria.
Building construction material |  |  | Unified Facilities Criteria cited above direct the user to the ASME code for construction (fabrication) of a heat source.
Facility size |  |  | The average quantity for this FAC is 48,359,785 BH (Btu/hr). The common industry unit of measure is “MB”, thousands of Btu/hr. This FAC does not represent a building and therefore has no International Building Code Occupancy Group.
Fire suppression system type, quality, and coverage |  |  | No fire suppression system is specified for this device. The utility plant building in which this FAC is typically located is governed by UFC 3-600-01, Fire Protection Engineering for Facilities, 28 November 2016 requires compliance with NFPA 850 in power generating plants. NFPA 850 requires the use of an appropriate fire suppression system.
Inclusion of a loading dock or similar ancillary feature |  |  | No Unified Facilities Criteria (UFC) requirement exists for the incorporation of a loading dock as this is not a facility nor building No elevator is provided in consonance with the Elevator Business Rules.
Inclusion and capacity of overhead cranes |  |  | No Unified Facilities Criteria UFC requirement exists for the incorporation of overhead cranes.
Established standard for components or materials |  |  | ASME BPVC-IV-2015 establishes standard for boiler components and materials.
Applicable Business Rules |  |  | • M&S Selection Business Rule • Elevator Business Rule • Fire Sprinkler Business Rule • Overhead Crane Business Rule • MilCon Cost Premium Business Rule
Footnotes |  |  | Marshall & Swift cost are for standard gas- and light-oil-fired boilers, complete with pumps, controls and guages, 15 lb pressure for steam, 30 lbs for water. Cost do not inlcude flue piping, electric wiring, pad, gas or oil piping or storage tanks. American Society of Mechanical Engineers Boiler and Pressure Vessel Code, Section IV: Heating Boilers, 2015 American Society of Mechanical Engineers Controls and Safety Devices for Automatically Fired Boilers, 2015 Unified Facilities Criteria UFC 3-410-01, “Heating, Ventilation and Air Conditioning Systems”, dated 1 July 2013 with Change 3 of 25 January 2017 Unified Facilities Criteria 3-430-02FA, “Central Steam Boiler Plants” of 15 May 2003 with Change 1 of December 2007 Unified Facilities Criteria 3-430-08N, “Central Heating Plants” of 16 January 2004 Unified Facilities Criteria UFC 3-600-01 of 8 August 2016 with Change 1, 28 November 2016 National Fire Protection Association 850, Recommended Practice for Fire Protection for Electrical Generating Plants and High Voltage D Converter Stations, 6.6.1, 2015.
FAC | 8221 | Heat Distribution Line |  | UM = | LF | RPAD Ave Size | 15273 | Source | USACE PAX Newsletter 3.2.2 Dated 6 April 2017
CATCODE | Description |  |  | Unit Cost (LF) | Reference Size | Conversion |  | Inflation Adjustment by MCP Index |  | Adjusted Cost
82210 | Steam and Condensate Lines - Underground
| Common 2" & 1.25 in 12-3/4" Case |  |  | 537 | NA |  |  | 0.94232 |  | 506.0271 | LF
| Common 10-3/4" w/stm 1-1/2"; rtn 1-1/2" |  |  | 532 | NA |  |  | 0.94232 |  | 501.3155 | LF
| Common 10 -3/4" w/stm 1-1/4"; rtn 1-1/2" |  |  | 532 | NA |  |  | 0.94232 |  | 501.3155 | LF
| Single 12-3/4, 1.25" pipe |  |  | 330 | NA |  |  | 0.94232 |  | 310.9664 | LF
| Single 12-3/4, 1.5" pipe |  |  | 330 | NA |  |  | 0.94232 |  | 310.9664 | LF
| Single 14", 3" pipe |  |  | 367 | NA |  |  | 0.94232 |  | 345.8323 | LF
| Single 14", 4" pipe |  |  | 399 | NA |  |  | 0.94232 |  | 375.9866 | LF
| Single 18", 6" pipe |  |  | 494 | NA |  |  | 0.94232 |  | 465.5072 | LF
82220 | Hot Water Lines High Temp - Common Conduit
| 10 - 3/4, 1" RET |  |  | 393 | NA |  |  | 0.94232 |  | 370.3327 | LF
| 10 - 3/4, 1-1/2 RET |  |  | 393 | NA |  |  | 0.94232 |  | 370.3327 | LF
| 10 - 3/4, 2" RET |  |  | 399 | NA |  |  | 0.94232 |  | 375.9866 | LF
| 16", 3" HW; 3" rtn |  |  | 452 | NA |  |  | 0.94232 |  | 425.9297 | LF
| 10", 4"HW; 4" rtn |  |  | 595 | NA |  |  | 0.94232 |  | 560.6818 | LF
[9 empty] | Average | 417.0139 | LF
[9 empty] | RUC | 417.0139 | LF
FAC | 8231 | Heat Gas Production Plant |  | UM = | BH | RPAD Ave Size | 672630 | Source | Marshall and Swift Valuation; October 2016
Section | TASK |  |  | Given | Units | Conversion |  | Current Cost Multiplier |  | Adjusted Cost
14/22 | Armory, C, avarage(similar in construction to utility bldg) |  |  | 90.91 | SF | 0.020273 | SF to BH | 1.03 |  | 0.020882 | BH
14/27 | Loading Dock, Assume 15x30', steel piers |  |  | 22.68 | SF | 0.0050578 | SF to BH | 1.03 |  | 0.0052095 | BH
64/3 | Compressor, 20 HP |  |  | 10475 | EA | 672630 | EA to MB | 1.03 |  | 0.01604 | BH
61/8 | Welded Steel Pressure Tank, 45,000 GA |  |  | 286000 | EA | 672630 | EA to MB | 1.02 |  | 0.4337 | BH
[9 empty] | Sum | 0.47583 | BH
[5 empty] | Normalizing for Location | Marshall and Swift Local Multiplier for Arlington, VA |  |  |  | 1.07
[6 empty] | Divided by DoD ACF for Arlington, VA |  |  |  | 1.07
|  |  | Average size in inventory | 150 | SF |  |  |  | RUC | 0.47583 | BH
|  |  | Inventory dimentions derived form RPAD |  |  | RUC with Military Construction Premium |  |  | 1.0906 | 0.51892 | BH
FAC | 8232 | Heat Gas Storage |  | UM = | EA | Design Size | 1 | Source | Marshall and Swift Valuation; October 2016
Section | TASK |  |  | Given | Units | Conversion |  | Current Cost Multiplier |  | Adjusted Cost
61/8 | Welded Stl Pressure Tank, complete installation, 12,000 gal |  |  | 93500 | EA |  |  | 1.02 |  | 95370 | EA
[5 empty] | Normalizing for Location | Marshall and Swift Local Multiplier for Arlington, VA |  |  |  | 1.07
[6 empty] | Divided by DoD ACF for Arlington, VA |  |  |  | 1.07
[9 empty] | RUC | 95370 | EA
[6 empty] | RUC with Military Construction Premium |  |  | 1.0906 | 104005.8031 | EA
FAC | 8241 | Heat Gas Distribution Line |  | UM = | LF | RPAD Ave Size | 11119 | Source | Marshall and Swift Valuation; October 2016
Section | TASK |  |  | Given | Units | Conversion |  | Current Cost Multiplier |  | Adjusted Cost
66/1 | Gas Main, 4" plastic |  |  | 18.39 | LF |  |  | 1.01 |  | 18.5739 | LF
66/1 | Gas Main, 3" Steel |  |  | 18.17 | LF |  |  | 1.01 |  | 18.3517 | LF
[9 empty] | Average | 18.4628 | LF
[5 empty] | Normalizing for Location | Marshall and Swift Local Multiplier for Arlington, VA |  |  |  | 1.07
[6 empty] | Divided by DoD ACF for Arlington, VA |  |  |  | 1.07
[9 empty] | RUC | 18.4628 | LF
[6 empty] | RUC with Military Construction Premium |  |  | 1.0906 | 20.1346 | LF
FAC | 8261 | Refrigeration and Air Conditioning Source |  | UM = | TR | RPAD Ave Size | 265 | Source | Marshall and Swift Valuation; October 2016
Section | TASK |  |  | Given | Units | Conversion |  | Current Cost Multiplier |  | Adjusted Cost
53/5 | Engineered System, installation, power, connections, and all ancillary items. 200 TR |  |  | 4500 | TR |  |  | 1.02 |  | 4590 | TR
53/5 | Engineered System, installation, power, connections, and all ancillary items. 300 TR |  |  | 4350 | TR |  |  | 1.02 |  | 4437 | TR
[9 empty] | Ave | 4513.5 | TR
[5 empty] | Normalizing for Location | Marshall and Swift Local Multiplier for Arlington, VA |  |  |  | 1.07
[6 empty] | Divided by DoD ACF for Arlington, VA |  |  |  | 1.07
[9 empty] | RUC | 4513.5 | TR
[6 empty] | RUC with Military Cost Premium |  |  | 1.0906 | 4922.1998 | TR
Note: "Section" refers to the Marshall & Swift Valuation Guide section and page which contains a profile of the facility used for this FAC as well as additional information on the features included in the Marshall and Swift facility. The "Area Adjustment" is the "local multiplier" (Section 99, Pages 5 thru 10) which reflects local cost conditions and is designed to adjust the basic costs to each locality. "Current Cost Multiplier" (Section 99, Page 3) are the multipliers to update costs. Costs in each section are updated on a three year cycle. The current cost multiplier is republished monthly and is based upon nationally recognized building cost indices. As stated in Section 1 page 11 of the Marshall and Swift Valuation guide " to obtain the current replacement value the cost shown in each section ("refined" by additions such as sprinklers, elevators, etc) is mulitplied by the current cost multiplier and the local multiplier. That is: Refined Cost x Current Cost Multiplier x Local Multiplier = Final Replacement Cost.
OSD Design Criteria |  |  | UFC 3-401-01 provides general guidance for the application of mechanical engineering principles for the selection and design of refrigeration and air conditioning systems. Unified Facilities Guide Specifications provide guidance for reciprocating , absorption , vapor compression and centrifugal chillers. UFC 4-826-10 provides design guidance for cold storage refrigeration systems.
Building construction material |  |  | Unified Facilities Guide Specifications, listed above, provide guidance for the selection of materials.
Facility size |  |  | The average quantity for this FAC is 265 TR (tons of refrigeration). This FAC does not represent a building and therefore has no International Building Code Occupancy Group.
Fire suppression system type, quality, and coverage |  |  | No fire suppression system is specified for this device. The utility plant building in which this FAC is typically located is governed by UFC 3-600-01, Fire Protection Engineering for Facilities, 28 November 2016 requires compliance with NFPA 850 in power generating plants. NFPA 850 requires the use of an appropriate fire suppression system.
Inclusion of a loading dock or similar ancillary feature |  |  | No Unified Facilities Criteria (UFC) requirement exists for the incorporation of a loading dock as this is not a facility nor building No elevator is provided in consonance with the Elevator Business Rules.
Inclusion and capacity of overhead cranes |  |  | No Unified Facilities Criteria UFC requirement exists for the incorporation of overhead cranes.
Established standard for components or materials |  |  | Standards, in the form of guide specifications, are cited above.
Applicable Business Rules |  |  | • M&S Selection Business Rule • Fire Sprinkler Business Rule • MilCon Cost Premium Business Rule
Footnotes |  |  | Unified Facilities Criteria UFC 3-401-01 “Mechanical Engineering” of 1 July 2013 with Change 1, October 2015 Unified Facilities Guide Specification Section 42.22.16.00.40, “Reciprocating Process Chillers and Coolers” (August 2014) Unified Facilities Guide Specification Section 23.64.00, “Packaged Water Chillers, Absorption Type”, November 2016 Unified Facilities Guide Specification Section 23.64.10, “Water Chillers, Vapor Compression Type”, November 2016 Unified Facilities Guide Specification Section 42.22.13.00.40, “Centrifugal Process Chillers and Coolers” (August 2014) Unified Facilities Criteria UFC 4-826-10 “Design: Refrigeration Systems for Cold Storage”, 10 July 2002 Unified Facilities Criteria UFC 3-600-01 of 8 August 2016 with Change 1, 28 November 2016 National Fire Protection Association 850, Recommended Practice for Fire Protection for Electrical Generating Plants and High Voltage D Converter Stations, 6.6.1, 2015.
FAC | 8271 | Chilled Water and Refrigerant Distribution Line |  | UM = | LF | RPAD Ave Size | 3280 | Source | Marshall and Swift Valuation; October 2016
Section | TASK |  |  | Given | Units | Conversion |  | Current Cost Multiplier |  | Adjusted Cost
62/3 | Utility Piping, pressure pipe, 6", steel, buried |  |  | 49.375 | LF |  |  | 1.003 |  | 49.5231 | LF
| Return Line | [8 empty] | 49.5231 | LF
62/2 | Valve steel, general duty, 1 per 316' block |  |  | 3550 | EA | 316 | Valve to LF | 1.03 |  | 11.5712 | LF
[9 empty] | Sum | 110.6175 | LF
[5 empty] | Normalizing for Location | Marshall and Swift Local Multiplier for Arlington, VA |  |  |  | 1.07
[6 empty] | Divided by DoD ACF for Arlington, VA |  |  |  | 1.07
[9 empty] | RUC | 110.6175 | LF
[6 empty] | RUC with Military Construction Premium |  |  | 1.0906 | 120.6339 | LF
FAC | 8311 | Sewage Treatment |  | UM = | KG | RPAD Ave Size | 815 | Source | Marshall and Swift Valuation; October 2016
Section | TASK |  |  | Given | Units | Conversion |  | Current Cost Multiplier |  | Adjusted Cost
14/41 | Sewage Treatment Plant, Large, Municipal, 1M-5M GPD |  |  | 6.33 | ave/ga | 1000 | gal to KG | 1.03 |  | 6519.9 | KG
[5 empty] | Normalizing for Location | Marshall and Swift Local Multiplier for Arlington, VA |  |  |  | 1.07
[6 empty] | Divided by DoD ACF for Arlington, VA |  |  |  | 1.07
[9 empty] | RUC | 6519.9 | KG
[8 empty] | RUC with Military Construction Premium | 1.12 | 7302.2579 | KG
Note: "Section" refers to the Marshall & Swift Valuation Guide section and page which contains a profile of the facility used for this FAC as well as additional information on the features included in the Marshall and Swift facility. The "Area Adjustment" is the "local multiplier" (Section 99, Pages 5 thru 10) which reflects local cost conditions and is designed to adjust the basic costs to each locality. "Current Cost Multiplier" (Section 99, Page 3) are the multipliers to update costs. Costs in each section are updated on a three year cycle. The current cost multiplier is republished monthly and is based upon nationally recognized building cost indices. As stated in Section 1 page 11 of the Marshall and Swift Valuation guide " to obtain the current replacement value the cost shown in each section ("refined" by additions such as sprinklers, elevators, etc) is mulitplied by the current cost multiplier and the local multiplier. That is: Refined Cost x Current Cost Multiplier x Local Multiplier = Final Replacement Cost.
OSD Design Criteria |  |  | UFC 3-240-02 provides design criteria for this FAC
Building construction material |  |  | Unified Facilities Guide Specifications provide guidance for the selection of materials. These include the following UFGS sections: 46.20.20 Sewage Bar Screen and Mechanical Shredder 46.30.13 Advanced Oxidation Processes (AOP) 46.43.21 Circular Clarified Equipment 46.61.00 Filtration Equipment 46.73.00.35 Sludge-Digester Gas, Heating and Mixing System 46.73.10 Floating Cover for Sludge Digestion Tanks
Facility size |  |  | The average quantity for this FAC is 815 KG (thousands of gallons per day). The standard industry unit of measure is MGD, millions of gallons per day. This FAC does not represent a building and therefore has no International Building Code Occupancy Group.
Fire suppression system type, quality, and coverage |  |  | No fire suppression system is specified for sewage treatment.
Inclusion of a loading dock or similar ancillary feature |  |  | No Unified Facilities Criteria (UFC) requirement exists for the incorporation of a loading dock as this is not a facility nor building No elevator is provided in consonance with the Elevator Business Rules.
Inclusion and capacity of overhead cranes |  |  | NA
Established standard for components or materials |  |  | No Unified Facilities Criteria UFC requirement exists for the incorporation of overhead cranes.
Applicable Business Rules |  |  | • M&S Selection Business Rule • Fire Sprinkler Business Rule • Overhead Crane Business Rule • MilCon Cost Premium Business Rule
Footnotes |  |  | Unified Facilities Criteria UFC 3-240-02, “Domestic Wastewater Treatment”, 1 November 2012 Unified Facilities Guide Specification 46.20.20 “Sewage Bar Screen and Mechanical Shredder”, February 25, 2011 Unified Facilities Guide Specification 46.30.13 “Advanced Oxidation Processes” February 25, 2011 Unified Facilities Guide Specification 46.43.21 “Circular Clarified Equipment” February 15, 2013 Unified Facilities Guide Specification 46.61.00 “Filtration Equipment” August 15, 2014 Unified Facilities Guide Specification 46.73.00.35 “Sludge Digester Gas, Heating and Mixing System”, August 15, 2014 Unified Facilities Guide Specification 46.73.10 “Floating Cover for Sludge Digestion Tanks” February 25, 2011
FAC | 8312 | Industrial Waste Treatment |  | UM = | KG | RPAD Ave Size | 1213 | Source | Marshall and Swift Valuation; October 2016
Section | TASK |  |  | Given | Units | Conversion |  | Current Cost Multiplier |  | Adjusted Cost
14/41 | Sewage Tmnt Plant, Large, Municipal, 1M to 5M GPD |  |  | 6.33 | gal | 1000 | gal to KG | 1.03 |  | 6519.9 | KG
[5 empty] | Normalizing for Location | Marshall and Swift Local Multiplier for Arlington, VA |  |  |  | 1.07
[6 empty] | Divided by DoD ACF for Arlington, VA |  |  |  | 1.07
[9 empty] | RUC | 6519.9 | KG
[6 empty] | RUC with Military Construction Premium |  |  | 1.12 | 7302.2579 | KG
FAC | 8313 | Water Separation Facility |  | UM = | KG | RPAD Ave Size | 217 | Source | Marshall and Swift Valuation; October 2016
Section | TASK |  |  | Given | Units | Conversion |  | Current Cost Multiplier |  | Adjusted Cost
17/39 | Waste System Separator |  |  | 14300 | EA | 217 | EA to KG | 1.05 |  | 69.1935 | KG
[5 empty] | Normalizing for Location | Marshall and Swift Local Multiplier for Arlington, VA |  |  |  | 1.07
[6 empty] | Divided by DoD ACF for Arlington, VA |  |  |  | 1.07
[9 empty] | RUC | 69.1935 | KG
[6 empty] | RUC with Military Construction Premium |  |  | 1.12 | 77.4965 | KG
FAC | 8314 | Septic Tank and Drain Field |  | UM = | GA | RPAD Ave Size | 14932 | Source | Marshall and Swift Valuation; October 2016
Section | TASK |  |  | Given | Units | Conversion |  | Current Cost Multiplier |  | Adjusted Cost
53/10 | Septic tank, installed, connected, 10,000 GA |  |  | 16750 | EA | 10000 | EA to GA | 1.02 |  | 1.7085 | GA
53/10 | Drainfield factor 1.25 x tank cost |  |  | 20937.5 | EA | 10000 | EA to GA | 1.02 |  | 2.1356 | GA
53/10 | Grinder pump system |  |  | 8825 | EA | 10000 | EA to GA | 1.02 |  | 0.90015 | GA
[9 empty] | Sum | 4.7443 | GA
[5 empty] | Normalizing for Location | Marshall and Swift Local Multiplier for Arlington, VA |  |  |  | 1.07
[6 empty] | Divided by DoD ACF for Arlington, VA |  |  |  | 1.07
[9 empty] | RUC | 4.7443 | GA
[6 empty] | RUC with Military Construction Premium |  |  | 1.0906 | 5.1739 | GA
FAC | 8315 | Septic Lagoon and Settlement Ponds |  | UM = | GA | RPAD Ave Size | 469204 | Source | Marshall and Swift Valuation; October 2016
Section | TASK |  |  | Given | Units | Conversion |  | Current Cost Multiplier |  | Adjusted Cost
17/43 | Lagoon, Open pit, Concrete |  |  | 1.895 | CF | 7.48 | CF to gal | 1.05 |  | 0.26601 | GA
17/43 | Agitator & pump |  |  | 18075 | EA | 469204 | EA to gal | 1.05 |  | 0.040449 | GA
[9 empty] | Sum | 0.30646 | GA
[5 empty] | Normalizing for Location | Marshall and Swift Local Multiplier for Arlington, VA |  |  |  | 1.07
[6 empty] | Divided by DoD ACF for Arlington, VA |  |  |  | 1.07
[9 empty] | RUC | 0.30646 | GA
[6 empty] | RUC with Military Construction Premium |  |  | 1.0906 | 0.33421 | GA
FAC | 8316 | Sewage Lift Stations |  | UM = | EA | Design Size | 1 | Source | USACE PAX Newsletter 3.2.2 Dated 6 April 2017
CATCODE | Description |  |  | Unit Cost | Units | Conversion |  | Inflation Adjustment by MCP Index |  | Adjusted Cost
83150 | Sewage Lift Station, 200,000 GPD |  |  | 327950 | EA |  |  | 0.94232 |  | 309034.6096 | EA
83150 | Sewage Lift Station, 100 GPM |  |  | 285740 | EA |  |  | 0.94232 |  | 269259.1839 | EA
83150 | Sewage Lift Station, 200 GPM |  |  | 366750 | EA |  |  | 0.94232 |  | 345596.7162 | EA
[9 empty] | Average | 307963.5032 | EA
[9 empty] | RUC | 307963.5032 | EA
FAC | 8321 | Sewer and Industrial Waste Line |  | UM = | LF | Average Size of Inventory | 14620 | Source | Marshall and Swift Valuation; October 2016
Section | TASK |  |  | Given | Units | Conversion |  | Current Cost Multiplier |  | Adjusted Cost
66/1 | Sewer main, 9' Average depth. 8" plastic pipe |  |  | 19.55 | LF |  |  | 1.01 |  | 19.7455 | LF
66/1 | Sewer lateral, 6" vitrified clay |  |  | 24.52 | LF |  |  | 1.01 |  | 24.7652 | LF
[6 empty] | Average of main and lateral |  |  |  | 22.2553 | LF
66/1 | Sewer clean outs, 60' o.c., |  |  | 755 | EA | 0.016667 | 60 ft o.c. | 1.01 |  | 12.7092 | LF
66/1 | Sewer manholes, 400' o.c., each |  |  | 2825 | EA | 0.0025 | 400 ft o.c. | 1.01 |  | 7.1331 | LF
[9 empty] | Sum | 42.0976 | LF
[5 empty] | Normalizing for Location | Marshall and Swift Local Multiplier for Arlington, VA |  |  |  | 1.07
[6 empty] | Divided by DoD ACF for Arlington, VA |  |  |  | 1.07
[9 empty] | RUC | 42.0976 | LF
[6 empty] | RUC with Military Construction Premium |  |  | 1.0906 | 45.9096 | LF
Note: "Section" refers to the Marshall & Swift Valuation Guide section and page which contains a profile of the facility used for this FAC as well as additional information on the features included in the Marshall and Swift facility. The "Area Adjustment" is the "local multiplier" (Section 99, Pages 5 thru 10) which reflects local cost conditions and is designed to adjust the basic costs to each locality. "Current Cost Multiplier" (Section 99, Page 3) are the multipliers to update costs. Costs in each section are updated on a three year cycle. The current cost multiplier is republished monthly and is based upon nationally recognized building cost indices. As stated in Section 1 page 11 of the Marshall and Swift Valuation guide " to obtain the current replacement value the cost shown in each section ("refined" by additions such as sprinklers, elevators, etc) is mulitplied by the current cost multiplier and the local multiplier. That is: Refined Cost x Current Cost Multiplier x Local Multiplier = Final Replacement Cost.
OSD Design Criteria |  |  | UFC 3-240-01 provides design criteria for this FAC.
Building construction material |  |  | Unified Facilities Guide Specification 33.30.00 provides guidance for the selection of materials.
Facility size |  |  | The average quantity for this FAC is 14,620 LF (linear feet). Sewer size (diameter) is taken in the cost estimate as the average between a “main” and a “lateral”. Design criteria for the selection of the diameter is taken from Gravity Sanitary Sewer Design and Construction . This FAC does not represent a building and therefore has no International Building Code Occupancy Group.
Fire suppression system type, quality, and coverage |  |  | No fire suppression system is specified for underground sewage/industrial waste lines.
Inclusion of a loading dock or similar ancillary feature |  |  | No Unified Facilities Criteria (UFC) requirement exists for the incorporation of a loading dock as this is not a facility nor building No elevator is provided in consonance with the Elevator Business Rules.
Inclusion and capacity of overhead cranes |  |  | No Unified Facilities Criteria UFC requirement exists for the incorporation of overhead cranes.
Established standard for components or materials |  |  | Standards, in the form of guide specifications, Manual of Practice and a Unified Facilities Criteria, are cited above.
Applicable Business Rules |  |  | • M&S Selection Business Rule • Elevator Business Rule • Fire Sprinkler Business Rule • Overhead Crane Business Rule • MilCon Cost Premium Business Rule
Footnotes |  |  | Unified Facilities Criteria UFC 3-240-01, “Wastewater Collection”, 1 November 2012 with Change 1, 1 November 2014 Unified Facilities Guide Specification 33 30 00 “Sanitary Sewers” April 2008 with Change 4 of February 2016 American Society of Civil Engineers, Gravity Sanitary Sewer Design and Construction, 2nd Edition, Manual of Practice (MOP) 60, 2007
FAC | 8331 | Refuse Collection and Recycling Facility |  | UM = | EA | Design Size | 1 | Source | Marshall and Swift Valuation; October 2016
Section | TASK |  |  | Given | Units | Conversion |  | Current Cost Multiplier |  | Adjusted Cost
14/40 | Waste transfer and recycling buildings with tipping floor and small office, excluding equipment. C/D/S |  |  | 64.5 | SF | 3294 | SF to EA | 1.03 |  | 218836.89 | EA
Average facility size is 3294 SF derived from 2016 RPAD Facility Table
[5 empty] | Normalizing for Location | Marshall and Swift Local Multiplier for Arlington, VA |  |  |  | 1.07
[6 empty] | Divided by DoD ACF for Arlington, VA |  |  |  | 1.07
[9 empty] | RUC | 218836.89 | EA
[6 empty] | RUC with Military Construction Premium |  |  | 1.0486 | 229465.1412 | EA
FAC | 8332 | Incinerator |  | UM = | TH | RPAD Ave Size | 18 | Source | Marshall and Swift Valuation; October 2016
Section | TASK |  |  | Given | Units | Conversion |  | Current Cost Multiplier |  | Adjusted Cost
62/6 | Incinerator, 2000 lb/hr extrapolated |  |  | 204000 | TH |  |  | 1.03 |  | 210120 | TH
62/6 | Feeder |  |  | 16400 | EA | 18 | EA to TH | 1.03 |  | 938.4444 | TH
62/5 | Chimney, 12" round, per foot, assume 50 ft |  |  | 131.75 | FT | 2.7778 | FT to EA | 1.03 |  | 376.9514 | TH
54/1 | Service entrance, 3 Ph, 400 A |  |  | 6350 | EA | 18 | EA to TH | 1 |  | 352.7778 | TH
54/1 | Safety switch, 400 A |  |  | 2417.5 | EA | 18 | EA to TH | 1 |  | 134.3056 | TH
54/1 | Switchgear, 400 A, Commercial |  |  | 6475 | EA | 18 | EA to TH | 1 |  | 359.7222 | TH
54/1 | Circuit breakers, 400-600 A, 2 EA, 480v |  |  | 2422.5 | EA | 18 | EA to TH | 1 |  | 269.1667 | TH
[9 empty] | Sum | 212551.3681 | TH
[5 empty] | Normalizing for Location | Marshall and Swift Local Multiplier for Arlington, VA |  |  |  | 1.07
[6 empty] | Divided by DoD ACF for Arlington, VA |  |  |  | 1.07
[9 empty] | RUC | 212551.3681 | TH
[6 empty] | RUC with Military Construction Premium |  |  | 1.12 | 238056.5511 | TH
FAC | 8333 | Sanitary Landfill |  | UM = | AC | Conversion |  | Source | FY14 Navy Military Construction Program
| Description |  |  | Unit Price | UoM |  |  | Area Adjustment | Inflation Adjustment by MCP Index | Adjusted Cost
| Landfill |  |  | 558597.8 | AC |  |  | 0.97 | 1.1245 | 647541.7682 | AC
|  |  |  | Military Cost Premium not added because reference cost taken from military construction documents |  |  |  |  | RUC | 647541.7682 | AC
Cost from MCON project P-1353 Construct Landfill, Camp Lejeune, FY-14. Area Cost Factor derived from USACE PAX 3.2.1 Area Cost Factors, March 2017.
FAC | 8334 | Hazardous Waste Landfill |  | UM = | AC | Conversion |  | Source | FY14 Navy Military Construction Program
| Description |  |  | Unit Price | UoM |  |  | Area Adjustment | Inflation Adjustment by MCP Index | Adjusted Cost
| Landfill |  |  | 558597.8 | AC |  |  | 0.97 | 1.1245 | 647541.7682 | AC
|  |  |  | Military Cost Premium not added because reference cost taken from military construction documents |  |  |  |  | RUC | 647541.7682 | AC
Cost from MCON project P-1353 Construct Landfill, Camp Lejeune, FY-14. Area Cost Factor derived from USACE PAX 3.2.1 Area Cost Factors, March 2017. The construction cost of a hazardous waste landfill is equal to sanitary landfill as requirements are essentially identical, although operations costs differ. The distinction between designs for hazardous waste landfills and solid waste landfills is blurring. States now require double liners for landfills or utilize a liner with a full site lysimeter system to ensure groundwater protection and contaminant detection. To increase public acceptance and confidence in the ability of landfill systems to protect the environment, landfill designs now call for multiple liner systems for disposing of both hazardous and solid waste. (PanAmerican Health Organization)
FAC | 8412 | Water Treatment Facility |  | UM = | KG | RPAD Ave Size | 1148 | Source | Marshall and Swift Valuation; October 2016
Section | TASK |  |  | Given | Units | Conversion |  | Current Cost Multiplier |  | Adjusted Cost
14/41 | Water Treatment Plant, Medium, 750K - 1M GPD |  |  | 5.005 | GPD | 1000 | Gal to KG | 1.03 |  | 5155.15 | KG
[5 empty] | Normalizing for Location | Marshall and Swift Local Multiplier for Arlington, VA |  |  |  | 1.07
[6 empty] | Divided by DoD ACF for Arlington, VA |  |  |  | 1.07
[9 empty] | RUC | 5155.15 | KG
[6 empty] | RUC with Military Construction Premium |  |  | 1.12 | 5773.7442 | KG
Note: "Section" refers to the Marshall & Swift Valuation Guide section and page which contains a profile of the facility used for this FAC as well as additional information on the features included in the Marshall and Swift facility. The "Area Adjustment" is the "local multiplier" (Section 99, Pages 5 thru 10) which reflects local cost conditions and is designed to adjust the basic costs to each locality. "Current Cost Multiplier" (Section 99, Page 3) are the multipliers to update costs. Costs in each section are updated on a three year cycle. The current cost multiplier is republished monthly and is based upon nationally recognized building cost indices. As stated in Section 1 page 11 of the Marshall and Swift Valuation guide " to obtain the current replacement value the cost shown in each section ("refined" by additions such as sprinklers, elevators, etc) is mulitplied by the current cost multiplier and the local multiplier. That is: Refined Cost x Current Cost Multiplier x Local Multiplier = Final Replacement Cost.
OSD Design Criteria |  |  | UFC 3-230-03 provides design criteria for this FAC.
Building construction material |  |  | UFC 3-230-03 and Unified Facilities Guide Specification 02 51 13 provide guidance for the selection of materials.
Facility size |  |  | The average quantity for this FAC is 1,148 KG (thousands of gallons per day). This FAC does not represent a building and therefore has no International Building Code Occupancy Group.
Fire suppression system type, quality, and coverage |  |  | No fire suppression system is specified for water treatment facilities.
Inclusion of a loading dock or similar ancillary feature |  |  | No fire suppression system is specified for water treatment facilities.
Inclusion and capacity of overhead cranes |  |  | No Unified Facilities Criteria UFC requirement exists for the incorporation of overhead cranes.
Established standard for components or materials |  |  | Standards, in the form of guide specifications, Manual of Practice and a Unified Facilities Criteria, are cited above.
Applicable Business Rules |  |  | • M&S Selection Business Rule • MilCon Cost Premium Business Rule
Footnotes |  |  | Unified Facilities Criteria UFC 3-230-03, “Water Treatment”, 1 November 2012 IBID. Unified Facilities Guide Specification 33 30 00 “Sanitary Sewers” April 2008 with Change 4 of February 2016
FAC | 8413 | Water Storage, Potable |  | UM = | GA | RPAD Ave Size | 315436 | Source | USACE PAX Newsletter 3.2.2 Dated 6 April 2017
CATCODE | TASK |  |  | Given | Units | Conversion |  | Inflation Adjustment by MCP Index |  | Adjusted Cost
84620 | Reservoir, Potable water, steel storage tank, 250,000 gallons |  |  | 446470 | EA | 250000 | EA to GA | 0.94232 |  | 1.6829 | GA
84620 | Reservoir, Potable water, steel storage tank, 500,000 gallons |  |  | 627190 | EA | 500000 | EA to GA | 0.94232 |  | 1.182 | GA
[9 empty] | Average | 1.4325 | GA
[9 empty] | RUC | 1.4325 | GA
FAC | 8414 | Water Well, Potable |  | UM = | KG | RPAD Ave Size | 439 | Source | Marshall and Swift Valuation; October 2016
Section | TASK |  |  | Given | Units | Conversion |  | Current Cost Multiplier |  | Adjusted Cost
53/10 | 9" casing, 200 ft, $51/ft |  |  | 10200 | EA | 439 | EA to KG | 1.02 |  | 23.6993 | KG
17/57 | Pump, vertical turbine, 600 gpm, 10 hp |  |  | 13800 | EA | 648 | gpm to KG | 1.05 |  | 22.3611 | KG
| 600 GPM = 864 KG assume service factor of 75% (conversion factor = 684) | [7 empty] | Sum | 46.0604 | KG
[5 empty] | Normalizing for Location | Marshall and Swift Local Multiplier for Arlington, VA |  |  |  | 1.07
[6 empty] | Divided by DoD ACF for Arlington, VA |  |  |  | 1.07
[9 empty] | RUC | 46.0604 | KG
[6 empty] | RUC with Military Construction Premium |  |  | 1.021 | 47.0277 | KG
FAC | 8421 | Water Distribution Line, Potable |  | UM = | LF | RPAD Ave Size | 23230 | Source | Marshall and Swift Valuation; October 2016
Section | TASK |  |  | Given | Units | Conversion |  | Current Cost Multiplier |  | Adjusted Cost
66/1 | Water main, 6" ductile iron |  |  | 36.42 | LF |  |  | 1.01 |  | 36.7842 | LF
66/1 | Water main, 6" plastic |  |  | 25.6 | LF |  |  | 1.01 |  | 25.856 | LF
66/1 | Water lateral, 1" |  |  | 15.21 | LF |  |  | 1.01 |  | 15.3621 | LF
[6 empty] | Average of main and lateral |  |  |  | 26.0008 | LF
[5 empty] | Normalizing for Location | Marshall and Swift Local Multiplier for Arlington, VA |  |  |  | 1.07
[6 empty] | Divided by DoD ACF for Arlington, VA |  |  |  | 1.07
[9 empty] | RUC | 26.0008 | LF
[6 empty] | RUC with Military Construction Premium |  |  | 1.0906 | 28.3551 | LF
Note: "Section" refers to the Marshall & Swift Valuation Guide section and page which contains a profile of the facility used for this FAC as well as additional information on the features included in the Marshall and Swift facility. The "Area Adjustment" is the "local multiplier" (Section 99, Pages 5 thru 10) which reflects local cost conditions and is designed to adjust the basic costs to each locality. "Current Cost Multiplier" (Section 99, Page 3) are the multipliers to update costs. Costs in each section are updated on a three year cycle. The current cost multiplier is republished monthly and is based upon nationally recognized building cost indices. As stated in Section 1 page 11 of the Marshall and Swift Valuation guide " to obtain the current replacement value the cost shown in each section ("refined" by additions such as sprinklers, elevators, etc) is mulitplied by the current cost multiplier and the local multiplier. That is: Refined Cost x Current Cost Multiplier x Local Multiplier = Final Replacement Cost.
OSD Design Criteria |  |  | UFC 3-230-01 provides design criteria for this FAC.
Building construction material |  |  | Unified Facilities Guide Specification 33.11.00 provides guidance for the selection of materials.
Facility size |  |  | The average quantity for this FAC is 23,230 LF (linear feet). This FAC does not represent a building and therefore has no International Building Code Occupancy Group.
Fire suppression system type, quality, and coverage |  |  | No fire suppression system is specified for potable water distribution lines.
Inclusion of a loading dock or similar ancillary feature |  |  | No Unified Facilities Criteria (UFC) requirement exists for the incorporation of a loading dock as this is not a facility nor building No elevator is provided in consonance with the Elevator Business Rules.
Inclusion and capacity of overhead cranes |  |  | No Unified Facilities Criteria UFC requirement exists for the incorporation of overhead cranes.
Established standard for components or materials |  |  | Standards, in the form of guide specifications, Manual of Practice and a Unified Facilities Criteria, are cited above.
Applicable Business Rules |  |  | • M&S Selection Business Rule • MilCon Cost Premium Business Rule
Footnotes |  |  | Unified Facilities Criteria UFC 3-230-01, “Water Storage, Distribution, and Transmission”, 1 November 2012 with Change 2, 1 July 2014 Unified Facilities Guide Specification 33 11 00 “Water Utility Distribution Piping” May 2016
FAC | 8422 | Water Pump Facility, Potable |  | UM = | KG | RPAD Ave Size | 88643 | Source | USACE PAX Newsletter 3.2.2 Dated 6 April 2017
CATCODE | Description |  |  | Unit Cost (EA) | Reference Size (GPM) | Conversion |  | Inflation Adjustment by MCP Index |  | Adjusted Cost
84472 | Water Pump, Non-Potable, 1,000 GPM, DSL Pump |  |  | 53550 | 1000 | 1440 | KGal/Day | 0.94232 |  | 35.0426 | KG
84472 | Water Pump, Non-Potable, 2,000 GPM, DSL Pump |  |  | 70400 | 2000 | 2880 | KGal/Day | 0.94232 |  | 23.0345 | KG
84472 | Water Pump, 1,000 GPM, Elect Pump |  |  | 34100 | 1000 | 1440 | KGal/Day | 0.94232 |  | 22.3147 | KG
[9 empty] | Average | 26.7973 | KG
[9 empty] | RUC | 26.7973 | KG
FAC | 8431 | Water Source, Fire Protection |  | UM = | GM | RPAD Ave Size | 952 | Source | USACE PAX Newsletter 3.2.2 Dated 6 April 2017
CATCODE | Description |  |  | Unit Cost (EA) | Reference Size (GPM) | Conversion |  | Inflation Adjustment by MCP Index |  | Adjusted Cost
84472 | 500 GPM - 4" DSL PUMP, 125 PSI, 78 HP, INCL CONTROLLER, FTGS, & PRV, NO PUMP STN BLD |  |  | 56340 | 500 | 500 |  | 0.94232 |  | 106.1809 | GM
84472 | 1000 GPM - 4" DSL PUMP, 100 PSI, 89 HP, INCL CONTROLLER, FTGS, & PRV, NO PUMP STN BLD |  |  | 55810 | 1000 | 1000 |  | 0.94232 |  | 52.591 | GM
84472 | 2000 GPM - 6" DSL PUMP, 100 PSI, 167 HP, INCL CONTROLLER, FTGS, & PRV, NO PUMP STN BLD |  |  | 73350 | 2000 | 2000 |  | 0.94232 |  | 34.5597 | GM
84472 | 1000 GPM- 5" ELECT PUMP, 100 PSI, 86 HP, 3500 RPM, INCL CONTRLR, FTGS, & PRV, NO PUMP STN BLD |  |  | 35510 | 1000 | 1000 |  | 0.94232 |  | 33.4619 | GM
[7 empty] | Average |  | RUC | 56.6984 | GM
FAC | 8432 | Water Distribution Line, Fire Protection |  | UM = | LF | RPAD Ave Size | 6471 | Source | Marshall and Swift Valuation; October 2016
Section | TASK |  |  | Given | Units | Conversion |  | Current Cost Multiplier |  | Adjusted Cost
66/1 | Water main, 6" plastic |  |  | 25.6 | LF |  |  | 1.01 |  | 25.856 | LF
66/1 | Water main, 6" steel |  |  | 41.18 | LF |  |  | 1.01 |  | 41.5918 | LF
[9 empty] | Ave | 33.7239 | LF
66/1 | Fire hydrants, 300' o.c., each |  |  | 10.5 | LF |  |  | 1.01 |  | 10.605 | LF
| Assume 100% of system has hydrants | [7 empty] | Sum | 44.3289 | LF
[5 empty] | Normalizing for Location | Marshall and Swift Local Multiplier for Arlington, VA |  |  |  | 1.07
[6 empty] | Divided by DoD ACF for Arlington, VA |  |  |  | 1.07
[9 empty] | RUC | 44.3289 | LF
[6 empty] | RUC with Military Construction Premium |  |  | 1.0906 | 48.3429 | LF
FAC | 8434 | Water Pump Facility, Fire Protection |  | UM = | KG | RPAD Ave Size | 2547 | Source | USACE PAX Newsletter 3.2.2 Dated 6 April 2017
CATCODE | Description |  |  | Unit Cost (EA) | Reference Size (GPM) | Conversion |  | Inflation Adjustment by MCP Index |  | Adjusted Cost
84472 | 1000 GPM - 4" DSL PUMP, 100 PSI, 89 HP, INCL CONTROLLER, FTGS, & PRV, NO PUMP STN BLD |  |  | 55810 | 1000 | 1000 |  | 0.94232 |  | 52.591 | KG
84472 | 2000 GPM - 6" DSL PUMP, 100 PSI, 167 HP, INCL CONTROLLER, FTGS, & PRV, NO PUMP STN BLD |  |  | 73350 | 2000 | 2000 |  | 0.94232 |  | 34.5597 | KG
84472 | 1000 GPM- 5" ELECT PUMP, 100 PSI, 86 HP, 3500 RPM, INCL CONTRLR, FTGS, & PRV, NO PUMP STN BLD |  |  | 35510 | 1000 | 1000 |  | 0.94232 |  | 33.4619 | KG
[7 empty] | Average |  | RUC | 40.2042 | KG
FAC | 8441 | Water Source, Non-Potable |  | UM = | KG | RPAD Ave Size | 258 | Source | Marshall and Swift Valuation; October 2016
Section | TASK |  |  | Given | Units | Conversion |  | Current Cost Multiplier |  | Adjusted Cost
53/10 | 9" casing, 200 ft, $51/ft |  |  | 10200 | EA | 432 | gpm to KG | 1.02 |  | 24.0833 | KG
17/57 | Pump, vertical turbine, 600 gpm, 10 hp |  |  | 13800 | EA | 432 | gpm to KG | 1.05 |  | 33.5417 | KG
| 600 GPM = 864 KG assume service factor of 50% (conversion factor = 432) | [7 empty] | Sum | 57.625 | KG
[5 empty] | Normalizing for Location | Marshall and Swift Local Multiplier for Arlington, VA |  |  |  | 1.07
[6 empty] | Divided by DoD ACF for Arlington, VA |  |  |  | 1.07
[9 empty] | RUC | 57.625 | KG
[6 empty] | RUC with Military Construction Premium |  |  | 1.0906 | 62.843 | KG
FAC | 8442 | Water Storage, Non Potable |  | UM = | GA | RPAD Ave Size | 1048100 | Source | Marshall and Swift Valuation; October 2016
Section | TASK |  |  | Given | Units | Conversion |  | Current Cost Multiplier |  | Adjusted Cost
61/3 | Welded steel, surface reservoir, 750K GA |  |  | 708000 | EA | 750000 | EA to GA | 1.02 |  | 0.96288 | GA
61/3 | Welded steel, surface reservoir, 1000K GA |  |  | 819000 | EA | 1000000 | EA to GA | 1.02 |  | 0.83538 | GA
61/3 | Tank, Elevated, High Stress, 1000k GA, 75ft |  |  | 2956000 | EA | 1000000 | EA to GA | 1.02 |  | 3.0151 | GA
[9 empty] | Average | 1.6045 | GA
[5 empty] | Normalizing for Location | Marshall and Swift Local Multiplier for Arlington, VA |  |  |  | 1.07
[6 empty] | Divided by DoD ACF for Arlington, VA |  |  |  | 1.07
[9 empty] | RUC | 1.6045 | GA
[6 empty] | RUC with Military Construction Premium |  |  | 1.0906 | 1.7497 | GA
FAC | 8452 | Water Pump Facility, Non-Potable |  | UM = | KG | RPAD Ave Size | 2104 | Source | USACE PAX Newsletter 3.2.2 Dated 6 April 2017
CATCODE | Description |  |  | Unit Cost (EA) | Reference Size (GPM) | Conversion |  | Inflation Adjustment by MCP Index |  | Adjusted Cost
84472 | 1000 GPM - 4" DSL PUMP, 100 PSI, 89 HP, INCL CONTROLLER, FTGS, & PRV, NO PUMP STN BLD |  |  | 55810 | 1000 | 1000 |  | 0.94232 |  | 52.591 | KG
84472 | 2000 GPM - 6" DSL PUMP, 100 PSI, 167 HP, INCL CONTROLLER, FTGS, & PRV, NO PUMP STN BLD |  |  | 73350 | 2000 | 2000 |  | 0.94232 |  | 34.5597 | KG
84472 | 1000 GPM- 5" ELECT PUMP, 100 PSI, 86 HP, 3500 RPM, INCL CONTRLR, FTGS, & PRV, NO PUMP STN BLD |  |  | 35510 | 1000 | 1000 |  | 0.94232 |  | 33.4619 | KG
[7 empty] | Average |  | RUC | 40.2042 | KG
FAC | 8511 | Road, Surfaced |  | UM = | SY | RPAD Ave Size | 32323 | Source | USACE PAX Newsletter 3.2.2 Dated 6 April 2017
CATCODE | Description |  |  | Unit Cost | UoM | Conversion |  | Inflation Adjustment by MCP Index |  | Adjusted Cost
Asphalt Road
93210 | ROUGH GRADING, DUMPED MATERIAL SPREAD BY DOZER, NO COMPACTION 12" Lift |  |  | 2.7 | Linear CY | 0.333 | CY to SY | 0.94232 |  | 0.84724 | SY
93410 | BACKFILL & COMPACTION, W/ VIBRATING ROLLER (Asphalt Road 18" compacted base course) |  |  | 4.5 | ECY | 0.5 | ECY to SY | 0.94232 |  | 2.1202 | SY
85110 | 1-1/2" CRUSHED STONE BASE 6" DEEP, COMPACTED, w/o ERTHWRK |  |  | 9.3 | SY |  |  | 0.94232 |  | 8.7636 | SY
85110 | Surface Treatment, Tack Coat |  |  | 2 | SY |  |  | 0.94232 |  | 1.8846 | SY
85110 | Plant Mix Asphalt, 3" AC Paving Wearing Course |  |  | 17.8 | SY |  |  | 0.94232 |  | 16.7733 | SY
[9 empty] | Asphalt Road | 30.389 | SY
Concrete Road
93210 | ROUGH GRADING, DUMPED MATERIAL SPREAD BY DOZER, NO COMPACTION 12" Lift |  |  | 2.7 | Linear CY | 0.333 | CY to SY | 0.94232 |  | 0.84724 | SY
93410 | BACKFILL & COMPACTION, W/ VIBRATING ROLLER Concrete Road 12" compacted base course) |  |  | 4.5 | ECY | 0.333 | ECY to SY | 0.94232 |  | 1.4121 | SY
85110 | 1-1/2" CRUSHED STONE BASE 4" DEEP, COMPACTED, w/o ERTHWRK |  |  | 6.7 | SY |  |  | 0.94232 |  | 6.3136 | SY
85110 | 6" THK, REINF CONC PVMT, 4500 PSI, FIXED FORM, 12' PASS, INCL JOINTS |  |  | 46.2 | SY |  |  | 0.94232 |  | 43.5353 | SY
Road construction assumes 12" clearing and grubbing to reach inorganic base. RPAD Assets 84% Asphalt / 16% Concrete | [8 empty] | Concrete Road | 52.1082 | SY
[9 empty] | Weighted Average | 33.8641 | SY
85110 | Cast in Place Concrete Curb and Gutter, 6" high Curb/24"wide (24' non-divided Roadway) |  |  | 29.8 | LF | 2.67 | LF to SY | 0.94232 |  | 10.5173 | SY
85110 | Pavement Markings, Acryllic Waterborne, 4" wide White or Yellow |  |  | 0.4 | LF | 2.67 | LF to SY | 0.94232 |  | 0.14117 | SY
Average base course depth for asphalt road = 18", average base course depth for concrete road = 12" | [6 empty] | Sum |  | RUC | 44.5226 | SY
FAC | 8512 | Road, Unsurfaced |  | UM = | SY | RPAD Ave Size | 170302 | Source | USACE PAX Newsletter 3.2.2 Dated 6 April 2017
CATCODE | Description |  |  | Unit Cost | UoM | Conversion |  | Inflation Adjustment by MCP Index |  | Adjusted Cost
93210 | ROUGH GRADING, DUMPED MATERIAL SPREAD BY DOZER, NO COMPACTION |  |  | 2.7 | Linear CY | 0.333 | CY to SY | 0.94232 |  | 0.84724 | SY
93210 | FINE GRADING, GRANULAR SUBBASE FOR PAVING, +/- 1" COMPACTION, 3 PASSES W/ DOZER, 6" LIFTS |  |  | 2.3 | SY |  |  | 0.94232 |  | 2.1673 | SY
85110 | 1-1/2" CRUSHED STONE BASE 6" DEEP, COMPACTED, w/o ERTHWRK |  |  | 9.3 | SY |  |  | 0.94232 |  | 8.7636 | SY
| Road construction assumes 12" clearing and grubbing to reach inorganic base. | [5 empty] | Sum |  | RUC | 11.7782 | SY
FAC | 8513 | Vehicle Bridge |  | UM = | SY | RPAD Ave Size | 355 | Source | Marshall and Swift Valuation; October 2016
Section | TASK |  |  | Given | Units | Conversion |  | Current Cost Multiplier |  | Adjusted Cost
66/3 | Bridge, highway, steel median per sf |  |  | 150 | SF | 9 | SF to SY | 1.01 |  | 1363.5 | SY
[5 empty] | Normalizing for Location | Marshall and Swift Local Multiplier for Arlington, VA |  |  |  | 1.07
[6 empty] | Divided by DoD ACF for Arlington, VA |  |  |  | 1.07
[9 empty] | RUC | 1363.5 | SY
[8 empty] | RUC with Military Cost Premium | 1.12 | 1527.1137 | SY
Note: "Section" refers to the Marshall & Swift Valuation Guide section and page which contains a profile of the facility used for this FAC as well as additional information on the features included in the Marshall and Swift facility. The "Area Adjustment" is the "local multiplier" (Section 99, Pages 5 thru 10) which reflects local cost conditions and is designed to adjust the basic costs to each locality. "Current Cost Multiplier" (Section 99, Page 3) are the multipliers to update costs. Costs in each section are updated on a three year cycle. The current cost multiplier is republished monthly and is based upon nationally recognized building cost indices. As stated in Section 1 page 11 of the Marshall and Swift Valuation guide " to obtain the current replacement value the cost shown in each section ("refined" by additions such as sprinklers, elevators, etc) is mulitplied by the current cost multiplier and the local multiplier. That is: Refined Cost x Current Cost Multiplier x Local Multiplier = Final Replacement Cost.
OSD Design Criteria |  |  | UFC 3-201-01 provides design criteria for this FAC. This UFC requires design compliance with AASHTO’s Standard Specification for Highway Bridges. The AASHTO standard specification includes both vehicular and pedestrian bridges.
Building construction material |  |  | Material guidance is provided in AASHTO LRFD Bridge Design Specifications . Note: LRFD stands for Load and Resistance Factor Design.
Facility size |  |  | The average quantity for this FAC is 355 SY (square yards). This FAC does not represent a building and therefore has no International Building Code Occupancy Group.
Fire suppression system type, quality, and coverage |  |  | No fire suppression system is specified for vehicle bridges.
Inclusion of a loading dock or similar ancillary feature |  |  | No Unified Facilities Criteria (UFC) requirement exists for the incorporation of a loading dock as this is neither a facility nor building. No elevator is provided in consonance with the Elevator Business Rules.
Inclusion and capacity of overhead cranes |  |  | No Unified Facilities Criteria UFC requirement exists for the incorporation of overhead cranes.
Established standard for components or materials |  |  | Standards, in the form of guide specifications, Manual of Practice and a Unified Facilities Criteria, are cited above.
Applicable Business Rules |  |  | • M&S Selection Business Rule • MilCon Cost Premium Business Rule
Footnotes |  |  | Unified Facilities Criteria UFC 3-201-01, “Civil Engineering”, 1 June 2013 American Association of State Highway and Transportation Officials (AASHTO) Standard Specifications for Highway Bridges, 17ed, 2002 American Association of State Highway and Transportation Officials (AASHTO) LRFD Design Specification, U.S. Customary Units, 7th Edition, with 2015 and 2016 Interim Revisions
FAC | 8514 | Vehicular Tunnel |  | UM = | LF | RPAD Ave Size | 1284 | Source | Marshall and Swift Valuation; October 2016
Section | TASK |  |  | Given | Units | Conversion |  | Current Cost Multiplier |  | Adjusted Cost
Assume 2 lanes wide plus shoulder: 30 ' x 20' high
15/31 | Underground walkway, per SF including HVAC and lighting |  |  | 510 | SF | 30 | SF to LF | 1.04 |  | 15912 | LF
[5 empty] | Normalizing for Location | Marshall and Swift Local Multiplier for Arlington, VA |  |  |  | 1.07
[6 empty] | Divided by DoD ACF for Arlington, VA |  |  |  | 1.07
[9 empty] | RUC | 15912 | LF
[6 empty] | RUC with Military Construction Premium |  |  | 1.12 | 17821.3666 | LF
FAC | 8521 | Vehicle Parking, Surfaced |  | UM = | SY | RPAD Ave Size | 17065 | Source | Marshall and Swift Valuation; October 2016
Section | TASK |  |  | Given | Units | Conversion |  | Current Cost Multiplier |  | Adjusted Cost
66/3 | Grading - rough and finished |  |  | 81.5 | p.Space | 35 | Space to SY | 1.01 |  | 2.3519 | SY
66/3 | drainage |  |  | 165 | p.Space | 35 | Space to SY | 1.01 |  | 4.7614 | SY
66/3 | paving - spaces and drives |  |  | 715 | p.Space | 35 | Space to SY | 1.01 |  | 20.6329 | SY
66/3 | pavement marking, striping, bumpers |  |  | 19.75 | p.Space | 35 | Space to SY | 1.01 |  | 0.56993 | SY
66/3 | Electrical – lighting and wiring |  |  | 180 | p.Space | 35 | Space to SY | 1.01 |  | 5.1943 | SY
| Planning Factor = 315 sf per space = 35 SY | [7 empty] | Sum | 33.5104 | SY
[5 empty] | Normalizing for Location | Marshall and Swift Local Multiplier for Arlington, VA |  |  |  | 1.07
[6 empty] | Divided by DoD ACF for Arlington, VA |  |  |  | 1.07
[9 empty] | RUC | 33.5104 | SY
[6 empty] | RUC with Military Cost Premium |  |  | 1.12 | 37.5314 | SY
Note: "Section" refers to the Marshall & Swift Valuation Guide section and page which contains a profile of the facility used for this FAC as well as additional information on the features included in the Marshall and Swift facility. The "Area Adjustment" is the "local multiplier" (Section 99, Pages 5 thru 10) which reflects local cost conditions and is designed to adjust the basic costs to each locality. "Current Cost Multiplier" (Section 99, Page 3) are the multipliers to update costs. Costs in each section are updated on a three year cycle. The current cost multiplier is republished monthly and is based upon nationally recognized building cost indices. As stated in Section 1 page 11 of the Marshall and Swift Valuation guide " to obtain the current replacement value the cost shown in each section ("refined" by additions such as sprinklers, elevators, etc) is mulitplied by the current cost multiplier and the local multiplier. That is: Refined Cost x Current Cost Multiplier x Local Multiplier = Final Replacement Cost.
OSD Design Criteria |  |  | UFC 3-250-01 provides design criteria for this FAC. Marking guidance is provided in UFGS 32 17 23
Building construction material |  |  | Material guidance is provided in UFC 3-250-01 , UFC 3-250-09FA and Unified Facilities Guide Specification 32 13 13.06 .
Facility size |  |  | The average quantity for this FAC is 17,065 SY (square yards) . This FAC does not represent a building and therefore has no International Building Code Occupancy Group.
Fire suppression system type, quality, and coverage |  |  | No fire suppression system is specified for surfaced vehicle parking.
Inclusion of a loading dock or similar ancillary feature |  |  | No Unified Facilities Criteria (UFC) requirement exists for the incorporation of a loading dock as this is neither a facility nor building. No elevator is provided in consonance with the Elevator Business Rules.
Inclusion and capacity of overhead cranes |  |  | No Unified Facilities Criteria UFC requirement exists for the incorporation of overhead cranes.
Established standard for components or materials |  |  | Standards, in the form of guide specifications, Manual of Practice and a Unified Facilities Criteria, are cited above.
Applicable Business Rules |  |  | • M&S Selection Business Rule • MilCon Cost Premium Business Rule
Footnotes |  |  | Unified Facilities Criteria UFC 3-250-01, “Pavement Design for Roads and Parking Areas”, 14 November 2016 Unified Facilities Guide Specification 32 17 23 “Pavement Markings”, August 2016 IBID Unified Facilities Criteria UFC 3-250-09FA, “Aggregate Surfaced Roads and Airfield Areas” Unified Facilities Guide Specification 32 13 13.06 “Portland Cement Concrete Pavement for Roads and Site Facilities”, November 2011 with Change 1 of November 2013
FAC | 8522 | Vehicle Parking and Staging Area, Unsurfaced |  | UM = | SY | RPAD Ave Size | 11020 | Source | Marshall and Swift Valuation; October 2016
Section | TASK |  |  | Given | Units | Conversion |  | Current Cost Multiplier |  | Adjusted Cost
66/3 | Grading - rough and finished |  |  | 81.5 | p.Space | 35 | Space to SY | 1.01 |  | 2.3519 | SY
66/3 | drainage |  |  | 165 | p.Space | 35 | Space to SY | 1.01 |  | 4.7614 | SY
66/3 | Electrical – lighting and wiring |  |  | 180 | p.Space | 35 | Space to SY | 1.01 |  | 5.1943 | SY
| Planning Factor = 315 sf per space | [7 empty] | Sum | 12.3076 | SY
[5 empty] | Normalizing for Location | Marshall and Swift Local Multiplier for Arlington, VA |  |  |  | 1.07
[6 empty] | Divided by DoD ACF for Arlington, VA |  |  |  | 1.07
[9 empty] | RUC | 12.3076 | SY
[6 empty] | RUC with Military Construction Premium |  |  | 1.021 | 12.566 | SY
FAC | 8523 | Vehicle Staging Area, Surfaced |  | UM = | SY | RPAD Ave Size | 12681 | Source | Marshall and Swift Valuation; October 2016
Section | TASK |  |  | Given | Units | Conversion |  | Current Cost Multiplier |  | Adjusted Cost
66/3 | Grading - rough and finished |  |  | 81.5 | per parking space | 35 | Space to SY | 1.01 |  | 2.3519 | SY
66/3 | drainage |  |  | 165 | per parking space | 35 | Space to SY | 1.01 |  | 4.7614 | SY
66/3 | paving - spaces and drives |  |  | 715 | per parking space | 35 | Space to SY | 1.01 |  | 20.6329 | SY
| Planning Factor = 315 sf per space = 35 SY | [7 empty] | Sum | 27.7461 | SY
[5 empty] | Normalizing for Location | Marshall and Swift Local Multiplier for Arlington, VA |  |  |  | 1.07
[6 empty] | Divided by DoD ACF for Arlington, VA |  |  |  | 1.07
[9 empty] | RUC | 27.7461 | SY
[6 empty] | RUC with Military Cost Premium |  |  | 1.12 | 31.0756 | SY
Note: "Section" refers to the Marshall & Swift Valuation Guide section and page which contains a profile of the facility used for this FAC as well as additional information on the features included in the Marshall and Swift facility. The "Area Adjustment" is the "local multiplier" (Section 99, Pages 5 thru 10) which reflects local cost conditions and is designed to adjust the basic costs to each locality. "Current Cost Multiplier" (Section 99, Page 3) are the multipliers to update costs. Costs in each section are updated on a three year cycle. The current cost multiplier is republished monthly and is based upon nationally recognized building cost indices. As stated in Section 1 page 11 of the Marshall and Swift Valuation guide " to obtain the current replacement value the cost shown in each section ("refined" by additions such as sprinklers, elevators, etc) is mulitplied by the current cost multiplier and the local multiplier. That is: Refined Cost x Current Cost Multiplier x Local Multiplier = Final Replacement Cost.
OSD Design Criteria |  |  | UFC 3-250-01 provides design criteria for this FAC. Marking guidance is provided in UFGS 32 17 23
Building construction material |  |  | Material guidance is provided in UFC 3-250-01 , UFC 3-250-09FA and Unified Facilities Guide Specification 32 13 13.06 .
Facility size |  |  | The average quantity for this FAC is 12,681 SY (square yards). This FAC does not represent a building and therefore has no International Building Code Occupancy Group.
Fire suppression system type, quality, and coverage |  |  | No fire suppression system is specified for surfaced vehicle staging areas.
Inclusion of a loading dock or similar ancillary feature |  |  | No Unified Facilities Criteria (UFC) requirement exists for the incorporation of a loading dock as this is neither a facility nor building. No elevator is provided in consonance with the Elevator Business Rules.
Inclusion and capacity of overhead cranes |  |  | No Unified Facilities Criteria UFC requirement exists for the incorporation of overhead cranes.
Established standard for components or materials |  |  | Standards, in the form of guide specifications, Manual of Practice and a Unified Facilities Criteria, are cited above.
Applicable Business Rules |  |  | • M&S Selection Business Rule • MilCon Cost Premium Business Rule
Footnotes |  |  | Unified Facilities Criteria UFC 3-250-01, “Pavement Design for Roads and Parking Areas”, 14 November 2016 Unified Facilities Guide Specification 32 17 23 “Pavement Markings”, August 2016 IBID Unified Facilities Criteria UFC 3-250-09FA, “Aggregate Surfaced Roads and Airfield Areas” Unified Facilities Guide Specification 32 13 13.06 “Portland Cement Concrete Pavement for Roads and Site Facilities”, November 2011 with Change 1 of November 2013
FAC | 8524 | Sidewalk and Walkway |  | UM = | SY | RPAD Ave Size | 4882 | Source | Marshall and Swift Valuation; October 2016
Section | TASK |  |  | Given | Units | Conversion |  | Curnt Cost Mult |  | Adjusted Cost
66/2 | Sidewalk, Concrete |  |  | 5.91 | SF | 9 | SF to SY | 1.01 |  | 53.7219 | SY
[5 empty] | Normalizing for Location | Marshall and Swift Local Multiplier for Arlington, VA |  |  |  | 1.07
[6 empty] | Divided by DoD ACF for Arlington, VA |  |  |  | 1.07
[9 empty] | RUC | 53.7219 | SY
[6 empty] | RUC with Military Cost Premium |  |  | 1.021 | 54.8501 | SY
Note: "Section" refers to the Marshall & Swift Valuation Guide section and page which contains a profile of the facility used for this FAC as well as additional information on the features included in the Marshall and Swift facility. The "Area Adjustment" is the "local multiplier" (Section 99, Pages 5 thru 10) which reflects local cost conditions and is designed to adjust the basic costs to each locality. "Current Cost Multiplier" (Section 99, Page 3) are the multipliers to update costs. Costs in each section are updated on a three year cycle. The current cost multiplier is republished monthly and is based upon nationally recognized building cost indices. As stated in Section 1 page 11 of the Marshall and Swift Valuation guide " to obtain the current replacement value the cost shown in each section ("refined" by additions such as sprinklers, elevators, etc) is mulitplied by the current cost multiplier and the local multiplier. That is: Refined Cost x Current Cost Multiplier x Local Multiplier = Final Replacement Cost.
OSD Design Criteria |  |  | UFC 3-201-01 provides design criteria for this FAC.
Building construction material |  |  | Material guidance is provided in UFC 3-201-01 , and Unified Facilities Guide Specification 32 16 13 .
Facility size |  |  | The average quantity for this FAC is 4,882 SY (square yards). This FAC does not represent a building and therefore has no International Building Code Occupancy Group.
Fire suppression system type, quality, and coverage |  |  | No fire suppression system is specified for sidewalk and walkway.
Inclusion of a loading dock or similar ancillary feature |  |  | No Unified Facilities Criteria (UFC) requirement exists for the incorporation of a loading dock as this is neither a facility nor building. No elevator is provided in consonance with the Elevator Business Rules.
Inclusion and capacity of overhead cranes |  |  | No Unified Facilities Criteria UFC requirement exists for the incorporation of overhead cranes.
Established standard for components or materials |  |  | Standards, in the form of guide specifications, Manual of Practice and a Unified Facilities Criteria, are cited above.
Applicable Business Rules |  |  | • M&S Selection Business Rule • MilCon Cost Premium Business Rule
Footnotes |  |  | Unified Facilities Criteria UFC 3-201-01, “Civil Engineering”, 1 June 2013 IBID, page 8 Unified Facilities Guide Specification 32 16 13 “Concrete Sidewalks and Curbs and Gutters”, April 2008 with Change 1 of November 2014
FAC | 8525 | Pedestrian Bridge |  | UM = | SY | RPAD Ave Size | 108.69 | Source | Marshall and Swift Valuation; October 2016
Section | TASK |  |  | Given | Units | Conversion |  | Current Cost Multiplier |  | Adjusted Cost
66/3 | Pedestrian bridge, steel |  |  | 239 | SF | 9 | SF to SY | 1.01 |  | 2172.51 | SY
[5 empty] | Normalizing for Location | Marshall and Swift Local Multiplier for Arlington, VA |  |  |  | 1.07
[6 empty] | Divided by DoD ACF for Arlington, VA |  |  |  | 1.07
[9 empty] | RUC | 2172.51 | SY
[6 empty] | RUC with Military Cost Premium |  |  | 1.0906 | 2369.2319 | SY
Note: "Section" refers to the Marshall & Swift Valuation Guide section and page which contains a profile of the facility used for this FAC as well as additional information on the features included in the Marshall and Swift facility. The "Area Adjustment" is the "local multiplier" (Section 99, Pages 5 thru 10) which reflects local cost conditions and is designed to adjust the basic costs to each locality. "Current Cost Multiplier" (Section 99, Page 3) are the multipliers to update costs. Costs in each section are updated on a three year cycle. The current cost multiplier is republished monthly and is based upon nationally recognized building cost indices. As stated in Section 1 page 11 of the Marshall and Swift Valuation guide " to obtain the current replacement value the cost shown in each section ("refined" by additions such as sprinklers, elevators, etc) is mulitplied by the current cost multiplier and the local multiplier. That is: Refined Cost x Current Cost Multiplier x Local Multiplier = Final Replacement Cost.
OSD Design Criteria |  |  | UFC 3-201-01 provides design criteria for this FAC. This UFC requires design compliance with AASHTO’s Standard Specification for Highway Bridges. The AASHTO standard specification includes both vehicular and pedestrian bridges.
Building construction material |  |  | Material guidance is provided in AASHTO LRFD Bridge Design Specifications . Note: LRFD stands for Load and Resistance Factor Design.
Facility size |  |  | The average quantity for this FAC is 109 SY (square yards) . This FAC does not represent a building and therefore has no International Building Code Occupancy Group.
Fire suppression system type, quality, and coverage |  |  | No fire suppression system is specified for pedestrian bridges.
Inclusion of a loading dock or similar ancillary feature |  |  | No Unified Facilities Criteria (UFC) requirement exists for the incorporation of a loading dock as this is neither a facility nor building. No elevator is provided in consonance with the Elevator Business Rules.
Inclusion and capacity of overhead cranes |  |  | No Unified Facilities Criteria UFC requirement exists for the incorporation of overhead cranes.
Established standard for components or materials |  |  | Standards, in the form of guide specifications, Manual of Practice and a Unified Facilities Criteria, are cited above.
Applicable Business Rules |  |  | • M&S Selection Business Rule • MilCon Cost Premium Business Rule
Footnotes |  |  | Unified Facilities Criteria UFC 3-201-01, “Civil Engineering”, 1 June 2013 American Association of State Highway and Transportation Officials (AASHTO) Standard Specifications for Highway Bridges, 17ed, 2002 American Association of State Highway and Transportation Officials (AASHTO) LRFD Design Specification, U.S. Customary Units, 7th Edition, with 2015 and 2016 Interim Revisions
FAC | 8526 | Miscellaneous Paved Area |  | UM = | SY | RPAD Ave Size | 1751 | Source | Marshall and Swift Valuation; October 2016
Section | TASK |  |  | Given | Units | Conversion |  | Current Cost Multiplier |  | Adjusted Cost
66/3 | Grading - rough and finished |  |  | 81.5 | per parking space | 35 | space to SY | 1.01 |  | 2.3519 | SY
66/3 | drainage |  |  | 165 | per parking space | 35 | space to SY | 1.01 |  | 4.7614 | SY
66/3 | paving - spaces and drives |  |  | 715 | per parking space | 35 | space to SY | 1.01 |  | 20.6329 | SY
| Planning Factor = 315 sf per space | [7 empty] | Sum | 27.7461 | SY
[5 empty] | Normalizing for Location | Marshall and Swift Local Multiplier for Arlington, VA |  |  |  | 1.07
[6 empty] | Divided by DoD ACF for Arlington, VA |  |  |  | 1.07
| the 35 conversion is 315 sf/space ÷ 9 sf per SY | [7 empty] | RUC | 27.7461 | SY
[6 empty] | RUC with Military Cost Premium |  |  | 1.0906 | 30.2586 | SY
Note: "Section" refers to the Marshall & Swift Valuation Guide section and page which contains a profile of the facility used for this FAC as well as additional information on the features included in the Marshall and Swift facility. The "Area Adjustment" is the "local multiplier" (Section 99, Pages 5 thru 10) which reflects local cost conditions and is designed to adjust the basic costs to each locality. "Current Cost Multiplier" (Section 99, Page 3) are the multipliers to update costs. Costs in each section are updated on a three year cycle. The current cost multiplier is republished monthly and is based upon nationally recognized building cost indices. As stated in Section 1 page 11 of the Marshall and Swift Valuation guide " to obtain the current replacement value the cost shown in each section ("refined" by additions such as sprinklers, elevators, etc) is mulitplied by the current cost multiplier and the local multiplier. That is: Refined Cost x Current Cost Multiplier x Local Multiplier = Final Replacement Cost.
OSD Design Criteria |  |  | UFC 3-250-01 provides design criteria for this FAC. Marking guidance is provided in UFGS 32 17 23
Building construction material |  |  | Material guidance is provided in UFC 3-250-01 , UFC 3-250-09FA and Unified Facilities Guide Specification 32 13 13.06 .
Facility size |  |  | The average quantity for this FAC is 1,751 SY (square yards . This FAC does not represent a building and therefore has no International Building Code Occupancy Group.
Fire suppression system type, quality, and coverage |  |  | No fire suppression system is specified for miscellaneous paved area.
Inclusion of a loading dock or similar ancillary feature |  |  | No Unified Facilities Criteria (UFC) requirement exists for the incorporation of a loading dock as this is neither a facility nor building. No elevator is provided in consonance with the Elevator Business Rules.
Inclusion and capacity of overhead cranes |  |  | No Unified Facilities Criteria UFC requirement exists for the incorporation of overhead cranes.
Established standard for components or materials |  |  | Standards, in the form of guide specifications, Manual of Practice and a Unified Facilities Criteria, are cited above.
Applicable Business Rules |  |  | • M&S Selection Business Rule • MilCon Cost Premium Business Rule
Footnotes |  |  | Unified Facilities Criteria UFC 3-250-01, “Pavement Design for Roads and Parking Areas”, 14 November 2016 Unified Facilities Guide Specification 32 17 23 “Pavement Markings”, August 2016 IBID Unified Facilities Criteria UFC 3-250-09FA, “Aggregate Surfaced Roads and Airfield Areas” Unified Facilities Guide Specification 32 13 13.06 “Portland Cement Concrete Pavement for Roads and Site Facilities”, November 2011 with Change 1 of November 2013.
FAC | 8531 | Parking Garage/Building |  | UM = | SF | RPAD Ave Size | 38384.7309 | Source | Table 2, UFC 3-701-1 as of 17 Feb 2017
CATCODE | Description |  |  | Reference Size | Unit Cost |  |  | Inflation Adjustment |  | Adjusted Cost
GUC | Parking Garage/Building |  |  | 170000 | 53 |  |  | NA: GUCs are as of October, 2016 |  | 53 | SF
[9 empty] | RUC | 53 | SF
FAC | 8541 | Traffic Signals |  | UM = | EA |  |  | Source | Private Sector Bid Prices
| Description |  |  | Unit Price | UoM |  | Area Adjustment | Inflation Adjustment by MCP Index |  | Adjusted Cost
| Traffic Signals |  |  |  | Per Intersection
| --Loudoun County VA, 9/16 |  |  | 454500 | 1 |  | 0.93 | 1.0382 |  | 507385.1068 | EA
| --Weld County CO, Feb 16 |  |  | 321986 | 1 |  | 1.06 | 1.0382 |  | 315368.2004 | EA
| --Plymouth IN, May 2017 |  |  | 261930.52 | 1 |  | 0.95 | 1 |  | 275716.3368 | EA
| --Clovis CA bid, 11/16 |  |  | 228450 | 1 |  | 1.25 | 1 |  | 182760 | EA
| --Camarillo CA, 8/16 |  |  | 361780 | 1 |  | 1.25 | 1.0382 |  | 300483.9763 | EA
| --Corpus Christi TX, 5/15 |  |  | 246698 | 1 |  | 0.87 | 1.0805 |  | 306374.9685 | EA
| --Moore OK, 1/17 |  |  | 185433 | 1 |  | 0.89 | 1 |  | 208351.6854 | EA
| --Union Cty OR, 8/15 |  |  | 276576 | 1 |  | 1.12 | 1.0805 |  | 266810.7799 | EA
| --Lawrence KS, 4/17 |  |  | 208000 | 1 |  | 0.96 | 1 |  | 216666.6667 | EA
| --Olathe KS, 12/16 |  |  | 280707 | 1 |  | 0.96 | 1 |  | 292403.125 | EA
| --Washington Twnsp PA, Mar 2017 |  |  | 654363 | 1 |  | 1.07 | 1 |  | 611554.2056 | EA
| --San Antonio TX Nov 2015 |  |  | 190845 | 1 |  | 0.91 | 1.0382 |  | 217733.9594 | EA
[7 empty] | Average Cost, high/low excepted |  |  | 287232.0846 | EA
[8 empty] | RUC with Military Cost Premium | 1.0906 | 313241.0992 | EA
Area Cost Factor derived from USACE PAX 3.2.1 Area Cost Factors, March 2017.
FAC | 8601 | Railroad Track |  | UM = | MI | RPAD Ave Size | 8.4 | Source | Marshall and Swift Valuation; October 2016
Section | TASK |  |  | Given | Units | Conversion |  | Current Cost Multiplier |  | Adjusted Cost
66/3 | Railroad Spur, 115# rail, per foot of track |  |  | 139.5 | LF | 5280 | LF to Mile | 1.01 |  | 743925.6 | MI
| 25% deduction for rail over 500 ft | [8 empty] | 557944.2 | MI
[5 empty] | Normalizing for Location | Marshall and Swift Local Multiplier for Arlington, VA |  |  |  | 1.07
[6 empty] | Divided by DoD ACF for Arlington, VA |  |  |  | 1.07
[9 empty] | RUC | 557944.2 | MI
[6 empty] | RUC with Military Construction Premium |  |  | 1.12 | 624894.9286 | MI
FAC | 8612 | Miscellaneous Railroad Facility |  | UM = | EA | Design Size | 1 | Source | Marshall and Swift Valuation; October 2016
Section | TASK |  |  | Given | Units | Conversion |  | Current Cost Multiplier |  | Adjusted Cost
17/55 | RR Track Scales, 200T, w/reinforced concrete pit and platform |  |  | 119000 | EA |  |  | 1.05 |  | 124950 | EA
[5 empty] | Normalizing for Location | Marshall and Swift Local Multiplier for Arlington, VA |  |  |  | 1.07
[6 empty] | Divided by DoD ACF for Arlington, VA |  |  |  | 1.07
[9 empty] | RUC | 124950 | EA
[6 empty] | RUC with Military Construction Premium |  |  | 1.0906 | 136264.2875 | EA
FAC | 8711 | Storm Drainage |  | UM = | LF | RPAD Ave Size | 15151 | Source | Marshall and Swift Valuation; October 2016
Section | TASK |  |  | Given | Units | Conversion |  | Current Cost Multiplier |  | Adjusted Cost
Average of:
66/11 | Pipe, Drainage System, 10", Average Cost |  |  | 16.125 | LF |  |  | 1 |  | 16.125 | LF
66/11 | Pipe, Drainage System, 12", Average Cost |  |  | 18.575 | LF |  |  | 1 |  | 18.575 | LF
[9 empty] | Ave | 17.35 | LF
66/1 | Storm Manhole, 400' oc |  |  | 7.06 | LF |  |  | 1.01 |  | 7.1306 | LF
[9 empty] | Sum | 24.4806 | LF
[5 empty] | Normalizing for Location | Marshall and Swift Local Multiplier for Arlington, VA |  |  |  | 1.07
[6 empty] | Divided by DoD ACF for Arlington, VA |  |  |  | 1.07
[9 empty] | RUC | 24.4806 | LF
[6 empty] | RUC with Military Construction Premium |  |  | 1.0906 | 26.6973 | LF
FAC | 8712 | Retaining Structure |  | UM = | LF | RPAD Ave Size | 1172 | Source | Marshall and Swift Valuation; October 2016
Section | TASK |  |  | Given | Units | Conversion |  | Current Cost Multiplier |  | Adjusted Cost
51/3 | Concrete Foundation Wall, 6", reinforced, sf |  |  | 13.9 | SF | 8 | SF to LF | 1.04 |  | 115.648 | LF
| Hillside retaining wall add 100% | [8 empty] | 231.296 | LF
Assume height = 8 ft
[5 empty] | Normalizing for Location | Marshall and Swift Local Multiplier for Arlington, VA |  |  |  | 1.07
[6 empty] | Divided by DoD ACF for Arlington, VA |  |  |  | 1.07
[9 empty] | RUC | 231.296 | LF
[6 empty] | RUC with Military Construction Premium |  |  | 1.021 | 236.1532 | LF
FAC | 8713 | Grounds Drainage Dams |  | UM = | EA | Design Size | 1 | Source | PACES 1.2
Assembly | Description |  |  | Qty | UoM | Material | Labor | Equip | Bare | Tot w/OP
A1030050601 | Drainage |  |  | 943 | LF | 9255.5529 | 9035.6437 | 749.0379 | 11434.96 | 19040.2344 | EA
G1020070101 | General Area Cleanup |  |  | 2.25 | ACRE | 0 | 1324.8459 | 141.9317 | 784.38 | 1466.7776 | EA
G1030010105 | Fine Grading, Hand |  |  | 4351.69 | SY | 0 | 41290.7851 | 0 | 21467.63 | 41290.7851 | EA
G1030020212 | Hand Excavation, Sand/Gravel |  |  | 1183.91 | CY | 0 | 126115.2589 | 0 | 65568.99 | 126115.2589 | EA
G1030020298 | 0.38m3 (1/2 CY) Crawler Mounted, Hydraulic Excavator |  |  | 23678.18 | CY | 0 | 44584.3042 | 16198.9189 | 34088.51 | 60783.2231 | EA
G1030040405 | 950, 2.29m3 (3 CY), Delivered & Dumped, Backfill W/Sand |  |  | 23678.18 | CY | 1256913.2281 | 109243.1177 | 125269.9983 | 987574.96 | 1491426.3442 | EA
G1030050511 | Compact Soil W/Vibrating Plate |  |  | 2367.82 | CY | 0 | 5953.396 | 423.6968 | 3380.57 | 6377.0928 | EA
G1030050514 | Compact Soil By Machine W/Roller |  |  | 21310.36 | CY | 0 | 19907.7709 | 20116.9667 | 23897.31 | 40024.7376 | EA
G2050020201 | Sediment Fence, Temporary |  |  | 1199 | LF | 4981.36 | 6808.7686 | 1852.7742 | 8142.15 | 13642.9029 | EA
G2050030301 | Topsoil, 152.40mm (6") Lifts, Off-Site |  |  | 2367.82 | CY | 115360.6266 | 15288.7592 | 6437.3791 | 89969 | 137086.7649 | EA
G2050040401 | Seeding, .67 Level & .33 Slope, Hydr Spread |  |  | 2.25 | ACRE | 1131.2899 | 475.979 | 279.1637 | 1197.28 | 1886.4325 | EA
PACES Input Parameters: Project Location = Ft Myer, VA (ACF= 1.00) Midpoint of Construction: 1 October 2016 SIOH = 0 % / Contingency = 0 % / Planning and Design = 0 % | [9 empty] | 1939140.5541 | EA
|  |  |  | Average size 50,340 CY extracted from RPAD |  |  |  |  | RUC | 1939140.5541 | EA
FAC | 8714 | Levees and Dikes for Grounds Drainage |  | UM = | LF | RPAD Ave Size | 1587 | Source | Marshall and Swift Valuation; October 2016
Section | TASK |  |  | Given | Units | Conversion |  | Current Cost Multiplier |  | Adjusted Cost
51/2 | Bulk Excavation, medium earth |  |  | 5.76 | CY | 2.37 | CY to LF | 1.04 |  | 14.1972 | LF
51/2 | Backfill and compaction, unconfined, hard earth |  |  | 21.7 | CY | 7.33 | CY to LF | 1.04 |  | 165.4234 | LF
51/2 | Synthetic matting |  |  | 13.22 | SY | 1.67 | SY to LF | 1.04 |  | 22.9605 | LF
51/2 | Riprap |  |  | 94 | SY | 1.67 | SY to LF | 1.04 |  | 163.2592 | LF
51/2 | Gabions filled with stone, high cost |  |  | 240 | SY | 1.67 | SY to LF | 1.04 |  | 416.832 | LF
66/8 | Hydroseeding |  |  | 0.16 | SF | 25 | SF to LF | 1.01 |  | 4.04 | LF
| Assume dyke is a trapezoid; 10' top, 15 foot sides, 34' base. 1 side exposed to water. 198 CU FT / LF | [7 empty] | Sum | 786.7124 | LF
[5 empty] | Normalizing for Location | Marshall and Swift Local Multiplier for Arlington, VA |  |  |  | 1.07
[6 empty] | Divided by DoD ACF for Arlington, VA |  |  |  | 1.07
[9 empty] | RUC | 786.7124 | LF
[6 empty] | RUC with Military Construction Premium |  |  | 1.021 | 803.2333 | LF
FAC | 8715 | Storm Water Ponds |  | UM = | MG | RPAD Ave Size | 29.23 | Source | USACE PAX Newsletter 3.2.2 Dated 6 April 2016
CATCODE | TASK |  |  | Given | Units | Conversion |  | Inflation Adjustment by MCP Index |  | Adjusted Cost
83210 | SW Drainage Ponds, includes fence, seeding slopes, partial liner and excavation; 1/8 acre, 5' deep |  |  | 23490 | EA | 0.204 | EA to MG | 0.94232 |  | 108505.6453 | MG
83210 | SW Drainage Ponds, includes fence, seeding slopes, partial liner and excavation; 1/4 acre, 5' deep |  |  | 47010 | EA | 0.407 | EA to MG | 0.94232 |  | 108841.7026 | MG
83210 | SW Drainage Ponds, includes fence, seeding slopes, partial liner and excavation; 3/8 acre, 5' deep |  |  | 70690 | EA | 0.611 | EA to MG | 0.94232 |  | 109022.53 | MG
83210 | SW Drainage Ponds, includes fence, seeding slopes, partial liner and excavation; 1/2 acre, 5' deep |  |  | 94080 | EA | 0.814 | EA to MG | 0.94232 |  | 108911.1612 | MG
[9 empty] | Ave | 108820.2598 | MG
[9 empty] | RUC | 108820.2598 | MG
FAC | 8721 | Boundary Fence and Wall |  | UM = | LF | RPAD Ave Size | 4775 | Source | Marshall and Swift Valuation; October 2016
Section | TASK |  |  | Given | Units | Conversion |  | Current Cost Multiplier |  | Adjusted Cost
66/4 | Chain Link Fence #9 wire, 8', per LF, posts 2" round, 10' o.c. |  |  | 21.5 | LF |  |  | 1.01 |  | 21.715 | LF
66/4 | Add for 3-strand barbed wire |  |  | 3.13 | LF |  |  | 1.01 |  | 3.1613 | LF
66/4 | Add 25' wide gate, 1 per 1000 LF |  |  | 1330 | EA | 1000 | EA to LF | 1.01 |  | 1.3433 | LF
66/4 | Add SS security gate, 1 per 1,000 LF + 30% electric operat |  |  | 14560 | EA | 1000 | EA to LF | 1.01 |  | 14.7056 | LF
66/4 | Security micro-mesh |  |  | 1.1 | SF | 8 | SF to LF | 1.01 |  | 8.888 | LF
[7 empty] | Subtotal before deduction |  |  | 49.8132 | LF
66/4 | Quantity deduction for 4500 LF |  |  |  |  | -15% |  |  |  | -7.472
[7 empty] | Total after deduction |  |  | 42.3412 | LF
[5 empty] | Normalizing for Location | Marshall and Swift Local Multiplier for Arlington, VA |  |  |  | 1.07
[6 empty] | Divided by DoD ACF for Arlington, VA |  |  |  | 1.07
[9 empty] | RUC | 42.3412 | LF
[6 empty] | RUC with Military Cost Premium |  |  | 1.0906 | 46.1752 | LF
Note: "Section" refers to the Marshall & Swift Valuation Guide section and page which contains a profile of the facility used for this FAC as well as additional information on the features included in the Marshall and Swift facility. The "Area Adjustment" is the "local multiplier" (Section 99, Pages 5 thru 10) which reflects local cost conditions and is designed to adjust the basic costs to each locality. "Current Cost Multiplier" (Section 99, Page 3) are the multipliers to update costs. Costs in each section are updated on a three year cycle. The current cost multiplier is republished monthly and is based upon nationally recognized building cost indices. As stated in Section 1 page 11 of the Marshall and Swift Valuation guide " to obtain the current replacement value the cost shown in each section ("refined" by additions such as sprinklers, elevators, etc) is mulitplied by the current cost multiplier and the local multiplier. That is: Refined Cost x Current Cost Multiplier x Local Multiplier = Final Replacement Cost.
OSD Design Criteria |  |  | UFC 4-022-01 provides design criteria for fences and walls; UFC 4-022-03 provides guidance for fences and gates. ASCE 7-10 provides design standards and material guidance for free standing walls.
Building construction material |  |  | Construction material guidance is provided in the UFCs cited above and in: UFGS 32 31 26 provides material guidance for fences and gates, while UFGS 32 31 13 provides specific material guidance for chain line fences and gates and UFGS 32 32 23 provides guidance on walls.
Facility size |  |  | The average quantity for this FAC is 4,775 LF (linear feet). This FAC does not represent a building and therefore has no International Building Code Occupancy Group.
Fire suppression system type, quality, and coverage |  |  | No fire suppression system is specified for boundary fences or walls.
Inclusion of a loading dock or similar ancillary feature |  |  | No Unified Facilities Criteria (UFC) requirement exists for the incorporation of a loading dock as this is not a facility nor building No elevator is provided in consonance with the Elevator Business Rules.
Inclusion and capacity of overhead cranes |  |  | No Unified Facilities Criteria UFC requirement exists for the incorporation of overhead cranes.
Established standard for components or materials |  |  | Standards, in the form of guide specifications, and Unified Facilities Criteria, are cited above.
Applicable Business Rules |  |  | • M&S Selection Business Rule • MilCon Cost Premium Business Rule
Footnotes |  |  | Unified Facilities Criteria UFC 4-022-01, “Security Engineering: Entry Control Facilities/Access Control Points”, 25 May 2005 Note that Chapter 6 of this UFC provides guidance on the ballistic resistance of various types of masonry and steel walls. Unified Facilities Criteria UFC 4-022-03 “Security Fences and Gates” 1 October 2013 American Society of Civil Engineers, Minimum Design Loads for Buildings and Other Structures, ASCE 7-10, Third Printing, 2013 Unified Facilities Guide Specification UFGS 32 31 26 “Wire Fences and Gates” , April 2008 Unified Facilities Guide Specification UFGS 32 31 13 “Chain Link Fences and Gates”, November 2016 Unified Facilities Guide Specification UFGS 32 32 23 “Segmental Concrete Block Retaining Wall”, April 2008 with Change 1 of August 2014.
FAC | 8722 | Security Fence |  | UM = | LF | RPAD Ave Size | 7526 | Source | Marshall and Swift Valuation; October 2016
Section | TASK |  |  | Given | Units | Conversion |  | Current Cost Multiplier |  | Adjusted Cost
66/4 | Chain Link Fence #7 wire, 12', per LF, posts 2" round, 10' o.c. |  |  | 36 | LF |  |  | 1.01 |  | 36.36 | LF
66/4 | Add for 3-strand barbed wire |  |  | 3.13 | LF |  |  | 1.01 |  | 3.1613 | LF
66/4 | Add for barbed coils |  |  | 11.4 | LF |  |  | 1.01 |  | 11.514 | LF
66/4 | 25' wide gate, 1 per 1000 LF |  |  | 1680 | EA | 1000 | EA to LF | 1.01 |  | 1.6968 | LF
66/4 | Add turn-style stainless steel, 1 per 1,000 LF + 30% electric operat |  |  | 14560 | EA | 1000 | EA to LF | 1.01 |  | 14.7056 | LF
66/4 | Security micro-mesh, 1.10/sf = 13.20/LF |  |  | 13.2 | LF |  |  | 1.01 |  | 13.332 | LF
[9 empty] | SUM | 80.7697 | LF
| Deduction for >6000 LF = 20% | [8 empty] | 64.6158 | LF
[5 empty] | Normalizing for Location | Marshall and Swift Local Multiplier for Arlington, VA |  |  |  | 1.07
[6 empty] | Divided by DoD ACF for Arlington, VA |  |  |  | 1.07
[9 empty] | RUC | 64.6158 | LF
[6 empty] | RUC with Military Cost Premium |  |  | 1.0906 | 70.4668 | LF
Note: "Section" refers to the Marshall & Swift Valuation Guide section and page which contains a profile of the facility used for this FAC as well as additional information on the features included in the Marshall and Swift facility. The "Area Adjustment" is the "local multiplier" (Section 99, Pages 5 thru 10) which reflects local cost conditions and is designed to adjust the basic costs to each locality. "Current Cost Multiplier" (Section 99, Page 3) are the multipliers to update costs. Costs in each section are updated on a three year cycle. The current cost multiplier is republished monthly and is based upon nationally recognized building cost indices. As stated in Section 1 page 11 of the Marshall and Swift Valuation guide " to obtain the current replacement value the cost shown in each section ("refined" by additions such as sprinklers, elevators, etc) is mulitplied by the current cost multiplier and the local multiplier. That is: Refined Cost x Current Cost Multiplier x Local Multiplier = Final Replacement Cost.
OSD Design Criteria |  |  | UFC 4-022-03 provides design criteria for this FAC.
Building construction material |  |  | Unified Facilities Guide Specification 32 31 13 provides guidance for the selection of materials.
Facility size |  |  | The average quantity for this FAC is 7,526 LF (linear feet). This FAC does not represent a building and therefore has no International Building Code Occupancy Group.
Fire suppression system type, quality, and coverage |  |  | No fire suppression system is specified for security fences.
Inclusion of a loading dock or similar ancillary feature |  |  | No Unified Facilities Criteria (UFC) requirement exists for the incorporation of a loading dock as this is not a facility nor building No elevator is provided in consonance with the Elevator Business Rules.
Inclusion and capacity of overhead cranes |  |  | No Unified Facilities Criteria UFC requirement exists for the incorporation of overhead cranes.
Established standard for components or materials |  |  | Standards, in the form of guide specifications, and Unified Facilities Criteria, are cited above.
Applicable Business Rules |  |  | • M&S Selection Business Rule • MilCon Cost Premium Business Rule
Footnotes |  |  | Unified Facilities Criteria UFC 4-022-033, “Security Fences and Gates”, 1 October 2013 Unified Facilities Guide Specification 32 31 13 “Chain Link Fences and Gates” November 2016
FAC | 8813 | Navigation Revetments |  | UM = | LF | RPAD Ave Size | No Records | Source | Marshall and Swift Valuation; October 2016
Section | TASK |  |  | Given | Units | Conversion |  | Current Cost Multiplier |  | Adjusted Cost
51/2 | Soil Stabilization, lime |  |  | 7.795 | SY | 1 | SY to LF | 1.04 |  | 8.1068 | LF
51/2 | Gabions filled with stone |  |  | 160 | SY | 1 | SY to LF | 1.04 |  | 166.4 | LF
51/2 | Rip rap |  |  | 94 | SY | 1 | SY to LF | 1.04 |  | 97.76 | LF
51/2 | Geotextile fabric |  |  | 2.53 | SY | 1 | SY to LF | 1.04 |  | 2.6312 | LF
51/2 | Synthetic matting |  |  | 13.22 | SY | 1 | SY to LF | 1.04 |  | 13.7488 | LF
| Assume SY = 1 LF x 9 FT from shore to water | [7 empty] | Average | 57.7294 | LF
[5 empty] | Normalizing for Location | Marshall and Swift Local Multiplier for Arlington, VA |  |  |  | 1.07
[6 empty] | Divided by DoD ACF for Arlington, VA |  |  |  | 1.07
[9 empty] | RUC | 57.7294 | LF
[6 empty] | RUC with Military Construction Premium |  |  | 1.0906 | 62.9568 | LF
FAC | 8910 | Utility Building |  | UM = | SF | RPAD Ave Size | 1348 | Source | Marshall and Swift Valuation; October 2016
Section | TASK |  |  | Given | Units | Conversion |  | Current Cost Adjustment |  | Adjusted Cost
14/40 | Mechanical Building, Class "S" |  |  | 61.5 | SF |  |  | 1.03 |  | 63.345 | SF
14/37 | Sprinkler, dry, average, 2500 SF, Extra Hazard |  |  | 5.06 | SF | 1.15 | Extra Hazard | 1.03 |  | 5.9936 | SF
[9 empty] | Sum | 69.3386 | SF
[5 empty] | Normalizing for Location | Marshall and Swift Local Multiplier for Arlington, VA |  |  |  | 1.05
[6 empty] | Divided by DoD ACF for Arlington, VA |  |  |  | 1.07
[9 empty] | RUC | 68.0425 | SF
[6 empty] | RUC with Military Cost Premium |  |  | 1.1324 | 77.0486 | SF
Note: "Section" refers to the Marshall & Swift Valuation Guide section and page which contains a profile of the facility used for this FAC as well as additional information on the features included in the Marshall and Swift facility. The "Area Adjustment" is the "local multiplier" (Section 99, Pages 5 thru 10) which reflects local cost conditions and is designed to adjust the basic costs to each locality. "Current Cost Multiplier" (Section 99, Page 3) are the multipliers to update costs. Costs in each section are updated on a three year cycle. The current cost multiplier is republished monthly and is based upon nationally recognized building cost indices. As stated in Section 1 page 11 of the Marshall and Swift Valuation guide " to obtain the current replacement value the cost shown in each section ("refined" by additions such as sprinklers, elevators, etc) is mulitplied by the current cost multiplier and the local multiplier. That is: Refined Cost x Current Cost Multiplier x Local Multiplier = Final Replacement Cost.
OSD Design Criteria |  |  | Unified Facilities Criteria for Multi-Disciplinary and Facility Specific Design (3-500 Electrical, 4-200 Maintenance and Production Facilities, and 4-800 Utilities and Ground Improvements Series) is not provided for this type of facility. FAC 8910 aggregates 68 category codes for a variety of utility types encompassing all Services and WHS.
Building construction material |  |  | No Unified Facilities Criteria UFC criteria exist for component material. The reference to Marshall and Swift commercial and public utility/governmental utility buildings includes metal and masonry construction
Facility size |  |  | The average area for this FAC is 1,348 SF. International Building Code Occupancy Group H
Fire suppression system type, quality, and coverage |  |  | UFC 3-600-01, Fire Protection Engineering for Facilities, 28 November 2016 requires compliance with NFPA 850 in power generating plants. NFPA 850 requires the use of an appropriate fire suppression system. International Building Code Group H
Inclusion of a loading dock or similar ancillary feature |  |  | No Unified Facilities Criteria (UFC) requirement exists for the incorporation of a loading dock No elevator is provided in consonance with the Elevator Business Rules.
Inclusion and capacity of overhead cranes |  |  | No Unified Facilities Criteria UFC requirement exists for the incorporation of overhead cranes. Because of the small average size of the FAC and the expected light-weight construction (metal building), an overhead crane is structurally improbable.
Established standard for components or materials |  |  | No Unified Facilities Criteria UFC criteria exist for component material. The reference to Marshall and Swift commercial and governmental utility buildings includes metal and masonry. construction
Applicable Business Rules |  |  | • M&S Selection Business Rule • Elevator Business Rule • Fire Sprinkler Business Rule • Overhead Crane Business Rule • MilCon Cost Premium Business Rule
Footnotes |  |  | Unified Facilities Criteria UFC 3-600-01 of 8 August 2016 with Change 1, 28 November 2016 National Fire Protection Association 850, Recommended Practice for Fire Protection for Electrical Generating Plants and High Voltage D Converter Stations, 6.6.1, 2015.
FAC | 8921 | Installation Gas Production Plant |  | UM = | EA | Design Size | 1 | Source | Marshall and Swift Valuation; October 2016
Section | TASK |  |  | Given | Units | Conversion |  | Current Cost Multiplier |  | Adjusted Cost
14/22 | Armory, C average (similar in construction to utility bldg) |  |  | 90.91 | SF | 1086 | SF to EA | 1.03 |  | 101690.1078 | EA
14/27 | Loading Dock, Assume 15x30', steel piers |  |  | 22.68 | SF | 1086 | SF to EA | 1.03 |  | 25369.3944 | EA
64/3 | Compressor, 20 HP |  |  | 10475 | EA |  |  | 1.03 |  | 10789.25 | EA
61/8 | Welded Steel Pressure Tank, 15,000 GA |  |  | 114000 | EA |  |  | 1.02 |  | 116280 | EA
| Average size in inventory = 1086 SF | [7 empty] | SUM | 254128.7522 | EA
[5 empty] | Normalizing for Location | Marshall and Swift Local Multiplier for Arlington, VA |  |  |  | 1.07
[6 empty] | Divided by DoD ACF for Arlington, VA |  |  |  | 1.07
[9 empty] | RUC | 254128.7522 | EA
[6 empty] | RUC with Military Construction Premium |  |  | 1.12 | 284623.0294 | EA
FAC | 8922 | Installation Gas Storage |  | UM = | EA | Design Size | 1 | Source | Marshall and Swift Valuation; October 2016
Section | TASK |  |  | Given | Units | Conversion |  | Current Cost Multiplier |  | Adjusted Cost
61/8 | Weld Steel Pressure Tank, 9,000 GA |  |  | 76000 |  |  |  | 1.02 |  | 77520 | EA
[5 empty] | Normalizing for Location | Marshall and Swift Local Multiplier for Arlington, VA |  |  |  | 1.07
[6 empty] | Divided by DoD ACF for Arlington, VA |  |  |  | 1.07
[9 empty] | RUC | 77520 | EA
[6 empty] | RUC with Military Construction Premium |  |  | 1.021 | 79147.92 | EA
FAC | 8923 | Vehicle Scales |  | UM = | EA | Design Size | 1 | Source | Marshall and Swift Valuation; October 2016
Section | TASK |  |  | Given | Units | Conversion |  | Current Cost Multiplier |  | Adjusted Cost
17/55 | Truck scales, fixed 50T, S |  |  | 50750 | EA |  |  | 1.05 |  | 53287.5 | EA
[5 empty] | Normalizing for Location | Marshall and Swift Local Multiplier for Arlington, VA |  |  |  | 1.05
[6 empty] | Divided by DoD ACF for Arlington, VA |  |  |  | 1.07
[9 empty] | RUC | 52291.472 | EA
[6 empty] | RUC with Military Construction Premium |  |  | 1.0241 | 53549.7617 | EA
FAC | 8924 | Miscellaneous Pump Station |  | UM = | EA | Design Size | 1 | Source | Marshall and Swift Valuation; October 2016
CATCODE | TASK |  |  | Given | Units | Conversion |  | Current Cost Multiplier |  | Adjusted Cost
62/1 | Industrial Pump, 8" suction x 6" discharge 60hp |  |  | 13100 | EA |  |  | 1.02 |  | 13362 | EA
51/2 | Utility Vault / Utility Tunnel, Medium Soil, 5"-7" wall, CF |  |  | 26.5 | CF | 64 | CF to EA | 1.04 |  | 27.56 | EA
[9 empty] | Sum | 13389.56 | EA
[5 empty] | Normalizing for Location | Marshall and Swift Local Multiplier for Arlington, VA |  |  |  | 1.07
[6 empty] | Divided by DoD ACF for Arlington, VA |  |  |  | 1.07
[9 empty] | RUC | 13389.56 | EA
[6 empty] | RUC with Military Construction Premium |  |  | 1.0241 | 13711.753 | EA
FAC | 8926 | Hazardous Waste Storage Or Disposal Facility |  | UM = | EA | Design Size | 1 | Source | Marshall and Swift Valuation; October 2016
Section | TASK |  |  | Given | Units | Conversion |  | Current Cost Multiplier |  | Adjusted Cost
Main Storage Area
14/26 | Warehouse, C, Average, 5,000 SF |  |  | 42.14 | SF | 5000 | SF to EA | 1.03 |  | 217021 | EA
65/12 | Hazardous Material Drum Storage System; 2,000 lbs. pneumatic hoist, and drum lift, 78- to 156-drum cap, 100 drums assumed |  |  | 890 | per drum | 100 | Drum to EA | 1.01 |  | 89890
14/37 | Sprinkler, average, wet, high hazard, 5,000 SF |  |  | 3.4 | per SF | 1.15 | 15% extra hazard addition | 1.03 |  | 20136.5
55/5 | Overhead door, roll-up, std 9'x9' = 81 sf |  |  | 23.875 | per sf door | 81 |  | 1.01 |  | 1953.2138
55/5 | Door electric operation |  |  | 1905 | each | 1 |  | 1.01 |  | 1924.05
65/12 | Dock bumper, 10 ft length |  |  | 53.25 | LF | 10 |  | 1.01 |  | 537.825
65/12 | Dock leveler, hydraulic |  |  | 8600 | each | 1 |  | 1.01 |  | 8686
65/12 | Dock seal, 10" projection |  |  | 765 | each | 1 |  | 1.01 |  | 772.65
65/12 | Dock shelter |  |  | 2117.5 | each | 1 |  | 1.01 |  | 2138.675
Satellite Storage
65/12 | Storage Cabinet meeting OSHA 1910.106 |  |  | 1490 | EA | 1 | EA | 1.01 |  | 1504.9
65/12 | Waste collection/secondary containment, dbl drm |  |  | 1035 | EA | 1 | EA | 1.01 |  | 1045.35
[9 empty] | SUM | 345610.1638 | EA
[5 empty] | Normalizing for Location | Marshall and Swift Local Multiplier for Arlington, VA |  |  |  | 1.07
[6 empty] | Divided by DoD ACF for Arlington, VA |  |  |  | 1.07
[9 empty] | RUC | 345610.1638 | EA
[6 empty] | RUC with Military Cost Premium |  |  | 1.0517 | 363482.5988 | EA
Note: "Section" refers to the Marshall & Swift Valuation Guide section and page which contains a profile of the facility used for this FAC as well as additional information on the features included in the Marshall and Swift facility. The "Area Adjustment" is the "local multiplier" (Section 99, Pages 5 thru 10) which reflects local cost conditions and is designed to adjust the basic costs to each locality. "Current Cost Multiplier" (Section 99, Page 3) are the multipliers to update costs. Costs in each section are updated on a three year cycle. The current cost multiplier is republished monthly and is based upon nationally recognized building cost indices. As stated in Section 1 page 11 of the Marshall and Swift Valuation guide " to obtain the current replacement value the cost shown in each section ("refined" by additions such as sprinklers, elevators, etc) is mulitplied by the current cost multiplier and the local multiplier. That is: Refined Cost x Current Cost Multiplier x Local Multiplier = Final Replacement Cost.
OSD Design Criteria |  |  | The Resource Conservation and Recovery Act (RCRA) as implemented by regulation sets the standards for hazardous waste storage and disposal. The Defense Logistics Agency (DLA) is the designated recipient hazardous waste for storage, transport and disposal .
Building construction material |  |  | Unified Facilities Guide Specification 02 81 00 provides guidance for the selection of materials. PWTB 200-1-76 describes materials and design to be used for storage of hazardous materials.
Facility size |  |  | The average quantity for this FAC is 1 EA (each)
Fire suppression system type, quality, and coverage |  |  | When stored in a warehouse, hazardous material requires the building be classified as an “H” occupancy within the International Building Code Occupancy Group and therefore requires a sprinkler system throughout.
Inclusion of a loading dock or similar ancillary feature |  |  | No Unified Facilities Criteria (UFC) requirement exists for the incorporation of a loading dock. However, it is reasonable to assume that waste in drums will be delivered, and therefore a loading dock is incorporated. No elevator is provided in consonance with the Elevator Business Rules.
Inclusion and capacity of overhead cranes |  |  | No Unified Facilities Criteria UFC requirement exists for the incorporation of overhead cranes.
Established standard for components or materials |  |  | Standards, in the form of DOD Instructions , Unified Facilities Guide Specifications, a Technical Bulletin and the Code of Federal Regulations are cited above.
Applicable Business Rules |  |  | • M&S Selection Business Rule • Fire Sprinkler Business Rule • Overhead Crane Business Rule • MilCon Cost Premium Business Rule
Footnotes |  |  | Title 42 United States Code Code of Federal Regulations Part 262 and 261.5 DOD Instruction DODI 4715.06, “Defense Material Disposition: Disposal Guidance and Procedures” May 4, 2015, Chapter 10 Unified Facilities Guide Specification 02 81 00 “Transportation and Disposal of Hazardous Materials” February 2010 Public Works Technical Bulletin 200-1-76 “Universal Waste Management and Disposal” 23 March 2010
FAC | 8927 | Utility Vaults |  | UM = | EA | Design Size | 1 | Source | Marshall and Swift Valuation; October 2016
Section | TASK |  |  | Given | Units | Conversion |  | Current Cost Multiplier |  | Adjusted Cost
51/2 | Utility Vault / Utility Tunnel, Medium Soil, 5"-7" wall, CF |  |  | 26.5 | CF | 900 | CF to EA | 1.04 |  | 24804 | EA
Assumed Size, 9' high, 10' x 10 '
[9 empty] | Sum | 24804 | EA
[5 empty] | Normalizing for Location | Marshall and Swift Local Multiplier for Arlington, VA |  |  |  | 1.07
[6 empty] | Divided by DoD ACF for Arlington, VA |  |  |  | 1.07
[9 empty] | RUC | 24804 | EA
[6 empty] | RUC with Military Construction Premium |  |  | 1.021 | 25324.884 | EA
FAC | 8928 | Loading Platform/Ramp |  | UM = | EA | Design Size | 1 | Source | Marshall and Swift Valuation; October 2016
Section | TASK |  |  | Given | Units | Conversion |  | Current Cost Multiplier |  | Adjusted Cost
14/27 | Loading ramp, per sf, steel railing, forklift |  |  | 49.39 | SF | 360 | SF to EA | 1.03 |  | 18313.812 | EA
| assume EA = 12 wide x 30 ft long |  |  |  | Normalizing for Location | Marshall and Swift Local Multiplier for Arlington, VA |  |  |  | 1.07
[6 empty] | Divided by DoD ACF for Arlington, VA |  |  |  | 1.07
[9 empty] | RUC | 18313.812 | EA
[6 empty] | RUC with Military Construction Premium |  |  | 1.021 | 18698.4021 | EA
FAC | 8929 | Miscellaneous Utility Facility |  | UM = | EA | Design Size | 1 | Source | Marshall and Swift Valuation; October 2016
Section | TASK |  |  | Given | Units | Conversion |  | Current Cost Multiplier |  | Adjusted Cost
53/12 | Hydrant, 2-way siamese, 6 inch |  |  | 1550 | EA |  |  | 1.02 |  | 1581 | EA
53/12 | 2 1/2" gate valve |  |  | 515 | EA |  |  | 1.02 |  | 525.3 | EA
[9 empty] | Sub-Total | 2106.3 | EA
53/10 | Water Well, w/o pump, 130' deep, 5" casing $34/ft |  |  | 34 | FT | 130 | FT to EA | 1.02 |  | 4508.4 | EA
17/12 | Toolshed, D, average, 8' x 10' |  |  | 12.68 | SF | 80 | SF to EA | 1.02 |  | 1034.688 | EA
66/2 | Concrete pad 4", unreinforced 8' x 12' |  |  | 5.495 | SF | 96 | SF to EA | 1.03 |  | 543.3456 | EA
[9 empty] | Average | 2048.1834 | EA
[5 empty] | Normalizing for Location | Marshall and Swift Local Multiplier for Arlington, VA |  |  |  | 1.07
[6 empty] | Divided by DoD ACF for Arlington, VA |  |  |  | 1.07
[9 empty] | RUC | 2048.1834 | EA
[6 empty] | RUC with Military Construction Premium |  |  | 1.021 | 2091.1953 | EA
FAC | 8930 | Installation Gas Distribution Line |  | UM = | LF | RPAD Ave Size | 3878 | Source | Marshall and Swift Valuation; October 2016
Section | TASK |  |  | Given | Units | Conversion |  | Current Cost Multiplier |  | Adjusted Cost
66/1 | Gas main, 4" plastic |  |  | 18.39 | LF |  |  | 1.01 |  | 18.5739 | LF
66/1 | Gas main, 3" steel |  |  | 18.17 | LF |  |  | 1.01 |  | 18.3517 | LF
[9 empty] | Average | 18.4628 | LF
[5 empty] | Normalizing for Location | Marshall and Swift Local Multiplier for Arlington, VA |  |  |  | 1.07
[6 empty] | Divided by DoD ACF for Arlington, VA |  |  |  | 1.07
[9 empty] | RUC | 18.4628 | LF
[6 empty] | RUC with Military Construction Premium |  |  | 1.0906 | 20.1346 | LF
FAC | 8931 | Utility Tunnel |  | UM = | LF | RPAD Ave Size | 3283 | Source | Marshall and Swift Valuation; October 2016
Section | TASK |  |  | Given | Units | Conversion |  | Current Cost Multiplier |  | Adjusted Cost
51/2 | Utility tunnel, 3"-5" wall, medium soil, 5'x7' x-sctn |  |  | 22.15 | CF | 35 | CF to LF | 1.04 |  | 806.26 | LF
51/2 | Utility tunnel, 3"-5" wall, medium soil, 1'x2' x-sctn |  |  | 22.15 | CF | 2 | CF to LF | 1.04 |  | 46.072 | LF
| Assume larger Tunnel = 12% of inventory | [7 empty] | Scaled Average | 68.6473 | LF
[5 empty] | Normalizing for Location | Marshall and Swift Local Multiplier for Arlington, VA |  |  |  | 1.07
[6 empty] | Divided by DoD ACF for Arlington, VA |  |  |  | 1.07
[9 empty] | RUC | 68.6473 | LF
[6 empty] | RUC with Military Construction Premium |  |  | 1.0906 | 74.8633 | LF
FAC | 8932 | Utility Channels |  | UM = | LF | RPAD Ave Size | 10976 | Source | Marshall and Swift Valuation; October 2016
Section | TASK |  |  | Given | Units | Conversion |  | Current Cost Multiplier |  | Adjusted Cost
51/2 | Utility tunnel, 3"-5" wall, med soil 2'x2' x-section |  |  | 22.15 | CF | 4 | CF to LF | 1.04 |  | 92.144 | LF
51/2 | Utility tunnel, 5"-7" wall, med soil, 2'x4' x-section |  |  | 26.5 | CF | 8 | CF to LF | 1.04 |  | 220.48 | LF
51/2 | Utility tunnel, 7"-10" wall, med soil, 4x4 x-section |  |  | 30.75 | CF | 16 | CF to LF | 1.04 |  | 511.68 | LF
[9 empty] | Average | 274.768 | LF
[5 empty] | Normalizing for Location | Marshall and Swift Local Multiplier for Arlington, VA |  |  |  | 1.07
[6 empty] | Divided by DoD ACF for Arlington, VA |  |  |  | 1.07
[9 empty] | RUC | 274.768 | LF
[6 empty] | RUC with Military Cost Premium |  |  | 1.0906 | 299.6484 | LF
Note: "Section" refers to the Marshall & Swift Valuation Guide section and page which contains a profile of the facility used for this FAC as well as additional information on the features included in the Marshall and Swift facility. The "Area Adjustment" is the "local multiplier" (Section 99, Pages 5 thru 10) which reflects local cost conditions and is designed to adjust the basic costs to each locality. "Current Cost Multiplier" (Section 99, Page 3) are the multipliers to update costs. Costs in each section are updated on a three year cycle. The current cost multiplier is republished monthly and is based upon nationally recognized building cost indices. As stated in Section 1 page 11 of the Marshall and Swift Valuation guide " to obtain the current replacement value the cost shown in each section ("refined" by additions such as sprinklers, elevators, etc) is mulitplied by the current cost multiplier and the local multiplier. That is: Refined Cost x Current Cost Multiplier x Local Multiplier = Final Replacement Cost.
OSD Design Criteria |  |  | UFC 3-430-09 provides design criteria for this FAC.
Building construction material |  |  | Unified Facilities Guide Specification 33 63 13.19 provides guidance for the selection of materials.
Facility size |  |  | The average quantity for this FAC is 10,976 LF (linear feet). This FAC does not represent a building and therefore has no International Building Code Occupancy Group.
Fire suppression system type, quality, and coverage |  |  | No fire suppression system is specified for utility channel.
Inclusion of a loading dock or similar ancillary feature |  |  | No Unified Facilities Criteria (UFC) requirement exists for the incorporation of a loading dock as this is not a facility nor building No elevator is provided in consonance with the Elevator Business Rules.
Inclusion and capacity of overhead cranes |  |  | No Unified Facilities Criteria UFC requirement exists for the incorporation of overhead cranes.
Established standard for components or materials |  |  | Standards, in the form of guide specifications, Manual of Practice and a Unified Facilities Criteria, are cited above.
Applicable Business Rules |  |  | • M&S Selection Business Rule • MilCon Cost Premium Business Rule
Footnotes |  |  | Unified Facilities Criteria UFC 3-430-09, “Exterior Mechanical Utility Distribution”, 16 January 2004 with Change 1, 25 March 2009 Unified Facilities Guide Specification 33 63 13.19 “Concrete Trench Hydronic and Steam Energy Distribution” February 2016
FAC | 8951 | Miscellaneous Storage Tank and Basin |  | UM = | GA | RPAD Ave Size | 112292.73 | Source | Marshall and Swift Valuation; October 2016
Section | TASK |  |  | Given | Units | Conversion |  | Prorate - % of RPAD Records | Current Cost Multiplier | Adjusted Cost
17/43 | Lagoon, clay lined |  |  | 0.275 | CF | 0.13369 | CF to GA | 18.58% | 1.05 | 0.0071733 | GA
17/43 | Lagoon, concrete |  |  | 1.895 | CF | 0.13369 | CF to GA | 17.05% | 1.05 | 0.045359 | GA
17/43 | Liquid manure tank, rectangular, covered |  |  | 3.675 | CF | 0.13369 | CF to GA | 5.465% | 1.05 | 0.028194 | GA
61/6 | 2500 gallon horiz. plastic tank |  |  | 5150 | EA | 0.0004 | EA to GA | 24.73% | 1.02 | 0.51972 | GA
17/43 | Liquid manure tank, round, covered |  |  | 3.075 | CF | 0.13369 | CF to GA | 1.624% | 1.05 | 0.0070099 | GA
61/6 | Vertical plastic tank, 20000 GA |  |  | 21400 | EA | 5e-05 | EA to GA | 31.98% | 1.02 | 0.34903 | GA
[9 empty] | Sum | 0.95649 | GA
| Prorating of CatCodes Within FAC 8951 detailed below |  |  |  | Normalizing for Location | Marshall and Swift Local Multiplier for Arlington, VA |  |  |  | 1.07
[6 empty] | Divided by DoD ACF for Arlington, VA |  |  |  | 1.07
[9 empty] | RUC | 0.95649 | GA
[6 empty] | RUC with Military Cost Premium |  |  | 1.021 | 0.97658 | GA
Note: "Section" refers to the Marshall & Swift Valuation Guide section and page which contains a profile of the facility used for this FAC as well as additional information on the features included in the Marshall and Swift facility. The "Area Adjustment" is the "local multiplier" (Section 99, Pages 5 thru 10) which reflects local cost conditions and is designed to adjust the basic costs to each locality. "Current Cost Multiplier" (Section 99, Page 3) are the multipliers to update costs. Costs in each section are updated on a three year cycle. The current cost multiplier is republished monthly and is based upon nationally recognized building cost indices. As stated in Section 1 page 11 of the Marshall and Swift Valuation guide " to obtain the current replacement value the cost shown in each section ("refined" by additions such as sprinklers, elevators, etc) is mulitplied by the current cost multiplier and the local multiplier. That is: Refined Cost x Current Cost Multiplier x Local Multiplier = Final Replacement Cost.
OSD Design Criteria |  |  | UFC 4-832-01N provides design criteria for industrial and oily wastewater basins and tanks; UFC 3-240-02 provides design criteria for domestic wastewater basins and tanks; UFC 3-460-01 provides guidance for waste oil storage tanks; UFC 3-240-0 provides general guidance and design criteria for the design of a broad spectrum of wastewater collection systems, including basins and tanks; UFC 3-201-01 provides design guidance for the design of basins; PWTB 200-1-38 provides guidelines for complying with oil pollution regulations; PWTB 200-1-87 provides design and operation guidance for central vehicle wash runoff containing oily pollutants. 40 CFR 264 and 279 provide regulatory guidance and material selection for waste basins and tanks.
Building construction material |  |  | The UFCs and Code of Federal Regulation Parts cited above provide guidance on material selection.
Facility size |  |  | The average quantity for this FAC is 112,293 GA (gallons). This FAC does not represent a building and therefore has no International Building Code Occupancy Group.
Fire suppression system type, quality, and coverage |  |  | No fire suppression system is specified for FAC.
Inclusion of a loading dock or similar ancillary feature |  |  | No Unified Facilities Criteria (UFC) requirement exists for the incorporation of a loading dock as the category codes aggregated in this FAC are not buildings. No elevator is provided in consonance with the Elevator Business Rules.
Inclusion and capacity of overhead cranes |  |  | No Unified Facilities Criteria UFC requirement exists for the incorporation of overhead cranes.
Established standard for components or materials |  |  | Standards, in the form of guide specifications, Manual of Practice and Unified Facilities Criteria, are cited above.
Applicable Business Rules |  |  | • M&S Selection Business Rule • MilCon Cost Premium Business Rule
Footnotes |  |  | Unified Facilities Criteria UFC 4-832-01N, “Design: Industrial and Oily wastewater Control”, 16 January 2004 Unified Facilities Criteria UFC 3-240-02 “Domestic Wastewater Treatment” 1 November 2012 Unified Facilities Criteria UFC 3-460-01 “Design: Petroleum Fuel Facilities” 16 August 2010 with Change 2 of 17 June 2015 This UFC also provides an appendix listing references to other standards, codes and UFCs bearing upon the design and material selection of tanks and basins. Unified Facilities Criteria UFC 3-240-01 “Wastewater Collection” 1 November 2012 with Change 1 of 1 November 2014 Unified Design Criteria UFC 3-201-01 “Civil Engineering” 1 June 2013 Public Works Technical Bulletin 200-1-38 “Guidelines for Complying with the Oil Pollution Prevention Regulation” 31 October 2006 Public Works Technical Bulletin 200-1-87 “Operation and Maintenance for Central Vehicle Wash Facilities” 3 March 2011 40 Code of Federal Regulations Part 264 “Standard for Owners and Operators of Hazardous Waste Treatment, Storage and Disposal Facilities” current as of February 8, 2017 40 Code of Federal Regulations Part 279 “Standards for the Management of Used Oil” current as of February 8, 2017

## MCP Inflation Table
USACE PAX Military Construction Program (MCP) Inflation Guide
RUCs requiring an adjustment for inflation (USACE PAX) are inflated using Table 4-2 of UFC 3-701-1. Historical inflation is calculated using DoD SPI (Actual) inflation. Future inflation is calculated using USD (Comptroller) guidance on 13 March 2017, SUB - Revision to the Preliminary Inflation Guidance for FY 2018 Budget Submission . Midpoint of construction for FY17 RUCs is set to 1 October 2016. Appendix C of the PAX Newsletter is based on these same inflation numbers.
Referenced PAX NEWLETTER for Catcode Unit Cost | Reference Date of Unit Cost | FISCAL YEAR | DoD SPI Index (Table 4-2, UFC 3-701-1) | Budget Guidance for Future Inflation | Escalation Rate for FY17 RUCs
| 2007-10-01 | FY2008 | 100 |  | 1.1764
| 2008-10-01 | FY 2009 | 104.89 |  | 1.1216
| 2009-10-01 | FY 2010 | 98.32 |  | 1.1965
| 2010-10-01 | FY 2011 | 96.83 |  | 1.2149
PAX Newsletter 20 Mar 2009 | 2011-10-01 | FY 2012 | 99.3 |  | 1.1847
PAX Newsletter 15 Sep 2010 | 2012-10-01 | FY 2013 | 101.04 |  | 1.1643
PAX Newsletter 4 Jan 2011 | 2013-10-01 | FY 2014 | 104.62 |  | 1.1245
PAX Newsletter 28 Mar 2012 | 2014-10-01 | FY 2015 | 108.88 |  | 1.0805
PAX Newsletter 5 May 2013 | 2015-10-01 | FY 2016 | 113.31 |  | 1.0382
PAX Newsletter 24 July 2014 | 2016-10-01 | FY 2017 | 117.64 | 1 | 1
PAX Newsletter 30 Sep 2015 | 2017-10-01 | FY 2018 |  | 1.02 | 0.98039
PAX Newsletter 16 May 2016 | 2018-10-01 | FY 2019 |  | 1.02 | 0.96117
PAX Newsletter 6 April 2017 | 2019-10-01 | FY 2020 |  | 1.02 | 0.94232
Notes from Table 4-2/UFC 3-701-1, Military Construction Escalation Rates
Note 1: The historical index through October 2007 is the Engineering News Record Building Construction Index (ENR BCI).
Note 2: The historical index from October 2007 is the DoD Selling Price Index (SPI), representing the average of the RLB Construction Cost Index, Turner Construction Cost Index, and Saylor Subcontracting Index. DoD established the SPI to more accurately represent actual (historical) market escalation as experienced by DoD as the project owner for the type of construction in the portfolio. Previously, DoD used the Engineering News Record Building Cost Index (BCI). The BCI tracks the cost of three basic materials and one skilled labor type, but does not account for other pricing influences (such as risk and competition) that impact total delivered price to the project owner. Saylor ceased publishing their index in October 2009, and the BLS PPI for NAICS 236223 is now the third index used in the computation.
Note 3: Annual Inflation Guidance rates for military construction budget authority published by USD (Comptroller) on 13 Mar 2017, SUB - Revision to the Preliminary Inflation Guidance for FY 2018 Budget Submission

## Mil Cost Premiums for RUCs
Incorporating Military Cost Premium into Replacement Unit Costs Process for calculating and implementing MilCon Cost Premium provided below |  |  |  | Law |  |  | Federal Design Practices | [6 empty] | Regulation | Guidance
|  |  |  | Sustainability / Energy Standards | Davis Bacon Wage Factor | Bonding Insurance | Structural Premium | Closure Premium | Roof Premium | Interior Premium | Plumbing Premium | HVAC Premium | Electrical Premium | AT/FP | Staffing Requirements | Limited Procurement Options | Total MCP Factor
FAC | FAC Title | UM | RPA Type | 1.074 | 1.021 | 1.027 | 1.003 | 1.029 | 1.005 | 1.026 | 1.013 | 1.003 | 1.003 | 1.021 | 1.032 | 1.035
1321 | COMMUNICATIONS FACILITY | EA | S |  | 1.021 | [11 empty] | 1.021
1341 | AIRCRAFT NAVIGATION FACILITY | EA | S |  | 1.021 | [11 empty] | 1.021
1351 | COMMUNICATION LINES | MI | LS |  | 1.021 | [11 empty] | 1.021
1362 | AIRFIELD LIGHTING | EA | S |  | 1.021 | [11 empty] | 1.021
1381 | SHIP NAVIGATION FACILITY | EA | S |  | 1.021 | [11 empty] | 1.021
1422 | HELIUM STORAGE FACILITY | EA | S |  | 1.021 | [11 empty] | 1.021
1431 | SHIP OPERATIONS BUILDING | SF | B | 1.074 | 1.021 | 1.027 | 1.003 | 1.029 | 1.005 | 1.026 | 1.013 | 1.003 | 1.003 | 1.021 | 1.032 | 1.035 | 1.3319
1441 | PHOTO/TV PRODUCTION BUILDING | SF | B | 1.074 | 1.021 | 1.027 | 1.003 | 1.029 | 1.005 | 1.026 | 1.013 | 1.003 | 1.003 | 1.021 | 1.032 | 1.035 | 1.3319
1442 | OPERATIONS SUPPORT LAB | SF | B | 1.074 | 1.021 | 1.027 | 1.003 | 1.029 | 1.005 | 1.026 | 1.013 | 1.003 | 1.003 | 1.021 | 1.032 | 1.035 | 1.3319
1443 | OPERATIONS SUPPLY BUILDING | SF | B | 1.074 | 1.021 | 1.027 | 1.003 | 1.029 | 1.005 |  |  | 1.003 | 1.003 |  | 1.032 | 1.035 | 1.2552
1446 | SECURITY FORCE BUILDING | SF | B | 1.074 | 1.021 | 1.027 |  | 1.029 | 1.005 | 1.026 | 1.013 | 1.003 | 1.003 | 1.021 | 1.032 | 1.035 | 1.328
1491 | NUCLEAR WEAPONS SUPPORT FACILITY | EA | S | 1.074 | 1.021 | 1.027 | [7 empty] | 1.021 | 1.032 | 1.035 | 1.2281
1493 | EXPLOSIVES RAILWAY HOLDING YARD | EA | S |  | 1.021 | 1.027 | [8 empty] | 1.032 | 1.035 | 1.12
1495 | REVETMENT | EA | S |  | 1.021 | [11 empty] | 1.021
1513 | PIER/WHARF ACCESS TRESTLE | SY | S |  | 1.021 | [9 empty] | 1.032 | 1.035 | 1.0906
1541 | SHORE EROSION PREVENTION FACILITY | LF | S |  | 1.021 | [11 empty] | 1.021
1551 | SMALL CRAFT BERTHING | FB | S |  | 1.021 | [9 empty] | 1.032 | 1.035 | 1.0906
1552 | SMALL CRAFT BUILDING | SF | B |  | 1.021 |  |  |  | 1.005 |  |  |  | 1.003 | 1.021 | 1.032 | 1.035 | 1.1224
1591 | MISCELLANEOUS WATERFRONT FACILITY | EA | S |  | 1.021 | [11 empty] | 1.021
1641 | HARBOR MARINE IMPROVEMENTS | LF | S |  | 1.021 | [11 empty] | 1.021
1725 | TRAINING POOL AND TANK | EA | S |  | 1.021 | 1.027 |  |  |  |  | 1.013 |  | 1.003 |  | 1.032 | 1.035 | 1.138
1745 | PARADE AND DRILL FIELD | AC | S |  | 1.021 | [11 empty] | 1.021
1750 | GENERAL PURPOSE SMALL ARMS RANGE | FP | S |  | 1.021 | 1.027 | [10 empty] | 1.0486
1751 | ZERO RANGE | FP | S |  | 1.021 | 1.027 | [10 empty] | 1.0486
1752 | FIELD FIRE RANGE | FP | S |  | 1.021 | 1.027 | [10 empty] | 1.0486
1753 | RECORD FIRE RANGE | FP | S |  | 1.021 | 1.027 | [10 empty] | 1.0486
1754 | NIGHT FIRE RANGE | FP | S |  | 1.021 | 1.027 | [10 empty] | 1.0486
1755 | KNOWN DISTANCE RANGE | FP | S |  | 1.021 | 1.027 | [10 empty] | 1.0486
1756 | SNIPER RANGE | FP | S |  | 1.021 | 1.027 | [10 empty] | 1.0486
1757 | PISTOL RANGE | FP | S |  | 1.021 | 1.027 | [10 empty] | 1.0486
1758 | MACHINEGUN RANGE | FP | S |  | 1.021 | 1.027 | [10 empty] | 1.0486
1760 | GENERAL PURPOSE DIRECT FIRE RANGE | FP | S |  | 1.021 | 1.027 | [10 empty] | 1.0486
1761 | GRENADE LAUNCHER RANGE | FP | S |  | 1.021 | 1.027 | [10 empty] | 1.0486
1762 | GRENADE MACHINEGUN RANGE | LN | S |  | 1.021 | 1.027 | [10 empty] | 1.0486
1763 | LIGHT ANTIARMOR WEAPON RANGE | FP | S |  | 1.021 | 1.027 | [10 empty] | 1.0486
1764 | HEAVY ANTIARMOR WEAPON RANGE | LN | S |  | 1.021 | 1.027 | [10 empty] | 1.0486
1765 | ARTILLERY DIRECT FIRE RANGE | EA | S |  | 1.021 | 1.027 | [10 empty] | 1.0486
1766 | TANK STATIONARY GUNNERY RANGE | EA | S |  | 1.021 | 1.027 | [10 empty] | 1.0486
1767 | INDIRECT FIRE RANGE | EA | S |  | 1.021 | 1.027 | [10 empty] | 1.0486
1768 | SCALED INDIRECT FIRE RANGE | EA | S |  | 1.021 | 1.027 | [10 empty] | 1.0486
1769 | SCALED GUNNERY RANGE | EA | S |  | 1.021 | 1.027 | [10 empty] | 1.0486
1771 | ARMOR VEHICLE CREW TRAINING RANGE | LN | S |  | 1.021 | 1.027 | [8 empty] | 1.032 |  | 1.0821
1772 | ARMOR VEHICLE UNIT TRAINING RANGE | EA | S |  | 1.021 | 1.027 | [8 empty] | 1.032 |  | 1.0821
1773 | FIRE AND MOVEMENT RANGE | LN | S |  | 1.021 | 1.027 | [10 empty] | 1.0486
1774 | SQUAD DEFENSE RANGE | EA | S |  | 1.021 | 1.027 | [10 empty] | 1.0486
1775 | INFANTRY BATTLE COURSE | EA | S |  | 1.021 | 1.027 | [10 empty] | 1.0486
1776 | URBAN COMBAT TRAINING RANGE | EA | S |  | 1.021 | 1.027 | [8 empty] | 1.032 |  | 1.0821
1777 | CONVOY LIVE FIRE RANGE | FP | S |  | 1.021 | 1.027 | [10 empty] | 1.0486
1781 | LIVE HAND GRENADE RANGE | FP | S |  | 1.021 | 1.027 | [10 empty] | 1.0486
1782 | ENGINEER QUALIFICATION RANGE | FP | S |  | 1.021 | 1.027 | [10 empty] | 1.0486
1783 | LIGHT DEMOLITION AND FLAME TRAINING RANGE | FP | S |  | 1.021 | 1.027 | [10 empty] | 1.0486
1790 | MISCELLANEOUS TRAINING FACILITY | EA | S |  | 1.021 | 1.027 | [10 empty] | 1.0486
1791 | AIRCRAFT WEAPONS CALIBRATION RANGE | EA | S |  | 1.021 | 1.027 | [10 empty] | 1.0486
1792 | ATTACK HELICOPTER WEAPONS RANGE | EA | S |  | 1.021 | 1.027 | [8 empty] | 1.032 |  | 1.0821
1793 | AIRCRAFT WEAPONS RANGE | EA | S |  | 1.021 | 1.027 | [10 empty] | 1.0486
1794 | AIR DEFENSE RANGE | FP | S |  | 1.021 | 1.027 | [10 empty] | 1.0486
1795 | FIRE AND RESCUE TRAINING FACILITY | EA | S |  | 1.021 | 1.027 | [8 empty] | 1.032 |  | 1.0821
1796 | URBAN COMBAT TRAINING AREA, NON-FIRE | SF | S |  | 1.021 | 1.027 | [8 empty] | 1.032 |  | 1.0821
1797 | HAND GRENADE RANGE, NON-FIRING | FP | S |  | 1.021 | 1.027 | [10 empty] | 1.0486
1798 | INFILTRATION COURSE, LIVE FIRE | EA | S |  | 1.021 | 1.027 | [10 empty] | 1.0486
1799 | CONFIDENCE/OBSTACLE COURSE | EA | S |  | 1.021 | 1.027 | [10 empty] | 1.0486
2112 | AIRCRAFT MAINTENANCE SHOP | SF | B |  | 1.021 | 1.027 | 1.003 | 1.029 | 1.005 |  |  | 1.003 | 1.003 | 1.021 | 1.032 | 1.035 | 1.1932
2121 | MISSILE MAINTENANCE/ASSEMBLY BUILDING | SF | B |  | 1.021 | 1.027 | 1.003 | 1.029 | 1.005 |  |  | 1.003 | 1.003 | 1.021 | 1.032 | 1.035 | 1.1932
2123 | MISSILE/LAUNCHER MAINTENANCE SUPPORT FACILITY | SF | B |  | 1.021 | 1.027 | 1.003 | 1.029 | 1.005 |  |  | 1.003 | 1.003 | 1.021 | 1.032 | 1.035 | 1.1932
2124 | MISSILE TEST TOWER | EA | S |  | 1.021 | 1.027 | [6 empty] | 1.003 |  | 1.032 | 1.035 | 1.1234
2125 | MISSILE MAINTENANCE/ASSEMBLY BUILDING, DEPOT | SF | B |  | 1.021 | 1.027 | 1.003 | 1.029 | 1.005 |  |  | 1.003 | 1.003 | 1.021 | 1.032 | 1.035 | 1.1932
2126 | ICBM PROCESSING FACILITY | SF | B |  | 1.021 | 1.027 | 1.003 | 1.029 | 1.005 |  |  | 1.003 | 1.003 | 1.021 | 1.032 | 1.035 | 1.1932
2131 | SHIP MAINTENANCE DRY DOCK | SF | S |  | 1.021 | 1.027 | 1.003 | [5 empty] | 1.003 | 1.021 | 1.032 | 1.035 | 1.1504
2134 | MARINE MAINTENANCE SUPPORT FACILITY | SF | B |  | 1.021 | 1.027 |  |  | 1.005 |  |  |  | 1.003 |  | 1.032 | 1.035 | 1.129
2152 | WEAPON MAINTENANCE SHOP, DEPOT | SF | B |  | 1.021 | 1.027 | 1.003 | 1.029 | 1.005 |  |  | 1.003 | 1.003 | 1.021 | 1.032 | 1.035 | 1.1932
2154 | WEAPON MAINTENANCE FACILITY, DEPOT | SF | S |  | 1.021 | 1.027 |  |  | 1.005 |  |  | 1.003 | 1.003 | 1.021 | 1.032 | 1.035 | 1.1561
2161 | AMMUNITION MAINTENANCE SHOP | SF | S |  | 1.021 | 1.027 |  |  | 1.005 |  |  | 1.003 | 1.003 | 1.021 | 1.032 | 1.035 | 1.1561
2162 | AMMUNITION MAINTENANCE SHOP, DEPOT | SF | S |  | 1.021 | 1.027 |  |  | 1.005 |  |  | 1.003 | 1.003 | 1.021 | 1.032 | 1.035 | 1.1561
2163 | AMMUNITION MAINTENANCE FACILITY, DEPOT | SF | S |  | 1.021 | 1.027 |  |  | 1.005 |  |  | 1.003 | 1.003 | 1.021 | 1.032 | 1.035 | 1.1561
2173 | ELECTRONIC AND COMMUNICATION MAINTENANCE FACILITY | EA | S |  | 1.021 | 1.027 | [10 empty] | 1.0486
2191 | FACILITY ENGINEER MAINTENANCE SHOP | SF | B | 1.074 | 1.021 | 1.027 |  |  | 1.005 |  |  | 1.003 | 1.003 | 1.021 | 1.032 | 1.035 | 1.2417
2192 | FACILITY ENGINEER MAINTENANCE FACILITY | EA | S |  | 1.021 | 1.027 | [6 empty] | 1.003 |  |  |  | 1.0517
2211 | AIRCRAFT PRODUCTION PLANT | SF | B |  | 1.021 | 1.027 | 1.003 | 1.029 | 1.005 |  |  | 1.003 | 1.003 | 1.021 | 1.032 | 1.035 | 1.1932
2221 | MISSILE PRODUCTION PLANT | SF | B |  | 1.021 | 1.027 | 1.003 | 1.029 | 1.005 |  |  | 1.003 | 1.003 | 1.021 | 1.032 | 1.035 | 1.1932
2231 | SHIP PRODUCTION PLANT | SF | B |  | 1.021 | 1.027 | 1.003 | 1.029 | 1.005 |  |  | 1.003 | 1.003 | 1.021 | 1.032 | 1.035 | 1.1932
2241 | TANK/AUTOMOTIVE PRODUCTION PLANT | SF | B |  | 1.021 | 1.027 | 1.003 | 1.029 | 1.005 |  |  | 1.003 | 1.003 | 1.021 | 1.032 | 1.035 | 1.1932
2242 | TANK/AUTOMOTIVE PRODUCTION FACILITY | SF | S |  | 1.021 | 1.027 | [8 empty] | 1.032 | 1.035 | 1.12
2251 | WEAPON PRODUCTION PLANT | SF | B |  | 1.021 | 1.027 | 1.003 | 1.029 | 1.005 |  |  | 1.003 | 1.003 | 1.021 | 1.032 | 1.035 | 1.1932
2252 | WEAPON PRODUCTION FACILITY | SF | S |  | 1.021 | 1.027 | 1.003 | 1.029 | 1.005 |  |  | 1.003 | 1.003 | 1.021 | 1.032 | 1.035 | 1.1932
2261 | AMMUNITION PRODUCTION PLANT | SF | B |  | 1.021 | 1.027 | 1.003 | 1.029 | 1.005 |  |  | 1.003 | 1.003 | 1.021 | 1.032 | 1.035 | 1.1932
2262 | AMMUNITION PRODUCTION FACILITY | SF | S |  | 1.021 | [9 empty] | 1.032 | 1.035 | 1.0906
2271 | ELECTRONIC AND COMMUNICATION PRODUCTION PLANT | SF | B |  | 1.021 | 1.027 | 1.003 | 1.029 | 1.005 |  |  | 1.003 | 1.003 | 1.021 | 1.032 | 1.035 | 1.1932
2281 | MISCELLANEOUS SUPPORT PRODUCTION PLANT | SF | B |  | 1.021 | 1.027 | 1.003 | 1.029 | 1.005 |  |  | 1.003 | 1.003 | 1.021 | 1.032 | 1.035 | 1.1932
2291 | CONSTRUCTION MATERIAL PRODUCTION PLANT | EA | S |  | 1.021 | 1.027 | [6 empty] | 1.003 |  | 1.032 | 1.035 | 1.1234
3101 | RDT&E LABORATORY | SF | B | 1.074 | 1.021 | 1.027 | 1.003 | 1.029 | 1.005 | 1.026 | 1.013 | 1.003 | 1.003 | 1.021 | 1.032 | 1.035 | 1.3319
3102 | MEDICAL RESEARCH LABORATORY | SF | B | 1.074 | 1.021 | 1.027 | 1.003 | 1.029 | 1.005 | 1.026 | 1.013 | 1.003 | 1.003 | 1.021 | 1.032 | 1.035 | 1.3319
3103 | BIOSAFETY LEVEL 3 LABORATORY | SF | B | 1.074 | 1.021 | 1.027 | 1.003 | 1.029 | 1.005 | 1.026 | 1.013 | 1.003 | 1.003 | 1.021 | 1.032 | 1.035 | 1.3319
3104 | BIOSAFETY LEVEL 4 LABORATORY | SF | B | 1.074 | 1.021 | 1.027 | 1.003 | 1.029 | 1.005 | 1.026 | 1.013 | 1.003 | 1.003 | 1.021 | 1.032 | 1.035 | 1.3319
3131 | SHIP AND MARINE RDT&E FACILITY | SF | B | 1.074 | 1.021 | 1.027 | 1.003 | 1.029 | 1.005 | 1.026 | 1.013 | 1.003 | 1.003 | 1.021 | 1.032 | 1.035 | 1.3319
3141 | TANK AND AUTOMOTIVE RDT&E FACILITY | SF | B | 1.074 | 1.021 | 1.027 | 1.003 | 1.029 | 1.005 | 1.026 | 1.013 | 1.003 | 1.003 | 1.021 | 1.032 | 1.035 | 1.3319
3151 | WEAPONS RDT&E FACILITY | SF | B | 1.074 | 1.021 | 1.027 | 1.003 | 1.029 | 1.005 | 1.026 | 1.013 | 1.003 | 1.003 | 1.021 | 1.032 | 1.035 | 1.3319
3161 | AMMUNITION, EXPLOSIVE, AND TOXIC RDT&E FACILITY | SF | B | 1.074 | 1.021 | 1.027 | 1.003 | 1.029 | 1.005 | 1.026 | 1.013 | 1.003 | 1.003 | 1.021 | 1.032 | 1.035 | 1.3319
3171 | ELECTRONIC AND COMMUNICATION RDT&E FACILITY | SF | B | 1.074 | 1.021 | 1.027 | 1.003 | 1.029 | 1.005 | 1.026 | 1.013 | 1.003 | 1.003 | 1.021 | 1.032 | 1.035 | 1.3319
3181 | PROPULSION RDT&E FACILITY | SF | B | 1.074 | 1.021 |  | 1.003 | 1.029 | 1.005 | 1.026 | 1.013 | 1.003 | 1.003 | 1.021 | 1.032 | 1.035 | 1.2969
3191 | MISCELLANEOUS ITEM AND EQUIPMENT RDT&E FACILITY | SF | B | 1.074 | 1.021 | 1.027 | 1.003 | 1.029 | 1.005 | 1.026 | 1.013 | 1.003 | 1.003 | 1.021 | 1.032 | 1.035 | 1.3319
3201 | UNDERWATER EQUIPMENT RDT&E FACILITY | SF | B | 1.074 | 1.021 | 1.027 | 1.003 | 1.029 | 1.005 | 1.026 | 1.013 | 1.003 | 1.003 | 1.021 | 1.032 | 1.035 | 1.3319
4114 | SMALL BULK STORAGE | GA | S |  | 1.021 | [11 empty] | 1.021
4212 | INTERCONTINENTAL BALLISTIC MISSILE STORAGE FACILITY | SF | B |  | 1.021 | 1.027 | 1.003 | 1.029 | 1.005 |  |  | 1.003 | 1.003 | 1.021 | 1.032 | 1.035 | 1.1932
4231 | LIQUID PROPELLANT STORAGE, AMMUNITION RELATED | GA | S |  | 1.021 | [11 empty] | 1.021
4251 | OPEN AMMUNITION STORAGE | SY | S |  | 1.021 | [9 empty] | 1.032 | 1.035 | 1.0906
4311 | COLD STORAGE, DEPOT | SF | B |  | 1.021 | 1.027 | 1.003 | 1.029 | 1.005 |  |  | 1.003 | 1.003 |  | 1.032 | 1.035 | 1.1687
4321 | COLD STORAGE, INSTALLATION | SF | B |  | 1.021 | 1.027 |  | 1.029 | 1.005 |  |  | 1.003 | 1.003 |  | 1.032 | 1.035 | 1.1652
4414 | CONTROLLED HUMIDITY STORAGE, DEPOT | SF | B |  | 1.021 | 1.027 | 1.003 | 1.029 | 1.005 |  |  | 1.003 | 1.003 |  | 1.032 | 1.035 | 1.1687
4424 | CONTROLLED HUMIDITY STORAGE, INSTALLATION | SF | B |  | 1.021 | 1.027 | 1.003 | 1.029 | 1.005 |  |  | 1.003 | 1.003 |  | 1.032 | 1.035 | 1.1687
4425 | VEHICLE STORAGE, COVERED | SF | B |  | 1.021 | 1.027 |  |  | 1.005 | [5 empty] | 1.032 | 1.035 | 1.1256
4426 | STORAGE SILO, LOOSE MATERIAL | SF | B |  | 1.021 | [9 empty] | 1.032 | 1.035 | 1.0906
4428 | STORAGE AND CUSTOMER SERVICE | SF | B |  | 1.021 |  |  |  | 1.005 |  |  | 1.003 | 1.003 |  | 1.032 | 1.035 | 1.1026
4511 | OPEN STORAGE, DEPOT | SY | S |  | 1.021 | [9 empty] | 1.032 | 1.035 | 1.0906
4521 | OPEN STORAGE, INSTALLATION | SY | S |  | 1.021 | [9 empty] | 1.032 | 1.035 | 1.0906
5302 | MEDICAL LABORATORY | SF | B | 1.074 | 1.021 | 1.027 | 1.003 | 1.029 | 1.005 | 1.026 | 1.013 | 1.003 | 1.003 | 1.021 | 1.032 | 1.035 | 1.3319
5303 | MORGUE | SF | B | 1.074 | 1.021 | 1.027 | 1.003 | 1.029 | 1.005 | 1.026 | 1.013 | 1.003 | 1.003 | 1.021 | 1.032 | 1.035 | 1.3319
5304 | VETERINARY FACILITY | SF | B | 1.074 | 1.021 | 1.027 | 1.003 | 1.029 | 1.005 | 1.026 | 1.013 | 1.003 | 1.003 | 1.021 | 1.032 | 1.035 | 1.3319
5306 | MEDICAL WAREHOUSE | SF | B | 1.074 | 1.021 | 1.027 | 1.003 | 1.029 | 1.005 |  | 1.013 | 1.003 | 1.003 | 1.021 | 1.032 | 1.035 | 1.2982
5307 | AMBULANCE SHELTER | SF | B |  | 1.021 | 1.027 | [8 empty] | 1.032 | 1.035 | 1.12
6103 | PRINTING AND REPRODUCTION PLANT | SF | B |  | 1.021 | 1.027 | 1.003 | 1.029 | 1.005 |  |  |  |  | 1.021 | 1.032 | 1.035 | 1.1861
6900 | ADMINISTRATIVE STRUCTURE, OTHER THAN BUILDINGS | EA | S |  | 1.021 | [11 empty] | 1.021
7120 | FAMILY HOUSING TRAILER | SF | B |  | 1.021 | [11 empty] | 1.021
7130 | FAMILY HOUSING TRAILER SITE | SY | LS |  | 1.021 | [11 empty] | 1.021
7141 | FAMILY HOUSING GARAGE | SF | B |  | 1.021 | [9 empty] | 1.032 | 1.035 | 1.0906
7142 | FAMILY HOUSING STORAGE FACILITY | SF | B |  | 1.021 | [11 empty] | 1.021
7143 | MISCELLANEOUS FAMILY HOUSING SUPPORT FACILITY | SF | B |  | 1.021 | [11 empty] | 1.021
7145 | TRAILER COURT SUPPORT FACILITY | SF | B |  | 1.021 | [11 empty] | 1.021
7147 | FAMILY HOUSING CARPORT | SF | S |  | 1.021 | [9 empty] | 1.032 | 1.035 | 1.0906
7215 | UNACCOMPANIED HOUSING FOR WOUNDED WARRIORS | SF | B | 1.074 | 1.021 | 1.027 | 1.003 | 1.029 | 1.005 | 1.026 | 1.013 | 1.003 | 1.003 | 1.021 | 1.032 | 1.035 | 1.3319
7231 | MISCELLANEOUS UPH SUPPORT BUILDING | SF | B | 1.074 | 1.021 | 1.027 | [5 empty] | 1.003 |  |  |  | 1.035 | 1.1691
7232 | UNACCOMPANIED PERSONNEL HOUSING GARAGE | SF | B |  | 1.021 |  | 1.003 | [7 empty] | 1.032 | 1.035 | 1.0938
7233 | DINING SUPPORT FACILITY | SF | B |  | 1.021 | 1.027 | 1.003 |  | 1.005 | [7 empty] | 1.057
7234 | LATRINE/SHOWER FACILITY | SF | B |  | 1.021 | 1.027 |  |  |  | 1.026 | 1.013 |  | 1.003 |  | 1.032 | 1.035 | 1.1675
7235 | MISCELLANEOUS UPH SUPPORT FACILITY | EA | S |  | 1.021 | [11 empty] | 1.021
7241 | OFFICER UPH, TRANSIENT | SF | B | 1.074 | 1.021 | 1.027 | 1.003 | 1.029 | 1.005 | 1.026 | 1.013 | 1.003 | 1.003 | 1.021 | 1.032 | 1.035 | 1.3319
7242 | SERVICE ACADEMY UNACCOMPANIED PERSONNEL HOUSING | SF | B | 1.074 | 1.021 | 1.027 | 1.003 | 1.029 | 1.005 | 1.026 | 1.013 | 1.003 | 1.003 | 1.021 | 1.032 | 1.035 | 1.3319
7250 | EMERGENCY UNACCOMPANIED PERSONNEL HOUSING | SF | B | 1.074 | 1.021 | 1.027 | 1.003 | 1.029 | 1.005 | 1.026 | 1.013 | 1.003 | 1.003 | 1.021 | 1.032 | 1.035 | 1.3319
7312 | PRISON/CONFINEMENT FACILITY | SF | B | 1.074 | 1.021 | 1.027 | 1.003 | 1.029 | 1.005 | 1.026 | 1.013 | 1.003 | 1.003 | 1.021 | 1.032 | 1.035 | 1.3319
7313 | POLICE STATION | SF | B | 1.074 | 1.021 | 1.027 | 1.003 | 1.029 | 1.005 | 1.026 | 1.013 | 1.003 | 1.003 | 1.021 | 1.032 | 1.035 | 1.3319
7314 | DRUG AND ALCOHOL ABUSE CENTER | SF | B | 1.074 | 1.021 | 1.027 | 1.003 | 1.029 | 1.005 | 1.026 | 1.013 | 1.003 | 1.003 | 1.021 | 1.032 | 1.035 | 1.3319
7321 | BREAD/PASTRY KITCHEN | SF | B |  | 1.021 | 1.027 | 1.003 | 1.029 | 1.005 |  | 1.013 | 1.003 | 1.003 |  | 1.032 | 1.035 | 1.1839
7322 | ICE/DAIRY PRODUCTS PLANT | SF | B |  | 1.021 | 1.027 | 1.003 | 1.029 | 1.005 |  | 1.013 | 1.003 | 1.003 |  | 1.032 | 1.035 | 1.1839
7323 | GREENHOUSE | SF | B |  | 1.021 | [11 empty] | 1.021
7331 | EXCHANGE EATING FACILITY | SF | B | 1.074 | 1.021 | 1.027 |  |  | 1.005 | 1.026 | 1.013 | 1.003 | 1.003 | 1.021 | 1.032 | 1.035 | 1.2905
7333 | OPEN MESS AND CLUB FACILITY | SF | B | 1.074 | 1.021 | 1.027 | 1.003 | 1.029 | 1.005 | 1.026 | 1.013 | 1.003 | 1.003 | 1.021 | 1.032 | 1.035 | 1.3319
7340 | THRIFT SHOP | SF | B |  | 1.021 |  |  |  | 1.005 |  |  |  | 1.003 |  |  |  | 1.0292
7341 | BUS STATION | SF | B |  | 1.021 |  | 1.003 | 1.029 | 1.005 |  |  |  | 1.003 |  | 1.032 | 1.035 | 1.1346
7342 | LAUNDRY/DRY CLEANING FACILITY | SF | B |  | 1.021 | [5 empty] | 1.013 | 1.003 | 1.003 |  | 1.032 | 1.035 | 1.1114
7344 | POSTAL FACILITY | SF | B | 1.074 | 1.021 | 1.027 | 1.003 | 1.029 | 1.005 | 1.026 | 1.013 | 1.003 | 1.003 | 1.021 | 1.032 | 1.035 | 1.3319
7345 | EXCHANGE AUTOMOBILE FACILITY | SF | B |  | 1.021 | 1.027 | 1.003 | 1.029 | 1.005 |  |  |  | 1.003 |  | 1.032 | 1.035 | 1.1652
7346 | EXCHANGE SALES FACILITY | SF | B |  | 1.021 | 1.027 | 1.003 | 1.029 | 1.005 | 1.026 | 1.013 | 1.003 | 1.003 |  | 1.032 | 1.035 | 1.2147
7347 | BANK AND CREDIT UNION | SF | B | 1.074 | 1.021 | 1.027 | 1.003 | 1.029 | 1.005 | 1.026 |  | 1.003 | 1.003 | 1.021 | 1.032 | 1.035 | 1.3149
7348 | CAR WASH FACILITY | SF | B |  | 1.021 | [5 empty] | 1.013 |  | 1.003 |  | 1.032 | 1.035 | 1.108
7349 | COMMISSARY | SF | B | 1.074 | 1.021 | 1.027 | 1.003 | 1.029 | 1.005 |  | 1.013 | 1.003 | 1.003 | 1.021 | 1.032 | 1.035 | 1.2982
7351 | EDUCATION CENTER | SF | B | 1.074 | 1.021 | 1.027 | 1.003 | 1.029 | 1.005 | 1.026 | 1.013 | 1.003 | 1.003 | 1.021 | 1.032 | 1.035 | 1.3319
7354 | SCHOOL PLAYGROUNDS | EA | S |  | 1.021 | [11 empty] | 1.021
7362 | RELIGIOUS EDUCATION FACILITY | SF | B | 1.074 | 1.021 | 1.027 | 1.003 | 1.029 | 1.005 | 1.026 | 1.013 | 1.003 | 1.003 |  | 1.032 | 1.035 | 1.3046
7372 | FAMILY SERVICE CENTER | SF | B | 1.074 | 1.021 | 1.027 | 1.003 | 1.029 | 1.005 | 1.026 | 1.013 | 1.003 | 1.003 | 1.021 | 1.032 | 1.035 | 1.3319
7381 | FORESTRY GUARD STATION | SF | B |  | 1.021 | [11 empty] | 1.021
7382 | LOCKER ROOM | SF | B |  | 1.021 | [11 empty] | 1.021
7384 | MISCELLANEOUS PERSONNEL SHELTER | SF | S |  | 1.021 | [11 empty] | 1.021
7385 | PUBLIC RESTROOM/SHOWER | SF | B | 1.074 | 1.021 | [5 empty] | 1.013 |  | 1.003 |  |  |  | 1.1141
7386 | CEREMONIAL HALL | SF | B | 1.074 | 1.021 | 1.027 | 1.003 | 1.029 | 1.005 | 1.026 | 1.013 | 1.003 | 1.003 | 1.021 | 1.032 | 1.035 | 1.3319
7387 | EXCHANGE SUPPORT FACILITY | SF | B |  | 1.021 | [11 empty] | 1.021
7411 | HOBBY AND CRAFT CENTER | SF | B |  | 1.021 | [11 empty] | 1.021
7412 | AUTOMOBILE CRAFT CENTER | SF | B |  | 1.021 |  | 1.003 | [9 empty] | 1.0241
7413 | GOLF CLUB HOUSE AND SALES | SF | B | 1.074 | 1.021 | 1.027 | 1.003 | 1.029 | 1.005 | 1.026 | 1.013 | 1.003 | 1.003 | 1.021 | 1.032 | 1.035 | 1.3319
7414 | CLUB AND ORGANIZATION BUILDING | SF | B | 1.074 | 1.021 | 1.027 | 1.003 | 1.029 | 1.005 | 1.026 | 1.013 | 1.003 | 1.003 | 1.021 |  |  | 1.247
7415 | BOWLING CENTER | SF | B | 1.074 | 1.021 | 1.027 | 1.003 | 1.029 | 1.005 |  |  | 1.003 | 1.003 | 1.021 | 1.032 | 1.035 | 1.2815
7416 | LIBRARY, GENERAL USE | SF | B | 1.074 | 1.021 | 1.027 | 1.003 | 1.029 | 1.005 | 1.026 | 1.013 | 1.003 | 1.003 | 1.021 | 1.032 | 1.035 | 1.3319
7417 | RECREATION CENTER | SF | B | 1.074 | 1.021 | 1.027 | 1.003 | 1.029 | 1.005 |  | 1.013 | 1.003 | 1.003 | 1.021 | 1.032 | 1.035 | 1.2982
7418 | INDOOR SKATING RINK | SF | B |  | 1.021 | 1.027 | 1.003 | 1.029 | 1.005 |  |  |  | 1.003 | 1.021 | 1.032 | 1.035 | 1.1897
7422 | INDOOR SWIMMING POOL | SF | B |  | 1.021 | 1.027 | 1.003 | 1.029 | 1.005 |  | 1.013 |  | 1.003 | 1.021 | 1.032 | 1.035 | 1.2051
7431 | AUDITORIUM AND THEATER FACILITY | SF | B | 1.074 | 1.021 | 1.027 | 1.003 | 1.029 | 1.005 | 1.026 |  | 1.003 | 1.003 | 1.021 | 1.032 | 1.035 | 1.3149
7440 | COMMUNITY ACTIVIES / CONFERENCE CENTER | SF | B | 1.074 | 1.021 | 1.027 | 1.003 | 1.029 | 1.005 | 1.026 |  | 1.003 | 1.003 | 1.021 | 1.032 | 1.035 | 1.3149
7442 | RECREATIONAL LODGING | SF | B |  | 1.021 | 1.027 |  |  | 1.005 |  |  |  | 1.003 |  | 1.032 | 1.035 | 1.129
7443 | TRANSIENT AND RECREATIONAL LODGING SUPPORT FACILITY | SF | B |  | 1.021 |  | 1.003 | 1.029 | 1.005 | [7 empty] | 1.059
7444 | STABLE | SF | B |  | 1.021 | [11 empty] | 1.021
7445 | BOATHOUSE | SF | B |  | 1.021 | [11 empty] | 1.021
7446 | MISCELLANEOUS MWR FACILITY | SF | B |  | 1.021 | [11 empty] | 1.021
7448 | RECREATIONAL SUPPORT BUILDING | SF | B |  | 1.021 | 1.027 |  |  |  |  | 1.013 |  | 1.003 |  | 1.032 | 1.035 | 1.138
7449 | RETAIL KENNEL | SF | B | 1.074 | 1.021 | 1.027 | 1.003 | 1.029 | 1.005 | 1.026 | 1.013 | 1.003 | 1.003 | 1.021 | 1.032 | 1.035 | 1.3319
7512 | OUTDOOR SWIMMING POOL | EA | S |  | 1.021 | 1.027 |  |  |  |  | 1.013 |  | 1.003 |  | 1.032 | 1.035 | 1.138
7513 | GOLF COURSE | EA | S |  | 1.021 | 1.027 | [8 empty] | 1.032 | 1.035 | 1.12
7514 | GOLF DRIVING RANGE | EA | S |  | 1.021 | 1.027 | [8 empty] | 1.032 | 1.035 | 1.12
7515 | GOLF PITCH AND PUTT COURSE | EA | S |  | 1.021 | [9 empty] | 1.032 | 1.035 | 1.0906
7516 | OUTDOOR RECREATION AREA | EA | S |  | 1.021 | [11 empty] | 1.021
7517 | RECREATIONAL PIER | EA | S |  | 1.021 | [11 empty] | 1.021
7518 | MARINA | EA | S |  | 1.021 | 1.027 | [8 empty] | 1.032 | 1.035 | 1.12
7521 | OUTDOOR PLAYING COURT | EA | S |  | 1.021 | [11 empty] | 1.021
7523 | RUNNING TRACK | EA | S |  | 1.021 | 1.027 | [10 empty] | 1.0486
7524 | STADIUM | EA | S |  | 1.021 | 1.027 | [8 empty] | 1.032 | 1.035 | 1.12
7531 | PAVILION | SF | S |  | 1.021 | [11 empty] | 1.021
7532 | OUTDOOR THEATER | EA | S |  | 1.021 | 1.027 | [10 empty] | 1.0486
7541 | RECREATIONAL CAMP AND TRAILER PARK | EA | S |  | 1.021 | 1.027 | [10 empty] | 1.0486
7542 | MISCELLANEOUS OUTDOOR RECREATION FACILITY | EA | S |  | 1.021 | 1.027 | [10 empty] | 1.0486
7601 | MUSEUM | SF | B | 1.074 | 1.021 | 1.027 | 1.003 | 1.029 | 1.005 | 1.026 | 1.013 | 1.003 | 1.003 | 1.021 | 1.032 | 1.035 | 1.3319
7604 | COLUMBARIUM | CF | S |  | 1.021 | 1.027 | [8 empty] | 1.032 | 1.035 | 1.12
8111 | ELECTRICAL POWER SOURCE | KW | S |  | 1.021 | [9 empty] | 1.032 | 1.035 | 1.0906
8113 | ELECTRICAL POWER SOURCE HYDROELECTRIC | MW | S |  | 1.021 | 1.027 | [8 empty] | 1.032 | 1.035 | 1.12
8114 | ELECTRICAL POWER SOURCE, WIND GENERATED | KW | S |  | 1.021 | 1.027 | [8 empty] | 1.032 | 1.035 | 1.12
8115 | ELECTRICAL POWER SOURCE, PHOTOVOLTAIC | KW | S |  | 1.021 | 1.027 | [8 empty] | 1.032 | 1.035 | 1.12
8122 | EXTERIOR LIGHTING, POLE | EA | S |  | 1.021 | [9 empty] | 1.032 | 1.035 | 1.0906
8134 | LIGHTNING PROTECTION SYSTEM, STAND-ALONE | EA | S |  | 1.021 | [9 empty] | 1.032 | 1.035 | 1.0906
8211 | HEAT SOURCE | MB | S |  | 1.021 | [9 empty] | 1.032 | 1.035 | 1.0906
8231 | HEAT GAS PRODUCTION PLANT | MB | S |  | 1.021 | [9 empty] | 1.032 | 1.035 | 1.0906
8232 | HEAT GAS STORAGE | EA | S |  | 1.021 | [9 empty] | 1.032 | 1.035 | 1.0906
8241 | HEAT GAS DISTRIBUTION LINE | LF | LS |  | 1.021 | [9 empty] | 1.032 | 1.035 | 1.0906
8261 | REFRIGERATION AND AIR CONDITIONING SOURCE | TR | S |  | 1.021 | [9 empty] | 1.032 | 1.035 | 1.0906
8271 | CHILLED WATER AND REFRIGERANT DISTRIBUTION LINE | LF | LS |  | 1.021 | [9 empty] | 1.032 | 1.035 | 1.0906
8311 | SEWAGE TREATMENT | KG | S |  | 1.021 | 1.027 | [8 empty] | 1.032 | 1.035 | 1.12
8312 | INDUSTRIAL WASTE TREATMENT | KG | S |  | 1.021 | 1.027 | [8 empty] | 1.032 | 1.035 | 1.12
8313 | WATER SEPARATION FACILITY | KG | S |  | 1.021 | 1.027 | [8 empty] | 1.032 | 1.035 | 1.12
8314 | SEPTIC TANK AND DRAIN FIELD | GA | S |  | 1.021 | [9 empty] | 1.032 | 1.035 | 1.0906
8315 | SEPTIC LAGOON AND SETTLEMENT PONDS | GA | S |  | 1.021 | [9 empty] | 1.032 | 1.035 | 1.0906
8321 | SEWER AND INDUSTRIAL WASTE LINE | LF | LS |  | 1.021 | [9 empty] | 1.032 | 1.035 | 1.0906
8331 | REFUSE COLLECTION AND RECYCLING FACILITY | EA | S |  | 1.021 | 1.027 | [10 empty] | 1.0486
8332 | INCINERATOR | TH | S |  | 1.021 | 1.027 | [8 empty] | 1.032 | 1.035 | 1.12
8333 | SANITARY LANDFILL | AC | S |  | 1.021 | 1.027 | [8 empty] | 1.032 | 1.035 | 1.12
8334 | HAZARDOUS WASTE LANDFILL | AC | S |  | 1.021 | 1.027 | [8 empty] | 1.032 | 1.035 | 1.12
8412 | WATER TREATMENT FACILITY | KG | S |  | 1.021 | 1.027 | [8 empty] | 1.032 | 1.035 | 1.12
8413 | WATER STORAGE, POTABLE | GA | S |  | 1.021 | [9 empty] | 1.032 | 1.035 | 1.0906
8414 | WATER WELL, POTABLE | KG | S |  | 1.021 | [11 empty] | 1.021
8415 | DESALINIZATION PLANT | KG | S |  | 1.021 | 1.027 | [8 empty] | 1.032 | 1.035 | 1.12
8421 | WATER DISTRIBUTION LINE, POTABLE | LF | LS |  | 1.021 | [9 empty] | 1.032 | 1.035 | 1.0906
8432 | WATER DISTRIBUTION LINE, FIRE PROTECTION | LF | LS |  | 1.021 | [9 empty] | 1.032 | 1.035 | 1.0906
8441 | WATER SOURCE, NON-POTABLE | KG | S |  | 1.021 | [9 empty] | 1.032 | 1.035 | 1.0906
8442 | WATER STORAGE, NON-POTABLE | GA | S |  | 1.021 | [9 empty] | 1.032 | 1.035 | 1.0906
8511 | ROAD, SURFACED | SY | LS |  | 1.021 | 1.027 | [8 empty] | 1.032 | 1.035 | 1.12
8513 | VEHICLE BRIDGE | SY | S |  | 1.021 | 1.027 | [8 empty] | 1.032 | 1.035 | 1.12
8514 | VEHICULAR TUNNEL | LF | LS |  | 1.021 | 1.027 | [8 empty] | 1.032 | 1.035 | 1.12
8521 | VEHICLE PARKING, SURFACED | SY | LS |  | 1.021 | 1.027 | [8 empty] | 1.032 | 1.035 | 1.12
8522 | VEHICLE PARKING AND STAGING AREA, UNSURFACED | SY | LS |  | 1.021 | [11 empty] | 1.021
8523 | VEHICLE STAGING AREA, SURFACED | SY | LS |  | 1.021 | 1.027 | [8 empty] | 1.032 | 1.035 | 1.12
8524 | SIDEWALK AND WALKWAY | SY | S |  | 1.021 | [11 empty] | 1.021
8525 | PEDESTRIAN BRIDGE | SY | S |  | 1.021 | [9 empty] | 1.032 | 1.035 | 1.0906
8526 | MISCELLANEOUS PAVED AREA | SY | LS |  | 1.021 | [9 empty] | 1.032 | 1.035 | 1.0906
8541 | TRAFFIC CONTROL SIGNALS | EA | S |  | 1.021 | [9 empty] | 1.032 | 1.035 | 1.0906
8601 | RAILROAD TRACK | MI | LS |  | 1.021 | 1.027 | [8 empty] | 1.032 | 1.035 | 1.12
8611 | RAILROAD BRIDGE | LF | S |  | 1.021 | 1.027 | [8 empty] | 1.032 | 1.035 | 1.12
8612 | MISCELLANEOUS RAILROAD FACILITY | EA | S |  | 1.021 | [9 empty] | 1.032 | 1.035 | 1.0906
8711 | STORM DRAINAGE | LF | LS |  | 1.021 | [9 empty] | 1.032 | 1.035 | 1.0906
8712 | RETAINING STRUCTURE | LF | S |  | 1.021 | [11 empty] | 1.021
8714 | LEVEES AND DIKES FOR GROUNDS DRAINAGE | LF | S |  | 1.021 | [11 empty] | 1.021
8721 | BOUNDARY FENCE AND WALL | LF | LS |  | 1.021 | [9 empty] | 1.032 | 1.035 | 1.0906
8722 | SECURITY FENCE | LF | LS |  | 1.021 | [9 empty] | 1.032 | 1.035 | 1.0906
8813 | NAVIGATION REVETMENTS | LF | LS |  | 1.021 | [9 empty] | 1.032 | 1.035 | 1.0906
8910 | UTILITY BUILDING | SF | B |  | 1.021 | 1.027 | 1.003 |  | 1.005 |  |  |  | 1.003 |  | 1.032 | 1.035 | 1.1324
8921 | INSTALLATION GAS PRODUCTION PLANT | EA | S |  | 1.021 | 1.027 | [8 empty] | 1.032 | 1.035 | 1.12
8922 | INSTALLATION GAS STORAGE | EA | S |  | 1.021 | [11 empty] | 1.021
8923 | VEHICLE SCALES | EA | S |  | 1.021 | [7 empty] | 1.003 |  |  |  | 1.0241
8924 | MISCELLANEOUS PUMP STATION | EA | S |  | 1.021 | [7 empty] | 1.003 |  |  |  | 1.0241
8926 | HAZARDOUS WASTE STORAGE OR DISPOSAL FACILITY | EA | S |  | 1.021 | 1.027 | [6 empty] | 1.003 |  |  |  | 1.0517
8927 | UTILITY VAULTS | EA | S |  | 1.021 | [11 empty] | 1.021
8928 | LOADING PLATFORM/RAMP | EA | S |  | 1.021 | [11 empty] | 1.021
8929 | MISCELLANEOUS UTILITY FACILITY | EA | S |  | 1.021 | [11 empty] | 1.021
8930 | INSTALLATION GAS DISTRIBUTION LINE | LF | LS |  | 1.021 | [9 empty] | 1.032 | 1.035 | 1.0906
8931 | UTILITY TUNNEL | LF | LS |  | 1.021 | [9 empty] | 1.032 | 1.035 | 1.0906
8932 | UTILIITY CHANNEL | LF | LS |  | 1.021 | [9 empty] | 1.032 | 1.035 | 1.0906
8951 | MISCELLANEOUS STORAGE TANK AND BASIN | GA | S |  | 1.021 | [11 empty] | 1.021
Notes: | [17 empty] | 2251
1. This additional factor is intended only for commercially sourced Replacement Unit Costs (RUCs). It is designed to incorporate those unique premiums that Military Construction projects are affected by. For RUCs that are modeled from a combination of military and commercial component sources, if the sum of the commercial components is greater than 50% of the total RUC, than the MCP will apply.
2. The source for these factors is the USACE sponsored study " A Report on Construction Unit Costs; Characterizing the MILCON Cost Premium" Submitted in April 2013 by L3/Stratus. This report defines the Milcon Cost Premium (MCP) into three broad categories; Law, Regulation, and Guidance. Regulation is further broken down as it applies to RUCs into seven federal design practices; Structural, Closure, Roof, Interior Finishes, Plumbing, HVAC, and Electrical. This study only inspected five facility types; Medical Dispensary and Clinic, General Administrative Facility, Enlisted Barracks, Child Development Center, and Elementary School. The implementation of these premiums to other FACs is an extrapolation. | [17 empty] | 2261
3. Replacement Unit Costs derived from a Defense Department source (UFC Guidance Unit Costs, USACE PAX) already include these premiums, and therefor are excluded from this additional calculation. | [17 empty] | 2264
4. The L3/Stratus report emphasizes that these factors are "non-additive", meaning they sometimes overlap in their effect and therefor can't simply be added together. This overlap is adjusted for in this table by selecting the minimum contribution percent for each MCP component. As the minimum total contribution to MCP by Federal Design Practices is 8.2%, the seven subordinate factors were adjusted so that their total contribution equaled 8.2%. | [17 empty] | 2265
5. As not all MCP factors apply to all FACs, each FAC is analyzed individually for the application of each MCP factor. | [17 empty] | 2271
5.a. Sustainability / Energy Standards. LEED, Executive Orders (EO), the Energy Policy Act (EPAct), and the Energy Independence and Security Act (EISA) requirements support the federal government’s strategy of lifecycle cost savings, but they do increase up-front costs, thereby contributing to the MCP. If the typical facility in a FAC is constructed to comply with one or several of these policies, this factor is applied to the MCP total. | [17 empty] | 2281
5.b. Davis Bacon Wage Factor. Depending on prevailing wage rates in a particular state, Davis-Bacon may constitute an added cost when compared to a private sector job of similar scope. It is assumed that all assets constructed for the DoD must implement the DBA, even though the DBA has been waved overseas (40 U.S.C. § 3142(a)). | [17 empty] | 2291
5.c. Bonding Insurance. In accordance with FAR 28.102, all government construction projects over $150,000 are subject to the Miller Act which requires performance and payment bonds. If the average PRV for a FAC is less than $150,000, then this premium is not applied. | [17 empty] | 3101
5.d. Structural Premium. UFC 3-301-01 provides supplements, replacements and additions to numerous IBC 2009 sections. These changes cover serviceability, deflection limits, occupancy category, fall prevention and protection, live loads, snow loads, wind loads, earthquake loads, structural tests and special inspections, vibratory loads, reinforcement, frost line depth, slab construction joints, corrosive environments, and more structural criteria. In most cases, these changes to the IBC 2009 requirements involve more stringent requirements which must be met in the design of DOD building structures. If the typical asset in a FAC has a significant structure, than the Structural Premium is applied. | [17 empty] | 3102
5.e. Closure Premium. In general, DOD facilities used a more costly masonry veneer exterior closure systems as opposed to the less costly exterior closure systems found on the commercial projects. In addition, a higher ratio of windows, found in DoD projects, will result in higher costs for nearly all types of closures. If these conditions are common to a FAC, then the Closure Premium MCP factor is applied. | [17 empty] | 3103
5.f. Roof Premium. UFC 3-110-03 is very prescriptive on the design, materials, installation, and warranty requirements. The prescriptive nature of this UFC is notable compared to other more broadly-scoped UFCs. For example, the UFC excludes the use of various types of roofing system materials for decking, insulation, cover boards, and membranes. If the typical asset in a FAC has any type of roof system on it, the Roof Premium is applied. | [17 empty] | 3104
5.g. Interior Premium. There is a significant difference between allocated space for MILCON and commercial facilities. Although this could be attributable to unique features of the buildings, it is more likely to be indicative of the differences in design features between MILCON and commercial construction. High personnel turnover rates drive a majority of the interior finish selections with DOD projects; heavier traffic wears out flooring quicker. Frequent re-assignments and new users and administrations insist upon more flexible space arrangements. The Interior Premium is applied to FACs that have finished interiors. | [17 empty] | 3111
5.h. Plumbing Premium. The average density of plumbing fixtures in DoD buildings is greater than Commercial buildings. The Plumbing Premium is applied to those FACs that have interior plumbing. | [17 empty] | 3121
5.i. HVAC Premium. DOD prefers HVAC systems with air cooled chillers for generating cooling water and gas-fired hot water boilers for generating heating water. The private sector tends to favor HVAC systems with more economical upfront equipment costs: heat pumps, direct expansion cooling, and electric heating. Commercial facilities also use less expensive rooftop units in various cooling and heating configurations. Rooftop units are generally discouraged by DOD owners. The HVAC Premium is applied to those FACs that have HVAC systems. | [17 empty] | 3131
5.j. Electrical Premium. UFC guidance documents provide supplements, replacements, and additions to numerous sections of NFPA 70, National Electric Code. These enhancements generally involve more stringent requirements which must be met in the design of DOD facilities and cover: Low voltage transformers, Switchgear and switchboards, Panelboards, Motor controls, Surge protective devices, Raceway, Conductors, Wiring devices, Lighting, Emergency generator/automatic transfer equipment, Grounding, and Telecom building cabling systems. The Electrical Premium is applied to those FACs that have significant electrical systems. | [17 empty] | 3141
5.k. Anti-Terrorism / Force Protection (AT/FP). Special materials/systems and design considerations driven by AT/FP requirements can quickly add to project costs. In more developed areas, these costs can be especially high as the real estate for required setbacks may not be available, resulting in more robust facility construction requirements designed to resist blasts and/or prevent progressive collapse. Where setbacks can be met, additional costs include the extra land cost (for setbacks) and special materials/systems requirements (fences, vehicle gates, bollards, planters, jersey barriers, windows, doors, etc.). The AT/FP Premium is applied to those FACs that are considered continuously occupied by personnel. | [17 empty] | 3151
5.l. Security Access. The administrative process of clearing craft workers, laborers, materials suppliers and management staff for access to a DOD installation can increase general conditions costs for the contractor, and depending on threat levels, access to work sites on secure installations can result in lost time and productivity as contractors may be delayed at base entry points. The DOD requirement for contractors to exclusively employ a workforce with no criminal record and documented immigration status can also limit a contractor’s workforce. The Security Access Premium has been omitted from the MCP calculations by the direction of the DoD Tri-Service Committee on Cost Engineering as this premium is inherent in the Area Cost Factor. | [17 empty] | 3161
5.m. Staffing Requirements. The experience requirements specified for certain personnel on MILCON projects can result in cost premiums as contractors must find qualified staff. Professional registration, certification, specialized safety and training requirements are often required above and beyond what is typically necessary on a comparable private sector project. As MILCON (>$750k) projects are affected by these staffing requirements, those FACs with assets that can only be procured by a MILCON project will receive the Staffing Requirements Premium. | [17 empty] | 3171
5.n. Limited Procurement Options. The FAR limits the use of innovative delivery systems to design-build and design-bid-build. Current statutory and regulatory requirements preclude full implementation consistent with private sector best practices. As MILCON (>$750k) projects are affected by these limited procurement options, those FACs with assets that can only be procured by a MILCON project will receive the Limited Procurement Options Premium. | [17 empty] | 3181
6. MCP components that no credible findings by the L3 / Stratus study are omitted from this calculation. These MCP components include: Federal Contracting Requirements, Approvals/Funding/Authorizations, A/E/C Selection/Contracting Process, Planning/Scoping Process, Multiple Decision Makers, Dynamic Project Requirements. | [17 empty] | 3191
3201
3211
3711
3712
3713
3901
3902
3903
3904
4111
4112
4113
4114
4121
4122
4211
4212
4221
4222
4231
4241
4251
4311
4321
4411
4412
4413
4414
4421
4422
4423
4424
4425
4426
4427
4428
4511
4521
5100
5302
5303
5304
5306
5307
5400
5500
5501
6100
6101
6102
6103
6104
6105
6106
6200
6201
6900
7110
7120
7130
7141
7142
7143
7145
7147
7210
7212
7213
7214
7215
7218
7220
7231
7232
7233
7234
7235
7236
7240
7241
7242
7250
7251
7311
7312
7313
7314
7321
7322
7323
7331
7332
7333
7340
7341
7342
7343
7344
7345
7346
7347
7348
7349
7351
7352
7353
7354
7361
7362
7371
7372
7380
7381
7382
7383
7384
7385
7386
7387
7388
7389
7411
7412
7413
7414
7415
7416
7417
7418
7421
7422
7431
7441
7442
7443
7444
7445
7446
7447
7511
7512
7513
7514
7515
7516
7517
7518
7521
7522
7523
7524
7531
7532
7541
7542
7543
7601
7602
7603
7604
7605
7606
8111
8112
8114
8121
8122
8123
8131
8132
8133
8211
8221
8231
8232
8241
8261
8271
8311
8312
8313
8314
8315
8316
8321
8331
8332
8333
8334
8411
8412
8413
8414
8415
8421
8422
8431
8432
8433
8434
8435
8441
8442
8443
8451
8452
8511
8512
8513
8514
8521
8522
8523
8524
8525
8526
8531
8541
8601
8611
8612
8711
8712
8713
8714
8715
8721
8722
8811
8821
8910
8921
8922
8923
8924
8925
8926
8927
8928
8929
8930
8931
8932
8951
9351
999X
Note on G2: In accordance with FAR 28.102, all government construction projects over $150,000 are subject to the Miller Act which requires performance and payment bonds.
Note on P3: Generally effects MILCON (>$750k) projects)

## M&S Selection Business Rule
Building Class and Type Selection Business Rule for Replacement Unit Cost Development
CLASS[1] | FRAME | FLOOR | ROOF | WALLS | USE FOR[2]
A | Structural steel columns and beams, fireproofed with masonry, concrete, plaster or other noncombustible material | Concrete on steel deck, fireproofed | Formed concrete, precast slabs, concrete or gypsum on steel deck, fireproofed | Nonbearing curtain walls, masonry, concrete, metal and glass panels, stone, steel studs and masonry, tile or stucco, etc | Facilities designed to mitigate explosive overpressures: FACs 1491, 2121, 2123, 2125, 2136, 2152, 2153, 2154, 2161,2162, 2163, 2211, 2221, 2251, 2252, 2261, 2262, 3151, 3161, 3181, 4212, 4231
B | Reinforced concrete columns and beams, fire-resistant construction | Concrete or concrete on steel deck, fireproofed | Formed concrete, precast slabs, concrete or gypsum on steel deck, fireproofed | Nonbearing curtain walls, masonry, concrete, metal and glass panels, stone, steel studs and masonry, tile or stucco, etc | Facilities designed for industrial, storage, or medical purposes, except those in Class A. FACs in 1000, 2000, 3000, 4000, and 5000 series.
C | Masonry or concrete loadbearing walls with or without pilasters. Masonry, concrete or curtain walls with full or partial open steel, wood or concrete frame | Wood or concrete plank on wood or steel floor joists or concrete slab on grade | Wood or steel joists with wood or steel deck; concrete plank | Brick, concrete block or tile masonry, tilt-up, formed concrete, nonbearing curtain walls. | Facilities designed for light industrial and community support. FACs in the 6000 and 7000 series.
S | Metal bents, columns, girders, purlins and girts without fireproofing, incombustible construction. | Wood or steel deck on steel floor joists, or concrete slab on grade | Steel or wood deck on steel joists. | Metal skin or sandwich panels. Generally incombustible. | Facilities designed to protect from weather facilities used for utility or industrial purpose in the 8000 series. .
All of the costs in the Calculator and Segregated Cost Sections are subdivided by quality for pricing purposes. It would be impossible, short of a detailed specification, to describe exactly what is meant by each quality, so proper selection is dependent upon the experience and judgment of the user. The quality scales against which most buildings and their parts must be rated are: LOW COST / AVERAGE / GOOD / EXCELLENT Additional classifications have been added where warranted. For the purpose of the Manual, the Average building is representative of the majority of buildings of its occupancy and the cost is the statistically averaged cost of all buildings of its class and occupancy nationally. This must be considered by the valuator since it is very easy for an estimator working mainly on low-cost structures to tend to overclassify, and for the estimator who is chiefly working on better properties to under classify because their ideas of an average building are different. Usually, in cities with strong building codes, the Average building is the standard code building with some extra trim and refinements while in an area with less exacting code provisions, the Average building could be the best building in the community depending on the occupancy. Also, certain occupancies in some areas may have stringent code requirements, funding agency constraints and/or high land values, etc., which can drive the overall costs up, so that the local standard building for pricing purposes is rated “Good”. Quality of construction is often more difficult to determine in buildings where the importance of appearance and amenities is equal to or greater than the importance of pure utility. Dwellings often present a greater problem than do commercial or industrial buildings, which are usually designed primarily for utility and strength. Moreover, dwellings represent the most numerous single type of buildings. As an aid to quality classifications, descriptions of some components of typical buildings in various occupancies, styles, and qualities are given as a guide in the Calculator Sections, as well as pictures with explanations. Section 40 contains explanations of the Segregated Cost ratings. Following are brief, general descriptions of the four basic quality levels:
LOW QUALITY Buildings in this category are generally constructed to minimum code requirements often with little regard for architectural appearance or other amenities. They are built with minimum investment in mind. Little ornamentation is used and interior partitioning and finish is minimal and/or of low quality. In cities with strong building codes, few low-cost buildings of certain occupancy types are built because of code requirements and the fact that it often is not economical on high-priced land. In some rural communities, the Low Quality category may contain some of the more important buildings in town. The figures in the Calculator Costs are for the center of a range of costs of buildings in the same general category, and are not for the lowest-cost buildings which could be built. In general, Low-cost dwellings are houses built to conform to a minimum building code. Substandard single-family residences which were built without any building code control are given a special classification of Cheap quality. Cheap may also be used to describe a basic shell structure which is deficient in interior finishes typical of a particular occupancy. |  |  |  |  | Not used.
AVERAGE QUALITY Average-quality buildings constitute the largest group of buildings constructed, approximately fifty percent of all buildings. These are generally buildings designed for maximum economic potential without some of the pride of ownership or prestige amenities of higher-quality construction. They are of good standard code construction with simple ornamentation and finishes. The basic costs, which are listed, are national averages and in the case of any particular locality, may not represent the local average quality.In dwellings, the typical Average-quality dwelling changes through the years, with today’s dwelling generally having more electric outlets and services and more plumbing fixtures. At the same time,the quality of exterior and interior finishes has been lowered to compensate for the total cost of the house. An Average, conventional frame dwelling should have joists and wall framing that will conform to all federal, state, and local building codes. Wall construction varies in different localities and modular homes may deviate in many respects. The Average Class D dwelling of the warmer portions of the United States may not have extensive sheathing or insulation between the studs and the exterior wall finish, while this would definitely be considered substandard in a colder climate. However, the warmer climate residence will generally have more fenestration. The Fair quality is the mid-range of the so-called “starter house”. |  |  |  |  | Used for all FACs, except those listed in “Good” category
GOOD QUALITY Buildings designed for good appearance, comfort and convenience, as well as an element of prestige, constitute the Good Quality category. Ornamental treatment is usually of higher quality and interiors are designed for upper-class rentals. The amenities of better lighting and mechanical work are primary items in their costs. In dwellings, the good residence is generally built to cater to the young executive or move-up market. It will be much the same construction as the Average, with more detail and higher mechanical and electrical costs and may be the standard structure in the so-called move-up community. |  |  |  |  | Used only for prestige facilities in FACs 5100 – hospital 6102 – Large Unit Headquarters 6105 – Pentagon 7386 – Ceremonial Hall 7440 - Comm Act/Conf Cntr 7601 – Museum
EXCELLENT QUALITY Excellent buildings are normally prestige buildings. On an economic basis, part of the cost must be written off to pride of ownership and some of the income intangibly derived from advertising. Excellent dwellings are generally built for the established professional or those with higher incomes and will have some expensive finishes and fixtures. The High Value quality dwelling will normally have more ornamentation, special design, and top quality materials. However, the costs listed will not be high enough for the most luxurious types of dwellings, built without regard for cost, since each listed cost represents the center of the costs within that quality range.
SUMMARY Buildings must be compared for quality within the occupancy listed. Industrial buildings must be compared with other industrial buildings. Lofts cannot be compared with offices, and all types must be considered in the light of what is built nationally. Many localities will never have an Excellent quality building. In some localities it will be difficult to build a Low-cost building for some occupancies because of code requirements and land costs. It is usually true that a well-framed building is a well-finished building. If the builder cuts corners on his framing, he will probably also cut corners on his finish and mechanical equipment. Cheap hardware, lighting fixtures, and millwork may be very ornamental, while, for example, the structure of a model home may be scarcely strong enough to support its beautiful tile roof; therefore, the estimator must have some idea of comparative quality of components and the occupancy as a whole.
Foot Notes
[1] The source of the first five columns, above, is the Marshall & Swift Evaluation Service, Section 1, pages 4 – 10, January 2016.
[2] Section of FACs based upon structural design criteria. See the following Unified Facilities Criteria: UFC 3-301-01 Structural Engineering with Ch3 dated 9-12-16; UFC 3-320-06A Concrete Floor Slabs on Grade Subjected to Heavy Loads dated 3-01-05; UFC 3-340-02 Structures to Resist the Effects of Accidental Explosions w/Ch2 dated 12-05-08.
[3] The avoidance of ornamentation (characteristic of the Marshall & Swift “Excellent” quality of construction) is consistent with the published goals sustainability, seismic design safety, ease of maintenance, energy conservation and the avoidance of personnel injury caused by falling ornamentation. See the WBDG Aesthetics Subcommittee Updated: 06-14-2016. See also Seismic Rehabilitation of Federal Buildings: A Benefit/Cost Model, FEMA 255 of September 1994, p 7-20.

## Fire Sprinkler Business Rule
Automatic Sprinkler Systems From International Building Code 2015 Section 9031
Occupancy | Requirement
A (A-1,-3, -4) | >12,000 sf
A-2 | >5,000 sf or Occupant load >100 or Fire area on a floor other than level of discharge
Ambulatory Care | >4 patients incapable of self-preservation
B | >5,000 sf
E | >12,000 sf
F | >12,000 sf
H2 | Throughout
I | Throughout
M | >12,000 sf
R | Throughout
S | >12,000 sf
U | None
Occupancy Definitions (from International Building Code, Chapter 3)3
A: Assembly
A1 – usually fixed seating for production and viewing performing arts and motion pictures
A2 – intended for food, drink consumption e.g. nightclubs, restaurants, cafeterias
A3 – intended for worship, recreation, amusement, e.g. bowling alleys, community halls, courtrooms, gymnasiums, indoor swimming pools, libraries, museums, places of worship
A4 – intended for indoor sporting events with spectator seating
A5 – intended for outdoor activities including bleachers, grandstands, stadiums
B: Business
Intended for use as an office, professional or business use, including the storage of records. Examples include:
o Ambulatory care facilities: Note – these are buildings or portions of buildings used for medical, surgical, psychiatric, nursing or similar care on a less than 24 hour basis to individuals who are rendered incapable of self-preservation by the services provided
o Banks, electronic data processing
o Laboratories for testing and research
o Professional services (architects, engineers, attorneys, dentists, physicians, etc)
o Clinic for outpatient services: Note – these are buildings or portions thereof used to provide medical care on less than a 24-hour basis to persons who are not rendered incapable of self-preservation by the services provided
E: Educational
The use of a building or a portion thereof by six or more persons at any one time for educational purposes through the 12th grade
F: Factory
A building or structure or portion thereof use for assembling, disassembling, fabricating, finishing, manufacturing, packaging, repair or processing operations that are not classified as Group H Hazardous or Group S Storage
H: High-Hazard
Use of a building or portion thereof involving manufacturing, processing generation or storage of materials that constitute a physical or health hazard in quantities in excess of those allowed in control areas (Table 307.1(1))
I: Institutional
A building in which care or supervision is provided to persons who are not capable of self-preservation without physical assistance or in which persons are detained for penal or correctional purposes in which the liberty of occupants is restricted
M: Mercantile
Use for the display and sale of merchandise and involving stocks of goods, wares or merchandise and accessible to the public. Examples include:
o Department stores
o Drug stores
o Markets
o Motor fuel dispensing facilities
o Retail or wholesale facilities
R: Residential
Use of a building for sleeping purposes when not classified as Group I and not covered by the International Residential Code. Examples include:
o Dormitories
o Transient facilities
o Hotels, motels
S: Storage
Use of a building for storage that is not classified as Group H Hazardous.
U: Utility
Buildings or structures of an accessory character and miscellaneous structures not classified in any other specific occupancy . Examples include:
o Barns, fences, carports, greenhouses, private garages, sheds, retaining walls,stables, tanks, towers
Note that occupancy, design or materiel conditions may reduce or increase the requirement for a sprinkler or type of extinguishing system. Reference should be made to additional requirements in NFPA 101 Life Safety Code4, NFPA 13 Standard for the Installation of Sprinkler Systems5 or the
International Building Code to determine the requirements for particular structures. In this business rule, a middle course for the selection of an extinguishing system is chosen, applicable to most buildings, most of the time.
Footnotes:
1 International Building Code, Chapter 9, Section 903, International Code Council, 2015
2 For H Occupancies, add extra hazard premium cost and early suppression system and early suppression pump
3 International Building Code, Chapter 3, Sections 300 – 311, International Code Council, 2015. The definitions have been summarized and are used for setting requirements for multiple purposes with the Code (e.g. structural design, means of egress, plumbing, electrical, mechanical).
4 National Fire Protection Association Life Safety Code, NFPA 101, 2015, Chapters 6 -42
5 National Fire Protection Association Standard for the Installation of Sprinkler Systems, NFPA 13, 2016, Chapters 3, 5, 7 and 22.

## Loading Dock Footnote
Loading Dock Footnote
The number of truck docks is calculated by a consideration of number of trucks arriving and loading/unloading time for the specific design. As general guidance, the Commercial Real Estate Development Association (NAIOP) provides an estimate of the average number of loading docks per square foot of industrial or warehouse averaging 1 dock per 7,500 sf of floor space1. For this FAC, 1 loading dock assembly is provided.
The guide specification for design of a loading dock is contained in the Unified Facilities Guide Specification2.
1 Commercial Real Estate Development Association, NAIOP Research Foundation, “NAIOP Terms and Definitions: North American Office and Industrial Market, pg. 12.
2 Unified Facility Guide Specification (UFGS) UFGS-11 13 19.13 (August 2009)

## Range Business Rules
Range Business Rules
Design | Adhere to range designs provided in TC 25-8; use FMs for specific weapons systems training/range use.
Materials | Select materials from current PAX Newsletter; if materials not found in PAX, use Marshall and Swift Valuation Service (see Marshall and Swift Business Rules for Class and Qualities of facilities)
Horizontal Features | 1. Use Concrete Reinforcing Steel Institute (CSRI) manual for rules of thumb on concrete thickness and reinforcing. 2. Use US DOT Federal Highway Administration Gravel Roads Construction & Maintenance Guide, August 2015.
Included facilities | 1. Use only range design shown in TC 25-8 for facilities included. Ancillary facilities shown on ”Standard Range Support Building Matrix” in TC 25-8 are assumed to be separately inventoried with individual property records. 2. Supporting utilities to the range site will be excluded from the range RUC per USACE Engineering and Support Center Huntsville “Range and Training Land Program Information”, Utilities Services.
Berm | A common feature of ranges is the berm(s) used to attenuate debris from explosives and protect personnel from ordnance, shrapnel, and other airborne debris. Berms are assumed to be constructed by bulldozers, piling and compacting soils. Catcode 93410 of the current PAX Newsletter will be used to price a berm at an assumed size of 2m x 1 m x length as shown in the typical design found in TC 25-8.
Utilities | The following guidance is taken from USACE Engineering and Support Center Huntsville “Range and Training Land Program Information”, Utilities Services. 1. There is no RTLP training requirement for water or sewage on a range project. 2. There is no RTLP training requirement for telephone or fiber optics communications between a range and the Installation. 3. Three phase primary electrical service will be extended to the range site. Electrical power distribution will conform to AEI and TM 5-811-1. The range project will only pay for a “short” run of poles and power lines to bring adjacent power service to the range site.